## Userguide
Welcome to BC Hydro Power Smart ES Lighting Calculator tool!
BC Hydro Power Smart ES Lighting Calculator, version 11.0 - 2022.06.20
NEW MAJOR CHANGES MADE TO SPREADSHEET (BC Hydro Power Smart ES Lighting Calculator, version 11.0 - 2022.06.20)
- Added the NLC Calculator and Commissioning worksheets.
- Updated the Building Types and Space Types.
- Added "Calculated estimated annual operation/maint. cost savings" to the ES Report worksheet.
- Added "Integrated Occupancy Sensor" and "Integrated Daylight Sensor" options to New Luminaires worksheet.
- Added "Bi-level LED", "LED + sensor luminaire (LLLC)", and "LED / T-LED addressable lamp" to Lamp Technology types in New Luminaires worksheet.
- Changed "LED adaptive (bi-level / tri-level)" to "Bi-level stand-alone luminaire" in the Energy Conservation Measure options in the ES Calculator worksheet.
This tool will help you estimate the energy savings from retrofitting a lighting system and implementing energy conservation measures (ECMs). When all data on existing and proposed systems has been entered, the Calculator will calculate the estimated energy and demand savings. Please note that you can type the data in the light green fields only; the light blue fields contain drop-down menus, and the white fields are locked and contain formulae to calculate savings.
The tool is an Excel workbook which consists of 4 worksheets and 3 reference sheets:
• ES Report (Energy Savings Report)
• Existing Luminaires (Information on existing luminaires)
• New Luminaires (Information on proposed luminaires)
• ES Calculator (Energy Savings Calculator, the main worksheet)
• NLC Calculator (Energy Savings Calculator for Networked Lighting Control systems), and
• Commissioning (Commissioning schedule for Networked Lighting Controls)
• 4 input wattage reference sheets: Accepted ECMs - Input wattage – Linear fl, Input wattage – HID and Input wattage – CFL. These input wattage worksheets are provided for reference for entering input wattages in the luminaire schedules. Use the data from these worksheets as guidelines. If you have specific manufacturer’s input wattage data, enter this data but ensure you provide back-up information with your submission.
To complete the calculator, please follow the instructions below:
1. In the ES Report tab
Fill in general project information in the accessible fields. Make sure you indicate a project type (Energy Study, Incentive Application, or As-built), and Primary buiilding type (which is a mandatory entry).
Site Demand Savings - are estimated demand savings for the entire building.
BC Hydro Peak Demand Savings - are estimated demand savings during BC Hydro peak demand times (5-7pm during weekdays in Dec. and Jan.)
Site Energy Savings - are estimated energy savings for the entire building.
Potentially Incentable Energy Savings - are estimated energy savings that are incentable by BC Hydro.
2. In the Existing Luminaires tab:
"Luminaire type" - define a luminaire type in a short way (i.e., A, MH250, F1, exit, etc.)
"Lamp technology" - choose a related lamp technology from the drop-down menu. If "Other", add details in the comments column.
"Lamp length" - choose a lamp length from the drop-down menu (for linear fluorescent lamps only)
"Lamp nominal wattage" - define a nominal lamp wattage (i.e., 34 for F40T12ES, 32 for F32T8, etc.)
"# of lamps" - enter the number of lamps per luminaire
"Ballast type" - choose an appropriate ballast type from the drop-down menu (if applicable)
"Ballast factor" - choose an appropriate ballast factor from the drop-down menu (for linear fluorescent lamps only)
"Wattage per luminaire" - define an input wattage for the luminaire (refer to the input wattage sheets if necessary)
"Baseline wattage" - This is automatically entered and shows the baseline wattage used for calculating potentially incentable kWh savings. The baseline applies to T8, and T12.
"Lamp/Luminaire Model # or Comments" - add specific lamp and luminaire model numbers when known, particularily important for LED lamps and luminaires, and if "Other" lamp technology is selected. Can also add any other comments pertaining to the row.
3. In the New Luminaires tab:
"Luminaire type" - define a luminaire type in a short way (i.e., L3, A-retro, etc.)
"Lamp technology"- choose a proper lamp
"Integrated Occupancy Sensor"- select Y if there is an occupancy sensor built into the luminaire or lamp
"Integrated Daylight Sensor"- select Y if there is an daylight sensor built into the luminaire or lamp
"Lamp length" - choose a lamp length from the drop-down menu (for linear fluorescent lamps and T-LED only)
"# of lamps" - enter the number of lamps per luminaire
"Ballast type" - choose an appropriate ballast type from the drop-down menu (if applicable)
"Ballast factor" - choose an appropriate ballast factor from the drop-down menu (for linear fluorescent lamps and T-LED only)
"Luminaire System W" - define an input wattage for the luminaire (refer to the input wattage sheets if necessary)
"Lamp/Luminaire Model # or Comments" - add specific lamp and luminaire model numbers when known, particularily important for LED lamps and luminaires. Can also add any other comments pertaining to the row.
4. In the ES Calculator tab:
"Room name" - starting with cell B7, enter a room name or number that can be easily identified on site
"# of Identical Areas" - This is used when you have multiple rooms that have the same luminaire type, quantity, hours, and controls for both existing and retrofit options. An example would be multiple identical classrooms in a school. Using this column, you can enter in the data for one classroom, and use "# of Identical Areas" to multiply the rows calculations for demand and energy. You must have at least 1 entered.
"Space Type" - This is used to create reference space type hours in "ES Calculator" worksheet. Find the closest type, or use "Others" if nothing matches
Existing lighting system
"Luminaire type" - choose an existing luminaire type from drop-down menu
"Qty" - define the quantity of existing luminaires of the identified type in the room. If there is more than one luminaire type per room, use the next row for the next luminaire type
"Control type" - Any of the control options selected will not affect the user entered hours in the "Annual usage hours" column.
"Reference hours" - These hours are automatically entered depending on the building type and space type that was selected.
"Annual usage hours" - Enter in annual usage hours if they are different than the "Reference hours", otherwise, the Reference hours will be used for demand and energy calculations.
Proposed lighting system
"ECM" - from the drop-down menu choose one of the Energy Conservation Measures options listed. Please ensure you select a proper ECM, otherwise savings on that row will not be calculated correctly. There is a "No luminaire change" option in the ECM list for the luminaires that will not to be retrofitted or changed in any way. Select "Bi-level stand-alone luminaire" for adaptive controls.
"Luminaire type” - choose a new luminaire type from the drop-down menu
"Qty" - define the quantity of new luminaires of the identified type in the room. If there is more than one luminaire type in the room, use next row for next luminaire type
"Control type" - choose a Control type description from the drop-down menu. Refer to the comments in cell R5 in the ES Calculator worksheet to see the recommended maximum percentage of hours reduction based on which control type chosen.
"Annual hours" - if "Bi-level stand-alone luminaire" is not selected, define the annual hours of operation for each new luminaire type in the room
"Full Power Hours" - this cell is available for entry only if the "Bi-level stand-alone luminaire" ECM is selected. Enter in the number of annual hours that the luminaire will be on at full power.
"Low Power Watts" - this cell is available for entry only if the "Bi-level stand-alone luminaire" ECM is selected. Enter in the input wattage of the luminaire when it is in its low power dimmed level.
"Low Power Hours" - this cell is available for entry only if the "Bi-level stand-alone luminaire" ECM is selected. Enter in the number of annual hours that the luminaire will be on at the low power wattage per year.
"Off Hours" - this cell is available for entry only if the "Bi-level stand-alone luminaire" ECM is selected. Enter in the number of annual hours that the luminaire will be off.
"Hours change" - is the percentage difference between the existing hours and proposed hours. It is highlighted orange or red if the savings % is beyond the typical amounts. If "Bi-level stand-alone luminaire" ECM is selected, the "Full Power Hours", "Low Power Hours", and "Off Hours" must sum to the existing hours.
"Retrofit cost" - input the cost of retrofit for each line OR if there is no cost data per room available, input the total cost of the retrofit for the site in any light green cell of this column to calculate the financial results
"Comments" - any additional comments you would like to add regarding this specific row.
5. In the NLC Calculator tab:
"Room name" – as per instructions for the “ES Calculator” tab
"# of Identical Areas" - as per instructions for the “ES Calculator” tab
"Space Type" - as per instructions for the “ES Calculator” tab
Existing lighting system
As per instructions for the “ES Calculator” tab
Proposed lighting system
"ECM" - from the drop-down menu choose one of the Energy Conservation Measures options listed. Please ensure you select a proper ECM, otherwise savings on that row will not be calculated correctly:
- “NLC – no energy monitoring” – select for room-based/ stand-alone NLC system (non-networked) with basic automated lighting controls OR networked lighting controls without energy monitoring.
- “NLC – with energy monitoring” – select for NLC systems with energy monitoring, demand response functionalities and capable to integrate with other systems
- "No change" - select for the luminaires that will not to be retrofitted or changed in any way
"Luminaire type” - choose a new luminaire type from the drop-down menu.
"Qty" - define the quantity of new luminaires of the identified type in the room. If there is more than one luminaire type in the room, use next row for next luminaire type
Networked Lighting Controls Schedule
Overall, for each of the networked lighting control options, select either "Y" or "N". If nothing is selected, the default value will be used (statistical data for building and space type combination). Either the user select, or default option will then open the corresponding cells in the "Commissioning" worksheet for customization of that control option.
"Occ. Sensor" – select "Y" if the NLC luminaires are connected to an Occupancy Sensor for the space type in question.
"Daylight Harvesting" - select "Y" if the NLC luminaires are connected to a Daylight Harvesting/ sensor/ photocell for the space type in question.
"High End Trim" - select "Y" if for the NLC luminaires for the space type in question the maximum light output will be set to a less-than-maximum state (e.g. 80% of nominal power) to save energy.
"Manual/ Scene Dimming" – select "Y" if for the NLC luminaires for the space type in question the maximum light output will be adjusted/dimmed according to control zones or personal control preferences.
"Time switch/ schedule" - select "Y" if the NLC luminaires for the space type in question will be controlled by use of time or scheduled to operate based on time of day.
"Demand Response" - select "Y" if the NLC luminaires for the space type in question will be set to reduce the energy consumption, in a pre-defined way, on a temporary basis, in response to a demand response signal with or without manual intervention.
"Retrofit cost" - input the cost of retrofit for each line OR if there is no cost data per room available, input the total cost of the retrofit for the site in any light green cell of this column to calculate the financial results
"Comments" - any additional comments you would like to add regarding this specific row.
Savings will be calculated automatically. The savings figures will appear in white fields and automatically populate fields in the ES Report worksheet.
6.In the Commissioning tab
Complete this tab only for Post Implementation Declaration. The information on the post installation, commissioned control schedule is required as a proof of completion for incentive payment.
Columns A to P are copied from the NLC Calculator worksheet.
Columns Q to AH are used for user selection and customization of the individual Networked Lighting Controls options. The cells are locked and unlocked based on the user selection in the NLC Calculator worksheet. In the Commissioning worksheet, for the columns that have default values, if nothing is entered in the "Select" column, the default values will be used. All these entries do not have any impact the calculated energy or demand savings, they are simply used as a commissioning schedule.
Occupancy/ Vacancy Sensor Settings
"Occ. Sensor Mode" – from the drop-down menu choose one of the Occ Sensor Modes options listed that match the NLC settings commissioned.
“Delay OFF” – from the drop-down menu choose one of the appropriate time delay value for occ. sensors as implemented and in conjunction with the occ. sensor mode selection.
“Partial ON/OFF/ Bilevel Dim/ Pwr Reduced” – from the drop-down menu choose the appropriate percentage (%) of dimmed power if after the sensor confirms vacancy, lights are set to dim gradually before turning completely off.
Daylight Harvesting Settings
"Triger Illuminance" – if known, enter the value in lux for the illuminance level set to trigger the lights on.
“Dim/Pwr reduced” – from the drop-down menu choose the appropriate percentage (%) of dimmed power set for the lights to operate in lieu of being turned full on.
High End Trim Settings
“Dim/Pwr reduced” – from the drop-down menu choose the appropriate percentage (%) of dimmed power set for the lights to operate to a less-than-maximum state.
Manual Dimming Settings
“Dim/Pwr reduced” – from the drop-down menu choose the appropriate percentage (%) of dimmed power set for the lights to operate under manual dimming setting.
Time switch/ schedule
“Override Delay” - from the drop-down menu choose the appropriate time delay to turn lights off.
“Schedule (lights off)” - from the drop-down menu choose the appropriate time of day scheduled to turn lights off.
Demand Response Settings
"Event Pwr Red." - from the drop-down menu choose the appropriate percentage (%) set to reduce the energy consumption, in a pre-defined way, on a temporary basis, in response to a demand response signal with or without manual intervention.

## ES Report
Energy Savings Report
BC Hydro Power Smart ES Lighting Calculator, version 11.0 - 2022.06.20
| Consultant | [6 empty] | Missing Info!
| Customer | [6 empty] | Missing Info!
| Person who completed this calculator | [6 empty] | Missing Info!
| Project | [6 empty] | Missing Info!
| Site name / Site ID | [6 empty] | Missing Info!
| Site address | [6 empty] | Missing Info!
| Site account number | [6 empty] | Missing Info!
| Date | [6 empty] | Missing Info!
| Forecast completion date | [6 empty] | Missing Info!
| Annual energy consumption (kWh) | [6 empty] | Missing Info!
| Project type | [6 empty] | Missing Info!
NLC system and brand name (if proposed)
Is NLC system DLC listed?
| Consultant estimated annual operation/maint. cost savings | [6 empty] | Missing Info!
| Calculated estimated annual operation/maint. cost savings |  | 0
| Primary building type (MANDATORY ENTRY) | [6 empty] | Missing Info!
Project data
|  |  | Demand (kW) |  | Energy (kWh)
| Existing system |  | 0 |  | 0
| Proposed system |  | 0 |  | 0
|  |  | Demand (kW) |  | Energy (kWh)
|  |  | Site |  | Site | Potentially Incentable
| Projected savings |  | 0 |  | 0 | 0
Projected Savings Breakdown
|  |  | Estimated Demand Savings (kW) |  |  |  |  | Estimated Energy Savings (kWh)
|  |  |  | System Peak Demand Reduction |  | Customer Peak Demand Reduction
|  |  | Reviewed Demand Savings | VI Morning Demand Reduction (7am - 11am) | BCH System Peak Demand Reduction (5pm - 9pm) | Winter Morning Peak (7am - 11am) | Summer Daytime Peak (Noon - 4pm) | Site | Total Potentially Incentable
| HID lamps only |  | 0 | 0 | 0 | 0 | 0 | 0 | 0
| Bi-level stand-alone luminaire |  | 0 | 0 | 0 | 0 | 0 | 0 | 0
| LED directional screw-in/snap-in replacement to reflector lamps |  | 0 | 0 | 0 | 0 | 0 | 0 | 0
| LED exterior signage |  | 0 | 0 | 0 | 0 | 0 | 0 | 0
| LED lamp replacement for HID lamp |  | 0 | 0 | 0 | 0 | 0 | 0 | 0
| LED luminaire and retrofit kit |  | 0 | 0 | 0 | 0 | 0 | 0 | 0
| LED refrigerated lighting system per door |  | 0 | 0 | 0 | 0 | 0 | 0 | 0
| LED tubular lamp (T-LED) |  | 0 | 0 | 0 | 0 | 0 | 0 | 0
| Luminaire removal |  | 0 | 0 | 0 | 0 | 0 | 0 | 0
| Lighting control - New |  | 0 | 0 | 0 | 0 | 0 | 0 | 0
| Lighting control - DDC re-scheduling |  | 0 | 0 | 0 | 0 | 0 | 0 | 0
| Non-LED luminaire |  | 0 | 0 | 0 | 0 | 0 | 0 | 0
| No incentives (MR16, Fluor, LED exit, A-type LED screw-in) |  | 0 | 0 | 0 | 0 | 0 | 0 | 0
| Totals |  | 0 | 0 | 0 | 0 | 0 | 0 | 0
Networked Lighting Controls (NLC) Savings Breakdown
|  |  | Estimated Demand Savings (kW) |  |  |  |  | Estimated Energy Savings (kWh) |  | Demand Response (kW)
|  |  |  | System Peak Demand Reduction |  | Customer Peak Demand Reduction |  |  |  |  | Non-NLC | 0
|  |  | Reviewed Demand Savings | VI Morning Demand Reduction (7am - 11am) | BCH System Peak Demand Reduction (5pm - 9pm) | Winter Morning Peak (7am - 11am) | Summer Daytime Peak (Noon - 4pm) | Site | Total Potentially Incentable | Minimum Potential Demand Response - 15% | Bi-level stand-alone luminaire | 0
| NLC - no energy monitoring |  | 0 | 0 | 0 | 0 | 0 | 0 | 0 | 0 | NLC - no energy monitoring | 0
| NLC - with energy monitoring |  | 0 | 0 | 0 | 0 | 0 | 0 | 0 | 0 | NLC - with energy monitoring | 0
| Totals |  | 0 | 0 | 0 | 0 | 0 | 0 | 0 | 0
[11 empty] | Savings from luminaire change only (kWh) | 0
[11 empty] | Savings from advanced controls only (dimming) and hrs reduction) (kWh) | 0
Project Cost
| Project cost |  | 0
Note on F23: Enter the closest primary building type to your building. If nothing matches, use Others
Note on K39: Estimated energy savings for the entire building
Note on K59: Estimated energy savings for the entire building
Note on L39: Estimated energy savings that are incentable by BC Hydro
Note on L59: Estimated energy savings that are incentable by BC Hydro

## Existing Luminaires
| Existing Luminaire Schedule |  |  |  | Please do not use cut and paste. Only use copy and paste within this worksheet.
BC Hydro Power Smart ES Lighting Calculator, version 11.0 - 2022.06.20
Customer: |  |  |  | Project: |  |  | Date: |  |  |  | hidden | hidden | hidden |  | hidden | hidden | hidden | hidden | hidden | hidden | hidden | hidden | hidden | Used for calculations | Maintenance | Maintenance | Maintenance | Maintenance | Maintenance | Maintenance | Maintenance | Maintenance | Maintenance | Maintenance | Maintenance | Maintenance | Maintenance | Maintenance | Maintenance
[24 empty] | calculations | Factor | Factor | Factor | Factor | Factor | Factor | Factor | Factor | Factor | Factor | Factor | Factor | Factor | Factor | Factor
Luminaire type | Lamp technology | Lamp length, ft | Lamp nominal wattage, W | # of lamps | Ballast type | Ballast factor | Luminaire System wattage, W | Baseline wattage, W | # of luminaires | Lamp/ luminaire model # or comments | LuminaireTypesExist | Length ref | Ballast ref | Ballast Factor Ref | Luminaire Description - ExistingLuminaires | Is T5HO, T8, or T12? | Is CFL? | Is Hal / Incand / MR16 | Baseline Lamp Tech | Lamp length, ft | # of lamps | searchtext | Luminaire System wattage, W | ExistingMaint | CFL | Hal/Incand A-lamp or MR16 | Hal/Incand Reflector | HPS | LED Luminaires | LED Tubular (T-LED) | LED Screw-in/Snap-in | MH | Other | T12/T12ES | T12HO | T5 | T5HO | T8 | T8HO
[8 empty] | 0 | 0 |  | 0 |  |  |  | . | FALSE | FALSE | FALSE |  |  |  |  | 0 | 0 | 0 | 0 | 0 | 0 | 0 | 0 | 0 | 0 | 0 | 0 | 0 | 0 | 0 | 0 | 0
[8 empty] | 0 | 0 |  | 0 |  |  |  | . | FALSE | FALSE | FALSE |  |  |  |  | 0 | 0 | 0 | 0 | 0 | 0 | 0 | 0 | 0 | 0 | 0 | 0 | 0 | 0 | 0 | 0 | 0
[8 empty] | 0 | 0 |  | 0 |  |  |  | . | FALSE | FALSE | FALSE |  |  |  |  | 0 | 0 | 0 | 0 | 0 | 0 | 0 | 0 | 0 | 0 | 0 | 0 | 0 | 0 | 0 | 0 | 0
[8 empty] | 0 | 0 |  | 0 |  |  |  | . | FALSE | FALSE | FALSE |  |  |  |  | 0 | 0 | 0 | 0 | 0 | 0 | 0 | 0 | 0 | 0 | 0 | 0 | 0 | 0 | 0 | 0 | 0
[8 empty] | 0 | 0 |  | 0 |  |  |  | . | FALSE | FALSE | FALSE |  |  |  |  | 0 | 0 | 0 | 0 | 0 | 0 | 0 | 0 | 0 | 0 | 0 | 0 | 0 | 0 | 0 | 0 | 0
[8 empty] | 0 | 0 |  | 0 |  |  |  | . | FALSE | FALSE | FALSE |  |  |  |  | 0 | 0 | 0 | 0 | 0 | 0 | 0 | 0 | 0 | 0 | 0 | 0 | 0 | 0 | 0 | 0 | 0
[8 empty] | 0 | 0 |  | 0 |  |  |  | . | FALSE | FALSE | FALSE |  |  |  |  | 0 | 0 | 0 | 0 | 0 | 0 | 0 | 0 | 0 | 0 | 0 | 0 | 0 | 0 | 0 | 0 | 0
[8 empty] | 0 | 0 |  | 0 |  |  |  | . | FALSE | FALSE | FALSE |  |  |  |  | 0 | 0 | 0 | 0 | 0 | 0 | 0 | 0 | 0 | 0 | 0 | 0 | 0 | 0 | 0 | 0 | 0
[8 empty] | 0 | 0 |  | 0 |  |  |  | . | FALSE | FALSE | FALSE |  |  |  |  | 0 | 0 | 0 | 0 | 0 | 0 | 0 | 0 | 0 | 0 | 0 | 0 | 0 | 0 | 0 | 0 | 0
[8 empty] | 0 | 0 |  | 0 |  |  |  | . | FALSE | FALSE | FALSE |  |  |  |  | 0 | 0 | 0 | 0 | 0 | 0 | 0 | 0 | 0 | 0 | 0 | 0 | 0 | 0 | 0 | 0 | 0
[8 empty] | 0 | 0 |  | 0 |  |  |  | . | FALSE | FALSE | FALSE |  |  |  |  | 0 | 0 | 0 | 0 | 0 | 0 | 0 | 0 | 0 | 0 | 0 | 0 | 0 | 0 | 0 | 0 | 0
[8 empty] | 0 | 0 |  | 0 |  |  |  | . | FALSE | FALSE | FALSE |  |  |  |  | 0 | 0 | 0 | 0 | 0 | 0 | 0 | 0 | 0 | 0 | 0 | 0 | 0 | 0 | 0 | 0 | 0
[8 empty] | 0 | 0 |  | 0 |  |  |  | . | FALSE | FALSE | FALSE |  |  |  |  | 0 | 0 | 0 | 0 | 0 | 0 | 0 | 0 | 0 | 0 | 0 | 0 | 0 | 0 | 0 | 0 | 0
[8 empty] | 0 | 0 |  | 0 |  |  |  | . | FALSE | FALSE | FALSE |  |  |  |  | 0 | 0 | 0 | 0 | 0 | 0 | 0 | 0 | 0 | 0 | 0 | 0 | 0 | 0 | 0 | 0 | 0
[8 empty] | 0 | 0 |  | 0 |  |  |  | . | FALSE | FALSE | FALSE |  |  |  |  | 0 | 0 | 0 | 0 | 0 | 0 | 0 | 0 | 0 | 0 | 0 | 0 | 0 | 0 | 0 | 0 | 0
[8 empty] | 0 | 0 |  | 0 |  |  |  | . | FALSE | FALSE | FALSE |  |  |  |  | 0 | 0 | 0 | 0 | 0 | 0 | 0 | 0 | 0 | 0 | 0 | 0 | 0 | 0 | 0 | 0 | 0
[8 empty] | 0 | 0 |  | 0 |  |  |  | . | FALSE | FALSE | FALSE |  |  |  |  | 0 | 0 | 0 | 0 | 0 | 0 | 0 | 0 | 0 | 0 | 0 | 0 | 0 | 0 | 0 | 0 | 0
[8 empty] | 0 | 0 |  | 0 |  |  |  | . | FALSE | FALSE | FALSE |  |  |  |  | 0 | 0 | 0 | 0 | 0 | 0 | 0 | 0 | 0 | 0 | 0 | 0 | 0 | 0 | 0 | 0 | 0
[8 empty] | 0 | 0 |  | 0 |  |  |  | . | FALSE | FALSE | FALSE |  |  |  |  | 0 | 0 | 0 | 0 | 0 | 0 | 0 | 0 | 0 | 0 | 0 | 0 | 0 | 0 | 0 | 0 | 0
[8 empty] | 0 | 0 |  | 0 |  |  |  | . | FALSE | FALSE | FALSE |  |  |  |  | 0 | 0 | 0 | 0 | 0 | 0 | 0 | 0 | 0 | 0 | 0 | 0 | 0 | 0 | 0 | 0 | 0
[8 empty] | 0 | 0 |  | 0 |  |  |  | . | FALSE | FALSE | FALSE |  |  |  |  | 0 | 0 | 0 | 0 | 0 | 0 | 0 | 0 | 0 | 0 | 0 | 0 | 0 | 0 | 0 | 0 | 0
[8 empty] | 0 | 0 |  | 0 |  |  |  | . | FALSE | FALSE | FALSE |  |  |  |  | 0 | 0 | 0 | 0 | 0 | 0 | 0 | 0 | 0 | 0 | 0 | 0 | 0 | 0 | 0 | 0 | 0
[8 empty] | 0 | 0 |  | 0 |  |  |  | . | FALSE | FALSE | FALSE |  |  |  |  | 0 | 0 | 0 | 0 | 0 | 0 | 0 | 0 | 0 | 0 | 0 | 0 | 0 | 0 | 0 | 0 | 0
[8 empty] | 0 | 0 |  | 0 |  |  |  | . | FALSE | FALSE | FALSE |  |  |  |  | 0 | 0 | 0 | 0 | 0 | 0 | 0 | 0 | 0 | 0 | 0 | 0 | 0 | 0 | 0 | 0 | 0
[8 empty] | 0 | 0 |  | 0 |  |  |  | . | FALSE | FALSE | FALSE |  |  |  |  | 0 | 0 | 0 | 0 | 0 | 0 | 0 | 0 | 0 | 0 | 0 | 0 | 0 | 0 | 0 | 0 | 0
[8 empty] | 0 | 0 |  | 0 |  |  |  | . | FALSE | FALSE | FALSE |  |  |  |  | 0 | 0 | 0 | 0 | 0 | 0 | 0 | 0 | 0 | 0 | 0 | 0 | 0 | 0 | 0 | 0 | 0
[8 empty] | 0 | 0 |  | 0 |  |  |  | . | FALSE | FALSE | FALSE |  |  |  |  | 0 | 0 | 0 | 0 | 0 | 0 | 0 | 0 | 0 | 0 | 0 | 0 | 0 | 0 | 0 | 0 | 0
[8 empty] | 0 | 0 |  | 0 |  |  |  | . | FALSE | FALSE | FALSE |  |  |  |  | 0 | 0 | 0 | 0 | 0 | 0 | 0 | 0 | 0 | 0 | 0 | 0 | 0 | 0 | 0 | 0 | 0
[8 empty] | 0 | 0 |  | 0 |  |  |  | . | FALSE | FALSE | FALSE |  |  |  |  | 0 | 0 | 0 | 0 | 0 | 0 | 0 | 0 | 0 | 0 | 0 | 0 | 0 | 0 | 0 | 0 | 0
[8 empty] | 0 | 0 |  | 0 |  |  |  | . | FALSE | FALSE | FALSE |  |  |  |  | 0 | 0 | 0 | 0 | 0 | 0 | 0 | 0 | 0 | 0 | 0 | 0 | 0 | 0 | 0 | 0 | 0
[8 empty] | 0 | 0 |  | 0 |  |  |  | . | FALSE | FALSE | FALSE |  |  |  |  | 0 | 0 | 0 | 0 | 0 | 0 | 0 | 0 | 0 | 0 | 0 | 0 | 0 | 0 | 0 | 0 | 0
[8 empty] | 0 | 0 |  | 0 |  |  |  | . | FALSE | FALSE | FALSE |  |  |  |  | 0 | 0 | 0 | 0 | 0 | 0 | 0 | 0 | 0 | 0 | 0 | 0 | 0 | 0 | 0 | 0 | 0
[8 empty] | 0 | 0 |  | 0 |  |  |  | . | FALSE | FALSE | FALSE |  |  |  |  | 0 | 0 | 0 | 0 | 0 | 0 | 0 | 0 | 0 | 0 | 0 | 0 | 0 | 0 | 0 | 0 | 0
[8 empty] | 0 | 0 |  | 0 |  |  |  | . | FALSE | FALSE | FALSE |  |  |  |  | 0 | 0 | 0 | 0 | 0 | 0 | 0 | 0 | 0 | 0 | 0 | 0 | 0 | 0 | 0 | 0 | 0
[8 empty] | 0 | 0 |  | 0 |  |  |  | . | FALSE | FALSE | FALSE |  |  |  |  | 0 | 0 | 0 | 0 | 0 | 0 | 0 | 0 | 0 | 0 | 0 | 0 | 0 | 0 | 0 | 0 | 0
[8 empty] | 0 | 0 |  | 0 |  |  |  | . | FALSE | FALSE | FALSE |  |  |  |  | 0 | 0 | 0 | 0 | 0 | 0 | 0 | 0 | 0 | 0 | 0 | 0 | 0 | 0 | 0 | 0 | 0
[8 empty] | 0 | 0 |  | 0 |  |  |  | . | FALSE | FALSE | FALSE |  |  |  |  | 0 | 0 | 0 | 0 | 0 | 0 | 0 | 0 | 0 | 0 | 0 | 0 | 0 | 0 | 0 | 0 | 0
[8 empty] | 0 | 0 |  | 0 |  |  |  | . | FALSE | FALSE | FALSE |  |  |  |  | 0 | 0 | 0 | 0 | 0 | 0 | 0 | 0 | 0 | 0 | 0 | 0 | 0 | 0 | 0 | 0 | 0
[8 empty] | 0 | 0 |  | 0 |  |  |  | . | FALSE | FALSE | FALSE |  |  |  |  | 0 | 0 | 0 | 0 | 0 | 0 | 0 | 0 | 0 | 0 | 0 | 0 | 0 | 0 | 0 | 0 | 0
[8 empty] | 0 | 0 |  | 0 |  |  |  | . | FALSE | FALSE | FALSE |  |  |  |  | 0 | 0 | 0 | 0 | 0 | 0 | 0 | 0 | 0 | 0 | 0 | 0 | 0 | 0 | 0 | 0 | 0
[8 empty] | 0 | 0 |  | 0 |  |  |  | . | FALSE | FALSE | FALSE |  |  |  |  | 0 | 0 | 0 | 0 | 0 | 0 | 0 | 0 | 0 | 0 | 0 | 0 | 0 | 0 | 0 | 0 | 0
[8 empty] | 0 | 0 |  | 0 |  |  |  | . | FALSE | FALSE | FALSE |  |  |  |  | 0 | 0 | 0 | 0 | 0 | 0 | 0 | 0 | 0 | 0 | 0 | 0 | 0 | 0 | 0 | 0 | 0
[8 empty] | 0 | 0 |  | 0 |  |  |  | . | FALSE | FALSE | FALSE |  |  |  |  | 0 | 0 | 0 | 0 | 0 | 0 | 0 | 0 | 0 | 0 | 0 | 0 | 0 | 0 | 0 | 0 | 0
[8 empty] | 0 | 0 |  | 0 |  |  |  | . | FALSE | FALSE | FALSE |  |  |  |  | 0 | 0 | 0 | 0 | 0 | 0 | 0 | 0 | 0 | 0 | 0 | 0 | 0 | 0 | 0 | 0 | 0
[8 empty] | 0 | 0 |  | 0 |  |  |  | . | FALSE | FALSE | FALSE |  |  |  |  | 0 | 0 | 0 | 0 | 0 | 0 | 0 | 0 | 0 | 0 | 0 | 0 | 0 | 0 | 0 | 0 | 0
[8 empty] | 0 | 0 |  | 0 |  |  |  | . | FALSE | FALSE | FALSE |  |  |  |  | 0 | 0 | 0 | 0 | 0 | 0 | 0 | 0 | 0 | 0 | 0 | 0 | 0 | 0 | 0 | 0 | 0
[8 empty] | 0 | 0 |  | 0 |  |  |  | . | FALSE | FALSE | FALSE |  |  |  |  | 0 | 0 | 0 | 0 | 0 | 0 | 0 | 0 | 0 | 0 | 0 | 0 | 0 | 0 | 0 | 0 | 0
[8 empty] | 0 | 0 |  | 0 |  |  |  | . | FALSE | FALSE | FALSE |  |  |  |  | 0 | 0 | 0 | 0 | 0 | 0 | 0 | 0 | 0 | 0 | 0 | 0 | 0 | 0 | 0 | 0 | 0
[8 empty] | 0 | 0 |  | 0 |  |  |  | . | FALSE | FALSE | FALSE |  |  |  |  | 0 | 0 | 0 | 0 | 0 | 0 | 0 | 0 | 0 | 0 | 0 | 0 | 0 | 0 | 0 | 0 | 0
[8 empty] | 0 | 0 |  | 0 |  |  |  | . | FALSE | FALSE | FALSE |  |  |  |  | 0 | 0 | 0 | 0 | 0 | 0 | 0 | 0 | 0 | 0 | 0 | 0 | 0 | 0 | 0 | 0 | 0
[8 empty] | 0 | 0 |  | 0 |  |  |  | . | FALSE | FALSE | FALSE |  |  |  |  | 0 | 0 | 0 | 0 | 0 | 0 | 0 | 0 | 0 | 0 | 0 | 0 | 0 | 0 | 0 | 0 | 0
[8 empty] | 0 | 0 |  | 0 |  |  |  | . | FALSE | FALSE | FALSE |  |  |  |  | 0 | 0 | 0 | 0 | 0 | 0 | 0 | 0 | 0 | 0 | 0 | 0 | 0 | 0 | 0 | 0 | 0
[8 empty] | 0 | 0 |  | 0 |  |  |  | . | FALSE | FALSE | FALSE |  |  |  |  | 0 | 0 | 0 | 0 | 0 | 0 | 0 | 0 | 0 | 0 | 0 | 0 | 0 | 0 | 0 | 0 | 0
[8 empty] | 0 | 0 |  | 0 |  |  |  | . | FALSE | FALSE | FALSE |  |  |  |  | 0 | 0 | 0 | 0 | 0 | 0 | 0 | 0 | 0 | 0 | 0 | 0 | 0 | 0 | 0 | 0 | 0
[8 empty] | 0 | 0 |  | 0 |  |  |  | . | FALSE | FALSE | FALSE |  |  |  |  | 0 | 0 | 0 | 0 | 0 | 0 | 0 | 0 | 0 | 0 | 0 | 0 | 0 | 0 | 0 | 0 | 0
[8 empty] | 0 | 0 |  | 0 |  |  |  | . | FALSE | FALSE | FALSE |  |  |  |  | 0 | 0 | 0 | 0 | 0 | 0 | 0 | 0 | 0 | 0 | 0 | 0 | 0 | 0 | 0 | 0 | 0
[8 empty] | 0 | 0 |  | 0 |  |  |  | . | FALSE | FALSE | FALSE |  |  |  |  | 0 | 0 | 0 | 0 | 0 | 0 | 0 | 0 | 0 | 0 | 0 | 0 | 0 | 0 | 0 | 0 | 0
[8 empty] | 0 | 0 |  | 0 |  |  |  | . | FALSE | FALSE | FALSE |  |  |  |  | 0 | 0 | 0 | 0 | 0 | 0 | 0 | 0 | 0 | 0 | 0 | 0 | 0 | 0 | 0 | 0 | 0
[8 empty] | 0 | 0 |  | 0 |  |  |  | . | FALSE | FALSE | FALSE |  |  |  |  | 0 | 0 | 0 | 0 | 0 | 0 | 0 | 0 | 0 | 0 | 0 | 0 | 0 | 0 | 0 | 0 | 0
[8 empty] | 0 | 0 |  | 0 |  |  |  | . | FALSE | FALSE | FALSE |  |  |  |  | 0 | 0 | 0 | 0 | 0 | 0 | 0 | 0 | 0 | 0 | 0 | 0 | 0 | 0 | 0 | 0 | 0
[8 empty] | 0 | 0 |  | 0 |  |  |  | . | FALSE | FALSE | FALSE |  |  |  |  | 0 | 0 | 0 | 0 | 0 | 0 | 0 | 0 | 0 | 0 | 0 | 0 | 0 | 0 | 0 | 0 | 0
[8 empty] | 0 | 0 |  | 0 |  |  |  | . | FALSE | FALSE | FALSE |  |  |  |  | 0 | 0 | 0 | 0 | 0 | 0 | 0 | 0 | 0 | 0 | 0 | 0 | 0 | 0 | 0 | 0 | 0
[8 empty] | 0 | 0 |  | 0 |  |  |  | . | FALSE | FALSE | FALSE |  |  |  |  | 0 | 0 | 0 | 0 | 0 | 0 | 0 | 0 | 0 | 0 | 0 | 0 | 0 | 0 | 0 | 0 | 0
[8 empty] | 0 | 0 |  | 0 |  |  |  | . | FALSE | FALSE | FALSE |  |  |  |  | 0 | 0 | 0 | 0 | 0 | 0 | 0 | 0 | 0 | 0 | 0 | 0 | 0 | 0 | 0 | 0 | 0
[8 empty] | 0 | 0 |  | 0 |  |  |  | . | FALSE | FALSE | FALSE |  |  |  |  | 0 | 0 | 0 | 0 | 0 | 0 | 0 | 0 | 0 | 0 | 0 | 0 | 0 | 0 | 0 | 0 | 0
[8 empty] | 0 | 0 |  | 0 |  |  |  | . | FALSE | FALSE | FALSE |  |  |  |  | 0 | 0 | 0 | 0 | 0 | 0 | 0 | 0 | 0 | 0 | 0 | 0 | 0 | 0 | 0 | 0 | 0
[8 empty] | 0 | 0 |  | 0 |  |  |  | . | FALSE | FALSE | FALSE |  |  |  |  | 0 | 0 | 0 | 0 | 0 | 0 | 0 | 0 | 0 | 0 | 0 | 0 | 0 | 0 | 0 | 0 | 0
[8 empty] | 0 | 0 |  | 0 |  |  |  | . | FALSE | FALSE | FALSE |  |  |  |  | 0 | 0 | 0 | 0 | 0 | 0 | 0 | 0 | 0 | 0 | 0 | 0 | 0 | 0 | 0 | 0 | 0
[8 empty] | 0 | 0 |  | 0 |  |  |  | . | FALSE | FALSE | FALSE |  |  |  |  | 0 | 0 | 0 | 0 | 0 | 0 | 0 | 0 | 0 | 0 | 0 | 0 | 0 | 0 | 0 | 0 | 0
[8 empty] | 0 | 0 |  | 0 |  |  |  | . | FALSE | FALSE | FALSE |  |  |  |  | 0 | 0 | 0 | 0 | 0 | 0 | 0 | 0 | 0 | 0 | 0 | 0 | 0 | 0 | 0 | 0 | 0
[8 empty] | 0 | 0 |  | 0 |  |  |  | . | FALSE | FALSE | FALSE |  |  |  |  | 0 | 0 | 0 | 0 | 0 | 0 | 0 | 0 | 0 | 0 | 0 | 0 | 0 | 0 | 0 | 0 | 0
[8 empty] | 0 | 0 |  | 0 |  |  |  | . | FALSE | FALSE | FALSE |  |  |  |  | 0 | 0 | 0 | 0 | 0 | 0 | 0 | 0 | 0 | 0 | 0 | 0 | 0 | 0 | 0 | 0 | 0
[8 empty] | 0 | 0 |  | 0 |  |  |  | . | FALSE | FALSE | FALSE |  |  |  |  | 0 | 0 | 0 | 0 | 0 | 0 | 0 | 0 | 0 | 0 | 0 | 0 | 0 | 0 | 0 | 0 | 0
[8 empty] | 0 | 0 |  | 0 |  |  |  | . | FALSE | FALSE | FALSE |  |  |  |  | 0 | 0 | 0 | 0 | 0 | 0 | 0 | 0 | 0 | 0 | 0 | 0 | 0 | 0 | 0 | 0 | 0
[8 empty] | 0 | 0 |  | 0 |  |  |  | . | FALSE | FALSE | FALSE |  |  |  |  | 0 | 0 | 0 | 0 | 0 | 0 | 0 | 0 | 0 | 0 | 0 | 0 | 0 | 0 | 0 | 0 | 0
[8 empty] | 0 | 0 |  | 0 |  |  |  | . | FALSE | FALSE | FALSE |  |  |  |  | 0 | 0 | 0 | 0 | 0 | 0 | 0 | 0 | 0 | 0 | 0 | 0 | 0 | 0 | 0 | 0 | 0
[8 empty] | 0 | 0 |  | 0 |  |  |  | . | FALSE | FALSE | FALSE |  |  |  |  | 0 | 0 | 0 | 0 | 0 | 0 | 0 | 0 | 0 | 0 | 0 | 0 | 0 | 0 | 0 | 0 | 0
[8 empty] | 0 | 0 |  | 0 |  |  |  | . | FALSE | FALSE | FALSE |  |  |  |  | 0 | 0 | 0 | 0 | 0 | 0 | 0 | 0 | 0 | 0 | 0 | 0 | 0 | 0 | 0 | 0 | 0
[8 empty] | 0 | 0 |  | 0 |  |  |  | . | FALSE | FALSE | FALSE |  |  |  |  | 0 | 0 | 0 | 0 | 0 | 0 | 0 | 0 | 0 | 0 | 0 | 0 | 0 | 0 | 0 | 0 | 0
[8 empty] | 0 | 0 |  | 0 |  |  |  | . | FALSE | FALSE | FALSE |  |  |  |  | 0 | 0 | 0 | 0 | 0 | 0 | 0 | 0 | 0 | 0 | 0 | 0 | 0 | 0 | 0 | 0 | 0
[8 empty] | 0 | 0 |  | 0 |  |  |  | . | FALSE | FALSE | FALSE |  |  |  |  | 0 | 0 | 0 | 0 | 0 | 0 | 0 | 0 | 0 | 0 | 0 | 0 | 0 | 0 | 0 | 0 | 0
[8 empty] | 0 | 0 |  | 0 |  |  |  | . | FALSE | FALSE | FALSE |  |  |  |  | 0 | 0 | 0 | 0 | 0 | 0 | 0 | 0 | 0 | 0 | 0 | 0 | 0 | 0 | 0 | 0 | 0
[8 empty] | 0 | 0 |  | 0 |  |  |  | . | FALSE | FALSE | FALSE |  |  |  |  | 0 | 0 | 0 | 0 | 0 | 0 | 0 | 0 | 0 | 0 | 0 | 0 | 0 | 0 | 0 | 0 | 0
[8 empty] | 0 | 0 |  | 0 |  |  |  | . | FALSE | FALSE | FALSE |  |  |  |  | 0 | 0 | 0 | 0 | 0 | 0 | 0 | 0 | 0 | 0 | 0 | 0 | 0 | 0 | 0 | 0 | 0
[8 empty] | 0 | 0 |  | 0 |  |  |  | . | FALSE | FALSE | FALSE |  |  |  |  | 0 | 0 | 0 | 0 | 0 | 0 | 0 | 0 | 0 | 0 | 0 | 0 | 0 | 0 | 0 | 0 | 0
[8 empty] | 0 | 0 |  | 0 |  |  |  | . | FALSE | FALSE | FALSE |  |  |  |  | 0 | 0 | 0 | 0 | 0 | 0 | 0 | 0 | 0 | 0 | 0 | 0 | 0 | 0 | 0 | 0 | 0
[8 empty] | 0 | 0 |  | 0 |  |  |  | . | FALSE | FALSE | FALSE |  |  |  |  | 0 | 0 | 0 | 0 | 0 | 0 | 0 | 0 | 0 | 0 | 0 | 0 | 0 | 0 | 0 | 0 | 0
[8 empty] | 0 | 0 |  | 0 |  |  |  | . | FALSE | FALSE | FALSE |  |  |  |  | 0 | 0 | 0 | 0 | 0 | 0 | 0 | 0 | 0 | 0 | 0 | 0 | 0 | 0 | 0 | 0 | 0
[8 empty] | 0 | 0 |  | 0 |  |  |  | . | FALSE | FALSE | FALSE |  |  |  |  | 0 | 0 | 0 | 0 | 0 | 0 | 0 | 0 | 0 | 0 | 0 | 0 | 0 | 0 | 0 | 0 | 0
[8 empty] | 0 | 0 |  | 0 |  |  |  | . | FALSE | FALSE | FALSE |  |  |  |  | 0 | 0 | 0 | 0 | 0 | 0 | 0 | 0 | 0 | 0 | 0 | 0 | 0 | 0 | 0 | 0 | 0
[8 empty] | 0 | 0 |  | 0 |  |  |  | . | FALSE | FALSE | FALSE |  |  |  |  | 0 | 0 | 0 | 0 | 0 | 0 | 0 | 0 | 0 | 0 | 0 | 0 | 0 | 0 | 0 | 0 | 0
[8 empty] | 0 | 0 |  | 0 |  |  |  | . | FALSE | FALSE | FALSE |  |  |  |  | 0 | 0 | 0 | 0 | 0 | 0 | 0 | 0 | 0 | 0 | 0 | 0 | 0 | 0 | 0 | 0 | 0
[8 empty] | 0 | 0 |  | 0 |  |  |  | . | FALSE | FALSE | FALSE |  |  |  |  | 0 | 0 | 0 | 0 | 0 | 0 | 0 | 0 | 0 | 0 | 0 | 0 | 0 | 0 | 0 | 0 | 0
[8 empty] | 0 | 0 |  | 0 |  |  |  | . | FALSE | FALSE | FALSE |  |  |  |  | 0 | 0 | 0 | 0 | 0 | 0 | 0 | 0 | 0 | 0 | 0 | 0 | 0 | 0 | 0 | 0 | 0
[8 empty] | 0 | 0 |  | 0 |  |  |  | . | FALSE | FALSE | FALSE |  |  |  |  | 0 | 0 | 0 | 0 | 0 | 0 | 0 | 0 | 0 | 0 | 0 | 0 | 0 | 0 | 0 | 0 | 0
[8 empty] | 0 | 0 |  | 0 |  |  |  | . | FALSE | FALSE | FALSE |  |  |  |  | 0 | 0 | 0 | 0 | 0 | 0 | 0 | 0 | 0 | 0 | 0 | 0 | 0 | 0 | 0 | 0 | 0
[8 empty] | 0 | 0 |  | 0 |  |  |  | . | FALSE | FALSE | FALSE |  |  |  |  | 0 | 0 | 0 | 0 | 0 | 0 | 0 | 0 | 0 | 0 | 0 | 0 | 0 | 0 | 0 | 0 | 0
[8 empty] | 0 | 0 |  | 0 |  |  |  | . | FALSE | FALSE | FALSE |  |  |  |  | 0 | 0 | 0 | 0 | 0 | 0 | 0 | 0 | 0 | 0 | 0 | 0 | 0 | 0 | 0 | 0 | 0
[8 empty] | 0 | 0 |  | 0 |  |  |  | . | FALSE | FALSE | FALSE |  |  |  |  | 0 | 0 | 0 | 0 | 0 | 0 | 0 | 0 | 0 | 0 | 0 | 0 | 0 | 0 | 0 | 0 | 0
[8 empty] | 0 | 0 |  | 0 |  |  |  | . | FALSE | FALSE | FALSE |  |  |  |  | 0 | 0 | 0 | 0 | 0 | 0 | 0 | 0 | 0 | 0 | 0 | 0 | 0 | 0 | 0 | 0 | 0
[8 empty] | 0 | 0 |  | 0 |  |  |  | . | FALSE | FALSE | FALSE |  |  |  |  | 0 | 0 | 0 | 0 | 0 | 0 | 0 | 0 | 0 | 0 | 0 | 0 | 0 | 0 | 0 | 0 | 0
0
MF (inc, CFL) = (#of lamps/lamp life) x ((lamp cost x Lamp cost update)+spot labour))
MF (ballsted lamps) = (#of lamps/lamp life) x ((lamp cost x Lamp cost update)+spot labour)) + (ballast cost + ballast labour)/ballast life)
MF (LED screw-in) = (#of lamps/lamp life) x ((lamp cost x Lamp cost update)+spot labour))
MF(TLED) = (#of lamps/lamp life) x ((lamp cost x Lamp cost update)+spot labour)) + (ballast cost + ballast labour)/ballast life)
MF (LED luminaire) = (#of lamps/lamp life) x ((lamp $/W x W x Lamp cost update)+spot labour))+ (ballast cost + ballast labour)/ballast life)
MF (others) - no calc.
MC = MF x lum. Qty x hrs
OM savings = MC exist - MC new
[26 empty] | lamp $/W | Lamp Life | Lamp Cost | Lamp cost update | Spot Relamp | Ballast Cost | Ballast Labor | Ballast Life
[25 empty] | CFL | N/A | 10000 | 1.3 | 1 | 2.9286 | 0 | 0 | 40000
[25 empty] | Hal/Inc A lamp | N/A | 1500 | 2.5 | 1 | 2.5 | 0 | 0 | 0
[25 empty] | Hal/inc reflector | N/A | 2000 | 6.25 | 1 | 2.5 | 0 | 0 | 0
[25 empty] | Hal MR16 | N/A | 5000 | 6.25 | 1 | 5 | 0 | 0 | 0 | Used for Hal/Incand A-lamp or MR16
[25 empty] | HPS | N/A | 24000 | 27 | 1 | 8.75 | 60.4375 | 81.25 | 40000
[25 empty] | LED luminaire | 9 | 50000 | N/A | 1 | 0 | 35 | 50 | 160000
[25 empty] | TLED | N/A | 50000 | 12.5 | 1 | 0 | 15 | 35.75 | 160000
[25 empty] | LED screw-in (A+PAR+MR) | N/A | 25000 | 15 | 1 | 0 | 0 | 0 | 160000
[25 empty] | MH | N/A | 20000 | 28 | 1 | 9.1667 | 63.5278 | 86.6667 | 40000
[25 empty] | T12 /T12 ES | N/A | 18000 | 3.75 | 1 | 2.5 | 15 | 35 | 40000
[25 empty] | T12HO | N/A | 12000 | 6.75 | 1 | 3.75 | 24 | 42 | 40000
[25 empty] | T8 | N/A | 20000 | 5 | 1 | 3 | 15 | 35 | 100000
[25 empty] | T8HO | N/A | 20000 | 5.5 | 1 | 3.75 | 24 | 42 | 100000
[25 empty] | T5 | N/A | 30000 | 7.5 | 1 | 2.5 | 30 | 65 | 160000
[25 empty] | T5HO | N/A | 30000 | 10 | 1 | 7.5 | 50 | 65 | 160000
Note on I5: The numbers represent data used for incentive calculations only and apply for T12/T12ES, T12HO, T8, T8HO, T5HO, and Hal/Icand A-lamp
Note on J5: Calculated automatically
Note on M5: awai:Need this column for the data validation drop down menu in ES Calculator to not start on a blank cell
Note on N5: awai: Formula explanation: determine if "LampLength" array should be used for lamp length drop down menu
Note on O5: awai: Formula explanation: determine which ballast type array to use in "Ballast Type" drop down menu.
Note on U5: awai: Formula explanation: determine if there is an intermediate technology (T8, CFL)
Note on Y5: If legislation applies, look the intermediate up, otherwise copy the resulting lamp wattage (existing)

## New Luminaires
| New Luminaire Schedule |  |  |  |  | Please do not use cut and paste. Only use copy and paste within this worksheet.
BC Hydro Power Smart ES Lighting Calculator, version 11.0 - 2022.06.20
Customer: |  |  |  |  | Project: |  |  | Date: |  | hidden | hidden | hidden | hidden | Used for calculations | Maintenance | Maintenance | Maintenance | Maintenance | Maintenance | Maintenance | Maintenance | Maintenance | Maintenance | Maintenance
[15 empty] | Factor | Factor | Factor | Factor | Factor | Factor | Factor | Factor | Factor | Factor
Luminaire type | Lamp technology | Integrated Occupancy Sensor | Integrated Daylight Sensor | Lamp length, ft | # of lamps | Ballast type | Luminaire System W (also high power for bi-level) | # of luminaires | Lamp/ Luminaire Model # or Comments | LuminaireTypesNew | Length ref | Ballast ref | Luminaire Description - NewLuminaires | NewMaint | Bi-level LED | LED luminaires | LED Tubular (T-LED) | LED Screw-in/Snap-in | LED + sensor luminaire (LLLC) | LED / T-LED addressable lamp | MH | T5/T5HO | No Incentives | Other
[8 empty] | 0 |  | 0 |  |  | . | 0 | 0 | 0 | 0 | 0 | 0 | 0 | 0 | 0 | 0 | 0
[8 empty] | 0 |  | 0 |  |  | . | 0 | 0 | 0 | 0 | 0 | 0 | 0 | 0 | 0 | 0 | 0
[8 empty] | 0 |  | 0 |  |  | . | 0 | 0 | 0 | 0 | 0 | 0 | 0 | 0 | 0 | 0 | 0
[8 empty] | 0 |  | 0 |  |  | . | 0 | 0 | 0 | 0 | 0 | 0 | 0 | 0 | 0 | 0 | 0
[8 empty] | 0 |  | 0 |  |  | . | 0 | 0 | 0 | 0 | 0 | 0 | 0 | 0 | 0 | 0 | 0
[8 empty] | 0 |  | 0 |  |  | . | 0 | 0 | 0 | 0 | 0 | 0 | 0 | 0 | 0 | 0 | 0
[8 empty] | 0 |  | 0 |  |  | . | 0 | 0 | 0 | 0 | 0 | 0 | 0 | 0 | 0 | 0 | 0
[8 empty] | 0 |  | 0 |  |  | . | 0 | 0 | 0 | 0 | 0 | 0 | 0 | 0 | 0 | 0 | 0
[8 empty] | 0 |  | 0 |  |  | . | 0 | 0 | 0 | 0 | 0 | 0 | 0 | 0 | 0 | 0 | 0
[8 empty] | 0 |  | 0 |  |  | . | 0 | 0 | 0 | 0 | 0 | 0 | 0 | 0 | 0 | 0 | 0
[8 empty] | 0 |  | 0 |  |  | . | 0 | 0 | 0 | 0 | 0 | 0 | 0 | 0 | 0 | 0 | 0
[8 empty] | 0 |  | 0 |  |  | . | 0 | 0 | 0 | 0 | 0 | 0 | 0 | 0 | 0 | 0 | 0
[8 empty] | 0 |  | 0 |  |  | . | 0 | 0 | 0 | 0 | 0 | 0 | 0 | 0 | 0 | 0 | 0
[8 empty] | 0 |  | 0 |  |  | . | 0 | 0 | 0 | 0 | 0 | 0 | 0 | 0 | 0 | 0 | 0
[8 empty] | 0 |  | 0 |  |  | . | 0 | 0 | 0 | 0 | 0 | 0 | 0 | 0 | 0 | 0 | 0
[8 empty] | 0 |  | 0 |  |  | . | 0 | 0 | 0 | 0 | 0 | 0 | 0 | 0 | 0 | 0 | 0
[8 empty] | 0 |  | 0 |  |  | . | 0 | 0 | 0 | 0 | 0 | 0 | 0 | 0 | 0 | 0 | 0
[8 empty] | 0 |  | 0 |  |  | . | 0 | 0 | 0 | 0 | 0 | 0 | 0 | 0 | 0 | 0 | 0
[8 empty] | 0 |  | 0 |  |  | . | 0 | 0 | 0 | 0 | 0 | 0 | 0 | 0 | 0 | 0 | 0
[8 empty] | 0 |  | 0 |  |  | . | 0 | 0 | 0 | 0 | 0 | 0 | 0 | 0 | 0 | 0 | 0
[8 empty] | 0 |  | 0 |  |  | . | 0 | 0 | 0 | 0 | 0 | 0 | 0 | 0 | 0 | 0 | 0
[8 empty] | 0 |  | 0 |  |  | . | 0 | 0 | 0 | 0 | 0 | 0 | 0 | 0 | 0 | 0 | 0
[8 empty] | 0 |  | 0 |  |  | . | 0 | 0 | 0 | 0 | 0 | 0 | 0 | 0 | 0 | 0 | 0
[8 empty] | 0 |  | 0 |  |  | . | 0 | 0 | 0 | 0 | 0 | 0 | 0 | 0 | 0 | 0 | 0
[8 empty] | 0 |  | 0 |  |  | . | 0 | 0 | 0 | 0 | 0 | 0 | 0 | 0 | 0 | 0 | 0
[8 empty] | 0 |  | 0 |  |  | . | 0 | 0 | 0 | 0 | 0 | 0 | 0 | 0 | 0 | 0 | 0
[8 empty] | 0 |  | 0 |  |  | . | 0 | 0 | 0 | 0 | 0 | 0 | 0 | 0 | 0 | 0 | 0
[8 empty] | 0 |  | 0 |  |  | . | 0 | 0 | 0 | 0 | 0 | 0 | 0 | 0 | 0 | 0 | 0
[8 empty] | 0 |  | 0 |  |  | . | 0 | 0 | 0 | 0 | 0 | 0 | 0 | 0 | 0 | 0 | 0
[8 empty] | 0 |  | 0 |  |  | . | 0 | 0 | 0 | 0 | 0 | 0 | 0 | 0 | 0 | 0 | 0
[8 empty] | 0 |  | 0 |  |  | . | 0 | 0 | 0 | 0 | 0 | 0 | 0 | 0 | 0 | 0 | 0
[8 empty] | 0 |  | 0 |  |  | . | 0 | 0 | 0 | 0 | 0 | 0 | 0 | 0 | 0 | 0 | 0
[8 empty] | 0 |  | 0 |  |  | . | 0 | 0 | 0 | 0 | 0 | 0 | 0 | 0 | 0 | 0 | 0
[8 empty] | 0 |  | 0 |  |  | . | 0 | 0 | 0 | 0 | 0 | 0 | 0 | 0 | 0 | 0 | 0
[8 empty] | 0 |  | 0 |  |  | . | 0 | 0 | 0 | 0 | 0 | 0 | 0 | 0 | 0 | 0 | 0
[8 empty] | 0 |  | 0 |  |  | . | 0 | 0 | 0 | 0 | 0 | 0 | 0 | 0 | 0 | 0 | 0
[8 empty] | 0 |  | 0 |  |  | . | 0 | 0 | 0 | 0 | 0 | 0 | 0 | 0 | 0 | 0 | 0
[8 empty] | 0 |  | 0 |  |  | . | 0 | 0 | 0 | 0 | 0 | 0 | 0 | 0 | 0 | 0 | 0
[8 empty] | 0 |  | 0 |  |  | . | 0 | 0 | 0 | 0 | 0 | 0 | 0 | 0 | 0 | 0 | 0
[8 empty] | 0 |  | 0 |  |  | . | 0 | 0 | 0 | 0 | 0 | 0 | 0 | 0 | 0 | 0 | 0
[8 empty] | 0 |  | 0 |  |  | . | 0 | 0 | 0 | 0 | 0 | 0 | 0 | 0 | 0 | 0 | 0
[8 empty] | 0 |  | 0 |  |  | . | 0 | 0 | 0 | 0 | 0 | 0 | 0 | 0 | 0 | 0 | 0
[8 empty] | 0 |  | 0 |  |  | . | 0 | 0 | 0 | 0 | 0 | 0 | 0 | 0 | 0 | 0 | 0
[8 empty] | 0 |  | 0 |  |  | . | 0 | 0 | 0 | 0 | 0 | 0 | 0 | 0 | 0 | 0 | 0
[8 empty] | 0 |  | 0 |  |  | . | 0 | 0 | 0 | 0 | 0 | 0 | 0 | 0 | 0 | 0 | 0
[8 empty] | 0 |  | 0 |  |  | . | 0 | 0 | 0 | 0 | 0 | 0 | 0 | 0 | 0 | 0 | 0
[8 empty] | 0 |  | 0 |  |  | . | 0 | 0 | 0 | 0 | 0 | 0 | 0 | 0 | 0 | 0 | 0
[8 empty] | 0 |  | 0 |  |  | . | 0 | 0 | 0 | 0 | 0 | 0 | 0 | 0 | 0 | 0 | 0
[8 empty] | 0 |  | 0 |  |  | . | 0 | 0 | 0 | 0 | 0 | 0 | 0 | 0 | 0 | 0 | 0
[8 empty] | 0 |  | 0 |  |  | . | 0 | 0 | 0 | 0 | 0 | 0 | 0 | 0 | 0 | 0 | 0
[8 empty] | 0 |  | 0 |  |  | . | 0 | 0 | 0 | 0 | 0 | 0 | 0 | 0 | 0 | 0 | 0
[8 empty] | 0 |  | 0 |  |  | . | 0 | 0 | 0 | 0 | 0 | 0 | 0 | 0 | 0 | 0 | 0
[8 empty] | 0 |  | 0 |  |  | . | 0 | 0 | 0 | 0 | 0 | 0 | 0 | 0 | 0 | 0 | 0
[8 empty] | 0 |  | 0 |  |  | . | 0 | 0 | 0 | 0 | 0 | 0 | 0 | 0 | 0 | 0 | 0
[8 empty] | 0 |  | 0 |  |  | . | 0 | 0 | 0 | 0 | 0 | 0 | 0 | 0 | 0 | 0 | 0
[8 empty] | 0 |  | 0 |  |  | . | 0 | 0 | 0 | 0 | 0 | 0 | 0 | 0 | 0 | 0 | 0
[8 empty] | 0 |  | 0 |  |  | . | 0 | 0 | 0 | 0 | 0 | 0 | 0 | 0 | 0 | 0 | 0
[8 empty] | 0 |  | 0 |  |  | . | 0 | 0 | 0 | 0 | 0 | 0 | 0 | 0 | 0 | 0 | 0
[8 empty] | 0 |  | 0 |  |  | . | 0 | 0 | 0 | 0 | 0 | 0 | 0 | 0 | 0 | 0 | 0
[8 empty] | 0 |  | 0 |  |  | . | 0 | 0 | 0 | 0 | 0 | 0 | 0 | 0 | 0 | 0 | 0
[8 empty] | 0 |  | 0 |  |  | . | 0 | 0 | 0 | 0 | 0 | 0 | 0 | 0 | 0 | 0 | 0
[8 empty] | 0 |  | 0 |  |  | . | 0 | 0 | 0 | 0 | 0 | 0 | 0 | 0 | 0 | 0 | 0
[8 empty] | 0 |  | 0 |  |  | . | 0 | 0 | 0 | 0 | 0 | 0 | 0 | 0 | 0 | 0 | 0
[8 empty] | 0 |  | 0 |  |  | . | 0 | 0 | 0 | 0 | 0 | 0 | 0 | 0 | 0 | 0 | 0
[8 empty] | 0 |  | 0 |  |  | . | 0 | 0 | 0 | 0 | 0 | 0 | 0 | 0 | 0 | 0 | 0
[8 empty] | 0 |  | 0 |  |  | . | 0 | 0 | 0 | 0 | 0 | 0 | 0 | 0 | 0 | 0 | 0
[8 empty] | 0 |  | 0 |  |  | . | 0 | 0 | 0 | 0 | 0 | 0 | 0 | 0 | 0 | 0 | 0
[8 empty] | 0 |  | 0 |  |  | . | 0 | 0 | 0 | 0 | 0 | 0 | 0 | 0 | 0 | 0 | 0
[8 empty] | 0 |  | 0 |  |  | . | 0 | 0 | 0 | 0 | 0 | 0 | 0 | 0 | 0 | 0 | 0
[8 empty] | 0 |  | 0 |  |  | . | 0 | 0 | 0 | 0 | 0 | 0 | 0 | 0 | 0 | 0 | 0
[8 empty] | 0 |  | 0 |  |  | . | 0 | 0 | 0 | 0 | 0 | 0 | 0 | 0 | 0 | 0 | 0
[8 empty] | 0 |  | 0 |  |  | . | 0 | 0 | 0 | 0 | 0 | 0 | 0 | 0 | 0 | 0 | 0
[8 empty] | 0 |  | 0 |  |  | . | 0 | 0 | 0 | 0 | 0 | 0 | 0 | 0 | 0 | 0 | 0
[8 empty] | 0 |  | 0 |  |  | . | 0 | 0 | 0 | 0 | 0 | 0 | 0 | 0 | 0 | 0 | 0
[8 empty] | 0 |  | 0 |  |  | . | 0 | 0 | 0 | 0 | 0 | 0 | 0 | 0 | 0 | 0 | 0
[8 empty] | 0 |  | 0 |  |  | . | 0 | 0 | 0 | 0 | 0 | 0 | 0 | 0 | 0 | 0 | 0
[8 empty] | 0 |  | 0 |  |  | . | 0 | 0 | 0 | 0 | 0 | 0 | 0 | 0 | 0 | 0 | 0
[8 empty] | 0 |  | 0 |  |  | . | 0 | 0 | 0 | 0 | 0 | 0 | 0 | 0 | 0 | 0 | 0
[8 empty] | 0 |  | 0 |  |  | . | 0 | 0 | 0 | 0 | 0 | 0 | 0 | 0 | 0 | 0 | 0
[8 empty] | 0 |  | 0 |  |  | . | 0 | 0 | 0 | 0 | 0 | 0 | 0 | 0 | 0 | 0 | 0
[8 empty] | 0 |  | 0 |  |  | . | 0 | 0 | 0 | 0 | 0 | 0 | 0 | 0 | 0 | 0 | 0
[8 empty] | 0 |  | 0 |  |  | . | 0 | 0 | 0 | 0 | 0 | 0 | 0 | 0 | 0 | 0 | 0
[8 empty] | 0 |  | 0 |  |  | . | 0 | 0 | 0 | 0 | 0 | 0 | 0 | 0 | 0 | 0 | 0
[8 empty] | 0 |  | 0 |  |  | . | 0 | 0 | 0 | 0 | 0 | 0 | 0 | 0 | 0 | 0 | 0
[8 empty] | 0 |  | 0 |  |  | . | 0 | 0 | 0 | 0 | 0 | 0 | 0 | 0 | 0 | 0 | 0
[8 empty] | 0 |  | 0 |  |  | . | 0 | 0 | 0 | 0 | 0 | 0 | 0 | 0 | 0 | 0 | 0
[8 empty] | 0 |  | 0 |  |  | . | 0 | 0 | 0 | 0 | 0 | 0 | 0 | 0 | 0 | 0 | 0
[8 empty] | 0 |  | 0 |  |  | . | 0 | 0 | 0 | 0 | 0 | 0 | 0 | 0 | 0 | 0 | 0
[8 empty] | 0 |  | 0 |  |  | . | 0 | 0 | 0 | 0 | 0 | 0 | 0 | 0 | 0 | 0 | 0
[8 empty] | 0 |  | 0 |  |  | . | 0 | 0 | 0 | 0 | 0 | 0 | 0 | 0 | 0 | 0 | 0
[8 empty] | 0 |  | 0 |  |  | . | 0 | 0 | 0 | 0 | 0 | 0 | 0 | 0 | 0 | 0 | 0
[8 empty] | 0 |  | 0 |  |  | . | 0 | 0 | 0 | 0 | 0 | 0 | 0 | 0 | 0 | 0 | 0
[8 empty] | 0 |  | 0 |  |  | . | 0 | 0 | 0 | 0 | 0 | 0 | 0 | 0 | 0 | 0 | 0
[8 empty] | 0 |  | 0 |  |  | . | 0 | 0 | 0 | 0 | 0 | 0 | 0 | 0 | 0 | 0 | 0
[8 empty] | 0 |  | 0 |  |  | . | 0 | 0 | 0 | 0 | 0 | 0 | 0 | 0 | 0 | 0 | 0
|  |  |  | - |  |  |  | 0 |  | 0 |  |  | . | 0 | 0 | 0 | 0 | 0 | 0 | 0 | 0 | 0 | 0 | 0
[8 empty] | 0 |  | 0 |  |  | . | 0 | 0 | 0 | 0 | 0 | 0 | 0 | 0 | 0 | 0 | 0
[8 empty] | 0 |  | 0 |  |  | . | 0 | 0 | 0 | 0 | 0 | 0 | 0 | 0 | 0 | 0 | 0
[8 empty] | 0 |  | 0 |  |  | . | 0 | 0 | 0 | 0 | 0 | 0 | 0 | 0 | 0 | 0 | 0
[8 empty] | 0 |  | 0 |  |  | . | 0 | 0 | 0 | 0 | 0 | 0 | 0 | 0 | 0 | 0 | 0
[8 empty] | 0 |  | 0 |  |  | . | 0 | 0 | 0 | 0 | 0 | 0 | 0 | 0 | 0 | 0 | 0
0
MF (luminaire) = (#of lamps/lamp life) x ((lamp $/W x W x Lamp cost update)+spot labour))+ (ballast cost + ballast labour)/ballast life)
MF (lum/ screw in) = (#of lamps/lamp life) x ((lamp $/W x W x Lamp cost update)+spot labour))
MF (TLED) = (#of lamps/lamp life) x ((lamp cost x Lamp cost update)+spot labour)) + (ballast cost + ballast labour)/ballast life)
MF (TLED addresable) = (#of lamps/lamp life) x ((lamp cost x Lamp cost update)+spot labour))
MF (MH/T5HO) = (#of lamps/lamp life) x ((lamp cost x Lamp cost update)+spot labour)) + (ballast cost + ballast labour)/ballast life)
MF (others) - no calc.
MC = MF x lum. Qty x hrs
OM savings = MC exist - MC new
[14 empty] | Retrofit Description | lamp $/W | Lamp Life | Lamp Cost | Lamp cost update | Spot Relamp Labour | Ballast Cost | Ballast Labour | Ballast Life
[14 empty] | LED Luminaires < 99W | 1.6 | 50000 | N/A | 1 | 0 | 37 | 45 | 160000
[14 empty] | LED Luminaires > 100W | 1 | 70000 | N/A | 1 | 0 | 53 | 50 | 160000
[14 empty] | LED Luminaires + sensor < 99 | 1.6 | 50000 | N/A | 1 | 0 | 37 | 45 | 160000
[14 empty] | LED Luminaires+ sensor > 100 | 1 | 70000 | N/A | 1 | 0 | 53 | 50 | 160000
[14 empty] | LED screw/in < 29 | 1.5 | 25000 | N/A | 1 | 6 | 0 | 0 | 160000
[14 empty] | LED screw/in > 30 | 3 | 30000 | N/A | 1 | 0 | 0 | 0 | 160000
[14 empty] | LED Tubular | N/A | 50000 | 15 | 1 | 6 | 30 | 35.75 | 160000
[14 empty] | LED/ TLED addresable lamp | N/A | 60000 | 25 | 1 | 6 | 0 | 0 | 160000 |  | 20% dimming hours
[14 empty] | MH avg | N/A | 20000 | 28 | 1 | 9 | 65 | 85 | 160000
[14 empty] | T5/T5HO | N/A | 50000 | 18 | 1 | 4 | 30 | 40 | 160000
Note on I5: Calculated automatically

## ES Calculator
| Energy Savings Lighting Calculator |  |  | Please do not use cut and paste. Only use copy and paste within this worksheet.
| BC Hydro Power Smart ES Lighting Calculator, version 11.0 - 2022.06.20 | [122 empty] | Only No luminaire change doesn’t have it's own ECM, so peak savings are calculated here
| Customer: |  |  | Project: |  | Date: | [130 empty] | Don't need to separate hardwired and control savings
|  |  |  | Existing lighting system | [9 empty] | Proposed lighting system | [12 empty] | Retrofit Savings | [14 empty] | intermediate baseline |  |  |  | Hardwire Savings Calculations (No controls) | [6 empty] | HID lamps only | [6 empty] | LED directional screw-in/snap-in replacement to reflector lamps | [6 empty] | LED exterior signage | [6 empty] | LED luminaire and retrofit kit | [6 empty] | LED lamp replacement for HID lamp | [6 empty] | LED refrigerated lighting system per door | [6 empty] | LED tubular lamp (T-LED) | [6 empty] | Luminaire removal | [6 empty] | Non-LED luminaire | [6 empty] | No incentives (MR16, Fluor, LED exit, A-type LED screw-in) | [6 empty] | New Lighting Control | [6 empty] | DDC re-scheduling | [6 empty] | Bi-level stand-alone luminaire | [6 empty] | Retrofit Savings
№ | Room name | # of Identical Areas | Space Type | Luminaire type | Luminaire Description | Qty | Pwr | Control type | Reference Hours | Annual usage hours | Demand | Energy | Energy Conservation Measure | Luminaire type | Luminaire description | Qty | Control type | Annual hours | Nominal / Full Power | Full Power Hours | Low Power Watts | Low Power Hours | Off Hours | Hours change | Demand | Energy | Overall Demand Savings in kW |  | Overall Energy Savings in kWh |  | Retrofit cost | Comments | Existing Hours | Diff exist and ref hours | Is Inc A-lamp/MR16 | Inc A-lamp/MR16 valid for Incentive? | Is T12, T8, or T5HO? | Is CFL? | CFL Valid for Incentive? | Control Type Selection | Maintenance Costs Savings | W | Demand | Energy | control EML | Demand Savings, kW |  |  |  |  | Energy Savings, kWh |  | Demand Savings, kW |  |  |  |  | Energy Savings, kWh |  | Demand Savings, kW |  |  |  |  | Energy Savings, kWh |  | Demand Savings, kW |  |  |  |  | Energy Savings, kWh |  | Demand Savings, kW |  |  |  |  | Energy Savings, kWh |  | Demand Savings, kW |  |  |  |  | Energy Savings, kWh |  | Demand Savings, kW |  |  |  |  | Energy Savings, kWh |  | Demand Savings, kW |  |  |  |  | Energy Savings, kWh |  | Demand Savings, kW |  |  |  |  | Energy Savings, kWh |  | Demand Savings, kW |  |  |  |  | Energy Savings, kWh |  | Demand Savings, kW |  |  |  |  | Energy Savings, kWh |  | Demand Savings, kW |  |  |  |  | Energy Savings, kWh |  | Demand Savings, kW |  |  |  |  | Energy Savings, kWh |  | Demand Savings, kW |  |  |  |  | Energy Savings, kWh |  | Demand Savings |  | Energy Savings in kWh (non-control) |  | Energy Control Savings in kWh
|  | Default is 1 |  |  |  |  | W |  |  | hrs | kW | kWh |  |  |  |  | For Networked Lighting Controls, use NLC Calculator worksheet | hrs | W | hrs | W | hrs | hrs | % | kW | kWh | Site | BC Hydro Peak | Site | Potentially Incentable | $ |  |  |  | True / False | True / False | True / False | True/False | True/False |  |  | W | kW | kWh | years | Total | BCH Peak | BCH Winter Morning Peak | BCH Winter Evening Peak | BCH Summer Daytime Peak | Total | Incented | Total | BCH Peak | BCH Winter Morning Peak | BCH Winter Evening Peak | BCH Summer Daytime Peak | Total | Incented | Total | BCH Peak | BCH Winter Morning Peak | BCH Winter Evening Peak | BCH Summer Daytime Peak | Total | Incented | Total | BCH Peak | BCH Winter Morning Peak | BCH Winter Evening Peak | BCH Summer Daytime Peak | Total | Incented | Total | BCH Peak | BCH Winter Morning Peak | BCH Winter Evening Peak | BCH Summer Daytime Peak | Total | Incented | Total | BCH Peak | BCH Winter Morning Peak | BCH Winter Evening Peak | BCH Summer Daytime Peak | Total | Incented | Total | BCH Peak | BCH Winter Morning Peak | BCH Winter Evening Peak | BCH Summer Daytime Peak | Total | Incented | Total | BCH Peak | BCH Winter Morning Peak | BCH Winter Evening Peak | BCH Summer Daytime Peak | Total | Incented | Total | BCH Peak | BCH Winter Morning Peak | BCH Winter Evening Peak | BCH Summer Daytime Peak | Total | Incented | Total | BCH Peak | BCH Winter Morning Peak | BCH Winter Evening Peak | BCH Summer Daytime Peak | Total | Incented | Total | BCH Peak | BCH Winter Morning Peak | BCH Winter Evening Peak | BCH Summer Daytime Peak | Total | Incented | Total | BCH Peak | BCH Winter Morning Peak | BCH Winter Evening Peak | BCH Summer Daytime Peak | Total | Incented | Total | BCH Peak | BCH Winter Morning Peak | BCH Winter Evening Peak | BCH Summer Daytime Peak | Total | Incented | Total | BCH Peak | BCH Winter Morning Peak | BCH Winter Evening Peak | BCH Summer Daytime Peak | Total | Incented | kW | BCH Peak | Total | Potentially Incentable | Total | Potentially Incentable
1 |  | 1 |  |  |  |  | 0 |  |  |  | 0 | 0 | [6 empty] | 0 |  |  |  |  | 0% | 0 | 0 | 0 | 0 | 0 | 0 |  |  | 0 | 0% | 0 | 0 | 0 | 0 | 0 | NewControlTypes | 0 | 0 | 0 | 0 | 0 | 0 | 0 | 0 | 0 | 0 | 0 | 0 | 0 | 0 | 0 | 0 | 0 | 0 | 0 | 0 | 0 | 0 | 0 | 0 | 0 | 0 | 0 | 0 | 0 | 0 | 0 | 0 | 0 | 0 | 0 | 0 | 0 | 0 | 0 | 0 | 0 | 0 | 0 | 0 | 0 | 0 | 0 | 0 | 0 | 0 | 0 | 0 | 0 | 0 | 0 | 0 | 0 | 0 | 0 | 0 | 0 | 0 | 0 | 0 | 0 | 0 | 0 | 0 | 0 | 0 | 0 | 0 | 0 | 0 | 0 | 0 | 0 | 0 | 0 | 0 | 0 |  |  | 0 | 0 | 0 | 0 | 0 | 0 |  | 0 | 0 | 0 | 0 | 0 | 0 | 0 | 0 | 0 | 0 | 0 | 0 | 0 | 0 | 0 | 0 | 0 | 0 | 0
2 |  | 1 |  |  |  |  | 0 |  |  |  | 0 | 0 | [6 empty] | 0 |  |  |  |  | 0% | 0 | 0 | 0 | 0 | 0 | 0 |  |  | 0 | 0% | 0 | 0 | 0 | 0 | 0 | NewControlTypes | 0 | 0 | 0 | 0 | 0 | 0 | 0 | 0 | 0 | 0 | 0 | 0 | 0 | 0 | 0 | 0 | 0 | 0 | 0 | 0 | 0 | 0 | 0 | 0 | 0 | 0 | 0 | 0 | 0 | 0 | 0 | 0 | 0 | 0 | 0 | 0 | 0 | 0 | 0 | 0 | 0 | 0 | 0 | 0 | 0 | 0 | 0 | 0 | 0 | 0 | 0 | 0 | 0 | 0 | 0 | 0 | 0 | 0 | 0 | 0 | 0 | 0 | 0 | 0 | 0 | 0 | 0 | 0 | 0 | 0 | 0 | 0 | 0 | 0 | 0 | 0 | 0 | 0 | 0 | 0 | 0 |  |  | 0 | 0 | 0 | 0 | 0 | 0 |  | 0 | 0 | 0 | 0 | 0 | 0 | 0 | 0 | 0 | 0 | 0 | 0 | 0 | 0 | 0 | 0 | 0 | 0 | 0
3 |  | 1 |  |  |  |  | 0 |  |  |  | 0 | 0 | [6 empty] | 0 |  |  |  |  | 0% | 0 | 0 | 0 | 0 | 0 | 0 |  |  | 0 | 0% | 0 | 0 | 0 | 0 | 0 | NewControlTypes | 0 | 0 | 0 | 0 | 0 | 0 | 0 | 0 | 0 | 0 | 0 | 0 | 0 | 0 | 0 | 0 | 0 | 0 | 0 | 0 | 0 | 0 | 0 | 0 | 0 | 0 | 0 | 0 | 0 | 0 | 0 | 0 | 0 | 0 | 0 | 0 | 0 | 0 | 0 | 0 | 0 | 0 | 0 | 0 | 0 | 0 | 0 | 0 | 0 | 0 | 0 | 0 | 0 | 0 | 0 | 0 | 0 | 0 | 0 | 0 | 0 | 0 | 0 | 0 | 0 | 0 | 0 | 0 | 0 | 0 | 0 | 0 | 0 | 0 | 0 | 0 | 0 | 0 | 0 | 0 | 0 |  |  | 0 | 0 | 0 | 0 | 0 | 0 |  | 0 | 0 | 0 | 0 | 0 | 0 | 0 | 0 | 0 | 0 | 0 | 0 | 0 | 0 | 0 | 0 | 0 | 0 | 0
4 |  | 1 |  |  |  |  | 0 |  |  |  | 0 | 0 | [6 empty] | 0 |  |  |  |  | 0% | 0 | 0 | 0 | 0 | 0 | 0 |  |  | 0 | 0% | 0 | 0 | 0 | 0 | 0 | NewControlTypes | 0 | 0 | 0 | 0 | 0 | 0 | 0 | 0 | 0 | 0 | 0 | 0 | 0 | 0 | 0 | 0 | 0 | 0 | 0 | 0 | 0 | 0 | 0 | 0 | 0 | 0 | 0 | 0 | 0 | 0 | 0 | 0 | 0 | 0 | 0 | 0 | 0 | 0 | 0 | 0 | 0 | 0 | 0 | 0 | 0 | 0 | 0 | 0 | 0 | 0 | 0 | 0 | 0 | 0 | 0 | 0 | 0 | 0 | 0 | 0 | 0 | 0 | 0 | 0 | 0 | 0 | 0 | 0 | 0 | 0 | 0 | 0 | 0 | 0 | 0 | 0 | 0 | 0 | 0 | 0 | 0 |  |  | 0 | 0 | 0 | 0 | 0 | 0 |  | 0 | 0 | 0 | 0 | 0 | 0 | 0 | 0 | 0 | 0 | 0 | 0 | 0 | 0 | 0 | 0 | 0 | 0 | 0
5 |  | 1 |  |  |  |  | 0 |  |  |  | 0 | 0 | [6 empty] | 0 |  |  |  |  | 0% | 0 | 0 | 0 | 0 | 0 | 0 |  |  | 0 | 0% | 0 | 0 | 0 | 0 | 0 | NewControlTypes | 0 | 0 | 0 | 0 | 0 | 0 | 0 | 0 | 0 | 0 | 0 | 0 | 0 | 0 | 0 | 0 | 0 | 0 | 0 | 0 | 0 | 0 | 0 | 0 | 0 | 0 | 0 | 0 | 0 | 0 | 0 | 0 | 0 | 0 | 0 | 0 | 0 | 0 | 0 | 0 | 0 | 0 | 0 | 0 | 0 | 0 | 0 | 0 | 0 | 0 | 0 | 0 | 0 | 0 | 0 | 0 | 0 | 0 | 0 | 0 | 0 | 0 | 0 | 0 | 0 | 0 | 0 | 0 | 0 | 0 | 0 | 0 | 0 | 0 | 0 | 0 | 0 | 0 | 0 | 0 | 0 |  |  | 0 | 0 | 0 | 0 | 0 | 0 |  | 0 | 0 | 0 | 0 | 0 | 0 | 0 | 0 | 0 | 0 | 0 | 0 | 0 | 0 | 0 | 0 | 0 | 0 | 0
6 |  | 1 |  |  |  |  | 0 |  |  |  | 0 | 0 | [6 empty] | 0 |  |  |  |  | 0% | 0 | 0 | 0 | 0 | 0 | 0 |  |  | 0 | 0% | 0 | 0 | 0 | 0 | 0 | NewControlTypes | 0 | 0 | 0 | 0 | 0 | 0 | 0 | 0 | 0 | 0 | 0 | 0 | 0 | 0 | 0 | 0 | 0 | 0 | 0 | 0 | 0 | 0 | 0 | 0 | 0 | 0 | 0 | 0 | 0 | 0 | 0 | 0 | 0 | 0 | 0 | 0 | 0 | 0 | 0 | 0 | 0 | 0 | 0 | 0 | 0 | 0 | 0 | 0 | 0 | 0 | 0 | 0 | 0 | 0 | 0 | 0 | 0 | 0 | 0 | 0 | 0 | 0 | 0 | 0 | 0 | 0 | 0 | 0 | 0 | 0 | 0 | 0 | 0 | 0 | 0 | 0 | 0 | 0 | 0 | 0 | 0 |  |  | 0 | 0 | 0 | 0 | 0 | 0 |  | 0 | 0 | 0 | 0 | 0 | 0 | 0 | 0 | 0 | 0 | 0 | 0 | 0 | 0 | 0 | 0 | 0 | 0 | 0
7 |  | 1 |  |  |  |  | 0 |  |  |  | 0 | 0 | [6 empty] | 0 |  |  |  |  | 0% | 0 | 0 | 0 | 0 | 0 | 0 |  |  | 0 | 0% | 0 | 0 | 0 | 0 | 0 | NewControlTypes | 0 | 0 | 0 | 0 | 0 | 0 | 0 | 0 | 0 | 0 | 0 | 0 | 0 | 0 | 0 | 0 | 0 | 0 | 0 | 0 | 0 | 0 | 0 | 0 | 0 | 0 | 0 | 0 | 0 | 0 | 0 | 0 | 0 | 0 | 0 | 0 | 0 | 0 | 0 | 0 | 0 | 0 | 0 | 0 | 0 | 0 | 0 | 0 | 0 | 0 | 0 | 0 | 0 | 0 | 0 | 0 | 0 | 0 | 0 | 0 | 0 | 0 | 0 | 0 | 0 | 0 | 0 | 0 | 0 | 0 | 0 | 0 | 0 | 0 | 0 | 0 | 0 | 0 | 0 | 0 | 0 |  |  | 0 | 0 | 0 | 0 | 0 | 0 |  | 0 | 0 | 0 | 0 | 0 | 0 | 0 | 0 | 0 | 0 | 0 | 0 | 0 | 0 | 0 | 0 | 0 | 0 | 0
8 |  | 1 |  |  |  |  | 0 |  |  |  | 0 | 0 | [6 empty] | 0 |  |  |  |  | 0% | 0 | 0 | 0 | 0 | 0 | 0 |  |  | 0 | 0% | 0 | 0 | 0 | 0 | 0 | NewControlTypes | 0 | 0 | 0 | 0 | 0 | 0 | 0 | 0 | 0 | 0 | 0 | 0 | 0 | 0 | 0 | 0 | 0 | 0 | 0 | 0 | 0 | 0 | 0 | 0 | 0 | 0 | 0 | 0 | 0 | 0 | 0 | 0 | 0 | 0 | 0 | 0 | 0 | 0 | 0 | 0 | 0 | 0 | 0 | 0 | 0 | 0 | 0 | 0 | 0 | 0 | 0 | 0 | 0 | 0 | 0 | 0 | 0 | 0 | 0 | 0 | 0 | 0 | 0 | 0 | 0 | 0 | 0 | 0 | 0 | 0 | 0 | 0 | 0 | 0 | 0 | 0 | 0 | 0 | 0 | 0 | 0 |  |  | 0 | 0 | 0 | 0 | 0 | 0 |  | 0 | 0 | 0 | 0 | 0 | 0 | 0 | 0 | 0 | 0 | 0 | 0 | 0 | 0 | 0 | 0 | 0 | 0 | 0
9 |  | 1 |  |  |  |  | 0 |  |  |  | 0 | 0 | [6 empty] | 0 |  |  |  |  | 0% | 0 | 0 | 0 | 0 | 0 | 0 |  |  | 0 | 0% | 0 | 0 | 0 | 0 | 0 | NewControlTypes | 0 | 0 | 0 | 0 | 0 | 0 | 0 | 0 | 0 | 0 | 0 | 0 | 0 | 0 | 0 | 0 | 0 | 0 | 0 | 0 | 0 | 0 | 0 | 0 | 0 | 0 | 0 | 0 | 0 | 0 | 0 | 0 | 0 | 0 | 0 | 0 | 0 | 0 | 0 | 0 | 0 | 0 | 0 | 0 | 0 | 0 | 0 | 0 | 0 | 0 | 0 | 0 | 0 | 0 | 0 | 0 | 0 | 0 | 0 | 0 | 0 | 0 | 0 | 0 | 0 | 0 | 0 | 0 | 0 | 0 | 0 | 0 | 0 | 0 | 0 | 0 | 0 | 0 | 0 | 0 | 0 |  |  | 0 | 0 | 0 | 0 | 0 | 0 |  | 0 | 0 | 0 | 0 | 0 | 0 | 0 | 0 | 0 | 0 | 0 | 0 | 0 | 0 | 0 | 0 | 0 | 0 | 0
10 |  | 1 |  |  |  |  | 0 |  |  |  | 0 | 0 | [6 empty] | 0 |  |  |  |  | 0% | 0 | 0 | 0 | 0 | 0 | 0 |  |  | 0 | 0% | 0 | 0 | 0 | 0 | 0 | NewControlTypes | 0 | 0 | 0 | 0 | 0 | 0 | 0 | 0 | 0 | 0 | 0 | 0 | 0 | 0 | 0 | 0 | 0 | 0 | 0 | 0 | 0 | 0 | 0 | 0 | 0 | 0 | 0 | 0 | 0 | 0 | 0 | 0 | 0 | 0 | 0 | 0 | 0 | 0 | 0 | 0 | 0 | 0 | 0 | 0 | 0 | 0 | 0 | 0 | 0 | 0 | 0 | 0 | 0 | 0 | 0 | 0 | 0 | 0 | 0 | 0 | 0 | 0 | 0 | 0 | 0 | 0 | 0 | 0 | 0 | 0 | 0 | 0 | 0 | 0 | 0 | 0 | 0 | 0 | 0 | 0 | 0 |  |  | 0 | 0 | 0 | 0 | 0 | 0 |  | 0 | 0 | 0 | 0 | 0 | 0 | 0 | 0 | 0 | 0 | 0 | 0 | 0 | 0 | 0 | 0 | 0 | 0 | 0
11 |  | 1 |  |  |  |  | 0 |  |  |  | 0 | 0 | [6 empty] | 0 |  |  |  |  | 0% | 0 | 0 | 0 | 0 | 0 | 0 |  |  | 0 | 0% | 0 | 0 | 0 | 0 | 0 | NewControlTypes | 0 | 0 | 0 | 0 | 0 | 0 | 0 | 0 | 0 | 0 | 0 | 0 | 0 | 0 | 0 | 0 | 0 | 0 | 0 | 0 | 0 | 0 | 0 | 0 | 0 | 0 | 0 | 0 | 0 | 0 | 0 | 0 | 0 | 0 | 0 | 0 | 0 | 0 | 0 | 0 | 0 | 0 | 0 | 0 | 0 | 0 | 0 | 0 | 0 | 0 | 0 | 0 | 0 | 0 | 0 | 0 | 0 | 0 | 0 | 0 | 0 | 0 | 0 | 0 | 0 | 0 | 0 | 0 | 0 | 0 | 0 | 0 | 0 | 0 | 0 | 0 | 0 | 0 | 0 | 0 | 0 |  |  | 0 | 0 | 0 | 0 | 0 | 0 |  | 0 | 0 | 0 | 0 | 0 | 0 | 0 | 0 | 0 | 0 | 0 | 0 | 0 | 0 | 0 | 0 | 0 | 0 | 0
12 |  | 1 |  |  |  |  | 0 |  |  |  | 0 | 0 | [6 empty] | 0 |  |  |  |  | 0% | 0 | 0 | 0 | 0 | 0 | 0 |  |  | 0 | 0% | 0 | 0 | 0 | 0 | 0 | NewControlTypes | 0 | 0 | 0 | 0 | 0 | 0 | 0 | 0 | 0 | 0 | 0 | 0 | 0 | 0 | 0 | 0 | 0 | 0 | 0 | 0 | 0 | 0 | 0 | 0 | 0 | 0 | 0 | 0 | 0 | 0 | 0 | 0 | 0 | 0 | 0 | 0 | 0 | 0 | 0 | 0 | 0 | 0 | 0 | 0 | 0 | 0 | 0 | 0 | 0 | 0 | 0 | 0 | 0 | 0 | 0 | 0 | 0 | 0 | 0 | 0 | 0 | 0 | 0 | 0 | 0 | 0 | 0 | 0 | 0 | 0 | 0 | 0 | 0 | 0 | 0 | 0 | 0 | 0 | 0 | 0 | 0 |  |  | 0 | 0 | 0 | 0 | 0 | 0 |  | 0 | 0 | 0 | 0 | 0 | 0 | 0 | 0 | 0 | 0 | 0 | 0 | 0 | 0 | 0 | 0 | 0 | 0 | 0
13 |  | 1 |  |  |  |  | 0 |  |  |  | 0 | 0 | [6 empty] | 0 |  |  |  |  | 0% | 0 | 0 | 0 | 0 | 0 | 0 |  |  | 0 | 0% | 0 | 0 | 0 | 0 | 0 | NewControlTypes | 0 | 0 | 0 | 0 | 0 | 0 | 0 | 0 | 0 | 0 | 0 | 0 | 0 | 0 | 0 | 0 | 0 | 0 | 0 | 0 | 0 | 0 | 0 | 0 | 0 | 0 | 0 | 0 | 0 | 0 | 0 | 0 | 0 | 0 | 0 | 0 | 0 | 0 | 0 | 0 | 0 | 0 | 0 | 0 | 0 | 0 | 0 | 0 | 0 | 0 | 0 | 0 | 0 | 0 | 0 | 0 | 0 | 0 | 0 | 0 | 0 | 0 | 0 | 0 | 0 | 0 | 0 | 0 | 0 | 0 | 0 | 0 | 0 | 0 | 0 | 0 | 0 | 0 | 0 | 0 | 0 |  |  | 0 | 0 | 0 | 0 | 0 | 0 |  | 0 | 0 | 0 | 0 | 0 | 0 | 0 | 0 | 0 | 0 | 0 | 0 | 0 | 0 | 0 | 0 | 0 | 0 | 0
14 |  | 1 |  |  |  |  | 0 |  |  |  | 0 | 0 | [6 empty] | 0 |  |  |  |  | 0% | 0 | 0 | 0 | 0 | 0 | 0 |  |  | 0 | 0% | 0 | 0 | 0 | 0 | 0 | NewControlTypes | 0 | 0 | 0 | 0 | 0 | 0 | 0 | 0 | 0 | 0 | 0 | 0 | 0 | 0 | 0 | 0 | 0 | 0 | 0 | 0 | 0 | 0 | 0 | 0 | 0 | 0 | 0 | 0 | 0 | 0 | 0 | 0 | 0 | 0 | 0 | 0 | 0 | 0 | 0 | 0 | 0 | 0 | 0 | 0 | 0 | 0 | 0 | 0 | 0 | 0 | 0 | 0 | 0 | 0 | 0 | 0 | 0 | 0 | 0 | 0 | 0 | 0 | 0 | 0 | 0 | 0 | 0 | 0 | 0 | 0 | 0 | 0 | 0 | 0 | 0 | 0 | 0 | 0 | 0 | 0 | 0 |  |  | 0 | 0 | 0 | 0 | 0 | 0 |  | 0 | 0 | 0 | 0 | 0 | 0 | 0 | 0 | 0 | 0 | 0 | 0 | 0 | 0 | 0 | 0 | 0 | 0 | 0
15 |  | 1 |  |  |  |  | 0 |  |  |  | 0 | 0 | [6 empty] | 0 |  |  |  |  | 0% | 0 | 0 | 0 | 0 | 0 | 0 |  |  | 0 | 0% | 0 | 0 | 0 | 0 | 0 | NewControlTypes | 0 | 0 | 0 | 0 | 0 | 0 | 0 | 0 | 0 | 0 | 0 | 0 | 0 | 0 | 0 | 0 | 0 | 0 | 0 | 0 | 0 | 0 | 0 | 0 | 0 | 0 | 0 | 0 | 0 | 0 | 0 | 0 | 0 | 0 | 0 | 0 | 0 | 0 | 0 | 0 | 0 | 0 | 0 | 0 | 0 | 0 | 0 | 0 | 0 | 0 | 0 | 0 | 0 | 0 | 0 | 0 | 0 | 0 | 0 | 0 | 0 | 0 | 0 | 0 | 0 | 0 | 0 | 0 | 0 | 0 | 0 | 0 | 0 | 0 | 0 | 0 | 0 | 0 | 0 | 0 | 0 |  |  | 0 | 0 | 0 | 0 | 0 | 0 |  | 0 | 0 | 0 | 0 | 0 | 0 | 0 | 0 | 0 | 0 | 0 | 0 | 0 | 0 | 0 | 0 | 0 | 0 | 0
16 |  | 1 |  |  |  |  | 0 |  |  |  | 0 | 0 | [6 empty] | 0 |  |  |  |  | 0% | 0 | 0 | 0 | 0 | 0 | 0 |  |  | 0 | 0% | 0 | 0 | 0 | 0 | 0 | NewControlTypes | 0 | 0 | 0 | 0 | 0 | 0 | 0 | 0 | 0 | 0 | 0 | 0 | 0 | 0 | 0 | 0 | 0 | 0 | 0 | 0 | 0 | 0 | 0 | 0 | 0 | 0 | 0 | 0 | 0 | 0 | 0 | 0 | 0 | 0 | 0 | 0 | 0 | 0 | 0 | 0 | 0 | 0 | 0 | 0 | 0 | 0 | 0 | 0 | 0 | 0 | 0 | 0 | 0 | 0 | 0 | 0 | 0 | 0 | 0 | 0 | 0 | 0 | 0 | 0 | 0 | 0 | 0 | 0 | 0 | 0 | 0 | 0 | 0 | 0 | 0 | 0 | 0 | 0 | 0 | 0 | 0 |  |  | 0 | 0 | 0 | 0 | 0 | 0 |  | 0 | 0 | 0 | 0 | 0 | 0 | 0 | 0 | 0 | 0 | 0 | 0 | 0 | 0 | 0 | 0 | 0 | 0 | 0
17 |  | 1 |  |  |  |  | 0 |  |  |  | 0 | 0 | [6 empty] | 0 |  |  |  |  | 0% | 0 | 0 | 0 | 0 | 0 | 0 |  |  | 0 | 0% | 0 | 0 | 0 | 0 | 0 | NewControlTypes | 0 | 0 | 0 | 0 | 0 | 0 | 0 | 0 | 0 | 0 | 0 | 0 | 0 | 0 | 0 | 0 | 0 | 0 | 0 | 0 | 0 | 0 | 0 | 0 | 0 | 0 | 0 | 0 | 0 | 0 | 0 | 0 | 0 | 0 | 0 | 0 | 0 | 0 | 0 | 0 | 0 | 0 | 0 | 0 | 0 | 0 | 0 | 0 | 0 | 0 | 0 | 0 | 0 | 0 | 0 | 0 | 0 | 0 | 0 | 0 | 0 | 0 | 0 | 0 | 0 | 0 | 0 | 0 | 0 | 0 | 0 | 0 | 0 | 0 | 0 | 0 | 0 | 0 | 0 | 0 | 0 |  |  | 0 | 0 | 0 | 0 | 0 | 0 |  | 0 | 0 | 0 | 0 | 0 | 0 | 0 | 0 | 0 | 0 | 0 | 0 | 0 | 0 | 0 | 0 | 0 | 0 | 0
18 |  | 1 |  |  |  |  | 0 |  |  |  | 0 | 0 | [6 empty] | 0 |  |  |  |  | 0% | 0 | 0 | 0 | 0 | 0 | 0 |  |  | 0 | 0% | 0 | 0 | 0 | 0 | 0 | NewControlTypes | 0 | 0 | 0 | 0 | 0 | 0 | 0 | 0 | 0 | 0 | 0 | 0 | 0 | 0 | 0 | 0 | 0 | 0 | 0 | 0 | 0 | 0 | 0 | 0 | 0 | 0 | 0 | 0 | 0 | 0 | 0 | 0 | 0 | 0 | 0 | 0 | 0 | 0 | 0 | 0 | 0 | 0 | 0 | 0 | 0 | 0 | 0 | 0 | 0 | 0 | 0 | 0 | 0 | 0 | 0 | 0 | 0 | 0 | 0 | 0 | 0 | 0 | 0 | 0 | 0 | 0 | 0 | 0 | 0 | 0 | 0 | 0 | 0 | 0 | 0 | 0 | 0 | 0 | 0 | 0 | 0 |  |  | 0 | 0 | 0 | 0 | 0 | 0 |  | 0 | 0 | 0 | 0 | 0 | 0 | 0 | 0 | 0 | 0 | 0 | 0 | 0 | 0 | 0 | 0 | 0 | 0 | 0
19 |  | 1 |  |  |  |  | 0 |  |  |  | 0 | 0 | [6 empty] | 0 |  |  |  |  | 0% | 0 | 0 | 0 | 0 | 0 | 0 |  |  | 0 | 0% | 0 | 0 | 0 | 0 | 0 | NewControlTypes | 0 | 0 | 0 | 0 | 0 | 0 | 0 | 0 | 0 | 0 | 0 | 0 | 0 | 0 | 0 | 0 | 0 | 0 | 0 | 0 | 0 | 0 | 0 | 0 | 0 | 0 | 0 | 0 | 0 | 0 | 0 | 0 | 0 | 0 | 0 | 0 | 0 | 0 | 0 | 0 | 0 | 0 | 0 | 0 | 0 | 0 | 0 | 0 | 0 | 0 | 0 | 0 | 0 | 0 | 0 | 0 | 0 | 0 | 0 | 0 | 0 | 0 | 0 | 0 | 0 | 0 | 0 | 0 | 0 | 0 | 0 | 0 | 0 | 0 | 0 | 0 | 0 | 0 | 0 | 0 | 0 |  |  | 0 | 0 | 0 | 0 | 0 | 0 |  | 0 | 0 | 0 | 0 | 0 | 0 | 0 | 0 | 0 | 0 | 0 | 0 | 0 | 0 | 0 | 0 | 0 | 0 | 0
20 |  | 1 |  |  |  |  | 0 |  |  |  | 0 | 0 | [6 empty] | 0 |  |  |  |  | 0% | 0 | 0 | 0 | 0 | 0 | 0 |  |  | 0 | 0% | 0 | 0 | 0 | 0 | 0 | NewControlTypes | 0 | 0 | 0 | 0 | 0 | 0 | 0 | 0 | 0 | 0 | 0 | 0 | 0 | 0 | 0 | 0 | 0 | 0 | 0 | 0 | 0 | 0 | 0 | 0 | 0 | 0 | 0 | 0 | 0 | 0 | 0 | 0 | 0 | 0 | 0 | 0 | 0 | 0 | 0 | 0 | 0 | 0 | 0 | 0 | 0 | 0 | 0 | 0 | 0 | 0 | 0 | 0 | 0 | 0 | 0 | 0 | 0 | 0 | 0 | 0 | 0 | 0 | 0 | 0 | 0 | 0 | 0 | 0 | 0 | 0 | 0 | 0 | 0 | 0 | 0 | 0 | 0 | 0 | 0 | 0 | 0 |  |  | 0 | 0 | 0 | 0 | 0 | 0 |  | 0 | 0 | 0 | 0 | 0 | 0 | 0 | 0 | 0 | 0 | 0 | 0 | 0 | 0 | 0 | 0 | 0 | 0 | 0
21 |  | 1 |  |  |  |  | 0 |  |  |  | 0 | 0 | [6 empty] | 0 |  |  |  |  | 0% | 0 | 0 | 0 | 0 | 0 | 0 |  |  | 0 | 0% | 0 | 0 | 0 | 0 | 0 | NewControlTypes | 0 | 0 | 0 | 0 | 0 | 0 | 0 | 0 | 0 | 0 | 0 | 0 | 0 | 0 | 0 | 0 | 0 | 0 | 0 | 0 | 0 | 0 | 0 | 0 | 0 | 0 | 0 | 0 | 0 | 0 | 0 | 0 | 0 | 0 | 0 | 0 | 0 | 0 | 0 | 0 | 0 | 0 | 0 | 0 | 0 | 0 | 0 | 0 | 0 | 0 | 0 | 0 | 0 | 0 | 0 | 0 | 0 | 0 | 0 | 0 | 0 | 0 | 0 | 0 | 0 | 0 | 0 | 0 | 0 | 0 | 0 | 0 | 0 | 0 | 0 | 0 | 0 | 0 | 0 | 0 | 0 |  |  | 0 | 0 | 0 | 0 | 0 | 0 |  | 0 | 0 | 0 | 0 | 0 | 0 | 0 | 0 | 0 | 0 | 0 | 0 | 0 | 0 | 0 | 0 | 0 | 0 | 0
22 |  | 1 |  |  |  |  | 0 |  |  |  | 0 | 0 | [6 empty] | 0 |  |  |  |  | 0% | 0 | 0 | 0 | 0 | 0 | 0 |  |  | 0 | 0% | 0 | 0 | 0 | 0 | 0 | NewControlTypes | 0 | 0 | 0 | 0 | 0 | 0 | 0 | 0 | 0 | 0 | 0 | 0 | 0 | 0 | 0 | 0 | 0 | 0 | 0 | 0 | 0 | 0 | 0 | 0 | 0 | 0 | 0 | 0 | 0 | 0 | 0 | 0 | 0 | 0 | 0 | 0 | 0 | 0 | 0 | 0 | 0 | 0 | 0 | 0 | 0 | 0 | 0 | 0 | 0 | 0 | 0 | 0 | 0 | 0 | 0 | 0 | 0 | 0 | 0 | 0 | 0 | 0 | 0 | 0 | 0 | 0 | 0 | 0 | 0 | 0 | 0 | 0 | 0 | 0 | 0 | 0 | 0 | 0 | 0 | 0 | 0 |  |  | 0 | 0 | 0 | 0 | 0 | 0 |  | 0 | 0 | 0 | 0 | 0 | 0 | 0 | 0 | 0 | 0 | 0 | 0 | 0 | 0 | 0 | 0 | 0 | 0 | 0
23 |  | 1 |  |  |  |  | 0 |  |  |  | 0 | 0 | [6 empty] | 0 |  |  |  |  | 0% | 0 | 0 | 0 | 0 | 0 | 0 |  |  | 0 | 0% | 0 | 0 | 0 | 0 | 0 | NewControlTypes | 0 | 0 | 0 | 0 | 0 | 0 | 0 | 0 | 0 | 0 | 0 | 0 | 0 | 0 | 0 | 0 | 0 | 0 | 0 | 0 | 0 | 0 | 0 | 0 | 0 | 0 | 0 | 0 | 0 | 0 | 0 | 0 | 0 | 0 | 0 | 0 | 0 | 0 | 0 | 0 | 0 | 0 | 0 | 0 | 0 | 0 | 0 | 0 | 0 | 0 | 0 | 0 | 0 | 0 | 0 | 0 | 0 | 0 | 0 | 0 | 0 | 0 | 0 | 0 | 0 | 0 | 0 | 0 | 0 | 0 | 0 | 0 | 0 | 0 | 0 | 0 | 0 | 0 | 0 | 0 | 0 |  |  | 0 | 0 | 0 | 0 | 0 | 0 |  | 0 | 0 | 0 | 0 | 0 | 0 | 0 | 0 | 0 | 0 | 0 | 0 | 0 | 0 | 0 | 0 | 0 | 0 | 0
24 |  | 1 |  |  |  |  | 0 |  |  |  | 0 | 0 | [6 empty] | 0 |  |  |  |  | 0% | 0 | 0 | 0 | 0 | 0 | 0 |  |  | 0 | 0% | 0 | 0 | 0 | 0 | 0 | NewControlTypes | 0 | 0 | 0 | 0 | 0 | 0 | 0 | 0 | 0 | 0 | 0 | 0 | 0 | 0 | 0 | 0 | 0 | 0 | 0 | 0 | 0 | 0 | 0 | 0 | 0 | 0 | 0 | 0 | 0 | 0 | 0 | 0 | 0 | 0 | 0 | 0 | 0 | 0 | 0 | 0 | 0 | 0 | 0 | 0 | 0 | 0 | 0 | 0 | 0 | 0 | 0 | 0 | 0 | 0 | 0 | 0 | 0 | 0 | 0 | 0 | 0 | 0 | 0 | 0 | 0 | 0 | 0 | 0 | 0 | 0 | 0 | 0 | 0 | 0 | 0 | 0 | 0 | 0 | 0 | 0 | 0 |  |  | 0 | 0 | 0 | 0 | 0 | 0 |  | 0 | 0 | 0 | 0 | 0 | 0 | 0 | 0 | 0 | 0 | 0 | 0 | 0 | 0 | 0 | 0 | 0 | 0 | 0
25 |  | 1 |  |  |  |  | 0 |  |  |  | 0 | 0 | [6 empty] | 0 |  |  |  |  | 0% | 0 | 0 | 0 | 0 | 0 | 0 |  |  | 0 | 0% | 0 | 0 | 0 | 0 | 0 | NewControlTypes | 0 | 0 | 0 | 0 | 0 | 0 | 0 | 0 | 0 | 0 | 0 | 0 | 0 | 0 | 0 | 0 | 0 | 0 | 0 | 0 | 0 | 0 | 0 | 0 | 0 | 0 | 0 | 0 | 0 | 0 | 0 | 0 | 0 | 0 | 0 | 0 | 0 | 0 | 0 | 0 | 0 | 0 | 0 | 0 | 0 | 0 | 0 | 0 | 0 | 0 | 0 | 0 | 0 | 0 | 0 | 0 | 0 | 0 | 0 | 0 | 0 | 0 | 0 | 0 | 0 | 0 | 0 | 0 | 0 | 0 | 0 | 0 | 0 | 0 | 0 | 0 | 0 | 0 | 0 | 0 | 0 |  |  | 0 | 0 | 0 | 0 | 0 | 0 |  | 0 | 0 | 0 | 0 | 0 | 0 | 0 | 0 | 0 | 0 | 0 | 0 | 0 | 0 | 0 | 0 | 0 | 0 | 0
26 |  | 1 |  |  |  |  | 0 |  |  |  | 0 | 0 | [6 empty] | 0 |  |  |  |  | 0% | 0 | 0 | 0 | 0 | 0 | 0 |  |  | 0 | 0% | 0 | 0 | 0 | 0 | 0 | NewControlTypes | 0 | 0 | 0 | 0 | 0 | 0 | 0 | 0 | 0 | 0 | 0 | 0 | 0 | 0 | 0 | 0 | 0 | 0 | 0 | 0 | 0 | 0 | 0 | 0 | 0 | 0 | 0 | 0 | 0 | 0 | 0 | 0 | 0 | 0 | 0 | 0 | 0 | 0 | 0 | 0 | 0 | 0 | 0 | 0 | 0 | 0 | 0 | 0 | 0 | 0 | 0 | 0 | 0 | 0 | 0 | 0 | 0 | 0 | 0 | 0 | 0 | 0 | 0 | 0 | 0 | 0 | 0 | 0 | 0 | 0 | 0 | 0 | 0 | 0 | 0 | 0 | 0 | 0 | 0 | 0 | 0 |  |  | 0 | 0 | 0 | 0 | 0 | 0 |  | 0 | 0 | 0 | 0 | 0 | 0 | 0 | 0 | 0 | 0 | 0 | 0 | 0 | 0 | 0 | 0 | 0 | 0 | 0
27 |  | 1 |  |  |  |  | 0 |  |  |  | 0 | 0 | [6 empty] | 0 |  |  |  |  | 0% | 0 | 0 | 0 | 0 | 0 | 0 |  |  | 0 | 0% | 0 | 0 | 0 | 0 | 0 | NewControlTypes | 0 | 0 | 0 | 0 | 0 | 0 | 0 | 0 | 0 | 0 | 0 | 0 | 0 | 0 | 0 | 0 | 0 | 0 | 0 | 0 | 0 | 0 | 0 | 0 | 0 | 0 | 0 | 0 | 0 | 0 | 0 | 0 | 0 | 0 | 0 | 0 | 0 | 0 | 0 | 0 | 0 | 0 | 0 | 0 | 0 | 0 | 0 | 0 | 0 | 0 | 0 | 0 | 0 | 0 | 0 | 0 | 0 | 0 | 0 | 0 | 0 | 0 | 0 | 0 | 0 | 0 | 0 | 0 | 0 | 0 | 0 | 0 | 0 | 0 | 0 | 0 | 0 | 0 | 0 | 0 | 0 |  |  | 0 | 0 | 0 | 0 | 0 | 0 |  | 0 | 0 | 0 | 0 | 0 | 0 | 0 | 0 | 0 | 0 | 0 | 0 | 0 | 0 | 0 | 0 | 0 | 0 | 0
28 |  | 1 |  |  |  |  | 0 |  |  |  | 0 | 0 | [6 empty] | 0 |  |  |  |  | 0% | 0 | 0 | 0 | 0 | 0 | 0 |  |  | 0 | 0% | 0 | 0 | 0 | 0 | 0 | NewControlTypes | 0 | 0 | 0 | 0 | 0 | 0 | 0 | 0 | 0 | 0 | 0 | 0 | 0 | 0 | 0 | 0 | 0 | 0 | 0 | 0 | 0 | 0 | 0 | 0 | 0 | 0 | 0 | 0 | 0 | 0 | 0 | 0 | 0 | 0 | 0 | 0 | 0 | 0 | 0 | 0 | 0 | 0 | 0 | 0 | 0 | 0 | 0 | 0 | 0 | 0 | 0 | 0 | 0 | 0 | 0 | 0 | 0 | 0 | 0 | 0 | 0 | 0 | 0 | 0 | 0 | 0 | 0 | 0 | 0 | 0 | 0 | 0 | 0 | 0 | 0 | 0 | 0 | 0 | 0 | 0 | 0 |  |  | 0 | 0 | 0 | 0 | 0 | 0 |  | 0 | 0 | 0 | 0 | 0 | 0 | 0 | 0 | 0 | 0 | 0 | 0 | 0 | 0 | 0 | 0 | 0 | 0 | 0
29 |  | 1 |  |  |  |  | 0 |  |  |  | 0 | 0 | [6 empty] | 0 | 2000 | 5 | 1000 | 1000 | 0% | 0 | 0 | 0 | 0 | 0 | 0 |  |  | 0 | 0% | 0 | 0 | 0 | 0 | 0 | NewControlTypes | 0 | 0 | 0 | 0 | 0 | 0 | 0 | 0 | 0 | 0 | 0 | 0 | 0 | 0 | 0 | 0 | 0 | 0 | 0 | 0 | 0 | 0 | 0 | 0 | 0 | 0 | 0 | 0 | 0 | 0 | 0 | 0 | 0 | 0 | 0 | 0 | 0 | 0 | 0 | 0 | 0 | 0 | 0 | 0 | 0 | 0 | 0 | 0 | 0 | 0 | 0 | 0 | 0 | 0 | 0 | 0 | 0 | 0 | 0 | 0 | 0 | 0 | 0 | 0 | 0 | 0 | 0 | 0 | 0 | 0 | 0 | 0 | 0 | 0 | 0 | 0 | 0 | 0 | 0 | 0 | 0 |  |  | 0 | 0 | 0 | 0 | 0 | 0 |  | 0 | 0 | 0 | 0 | 0 | 0 | 0 | 0 | 0 | 0 | 0 | 0 | 0 | 0 | 0 | 0 | 0 | 0 | 0
30 |  | 1 |  |  |  |  | 0 |  |  |  | 0 | 0 | [6 empty] | 0 | 1000 | 10 | 1000 | 2000 | 0% | 0 | 0 | 0 | 0 | 0 | 0 |  |  | 0 | 0% | 0 | 0 | 0 | 0 | 0 | NewControlTypes | 0 | 0 | 0 | 0 | 0 | 0 | 0 | 0 | 0 | 0 | 0 | 0 | 0 | 0 | 0 | 0 | 0 | 0 | 0 | 0 | 0 | 0 | 0 | 0 | 0 | 0 | 0 | 0 | 0 | 0 | 0 | 0 | 0 | 0 | 0 | 0 | 0 | 0 | 0 | 0 | 0 | 0 | 0 | 0 | 0 | 0 | 0 | 0 | 0 | 0 | 0 | 0 | 0 | 0 | 0 | 0 | 0 | 0 | 0 | 0 | 0 | 0 | 0 | 0 | 0 | 0 | 0 | 0 | 0 | 0 | 0 | 0 | 0 | 0 | 0 | 0 | 0 | 0 | 0 | 0 | 0 |  |  | 0 | 0 | 0 | 0 | 0 | 0 |  | 0 | 0 | 0 | 0 | 0 | 0 | 0 | 0 | 0 | 0 | 0 | 0 | 0 | 0 | 0 | 0 | 0 | 0 | 0
31 |  | 1 |  |  |  |  | 0 |  |  |  | 0 | 0 | [6 empty] | 0 |  |  |  |  | 0% | 0 | 0 | 0 | 0 | 0 | 0 |  |  | 0 | 0% | 0 | 0 | 0 | 0 | 0 | NewControlTypes | 0 | 0 | 0 | 0 | 0 | 0 | 0 | 0 | 0 | 0 | 0 | 0 | 0 | 0 | 0 | 0 | 0 | 0 | 0 | 0 | 0 | 0 | 0 | 0 | 0 | 0 | 0 | 0 | 0 | 0 | 0 | 0 | 0 | 0 | 0 | 0 | 0 | 0 | 0 | 0 | 0 | 0 | 0 | 0 | 0 | 0 | 0 | 0 | 0 | 0 | 0 | 0 | 0 | 0 | 0 | 0 | 0 | 0 | 0 | 0 | 0 | 0 | 0 | 0 | 0 | 0 | 0 | 0 | 0 | 0 | 0 | 0 | 0 | 0 | 0 | 0 | 0 | 0 | 0 | 0 | 0 |  |  | 0 | 0 | 0 | 0 | 0 | 0 |  | 0 | 0 | 0 | 0 | 0 | 0 | 0 | 0 | 0 | 0 | 0 | 0 | 0 | 0 | 0 | 0 | 0 | 0 | 0
32 |  | 1 |  |  |  |  | 0 |  |  |  | 0 | 0 | [6 empty] | 0 |  |  |  |  | 0% | 0 | 0 | 0 | 0 | 0 | 0 |  |  | 0 | 0% | 0 | 0 | 0 | 0 | 0 | NewControlTypes | 0 | 0 | 0 | 0 | 0 | 0 | 0 | 0 | 0 | 0 | 0 | 0 | 0 | 0 | 0 | 0 | 0 | 0 | 0 | 0 | 0 | 0 | 0 | 0 | 0 | 0 | 0 | 0 | 0 | 0 | 0 | 0 | 0 | 0 | 0 | 0 | 0 | 0 | 0 | 0 | 0 | 0 | 0 | 0 | 0 | 0 | 0 | 0 | 0 | 0 | 0 | 0 | 0 | 0 | 0 | 0 | 0 | 0 | 0 | 0 | 0 | 0 | 0 | 0 | 0 | 0 | 0 | 0 | 0 | 0 | 0 | 0 | 0 | 0 | 0 | 0 | 0 | 0 | 0 | 0 | 0 |  |  | 0 | 0 | 0 | 0 | 0 | 0 |  | 0 | 0 | 0 | 0 | 0 | 0 | 0 | 0 | 0 | 0 | 0 | 0 | 0 | 0 | 0 | 0 | 0 | 0 | 0
33 |  | 1 |  |  |  |  | 0 |  |  |  | 0 | 0 | [6 empty] | 0 |  |  |  |  | 0% | 0 | 0 | 0 | 0 | 0 | 0 |  |  | 0 | 0% | 0 | 0 | 0 | 0 | 0 | NewControlTypes | 0 | 0 | 0 | 0 | 0 | 0 | 0 | 0 | 0 | 0 | 0 | 0 | 0 | 0 | 0 | 0 | 0 | 0 | 0 | 0 | 0 | 0 | 0 | 0 | 0 | 0 | 0 | 0 | 0 | 0 | 0 | 0 | 0 | 0 | 0 | 0 | 0 | 0 | 0 | 0 | 0 | 0 | 0 | 0 | 0 | 0 | 0 | 0 | 0 | 0 | 0 | 0 | 0 | 0 | 0 | 0 | 0 | 0 | 0 | 0 | 0 | 0 | 0 | 0 | 0 | 0 | 0 | 0 | 0 | 0 | 0 | 0 | 0 | 0 | 0 | 0 | 0 | 0 | 0 | 0 | 0 |  |  | 0 | 0 | 0 | 0 | 0 | 0 |  | 0 | 0 | 0 | 0 | 0 | 0 | 0 | 0 | 0 | 0 | 0 | 0 | 0 | 0 | 0 | 0 | 0 | 0 | 0
34 |  | 1 |  |  |  |  | 0 |  |  |  | 0 | 0 | [6 empty] | 0 |  |  |  |  | 0% | 0 | 0 | 0 | 0 | 0 | 0 |  |  | 0 | 0% | 0 | 0 | 0 | 0 | 0 | NewControlTypes | 0 | 0 | 0 | 0 | 0 | 0 | 0 | 0 | 0 | 0 | 0 | 0 | 0 | 0 | 0 | 0 | 0 | 0 | 0 | 0 | 0 | 0 | 0 | 0 | 0 | 0 | 0 | 0 | 0 | 0 | 0 | 0 | 0 | 0 | 0 | 0 | 0 | 0 | 0 | 0 | 0 | 0 | 0 | 0 | 0 | 0 | 0 | 0 | 0 | 0 | 0 | 0 | 0 | 0 | 0 | 0 | 0 | 0 | 0 | 0 | 0 | 0 | 0 | 0 | 0 | 0 | 0 | 0 | 0 | 0 | 0 | 0 | 0 | 0 | 0 | 0 | 0 | 0 | 0 | 0 | 0 |  |  | 0 | 0 | 0 | 0 | 0 | 0 |  | 0 | 0 | 0 | 0 | 0 | 0 | 0 | 0 | 0 | 0 | 0 | 0 | 0 | 0 | 0 | 0 | 0 | 0 | 0
35 |  | 1 |  |  |  |  | 0 |  |  |  | 0 | 0 | [6 empty] | 0 |  |  |  |  | 0% | 0 | 0 | 0 | 0 | 0 | 0 |  |  | 0 | 0% | 0 | 0 | 0 | 0 | 0 | NewControlTypes | 0 | 0 | 0 | 0 | 0 | 0 | 0 | 0 | 0 | 0 | 0 | 0 | 0 | 0 | 0 | 0 | 0 | 0 | 0 | 0 | 0 | 0 | 0 | 0 | 0 | 0 | 0 | 0 | 0 | 0 | 0 | 0 | 0 | 0 | 0 | 0 | 0 | 0 | 0 | 0 | 0 | 0 | 0 | 0 | 0 | 0 | 0 | 0 | 0 | 0 | 0 | 0 | 0 | 0 | 0 | 0 | 0 | 0 | 0 | 0 | 0 | 0 | 0 | 0 | 0 | 0 | 0 | 0 | 0 | 0 | 0 | 0 | 0 | 0 | 0 | 0 | 0 | 0 | 0 | 0 | 0 |  |  | 0 | 0 | 0 | 0 | 0 | 0 |  | 0 | 0 | 0 | 0 | 0 | 0 | 0 | 0 | 0 | 0 | 0 | 0 | 0 | 0 | 0 | 0 | 0 | 0 | 0
36 |  | 1 |  |  |  |  | 0 |  |  |  | 0 | 0 | [6 empty] | 0 |  |  |  |  | 0% | 0 | 0 | 0 | 0 | 0 | 0 |  |  | 0 | 0% | 0 | 0 | 0 | 0 | 0 | NewControlTypes | 0 | 0 | 0 | 0 | 0 | 0 | 0 | 0 | 0 | 0 | 0 | 0 | 0 | 0 | 0 | 0 | 0 | 0 | 0 | 0 | 0 | 0 | 0 | 0 | 0 | 0 | 0 | 0 | 0 | 0 | 0 | 0 | 0 | 0 | 0 | 0 | 0 | 0 | 0 | 0 | 0 | 0 | 0 | 0 | 0 | 0 | 0 | 0 | 0 | 0 | 0 | 0 | 0 | 0 | 0 | 0 | 0 | 0 | 0 | 0 | 0 | 0 | 0 | 0 | 0 | 0 | 0 | 0 | 0 | 0 | 0 | 0 | 0 | 0 | 0 | 0 | 0 | 0 | 0 | 0 | 0 |  |  | 0 | 0 | 0 | 0 | 0 | 0 |  | 0 | 0 | 0 | 0 | 0 | 0 | 0 | 0 | 0 | 0 | 0 | 0 | 0 | 0 | 0 | 0 | 0 | 0 | 0
37 |  | 1 |  |  |  |  | 0 |  |  |  | 0 | 0 | [6 empty] | 0 |  |  |  |  | 0% | 0 | 0 | 0 | 0 | 0 | 0 |  |  | 0 | 0% | 0 | 0 | 0 | 0 | 0 | NewControlTypes | 0 | 0 | 0 | 0 | 0 | 0 | 0 | 0 | 0 | 0 | 0 | 0 | 0 | 0 | 0 | 0 | 0 | 0 | 0 | 0 | 0 | 0 | 0 | 0 | 0 | 0 | 0 | 0 | 0 | 0 | 0 | 0 | 0 | 0 | 0 | 0 | 0 | 0 | 0 | 0 | 0 | 0 | 0 | 0 | 0 | 0 | 0 | 0 | 0 | 0 | 0 | 0 | 0 | 0 | 0 | 0 | 0 | 0 | 0 | 0 | 0 | 0 | 0 | 0 | 0 | 0 | 0 | 0 | 0 | 0 | 0 | 0 | 0 | 0 | 0 | 0 | 0 | 0 | 0 | 0 | 0 |  |  | 0 | 0 | 0 | 0 | 0 | 0 |  | 0 | 0 | 0 | 0 | 0 | 0 | 0 | 0 | 0 | 0 | 0 | 0 | 0 | 0 | 0 | 0 | 0 | 0 | 0
38 |  | 1 |  |  |  |  | 0 |  |  |  | 0 | 0 | [6 empty] | 0 |  |  |  |  | 0% | 0 | 0 | 0 | 0 | 0 | 0 |  |  | 0 | 0% | 0 | 0 | 0 | 0 | 0 | NewControlTypes | 0 | 0 | 0 | 0 | 0 | 0 | 0 | 0 | 0 | 0 | 0 | 0 | 0 | 0 | 0 | 0 | 0 | 0 | 0 | 0 | 0 | 0 | 0 | 0 | 0 | 0 | 0 | 0 | 0 | 0 | 0 | 0 | 0 | 0 | 0 | 0 | 0 | 0 | 0 | 0 | 0 | 0 | 0 | 0 | 0 | 0 | 0 | 0 | 0 | 0 | 0 | 0 | 0 | 0 | 0 | 0 | 0 | 0 | 0 | 0 | 0 | 0 | 0 | 0 | 0 | 0 | 0 | 0 | 0 | 0 | 0 | 0 | 0 | 0 | 0 | 0 | 0 | 0 | 0 | 0 | 0 |  |  | 0 | 0 | 0 | 0 | 0 | 0 |  | 0 | 0 | 0 | 0 | 0 | 0 | 0 | 0 | 0 | 0 | 0 | 0 | 0 | 0 | 0 | 0 | 0 | 0 | 0
39 |  | 1 |  |  |  |  | 0 |  |  |  | 0 | 0 | [6 empty] | 0 |  |  |  |  | 0% | 0 | 0 | 0 | 0 | 0 | 0 |  |  | 0 | 0% | 0 | 0 | 0 | 0 | 0 | NewControlTypes | 0 | 0 | 0 | 0 | 0 | 0 | 0 | 0 | 0 | 0 | 0 | 0 | 0 | 0 | 0 | 0 | 0 | 0 | 0 | 0 | 0 | 0 | 0 | 0 | 0 | 0 | 0 | 0 | 0 | 0 | 0 | 0 | 0 | 0 | 0 | 0 | 0 | 0 | 0 | 0 | 0 | 0 | 0 | 0 | 0 | 0 | 0 | 0 | 0 | 0 | 0 | 0 | 0 | 0 | 0 | 0 | 0 | 0 | 0 | 0 | 0 | 0 | 0 | 0 | 0 | 0 | 0 | 0 | 0 | 0 | 0 | 0 | 0 | 0 | 0 | 0 | 0 | 0 | 0 | 0 | 0 |  |  | 0 | 0 | 0 | 0 | 0 | 0 |  | 0 | 0 | 0 | 0 | 0 | 0 | 0 | 0 | 0 | 0 | 0 | 0 | 0 | 0 | 0 | 0 | 0 | 0 | 0
40 |  | 1 |  |  |  |  | 0 |  |  |  | 0 | 0 | [6 empty] | 0 |  |  |  |  | 0% | 0 | 0 | 0 | 0 | 0 | 0 |  |  | 0 | 0% | 0 | 0 | 0 | 0 | 0 | NewControlTypes | 0 | 0 | 0 | 0 | 0 | 0 | 0 | 0 | 0 | 0 | 0 | 0 | 0 | 0 | 0 | 0 | 0 | 0 | 0 | 0 | 0 | 0 | 0 | 0 | 0 | 0 | 0 | 0 | 0 | 0 | 0 | 0 | 0 | 0 | 0 | 0 | 0 | 0 | 0 | 0 | 0 | 0 | 0 | 0 | 0 | 0 | 0 | 0 | 0 | 0 | 0 | 0 | 0 | 0 | 0 | 0 | 0 | 0 | 0 | 0 | 0 | 0 | 0 | 0 | 0 | 0 | 0 | 0 | 0 | 0 | 0 | 0 | 0 | 0 | 0 | 0 | 0 | 0 | 0 | 0 | 0 |  |  | 0 | 0 | 0 | 0 | 0 | 0 |  | 0 | 0 | 0 | 0 | 0 | 0 | 0 | 0 | 0 | 0 | 0 | 0 | 0 | 0 | 0 | 0 | 0 | 0 | 0
41 |  | 1 |  |  |  |  | 0 |  |  |  | 0 | 0 | [6 empty] | 0 |  |  |  |  | 0% | 0 | 0 | 0 | 0 | 0 | 0 |  |  | 0 | 0% | 0 | 0 | 0 | 0 | 0 | NewControlTypes | 0 | 0 | 0 | 0 | 0 | 0 | 0 | 0 | 0 | 0 | 0 | 0 | 0 | 0 | 0 | 0 | 0 | 0 | 0 | 0 | 0 | 0 | 0 | 0 | 0 | 0 | 0 | 0 | 0 | 0 | 0 | 0 | 0 | 0 | 0 | 0 | 0 | 0 | 0 | 0 | 0 | 0 | 0 | 0 | 0 | 0 | 0 | 0 | 0 | 0 | 0 | 0 | 0 | 0 | 0 | 0 | 0 | 0 | 0 | 0 | 0 | 0 | 0 | 0 | 0 | 0 | 0 | 0 | 0 | 0 | 0 | 0 | 0 | 0 | 0 | 0 | 0 | 0 | 0 | 0 | 0 |  |  | 0 | 0 | 0 | 0 | 0 | 0 |  | 0 | 0 | 0 | 0 | 0 | 0 | 0 | 0 | 0 | 0 | 0 | 0 | 0 | 0 | 0 | 0 | 0 | 0 | 0
42 |  | 1 |  |  |  |  | 0 |  |  |  | 0 | 0 | [6 empty] | 0 |  |  |  |  | 0% | 0 | 0 | 0 | 0 | 0 | 0 |  |  | 0 | 0% | 0 | 0 | 0 | 0 | 0 | NewControlTypes | 0 | 0 | 0 | 0 | 0 | 0 | 0 | 0 | 0 | 0 | 0 | 0 | 0 | 0 | 0 | 0 | 0 | 0 | 0 | 0 | 0 | 0 | 0 | 0 | 0 | 0 | 0 | 0 | 0 | 0 | 0 | 0 | 0 | 0 | 0 | 0 | 0 | 0 | 0 | 0 | 0 | 0 | 0 | 0 | 0 | 0 | 0 | 0 | 0 | 0 | 0 | 0 | 0 | 0 | 0 | 0 | 0 | 0 | 0 | 0 | 0 | 0 | 0 | 0 | 0 | 0 | 0 | 0 | 0 | 0 | 0 | 0 | 0 | 0 | 0 | 0 | 0 | 0 | 0 | 0 | 0 |  |  | 0 | 0 | 0 | 0 | 0 | 0 |  | 0 | 0 | 0 | 0 | 0 | 0 | 0 | 0 | 0 | 0 | 0 | 0 | 0 | 0 | 0 | 0 | 0 | 0 | 0
43 |  | 1 |  |  |  |  | 0 |  |  |  | 0 | 0 | [6 empty] | 0 |  |  |  |  | 0% | 0 | 0 | 0 | 0 | 0 | 0 |  |  | 0 | 0% | 0 | 0 | 0 | 0 | 0 | NewControlTypes | 0 | 0 | 0 | 0 | 0 | 0 | 0 | 0 | 0 | 0 | 0 | 0 | 0 | 0 | 0 | 0 | 0 | 0 | 0 | 0 | 0 | 0 | 0 | 0 | 0 | 0 | 0 | 0 | 0 | 0 | 0 | 0 | 0 | 0 | 0 | 0 | 0 | 0 | 0 | 0 | 0 | 0 | 0 | 0 | 0 | 0 | 0 | 0 | 0 | 0 | 0 | 0 | 0 | 0 | 0 | 0 | 0 | 0 | 0 | 0 | 0 | 0 | 0 | 0 | 0 | 0 | 0 | 0 | 0 | 0 | 0 | 0 | 0 | 0 | 0 | 0 | 0 | 0 | 0 | 0 | 0 |  |  | 0 | 0 | 0 | 0 | 0 | 0 |  | 0 | 0 | 0 | 0 | 0 | 0 | 0 | 0 | 0 | 0 | 0 | 0 | 0 | 0 | 0 | 0 | 0 | 0 | 0
44 |  | 1 |  |  |  |  | 0 |  |  |  | 0 | 0 | [6 empty] | 0 |  |  |  |  | 0% | 0 | 0 | 0 | 0 | 0 | 0 |  |  | 0 | 0% | 0 | 0 | 0 | 0 | 0 | NewControlTypes | 0 | 0 | 0 | 0 | 0 | 0 | 0 | 0 | 0 | 0 | 0 | 0 | 0 | 0 | 0 | 0 | 0 | 0 | 0 | 0 | 0 | 0 | 0 | 0 | 0 | 0 | 0 | 0 | 0 | 0 | 0 | 0 | 0 | 0 | 0 | 0 | 0 | 0 | 0 | 0 | 0 | 0 | 0 | 0 | 0 | 0 | 0 | 0 | 0 | 0 | 0 | 0 | 0 | 0 | 0 | 0 | 0 | 0 | 0 | 0 | 0 | 0 | 0 | 0 | 0 | 0 | 0 | 0 | 0 | 0 | 0 | 0 | 0 | 0 | 0 | 0 | 0 | 0 | 0 | 0 | 0 |  |  | 0 | 0 | 0 | 0 | 0 | 0 |  | 0 | 0 | 0 | 0 | 0 | 0 | 0 | 0 | 0 | 0 | 0 | 0 | 0 | 0 | 0 | 0 | 0 | 0 | 0
45 |  | 1 |  |  |  |  | 0 |  |  |  | 0 | 0 | [6 empty] | 0 |  |  |  |  | 0% | 0 | 0 | 0 | 0 | 0 | 0 |  |  | 0 | 0% | 0 | 0 | 0 | 0 | 0 | NewControlTypes | 0 | 0 | 0 | 0 | 0 | 0 | 0 | 0 | 0 | 0 | 0 | 0 | 0 | 0 | 0 | 0 | 0 | 0 | 0 | 0 | 0 | 0 | 0 | 0 | 0 | 0 | 0 | 0 | 0 | 0 | 0 | 0 | 0 | 0 | 0 | 0 | 0 | 0 | 0 | 0 | 0 | 0 | 0 | 0 | 0 | 0 | 0 | 0 | 0 | 0 | 0 | 0 | 0 | 0 | 0 | 0 | 0 | 0 | 0 | 0 | 0 | 0 | 0 | 0 | 0 | 0 | 0 | 0 | 0 | 0 | 0 | 0 | 0 | 0 | 0 | 0 | 0 | 0 | 0 | 0 | 0 |  |  | 0 | 0 | 0 | 0 | 0 | 0 |  | 0 | 0 | 0 | 0 | 0 | 0 | 0 | 0 | 0 | 0 | 0 | 0 | 0 | 0 | 0 | 0 | 0 | 0 | 0
46 |  | 1 |  |  |  |  | 0 |  |  |  | 0 | 0 | [6 empty] | 0 |  |  |  |  | 0% | 0 | 0 | 0 | 0 | 0 | 0 |  |  | 0 | 0% | 0 | 0 | 0 | 0 | 0 | NewControlTypes | 0 | 0 | 0 | 0 | 0 | 0 | 0 | 0 | 0 | 0 | 0 | 0 | 0 | 0 | 0 | 0 | 0 | 0 | 0 | 0 | 0 | 0 | 0 | 0 | 0 | 0 | 0 | 0 | 0 | 0 | 0 | 0 | 0 | 0 | 0 | 0 | 0 | 0 | 0 | 0 | 0 | 0 | 0 | 0 | 0 | 0 | 0 | 0 | 0 | 0 | 0 | 0 | 0 | 0 | 0 | 0 | 0 | 0 | 0 | 0 | 0 | 0 | 0 | 0 | 0 | 0 | 0 | 0 | 0 | 0 | 0 | 0 | 0 | 0 | 0 | 0 | 0 | 0 | 0 | 0 | 0 |  |  | 0 | 0 | 0 | 0 | 0 | 0 |  | 0 | 0 | 0 | 0 | 0 | 0 | 0 | 0 | 0 | 0 | 0 | 0 | 0 | 0 | 0 | 0 | 0 | 0 | 0
47 |  | 1 |  |  |  |  | 0 |  |  |  | 0 | 0 | [6 empty] | 0 |  |  |  |  | 0% | 0 | 0 | 0 | 0 | 0 | 0 |  |  | 0 | 0% | 0 | 0 | 0 | 0 | 0 | NewControlTypes | 0 | 0 | 0 | 0 | 0 | 0 | 0 | 0 | 0 | 0 | 0 | 0 | 0 | 0 | 0 | 0 | 0 | 0 | 0 | 0 | 0 | 0 | 0 | 0 | 0 | 0 | 0 | 0 | 0 | 0 | 0 | 0 | 0 | 0 | 0 | 0 | 0 | 0 | 0 | 0 | 0 | 0 | 0 | 0 | 0 | 0 | 0 | 0 | 0 | 0 | 0 | 0 | 0 | 0 | 0 | 0 | 0 | 0 | 0 | 0 | 0 | 0 | 0 | 0 | 0 | 0 | 0 | 0 | 0 | 0 | 0 | 0 | 0 | 0 | 0 | 0 | 0 | 0 | 0 | 0 | 0 |  |  | 0 | 0 | 0 | 0 | 0 | 0 |  | 0 | 0 | 0 | 0 | 0 | 0 | 0 | 0 | 0 | 0 | 0 | 0 | 0 | 0 | 0 | 0 | 0 | 0 | 0
48 |  | 1 |  |  |  |  | 0 |  |  |  | 0 | 0 | [6 empty] | 0 |  |  |  |  | 0% | 0 | 0 | 0 | 0 | 0 | 0 |  |  | 0 | 0% | 0 | 0 | 0 | 0 | 0 | NewControlTypes | 0 | 0 | 0 | 0 | 0 | 0 | 0 | 0 | 0 | 0 | 0 | 0 | 0 | 0 | 0 | 0 | 0 | 0 | 0 | 0 | 0 | 0 | 0 | 0 | 0 | 0 | 0 | 0 | 0 | 0 | 0 | 0 | 0 | 0 | 0 | 0 | 0 | 0 | 0 | 0 | 0 | 0 | 0 | 0 | 0 | 0 | 0 | 0 | 0 | 0 | 0 | 0 | 0 | 0 | 0 | 0 | 0 | 0 | 0 | 0 | 0 | 0 | 0 | 0 | 0 | 0 | 0 | 0 | 0 | 0 | 0 | 0 | 0 | 0 | 0 | 0 | 0 | 0 | 0 | 0 | 0 |  |  | 0 | 0 | 0 | 0 | 0 | 0 |  | 0 | 0 | 0 | 0 | 0 | 0 | 0 | 0 | 0 | 0 | 0 | 0 | 0 | 0 | 0 | 0 | 0 | 0 | 0
49 |  | 1 |  |  |  |  | 0 |  |  |  | 0 | 0 | [6 empty] | 0 |  |  |  |  | 0% | 0 | 0 | 0 | 0 | 0 | 0 |  |  | 0 | 0% | 0 | 0 | 0 | 0 | 0 | NewControlTypes | 0 | 0 | 0 | 0 | 0 | 0 | 0 | 0 | 0 | 0 | 0 | 0 | 0 | 0 | 0 | 0 | 0 | 0 | 0 | 0 | 0 | 0 | 0 | 0 | 0 | 0 | 0 | 0 | 0 | 0 | 0 | 0 | 0 | 0 | 0 | 0 | 0 | 0 | 0 | 0 | 0 | 0 | 0 | 0 | 0 | 0 | 0 | 0 | 0 | 0 | 0 | 0 | 0 | 0 | 0 | 0 | 0 | 0 | 0 | 0 | 0 | 0 | 0 | 0 | 0 | 0 | 0 | 0 | 0 | 0 | 0 | 0 | 0 | 0 | 0 | 0 | 0 | 0 | 0 | 0 | 0 |  |  | 0 | 0 | 0 | 0 | 0 | 0 |  | 0 | 0 | 0 | 0 | 0 | 0 | 0 | 0 | 0 | 0 | 0 | 0 | 0 | 0 | 0 | 0 | 0 | 0 | 0
50 |  | 1 |  |  |  |  | 0 |  |  |  | 0 | 0 | [6 empty] | 0 |  |  |  |  | 0% | 0 | 0 | 0 | 0 | 0 | 0 |  |  | 0 | 0% | 0 | 0 | 0 | 0 | 0 | NewControlTypes | 0 | 0 | 0 | 0 | 0 | 0 | 0 | 0 | 0 | 0 | 0 | 0 | 0 | 0 | 0 | 0 | 0 | 0 | 0 | 0 | 0 | 0 | 0 | 0 | 0 | 0 | 0 | 0 | 0 | 0 | 0 | 0 | 0 | 0 | 0 | 0 | 0 | 0 | 0 | 0 | 0 | 0 | 0 | 0 | 0 | 0 | 0 | 0 | 0 | 0 | 0 | 0 | 0 | 0 | 0 | 0 | 0 | 0 | 0 | 0 | 0 | 0 | 0 | 0 | 0 | 0 | 0 | 0 | 0 | 0 | 0 | 0 | 0 | 0 | 0 | 0 | 0 | 0 | 0 | 0 | 0 |  |  | 0 | 0 | 0 | 0 | 0 | 0 |  | 0 | 0 | 0 | 0 | 0 | 0 | 0 | 0 | 0 | 0 | 0 | 0 | 0 | 0 | 0 | 0 | 0 | 0 | 0
51 |  | 1 |  |  |  |  | 0 |  |  |  | 0 | 0 | [6 empty] | 0 |  |  |  |  | 0% | 0 | 0 | 0 | 0 | 0 | 0 |  |  | 0 | 0% | 0 | 0 | 0 | 0 | 0 | NewControlTypes | 0 | 0 | 0 | 0 | 0 | 0 | 0 | 0 | 0 | 0 | 0 | 0 | 0 | 0 | 0 | 0 | 0 | 0 | 0 | 0 | 0 | 0 | 0 | 0 | 0 | 0 | 0 | 0 | 0 | 0 | 0 | 0 | 0 | 0 | 0 | 0 | 0 | 0 | 0 | 0 | 0 | 0 | 0 | 0 | 0 | 0 | 0 | 0 | 0 | 0 | 0 | 0 | 0 | 0 | 0 | 0 | 0 | 0 | 0 | 0 | 0 | 0 | 0 | 0 | 0 | 0 | 0 | 0 | 0 | 0 | 0 | 0 | 0 | 0 | 0 | 0 | 0 | 0 | 0 | 0 | 0 |  |  | 0 | 0 | 0 | 0 | 0 | 0 |  | 0 | 0 | 0 | 0 | 0 | 0 | 0 | 0 | 0 | 0 | 0 | 0 | 0 | 0 | 0 | 0 | 0 | 0 | 0
52 |  | 1 |  |  |  |  | 0 |  |  |  | 0 | 0 | [6 empty] | 0 |  |  |  |  | 0% | 0 | 0 | 0 | 0 | 0 | 0 |  |  | 0 | 0% | 0 | 0 | 0 | 0 | 0 | NewControlTypes | 0 | 0 | 0 | 0 | 0 | 0 | 0 | 0 | 0 | 0 | 0 | 0 | 0 | 0 | 0 | 0 | 0 | 0 | 0 | 0 | 0 | 0 | 0 | 0 | 0 | 0 | 0 | 0 | 0 | 0 | 0 | 0 | 0 | 0 | 0 | 0 | 0 | 0 | 0 | 0 | 0 | 0 | 0 | 0 | 0 | 0 | 0 | 0 | 0 | 0 | 0 | 0 | 0 | 0 | 0 | 0 | 0 | 0 | 0 | 0 | 0 | 0 | 0 | 0 | 0 | 0 | 0 | 0 | 0 | 0 | 0 | 0 | 0 | 0 | 0 | 0 | 0 | 0 | 0 | 0 | 0 |  |  | 0 | 0 | 0 | 0 | 0 | 0 |  | 0 | 0 | 0 | 0 | 0 | 0 | 0 | 0 | 0 | 0 | 0 | 0 | 0 | 0 | 0 | 0 | 0 | 0 | 0
53 |  | 1 |  |  |  |  | 0 |  |  |  | 0 | 0 | [6 empty] | 0 |  |  |  |  | 0% | 0 | 0 | 0 | 0 | 0 | 0 |  |  | 0 | 0% | 0 | 0 | 0 | 0 | 0 | NewControlTypes | 0 | 0 | 0 | 0 | 0 | 0 | 0 | 0 | 0 | 0 | 0 | 0 | 0 | 0 | 0 | 0 | 0 | 0 | 0 | 0 | 0 | 0 | 0 | 0 | 0 | 0 | 0 | 0 | 0 | 0 | 0 | 0 | 0 | 0 | 0 | 0 | 0 | 0 | 0 | 0 | 0 | 0 | 0 | 0 | 0 | 0 | 0 | 0 | 0 | 0 | 0 | 0 | 0 | 0 | 0 | 0 | 0 | 0 | 0 | 0 | 0 | 0 | 0 | 0 | 0 | 0 | 0 | 0 | 0 | 0 | 0 | 0 | 0 | 0 | 0 | 0 | 0 | 0 | 0 | 0 | 0 |  |  | 0 | 0 | 0 | 0 | 0 | 0 |  | 0 | 0 | 0 | 0 | 0 | 0 | 0 | 0 | 0 | 0 | 0 | 0 | 0 | 0 | 0 | 0 | 0 | 0 | 0
54 |  | 1 |  |  |  |  | 0 |  |  |  | 0 | 0 | [6 empty] | 0 |  |  |  |  | 0% | 0 | 0 | 0 | 0 | 0 | 0 |  |  | 0 | 0% | 0 | 0 | 0 | 0 | 0 | NewControlTypes | 0 | 0 | 0 | 0 | 0 | 0 | 0 | 0 | 0 | 0 | 0 | 0 | 0 | 0 | 0 | 0 | 0 | 0 | 0 | 0 | 0 | 0 | 0 | 0 | 0 | 0 | 0 | 0 | 0 | 0 | 0 | 0 | 0 | 0 | 0 | 0 | 0 | 0 | 0 | 0 | 0 | 0 | 0 | 0 | 0 | 0 | 0 | 0 | 0 | 0 | 0 | 0 | 0 | 0 | 0 | 0 | 0 | 0 | 0 | 0 | 0 | 0 | 0 | 0 | 0 | 0 | 0 | 0 | 0 | 0 | 0 | 0 | 0 | 0 | 0 | 0 | 0 | 0 | 0 | 0 | 0 |  |  | 0 | 0 | 0 | 0 | 0 | 0 |  | 0 | 0 | 0 | 0 | 0 | 0 | 0 | 0 | 0 | 0 | 0 | 0 | 0 | 0 | 0 | 0 | 0 | 0 | 0
55 |  | 1 |  |  |  |  | 0 |  |  |  | 0 | 0 | [6 empty] | 0 |  |  |  |  | 0% | 0 | 0 | 0 | 0 | 0 | 0 |  |  | 0 | 0% | 0 | 0 | 0 | 0 | 0 | NewControlTypes | 0 | 0 | 0 | 0 | 0 | 0 | 0 | 0 | 0 | 0 | 0 | 0 | 0 | 0 | 0 | 0 | 0 | 0 | 0 | 0 | 0 | 0 | 0 | 0 | 0 | 0 | 0 | 0 | 0 | 0 | 0 | 0 | 0 | 0 | 0 | 0 | 0 | 0 | 0 | 0 | 0 | 0 | 0 | 0 | 0 | 0 | 0 | 0 | 0 | 0 | 0 | 0 | 0 | 0 | 0 | 0 | 0 | 0 | 0 | 0 | 0 | 0 | 0 | 0 | 0 | 0 | 0 | 0 | 0 | 0 | 0 | 0 | 0 | 0 | 0 | 0 | 0 | 0 | 0 | 0 | 0 |  |  | 0 | 0 | 0 | 0 | 0 | 0 |  | 0 | 0 | 0 | 0 | 0 | 0 | 0 | 0 | 0 | 0 | 0 | 0 | 0 | 0 | 0 | 0 | 0 | 0 | 0
56 |  | 1 |  |  |  |  | 0 |  |  |  | 0 | 0 | [6 empty] | 0 |  |  |  |  | 0% | 0 | 0 | 0 | 0 | 0 | 0 |  |  | 0 | 0% | 0 | 0 | 0 | 0 | 0 | NewControlTypes | 0 | 0 | 0 | 0 | 0 | 0 | 0 | 0 | 0 | 0 | 0 | 0 | 0 | 0 | 0 | 0 | 0 | 0 | 0 | 0 | 0 | 0 | 0 | 0 | 0 | 0 | 0 | 0 | 0 | 0 | 0 | 0 | 0 | 0 | 0 | 0 | 0 | 0 | 0 | 0 | 0 | 0 | 0 | 0 | 0 | 0 | 0 | 0 | 0 | 0 | 0 | 0 | 0 | 0 | 0 | 0 | 0 | 0 | 0 | 0 | 0 | 0 | 0 | 0 | 0 | 0 | 0 | 0 | 0 | 0 | 0 | 0 | 0 | 0 | 0 | 0 | 0 | 0 | 0 | 0 | 0 |  |  | 0 | 0 | 0 | 0 | 0 | 0 |  | 0 | 0 | 0 | 0 | 0 | 0 | 0 | 0 | 0 | 0 | 0 | 0 | 0 | 0 | 0 | 0 | 0 | 0 | 0
57 |  | 1 |  |  |  |  | 0 |  |  |  | 0 | 0 | [6 empty] | 0 |  |  |  |  | 0% | 0 | 0 | 0 | 0 | 0 | 0 |  |  | 0 | 0% | 0 | 0 | 0 | 0 | 0 | NewControlTypes | 0 | 0 | 0 | 0 | 0 | 0 | 0 | 0 | 0 | 0 | 0 | 0 | 0 | 0 | 0 | 0 | 0 | 0 | 0 | 0 | 0 | 0 | 0 | 0 | 0 | 0 | 0 | 0 | 0 | 0 | 0 | 0 | 0 | 0 | 0 | 0 | 0 | 0 | 0 | 0 | 0 | 0 | 0 | 0 | 0 | 0 | 0 | 0 | 0 | 0 | 0 | 0 | 0 | 0 | 0 | 0 | 0 | 0 | 0 | 0 | 0 | 0 | 0 | 0 | 0 | 0 | 0 | 0 | 0 | 0 | 0 | 0 | 0 | 0 | 0 | 0 | 0 | 0 | 0 | 0 | 0 |  |  | 0 | 0 | 0 | 0 | 0 | 0 |  | 0 | 0 | 0 | 0 | 0 | 0 | 0 | 0 | 0 | 0 | 0 | 0 | 0 | 0 | 0 | 0 | 0 | 0 | 0
58 |  | 1 |  |  |  |  | 0 |  |  |  | 0 | 0 | [6 empty] | 0 |  |  |  |  | 0% | 0 | 0 | 0 | 0 | 0 | 0 |  |  | 0 | 0% | 0 | 0 | 0 | 0 | 0 | NewControlTypes | 0 | 0 | 0 | 0 | 0 | 0 | 0 | 0 | 0 | 0 | 0 | 0 | 0 | 0 | 0 | 0 | 0 | 0 | 0 | 0 | 0 | 0 | 0 | 0 | 0 | 0 | 0 | 0 | 0 | 0 | 0 | 0 | 0 | 0 | 0 | 0 | 0 | 0 | 0 | 0 | 0 | 0 | 0 | 0 | 0 | 0 | 0 | 0 | 0 | 0 | 0 | 0 | 0 | 0 | 0 | 0 | 0 | 0 | 0 | 0 | 0 | 0 | 0 | 0 | 0 | 0 | 0 | 0 | 0 | 0 | 0 | 0 | 0 | 0 | 0 | 0 | 0 | 0 | 0 | 0 | 0 |  |  | 0 | 0 | 0 | 0 | 0 | 0 |  | 0 | 0 | 0 | 0 | 0 | 0 | 0 | 0 | 0 | 0 | 0 | 0 | 0 | 0 | 0 | 0 | 0 | 0 | 0
59 |  | 1 |  |  |  |  | 0 |  |  |  | 0 | 0 | [6 empty] | 0 |  |  |  |  | 0% | 0 | 0 | 0 | 0 | 0 | 0 |  |  | 0 | 0% | 0 | 0 | 0 | 0 | 0 | NewControlTypes | 0 | 0 | 0 | 0 | 0 | 0 | 0 | 0 | 0 | 0 | 0 | 0 | 0 | 0 | 0 | 0 | 0 | 0 | 0 | 0 | 0 | 0 | 0 | 0 | 0 | 0 | 0 | 0 | 0 | 0 | 0 | 0 | 0 | 0 | 0 | 0 | 0 | 0 | 0 | 0 | 0 | 0 | 0 | 0 | 0 | 0 | 0 | 0 | 0 | 0 | 0 | 0 | 0 | 0 | 0 | 0 | 0 | 0 | 0 | 0 | 0 | 0 | 0 | 0 | 0 | 0 | 0 | 0 | 0 | 0 | 0 | 0 | 0 | 0 | 0 | 0 | 0 | 0 | 0 | 0 | 0 |  |  | 0 | 0 | 0 | 0 | 0 | 0 |  | 0 | 0 | 0 | 0 | 0 | 0 | 0 | 0 | 0 | 0 | 0 | 0 | 0 | 0 | 0 | 0 | 0 | 0 | 0
60 |  | 1 |  |  |  |  | 0 |  |  |  | 0 | 0 | [6 empty] | 0 |  |  |  |  | 0% | 0 | 0 | 0 | 0 | 0 | 0 |  |  | 0 | 0% | 0 | 0 | 0 | 0 | 0 | NewControlTypes | 0 | 0 | 0 | 0 | 0 | 0 | 0 | 0 | 0 | 0 | 0 | 0 | 0 | 0 | 0 | 0 | 0 | 0 | 0 | 0 | 0 | 0 | 0 | 0 | 0 | 0 | 0 | 0 | 0 | 0 | 0 | 0 | 0 | 0 | 0 | 0 | 0 | 0 | 0 | 0 | 0 | 0 | 0 | 0 | 0 | 0 | 0 | 0 | 0 | 0 | 0 | 0 | 0 | 0 | 0 | 0 | 0 | 0 | 0 | 0 | 0 | 0 | 0 | 0 | 0 | 0 | 0 | 0 | 0 | 0 | 0 | 0 | 0 | 0 | 0 | 0 | 0 | 0 | 0 | 0 | 0 |  |  | 0 | 0 | 0 | 0 | 0 | 0 |  | 0 | 0 | 0 | 0 | 0 | 0 | 0 | 0 | 0 | 0 | 0 | 0 | 0 | 0 | 0 | 0 | 0 | 0 | 0
61 |  | 1 |  |  |  |  | 0 |  |  |  | 0 | 0 | [6 empty] | 0 |  |  |  |  | 0% | 0 | 0 | 0 | 0 | 0 | 0 |  |  | 0 | 0% | 0 | 0 | 0 | 0 | 0 | NewControlTypes | 0 | 0 | 0 | 0 | 0 | 0 | 0 | 0 | 0 | 0 | 0 | 0 | 0 | 0 | 0 | 0 | 0 | 0 | 0 | 0 | 0 | 0 | 0 | 0 | 0 | 0 | 0 | 0 | 0 | 0 | 0 | 0 | 0 | 0 | 0 | 0 | 0 | 0 | 0 | 0 | 0 | 0 | 0 | 0 | 0 | 0 | 0 | 0 | 0 | 0 | 0 | 0 | 0 | 0 | 0 | 0 | 0 | 0 | 0 | 0 | 0 | 0 | 0 | 0 | 0 | 0 | 0 | 0 | 0 | 0 | 0 | 0 | 0 | 0 | 0 | 0 | 0 | 0 | 0 | 0 | 0 |  |  | 0 | 0 | 0 | 0 | 0 | 0 |  | 0 | 0 | 0 | 0 | 0 | 0 | 0 | 0 | 0 | 0 | 0 | 0 | 0 | 0 | 0 | 0 | 0 | 0 | 0
62 |  | 1 |  |  |  |  | 0 |  |  |  | 0 | 0 | [6 empty] | 0 |  |  |  |  | 0% | 0 | 0 | 0 | 0 | 0 | 0 |  |  | 0 | 0% | 0 | 0 | 0 | 0 | 0 | NewControlTypes | 0 | 0 | 0 | 0 | 0 | 0 | 0 | 0 | 0 | 0 | 0 | 0 | 0 | 0 | 0 | 0 | 0 | 0 | 0 | 0 | 0 | 0 | 0 | 0 | 0 | 0 | 0 | 0 | 0 | 0 | 0 | 0 | 0 | 0 | 0 | 0 | 0 | 0 | 0 | 0 | 0 | 0 | 0 | 0 | 0 | 0 | 0 | 0 | 0 | 0 | 0 | 0 | 0 | 0 | 0 | 0 | 0 | 0 | 0 | 0 | 0 | 0 | 0 | 0 | 0 | 0 | 0 | 0 | 0 | 0 | 0 | 0 | 0 | 0 | 0 | 0 | 0 | 0 | 0 | 0 | 0 |  |  | 0 | 0 | 0 | 0 | 0 | 0 |  | 0 | 0 | 0 | 0 | 0 | 0 | 0 | 0 | 0 | 0 | 0 | 0 | 0 | 0 | 0 | 0 | 0 | 0 | 0
63 |  | 1 |  |  |  |  | 0 |  |  |  | 0 | 0 | [6 empty] | 0 |  |  |  |  | 0% | 0 | 0 | 0 | 0 | 0 | 0 |  |  | 0 | 0% | 0 | 0 | 0 | 0 | 0 | NewControlTypes | 0 | 0 | 0 | 0 | 0 | 0 | 0 | 0 | 0 | 0 | 0 | 0 | 0 | 0 | 0 | 0 | 0 | 0 | 0 | 0 | 0 | 0 | 0 | 0 | 0 | 0 | 0 | 0 | 0 | 0 | 0 | 0 | 0 | 0 | 0 | 0 | 0 | 0 | 0 | 0 | 0 | 0 | 0 | 0 | 0 | 0 | 0 | 0 | 0 | 0 | 0 | 0 | 0 | 0 | 0 | 0 | 0 | 0 | 0 | 0 | 0 | 0 | 0 | 0 | 0 | 0 | 0 | 0 | 0 | 0 | 0 | 0 | 0 | 0 | 0 | 0 | 0 | 0 | 0 | 0 | 0 |  |  | 0 | 0 | 0 | 0 | 0 | 0 |  | 0 | 0 | 0 | 0 | 0 | 0 | 0 | 0 | 0 | 0 | 0 | 0 | 0 | 0 | 0 | 0 | 0 | 0 | 0
64 |  | 1 |  |  |  |  | 0 |  |  |  | 0 | 0 | [6 empty] | 0 |  |  |  |  | 0% | 0 | 0 | 0 | 0 | 0 | 0 |  |  | 0 | 0% | 0 | 0 | 0 | 0 | 0 | NewControlTypes | 0 | 0 | 0 | 0 | 0 | 0 | 0 | 0 | 0 | 0 | 0 | 0 | 0 | 0 | 0 | 0 | 0 | 0 | 0 | 0 | 0 | 0 | 0 | 0 | 0 | 0 | 0 | 0 | 0 | 0 | 0 | 0 | 0 | 0 | 0 | 0 | 0 | 0 | 0 | 0 | 0 | 0 | 0 | 0 | 0 | 0 | 0 | 0 | 0 | 0 | 0 | 0 | 0 | 0 | 0 | 0 | 0 | 0 | 0 | 0 | 0 | 0 | 0 | 0 | 0 | 0 | 0 | 0 | 0 | 0 | 0 | 0 | 0 | 0 | 0 | 0 | 0 | 0 | 0 | 0 | 0 |  |  | 0 | 0 | 0 | 0 | 0 | 0 |  | 0 | 0 | 0 | 0 | 0 | 0 | 0 | 0 | 0 | 0 | 0 | 0 | 0 | 0 | 0 | 0 | 0 | 0 | 0
65 |  | 1 |  |  |  |  | 0 |  |  |  | 0 | 0 | [6 empty] | 0 |  |  |  |  | 0% | 0 | 0 | 0 | 0 | 0 | 0 |  |  | 0 | 0% | 0 | 0 | 0 | 0 | 0 | NewControlTypes | 0 | 0 | 0 | 0 | 0 | 0 | 0 | 0 | 0 | 0 | 0 | 0 | 0 | 0 | 0 | 0 | 0 | 0 | 0 | 0 | 0 | 0 | 0 | 0 | 0 | 0 | 0 | 0 | 0 | 0 | 0 | 0 | 0 | 0 | 0 | 0 | 0 | 0 | 0 | 0 | 0 | 0 | 0 | 0 | 0 | 0 | 0 | 0 | 0 | 0 | 0 | 0 | 0 | 0 | 0 | 0 | 0 | 0 | 0 | 0 | 0 | 0 | 0 | 0 | 0 | 0 | 0 | 0 | 0 | 0 | 0 | 0 | 0 | 0 | 0 | 0 | 0 | 0 | 0 | 0 | 0 |  |  | 0 | 0 | 0 | 0 | 0 | 0 |  | 0 | 0 | 0 | 0 | 0 | 0 | 0 | 0 | 0 | 0 | 0 | 0 | 0 | 0 | 0 | 0 | 0 | 0 | 0
66 |  | 1 |  |  |  |  | 0 |  |  |  | 0 | 0 | [6 empty] | 0 |  |  |  |  | 0% | 0 | 0 | 0 | 0 | 0 | 0 |  |  | 0 | 0% | 0 | 0 | 0 | 0 | 0 | NewControlTypes | 0 | 0 | 0 | 0 | 0 | 0 | 0 | 0 | 0 | 0 | 0 | 0 | 0 | 0 | 0 | 0 | 0 | 0 | 0 | 0 | 0 | 0 | 0 | 0 | 0 | 0 | 0 | 0 | 0 | 0 | 0 | 0 | 0 | 0 | 0 | 0 | 0 | 0 | 0 | 0 | 0 | 0 | 0 | 0 | 0 | 0 | 0 | 0 | 0 | 0 | 0 | 0 | 0 | 0 | 0 | 0 | 0 | 0 | 0 | 0 | 0 | 0 | 0 | 0 | 0 | 0 | 0 | 0 | 0 | 0 | 0 | 0 | 0 | 0 | 0 | 0 | 0 | 0 | 0 | 0 | 0 |  |  | 0 | 0 | 0 | 0 | 0 | 0 |  | 0 | 0 | 0 | 0 | 0 | 0 | 0 | 0 | 0 | 0 | 0 | 0 | 0 | 0 | 0 | 0 | 0 | 0 | 0
67 |  | 1 |  |  |  |  | 0 |  |  |  | 0 | 0 | [6 empty] | 0 |  |  |  |  | 0% | 0 | 0 | 0 | 0 | 0 | 0 |  |  | 0 | 0% | 0 | 0 | 0 | 0 | 0 | NewControlTypes | 0 | 0 | 0 | 0 | 0 | 0 | 0 | 0 | 0 | 0 | 0 | 0 | 0 | 0 | 0 | 0 | 0 | 0 | 0 | 0 | 0 | 0 | 0 | 0 | 0 | 0 | 0 | 0 | 0 | 0 | 0 | 0 | 0 | 0 | 0 | 0 | 0 | 0 | 0 | 0 | 0 | 0 | 0 | 0 | 0 | 0 | 0 | 0 | 0 | 0 | 0 | 0 | 0 | 0 | 0 | 0 | 0 | 0 | 0 | 0 | 0 | 0 | 0 | 0 | 0 | 0 | 0 | 0 | 0 | 0 | 0 | 0 | 0 | 0 | 0 | 0 | 0 | 0 | 0 | 0 | 0 |  |  | 0 | 0 | 0 | 0 | 0 | 0 |  | 0 | 0 | 0 | 0 | 0 | 0 | 0 | 0 | 0 | 0 | 0 | 0 | 0 | 0 | 0 | 0 | 0 | 0 | 0
68 |  | 1 |  |  |  |  | 0 |  |  |  | 0 | 0 | [6 empty] | 0 |  |  |  |  | 0% | 0 | 0 | 0 | 0 | 0 | 0 |  |  | 0 | 0% | 0 | 0 | 0 | 0 | 0 | NewControlTypes | 0 | 0 | 0 | 0 | 0 | 0 | 0 | 0 | 0 | 0 | 0 | 0 | 0 | 0 | 0 | 0 | 0 | 0 | 0 | 0 | 0 | 0 | 0 | 0 | 0 | 0 | 0 | 0 | 0 | 0 | 0 | 0 | 0 | 0 | 0 | 0 | 0 | 0 | 0 | 0 | 0 | 0 | 0 | 0 | 0 | 0 | 0 | 0 | 0 | 0 | 0 | 0 | 0 | 0 | 0 | 0 | 0 | 0 | 0 | 0 | 0 | 0 | 0 | 0 | 0 | 0 | 0 | 0 | 0 | 0 | 0 | 0 | 0 | 0 | 0 | 0 | 0 | 0 | 0 | 0 | 0 |  |  | 0 | 0 | 0 | 0 | 0 | 0 |  | 0 | 0 | 0 | 0 | 0 | 0 | 0 | 0 | 0 | 0 | 0 | 0 | 0 | 0 | 0 | 0 | 0 | 0 | 0
69 |  | 1 |  |  |  |  | 0 |  |  |  | 0 | 0 | [6 empty] | 0 |  |  |  |  | 0% | 0 | 0 | 0 | 0 | 0 | 0 |  |  | 0 | 0% | 0 | 0 | 0 | 0 | 0 | NewControlTypes | 0 | 0 | 0 | 0 | 0 | 0 | 0 | 0 | 0 | 0 | 0 | 0 | 0 | 0 | 0 | 0 | 0 | 0 | 0 | 0 | 0 | 0 | 0 | 0 | 0 | 0 | 0 | 0 | 0 | 0 | 0 | 0 | 0 | 0 | 0 | 0 | 0 | 0 | 0 | 0 | 0 | 0 | 0 | 0 | 0 | 0 | 0 | 0 | 0 | 0 | 0 | 0 | 0 | 0 | 0 | 0 | 0 | 0 | 0 | 0 | 0 | 0 | 0 | 0 | 0 | 0 | 0 | 0 | 0 | 0 | 0 | 0 | 0 | 0 | 0 | 0 | 0 | 0 | 0 | 0 | 0 |  |  | 0 | 0 | 0 | 0 | 0 | 0 |  | 0 | 0 | 0 | 0 | 0 | 0 | 0 | 0 | 0 | 0 | 0 | 0 | 0 | 0 | 0 | 0 | 0 | 0 | 0
70 |  | 1 |  |  |  |  | 0 |  |  |  | 0 | 0 | [6 empty] | 0 |  |  |  |  | 0% | 0 | 0 | 0 | 0 | 0 | 0 |  |  | 0 | 0% | 0 | 0 | 0 | 0 | 0 | NewControlTypes | 0 | 0 | 0 | 0 | 0 | 0 | 0 | 0 | 0 | 0 | 0 | 0 | 0 | 0 | 0 | 0 | 0 | 0 | 0 | 0 | 0 | 0 | 0 | 0 | 0 | 0 | 0 | 0 | 0 | 0 | 0 | 0 | 0 | 0 | 0 | 0 | 0 | 0 | 0 | 0 | 0 | 0 | 0 | 0 | 0 | 0 | 0 | 0 | 0 | 0 | 0 | 0 | 0 | 0 | 0 | 0 | 0 | 0 | 0 | 0 | 0 | 0 | 0 | 0 | 0 | 0 | 0 | 0 | 0 | 0 | 0 | 0 | 0 | 0 | 0 | 0 | 0 | 0 | 0 | 0 | 0 |  |  | 0 | 0 | 0 | 0 | 0 | 0 |  | 0 | 0 | 0 | 0 | 0 | 0 | 0 | 0 | 0 | 0 | 0 | 0 | 0 | 0 | 0 | 0 | 0 | 0 | 0
71 |  | 1 |  |  |  |  | 0 |  |  |  | 0 | 0 | [6 empty] | 0 |  |  |  |  | 0% | 0 | 0 | 0 | 0 | 0 | 0 |  |  | 0 | 0% | 0 | 0 | 0 | 0 | 0 | NewControlTypes | 0 | 0 | 0 | 0 | 0 | 0 | 0 | 0 | 0 | 0 | 0 | 0 | 0 | 0 | 0 | 0 | 0 | 0 | 0 | 0 | 0 | 0 | 0 | 0 | 0 | 0 | 0 | 0 | 0 | 0 | 0 | 0 | 0 | 0 | 0 | 0 | 0 | 0 | 0 | 0 | 0 | 0 | 0 | 0 | 0 | 0 | 0 | 0 | 0 | 0 | 0 | 0 | 0 | 0 | 0 | 0 | 0 | 0 | 0 | 0 | 0 | 0 | 0 | 0 | 0 | 0 | 0 | 0 | 0 | 0 | 0 | 0 | 0 | 0 | 0 | 0 | 0 | 0 | 0 | 0 | 0 |  |  | 0 | 0 | 0 | 0 | 0 | 0 |  | 0 | 0 | 0 | 0 | 0 | 0 | 0 | 0 | 0 | 0 | 0 | 0 | 0 | 0 | 0 | 0 | 0 | 0 | 0
72 |  | 1 |  |  |  |  | 0 |  |  |  | 0 | 0 | [6 empty] | 0 |  |  |  |  | 0% | 0 | 0 | 0 | 0 | 0 | 0 |  |  | 0 | 0% | 0 | 0 | 0 | 0 | 0 | NewControlTypes | 0 | 0 | 0 | 0 | 0 | 0 | 0 | 0 | 0 | 0 | 0 | 0 | 0 | 0 | 0 | 0 | 0 | 0 | 0 | 0 | 0 | 0 | 0 | 0 | 0 | 0 | 0 | 0 | 0 | 0 | 0 | 0 | 0 | 0 | 0 | 0 | 0 | 0 | 0 | 0 | 0 | 0 | 0 | 0 | 0 | 0 | 0 | 0 | 0 | 0 | 0 | 0 | 0 | 0 | 0 | 0 | 0 | 0 | 0 | 0 | 0 | 0 | 0 | 0 | 0 | 0 | 0 | 0 | 0 | 0 | 0 | 0 | 0 | 0 | 0 | 0 | 0 | 0 | 0 | 0 | 0 |  |  | 0 | 0 | 0 | 0 | 0 | 0 |  | 0 | 0 | 0 | 0 | 0 | 0 | 0 | 0 | 0 | 0 | 0 | 0 | 0 | 0 | 0 | 0 | 0 | 0 | 0
73 |  | 1 |  |  |  |  | 0 |  |  |  | 0 | 0 | [6 empty] | 0 |  |  |  |  | 0% | 0 | 0 | 0 | 0 | 0 | 0 |  |  | 0 | 0% | 0 | 0 | 0 | 0 | 0 | NewControlTypes | 0 | 0 | 0 | 0 | 0 | 0 | 0 | 0 | 0 | 0 | 0 | 0 | 0 | 0 | 0 | 0 | 0 | 0 | 0 | 0 | 0 | 0 | 0 | 0 | 0 | 0 | 0 | 0 | 0 | 0 | 0 | 0 | 0 | 0 | 0 | 0 | 0 | 0 | 0 | 0 | 0 | 0 | 0 | 0 | 0 | 0 | 0 | 0 | 0 | 0 | 0 | 0 | 0 | 0 | 0 | 0 | 0 | 0 | 0 | 0 | 0 | 0 | 0 | 0 | 0 | 0 | 0 | 0 | 0 | 0 | 0 | 0 | 0 | 0 | 0 | 0 | 0 | 0 | 0 | 0 | 0 |  |  | 0 | 0 | 0 | 0 | 0 | 0 |  | 0 | 0 | 0 | 0 | 0 | 0 | 0 | 0 | 0 | 0 | 0 | 0 | 0 | 0 | 0 | 0 | 0 | 0 | 0
74 |  | 1 |  |  |  |  | 0 |  |  |  | 0 | 0 | [6 empty] | 0 |  |  |  |  | 0% | 0 | 0 | 0 | 0 | 0 | 0 |  |  | 0 | 0% | 0 | 0 | 0 | 0 | 0 | NewControlTypes | 0 | 0 | 0 | 0 | 0 | 0 | 0 | 0 | 0 | 0 | 0 | 0 | 0 | 0 | 0 | 0 | 0 | 0 | 0 | 0 | 0 | 0 | 0 | 0 | 0 | 0 | 0 | 0 | 0 | 0 | 0 | 0 | 0 | 0 | 0 | 0 | 0 | 0 | 0 | 0 | 0 | 0 | 0 | 0 | 0 | 0 | 0 | 0 | 0 | 0 | 0 | 0 | 0 | 0 | 0 | 0 | 0 | 0 | 0 | 0 | 0 | 0 | 0 | 0 | 0 | 0 | 0 | 0 | 0 | 0 | 0 | 0 | 0 | 0 | 0 | 0 | 0 | 0 | 0 | 0 | 0 |  |  | 0 | 0 | 0 | 0 | 0 | 0 |  | 0 | 0 | 0 | 0 | 0 | 0 | 0 | 0 | 0 | 0 | 0 | 0 | 0 | 0 | 0 | 0 | 0 | 0 | 0
75 |  | 1 |  |  |  |  | 0 |  |  |  | 0 | 0 | [6 empty] | 0 |  |  |  |  | 0% | 0 | 0 | 0 | 0 | 0 | 0 |  |  | 0 | 0% | 0 | 0 | 0 | 0 | 0 | NewControlTypes | 0 | 0 | 0 | 0 | 0 | 0 | 0 | 0 | 0 | 0 | 0 | 0 | 0 | 0 | 0 | 0 | 0 | 0 | 0 | 0 | 0 | 0 | 0 | 0 | 0 | 0 | 0 | 0 | 0 | 0 | 0 | 0 | 0 | 0 | 0 | 0 | 0 | 0 | 0 | 0 | 0 | 0 | 0 | 0 | 0 | 0 | 0 | 0 | 0 | 0 | 0 | 0 | 0 | 0 | 0 | 0 | 0 | 0 | 0 | 0 | 0 | 0 | 0 | 0 | 0 | 0 | 0 | 0 | 0 | 0 | 0 | 0 | 0 | 0 | 0 | 0 | 0 | 0 | 0 | 0 | 0 |  |  | 0 | 0 | 0 | 0 | 0 | 0 |  | 0 | 0 | 0 | 0 | 0 | 0 | 0 | 0 | 0 | 0 | 0 | 0 | 0 | 0 | 0 | 0 | 0 | 0 | 0
76 |  | 1 |  |  |  |  | 0 |  |  |  | 0 | 0 | [6 empty] | 0 |  |  |  |  | 0% | 0 | 0 | 0 | 0 | 0 | 0 |  |  | 0 | 0% | 0 | 0 | 0 | 0 | 0 | NewControlTypes | 0 | 0 | 0 | 0 | 0 | 0 | 0 | 0 | 0 | 0 | 0 | 0 | 0 | 0 | 0 | 0 | 0 | 0 | 0 | 0 | 0 | 0 | 0 | 0 | 0 | 0 | 0 | 0 | 0 | 0 | 0 | 0 | 0 | 0 | 0 | 0 | 0 | 0 | 0 | 0 | 0 | 0 | 0 | 0 | 0 | 0 | 0 | 0 | 0 | 0 | 0 | 0 | 0 | 0 | 0 | 0 | 0 | 0 | 0 | 0 | 0 | 0 | 0 | 0 | 0 | 0 | 0 | 0 | 0 | 0 | 0 | 0 | 0 | 0 | 0 | 0 | 0 | 0 | 0 | 0 | 0 |  |  | 0 | 0 | 0 | 0 | 0 | 0 |  | 0 | 0 | 0 | 0 | 0 | 0 | 0 | 0 | 0 | 0 | 0 | 0 | 0 | 0 | 0 | 0 | 0 | 0 | 0
77 |  | 1 |  |  |  |  | 0 |  |  |  | 0 | 0 | [6 empty] | 0 |  |  |  |  | 0% | 0 | 0 | 0 | 0 | 0 | 0 |  |  | 0 | 0% | 0 | 0 | 0 | 0 | 0 | NewControlTypes | 0 | 0 | 0 | 0 | 0 | 0 | 0 | 0 | 0 | 0 | 0 | 0 | 0 | 0 | 0 | 0 | 0 | 0 | 0 | 0 | 0 | 0 | 0 | 0 | 0 | 0 | 0 | 0 | 0 | 0 | 0 | 0 | 0 | 0 | 0 | 0 | 0 | 0 | 0 | 0 | 0 | 0 | 0 | 0 | 0 | 0 | 0 | 0 | 0 | 0 | 0 | 0 | 0 | 0 | 0 | 0 | 0 | 0 | 0 | 0 | 0 | 0 | 0 | 0 | 0 | 0 | 0 | 0 | 0 | 0 | 0 | 0 | 0 | 0 | 0 | 0 | 0 | 0 | 0 | 0 | 0 |  |  | 0 | 0 | 0 | 0 | 0 | 0 |  | 0 | 0 | 0 | 0 | 0 | 0 | 0 | 0 | 0 | 0 | 0 | 0 | 0 | 0 | 0 | 0 | 0 | 0 | 0
78 |  | 1 |  |  |  |  | 0 |  |  |  | 0 | 0 | [6 empty] | 0 |  |  |  |  | 0% | 0 | 0 | 0 | 0 | 0 | 0 |  |  | 0 | 0% | 0 | 0 | 0 | 0 | 0 | NewControlTypes | 0 | 0 | 0 | 0 | 0 | 0 | 0 | 0 | 0 | 0 | 0 | 0 | 0 | 0 | 0 | 0 | 0 | 0 | 0 | 0 | 0 | 0 | 0 | 0 | 0 | 0 | 0 | 0 | 0 | 0 | 0 | 0 | 0 | 0 | 0 | 0 | 0 | 0 | 0 | 0 | 0 | 0 | 0 | 0 | 0 | 0 | 0 | 0 | 0 | 0 | 0 | 0 | 0 | 0 | 0 | 0 | 0 | 0 | 0 | 0 | 0 | 0 | 0 | 0 | 0 | 0 | 0 | 0 | 0 | 0 | 0 | 0 | 0 | 0 | 0 | 0 | 0 | 0 | 0 | 0 | 0 |  |  | 0 | 0 | 0 | 0 | 0 | 0 |  | 0 | 0 | 0 | 0 | 0 | 0 | 0 | 0 | 0 | 0 | 0 | 0 | 0 | 0 | 0 | 0 | 0 | 0 | 0
79 |  | 1 |  |  |  |  | 0 |  |  |  | 0 | 0 | [6 empty] | 0 |  |  |  |  | 0% | 0 | 0 | 0 | 0 | 0 | 0 |  |  | 0 | 0% | 0 | 0 | 0 | 0 | 0 | NewControlTypes | 0 | 0 | 0 | 0 | 0 | 0 | 0 | 0 | 0 | 0 | 0 | 0 | 0 | 0 | 0 | 0 | 0 | 0 | 0 | 0 | 0 | 0 | 0 | 0 | 0 | 0 | 0 | 0 | 0 | 0 | 0 | 0 | 0 | 0 | 0 | 0 | 0 | 0 | 0 | 0 | 0 | 0 | 0 | 0 | 0 | 0 | 0 | 0 | 0 | 0 | 0 | 0 | 0 | 0 | 0 | 0 | 0 | 0 | 0 | 0 | 0 | 0 | 0 | 0 | 0 | 0 | 0 | 0 | 0 | 0 | 0 | 0 | 0 | 0 | 0 | 0 | 0 | 0 | 0 | 0 | 0 |  |  | 0 | 0 | 0 | 0 | 0 | 0 |  | 0 | 0 | 0 | 0 | 0 | 0 | 0 | 0 | 0 | 0 | 0 | 0 | 0 | 0 | 0 | 0 | 0 | 0 | 0
80 |  | 1 |  |  |  |  | 0 |  |  |  | 0 | 0 | [6 empty] | 0 |  |  |  |  | 0% | 0 | 0 | 0 | 0 | 0 | 0 |  |  | 0 | 0% | 0 | 0 | 0 | 0 | 0 | NewControlTypes | 0 | 0 | 0 | 0 | 0 | 0 | 0 | 0 | 0 | 0 | 0 | 0 | 0 | 0 | 0 | 0 | 0 | 0 | 0 | 0 | 0 | 0 | 0 | 0 | 0 | 0 | 0 | 0 | 0 | 0 | 0 | 0 | 0 | 0 | 0 | 0 | 0 | 0 | 0 | 0 | 0 | 0 | 0 | 0 | 0 | 0 | 0 | 0 | 0 | 0 | 0 | 0 | 0 | 0 | 0 | 0 | 0 | 0 | 0 | 0 | 0 | 0 | 0 | 0 | 0 | 0 | 0 | 0 | 0 | 0 | 0 | 0 | 0 | 0 | 0 | 0 | 0 | 0 | 0 | 0 | 0 |  |  | 0 | 0 | 0 | 0 | 0 | 0 |  | 0 | 0 | 0 | 0 | 0 | 0 | 0 | 0 | 0 | 0 | 0 | 0 | 0 | 0 | 0 | 0 | 0 | 0 | 0
81 |  | 1 |  |  |  |  | 0 |  |  |  | 0 | 0 | [6 empty] | 0 |  |  |  |  | 0% | 0 | 0 | 0 | 0 | 0 | 0 |  |  | 0 | 0% | 0 | 0 | 0 | 0 | 0 | NewControlTypes | 0 | 0 | 0 | 0 | 0 | 0 | 0 | 0 | 0 | 0 | 0 | 0 | 0 | 0 | 0 | 0 | 0 | 0 | 0 | 0 | 0 | 0 | 0 | 0 | 0 | 0 | 0 | 0 | 0 | 0 | 0 | 0 | 0 | 0 | 0 | 0 | 0 | 0 | 0 | 0 | 0 | 0 | 0 | 0 | 0 | 0 | 0 | 0 | 0 | 0 | 0 | 0 | 0 | 0 | 0 | 0 | 0 | 0 | 0 | 0 | 0 | 0 | 0 | 0 | 0 | 0 | 0 | 0 | 0 | 0 | 0 | 0 | 0 | 0 | 0 | 0 | 0 | 0 | 0 | 0 | 0 |  |  | 0 | 0 | 0 | 0 | 0 | 0 |  | 0 | 0 | 0 | 0 | 0 | 0 | 0 | 0 | 0 | 0 | 0 | 0 | 0 | 0 | 0 | 0 | 0 | 0 | 0
82 |  | 1 |  |  |  |  | 0 |  |  |  | 0 | 0 | [6 empty] | 0 |  |  |  |  | 0% | 0 | 0 | 0 | 0 | 0 | 0 |  |  | 0 | 0% | 0 | 0 | 0 | 0 | 0 | NewControlTypes | 0 | 0 | 0 | 0 | 0 | 0 | 0 | 0 | 0 | 0 | 0 | 0 | 0 | 0 | 0 | 0 | 0 | 0 | 0 | 0 | 0 | 0 | 0 | 0 | 0 | 0 | 0 | 0 | 0 | 0 | 0 | 0 | 0 | 0 | 0 | 0 | 0 | 0 | 0 | 0 | 0 | 0 | 0 | 0 | 0 | 0 | 0 | 0 | 0 | 0 | 0 | 0 | 0 | 0 | 0 | 0 | 0 | 0 | 0 | 0 | 0 | 0 | 0 | 0 | 0 | 0 | 0 | 0 | 0 | 0 | 0 | 0 | 0 | 0 | 0 | 0 | 0 | 0 | 0 | 0 | 0 |  |  | 0 | 0 | 0 | 0 | 0 | 0 |  | 0 | 0 | 0 | 0 | 0 | 0 | 0 | 0 | 0 | 0 | 0 | 0 | 0 | 0 | 0 | 0 | 0 | 0 | 0
83 |  | 1 |  |  |  |  | 0 |  |  |  | 0 | 0 | [6 empty] | 0 |  |  |  |  | 0% | 0 | 0 | 0 | 0 | 0 | 0 |  |  | 0 | 0% | 0 | 0 | 0 | 0 | 0 | NewControlTypes | 0 | 0 | 0 | 0 | 0 | 0 | 0 | 0 | 0 | 0 | 0 | 0 | 0 | 0 | 0 | 0 | 0 | 0 | 0 | 0 | 0 | 0 | 0 | 0 | 0 | 0 | 0 | 0 | 0 | 0 | 0 | 0 | 0 | 0 | 0 | 0 | 0 | 0 | 0 | 0 | 0 | 0 | 0 | 0 | 0 | 0 | 0 | 0 | 0 | 0 | 0 | 0 | 0 | 0 | 0 | 0 | 0 | 0 | 0 | 0 | 0 | 0 | 0 | 0 | 0 | 0 | 0 | 0 | 0 | 0 | 0 | 0 | 0 | 0 | 0 | 0 | 0 | 0 | 0 | 0 | 0 |  |  | 0 | 0 | 0 | 0 | 0 | 0 |  | 0 | 0 | 0 | 0 | 0 | 0 | 0 | 0 | 0 | 0 | 0 | 0 | 0 | 0 | 0 | 0 | 0 | 0 | 0
84 |  | 1 |  |  |  |  | 0 |  |  |  | 0 | 0 | [6 empty] | 0 |  |  |  |  | 0% | 0 | 0 | 0 | 0 | 0 | 0 |  |  | 0 | 0% | 0 | 0 | 0 | 0 | 0 | NewControlTypes | 0 | 0 | 0 | 0 | 0 | 0 | 0 | 0 | 0 | 0 | 0 | 0 | 0 | 0 | 0 | 0 | 0 | 0 | 0 | 0 | 0 | 0 | 0 | 0 | 0 | 0 | 0 | 0 | 0 | 0 | 0 | 0 | 0 | 0 | 0 | 0 | 0 | 0 | 0 | 0 | 0 | 0 | 0 | 0 | 0 | 0 | 0 | 0 | 0 | 0 | 0 | 0 | 0 | 0 | 0 | 0 | 0 | 0 | 0 | 0 | 0 | 0 | 0 | 0 | 0 | 0 | 0 | 0 | 0 | 0 | 0 | 0 | 0 | 0 | 0 | 0 | 0 | 0 | 0 | 0 | 0 |  |  | 0 | 0 | 0 | 0 | 0 | 0 |  | 0 | 0 | 0 | 0 | 0 | 0 | 0 | 0 | 0 | 0 | 0 | 0 | 0 | 0 | 0 | 0 | 0 | 0 | 0
85 |  | 1 |  |  |  |  | 0 |  |  |  | 0 | 0 | [6 empty] | 0 |  |  |  |  | 0% | 0 | 0 | 0 | 0 | 0 | 0 |  |  | 0 | 0% | 0 | 0 | 0 | 0 | 0 | NewControlTypes | 0 | 0 | 0 | 0 | 0 | 0 | 0 | 0 | 0 | 0 | 0 | 0 | 0 | 0 | 0 | 0 | 0 | 0 | 0 | 0 | 0 | 0 | 0 | 0 | 0 | 0 | 0 | 0 | 0 | 0 | 0 | 0 | 0 | 0 | 0 | 0 | 0 | 0 | 0 | 0 | 0 | 0 | 0 | 0 | 0 | 0 | 0 | 0 | 0 | 0 | 0 | 0 | 0 | 0 | 0 | 0 | 0 | 0 | 0 | 0 | 0 | 0 | 0 | 0 | 0 | 0 | 0 | 0 | 0 | 0 | 0 | 0 | 0 | 0 | 0 | 0 | 0 | 0 | 0 | 0 | 0 |  |  | 0 | 0 | 0 | 0 | 0 | 0 |  | 0 | 0 | 0 | 0 | 0 | 0 | 0 | 0 | 0 | 0 | 0 | 0 | 0 | 0 | 0 | 0 | 0 | 0 | 0
86 |  | 1 |  |  |  |  | 0 |  |  |  | 0 | 0 | [6 empty] | 0 |  |  |  |  | 0% | 0 | 0 | 0 | 0 | 0 | 0 |  |  | 0 | 0% | 0 | 0 | 0 | 0 | 0 | NewControlTypes | 0 | 0 | 0 | 0 | 0 | 0 | 0 | 0 | 0 | 0 | 0 | 0 | 0 | 0 | 0 | 0 | 0 | 0 | 0 | 0 | 0 | 0 | 0 | 0 | 0 | 0 | 0 | 0 | 0 | 0 | 0 | 0 | 0 | 0 | 0 | 0 | 0 | 0 | 0 | 0 | 0 | 0 | 0 | 0 | 0 | 0 | 0 | 0 | 0 | 0 | 0 | 0 | 0 | 0 | 0 | 0 | 0 | 0 | 0 | 0 | 0 | 0 | 0 | 0 | 0 | 0 | 0 | 0 | 0 | 0 | 0 | 0 | 0 | 0 | 0 | 0 | 0 | 0 | 0 | 0 | 0 |  |  | 0 | 0 | 0 | 0 | 0 | 0 |  | 0 | 0 | 0 | 0 | 0 | 0 | 0 | 0 | 0 | 0 | 0 | 0 | 0 | 0 | 0 | 0 | 0 | 0 | 0
87 |  | 1 |  |  |  |  | 0 |  |  |  | 0 | 0 | [6 empty] | 0 |  |  |  |  | 0% | 0 | 0 | 0 | 0 | 0 | 0 |  |  | 0 | 0% | 0 | 0 | 0 | 0 | 0 | NewControlTypes | 0 | 0 | 0 | 0 | 0 | 0 | 0 | 0 | 0 | 0 | 0 | 0 | 0 | 0 | 0 | 0 | 0 | 0 | 0 | 0 | 0 | 0 | 0 | 0 | 0 | 0 | 0 | 0 | 0 | 0 | 0 | 0 | 0 | 0 | 0 | 0 | 0 | 0 | 0 | 0 | 0 | 0 | 0 | 0 | 0 | 0 | 0 | 0 | 0 | 0 | 0 | 0 | 0 | 0 | 0 | 0 | 0 | 0 | 0 | 0 | 0 | 0 | 0 | 0 | 0 | 0 | 0 | 0 | 0 | 0 | 0 | 0 | 0 | 0 | 0 | 0 | 0 | 0 | 0 | 0 | 0 |  |  | 0 | 0 | 0 | 0 | 0 | 0 |  | 0 | 0 | 0 | 0 | 0 | 0 | 0 | 0 | 0 | 0 | 0 | 0 | 0 | 0 | 0 | 0 | 0 | 0 | 0
88 |  | 1 |  |  |  |  | 0 |  |  |  | 0 | 0 | [6 empty] | 0 |  |  |  |  | 0% | 0 | 0 | 0 | 0 | 0 | 0 |  |  | 0 | 0% | 0 | 0 | 0 | 0 | 0 | NewControlTypes | 0 | 0 | 0 | 0 | 0 | 0 | 0 | 0 | 0 | 0 | 0 | 0 | 0 | 0 | 0 | 0 | 0 | 0 | 0 | 0 | 0 | 0 | 0 | 0 | 0 | 0 | 0 | 0 | 0 | 0 | 0 | 0 | 0 | 0 | 0 | 0 | 0 | 0 | 0 | 0 | 0 | 0 | 0 | 0 | 0 | 0 | 0 | 0 | 0 | 0 | 0 | 0 | 0 | 0 | 0 | 0 | 0 | 0 | 0 | 0 | 0 | 0 | 0 | 0 | 0 | 0 | 0 | 0 | 0 | 0 | 0 | 0 | 0 | 0 | 0 | 0 | 0 | 0 | 0 | 0 | 0 |  |  | 0 | 0 | 0 | 0 | 0 | 0 |  | 0 | 0 | 0 | 0 | 0 | 0 | 0 | 0 | 0 | 0 | 0 | 0 | 0 | 0 | 0 | 0 | 0 | 0 | 0
89 |  | 1 |  |  |  |  | 0 |  |  |  | 0 | 0 | [6 empty] | 0 |  |  |  |  | 0% | 0 | 0 | 0 | 0 | 0 | 0 |  |  | 0 | 0% | 0 | 0 | 0 | 0 | 0 | NewControlTypes | 0 | 0 | 0 | 0 | 0 | 0 | 0 | 0 | 0 | 0 | 0 | 0 | 0 | 0 | 0 | 0 | 0 | 0 | 0 | 0 | 0 | 0 | 0 | 0 | 0 | 0 | 0 | 0 | 0 | 0 | 0 | 0 | 0 | 0 | 0 | 0 | 0 | 0 | 0 | 0 | 0 | 0 | 0 | 0 | 0 | 0 | 0 | 0 | 0 | 0 | 0 | 0 | 0 | 0 | 0 | 0 | 0 | 0 | 0 | 0 | 0 | 0 | 0 | 0 | 0 | 0 | 0 | 0 | 0 | 0 | 0 | 0 | 0 | 0 | 0 | 0 | 0 | 0 | 0 | 0 | 0 |  |  | 0 | 0 | 0 | 0 | 0 | 0 |  | 0 | 0 | 0 | 0 | 0 | 0 | 0 | 0 | 0 | 0 | 0 | 0 | 0 | 0 | 0 | 0 | 0 | 0 | 0
90 |  | 1 |  |  |  |  | 0 |  |  |  | 0 | 0 | [6 empty] | 0 |  |  |  |  | 0% | 0 | 0 | 0 | 0 | 0 | 0 |  |  | 0 | 0% | 0 | 0 | 0 | 0 | 0 | NewControlTypes | 0 | 0 | 0 | 0 | 0 | 0 | 0 | 0 | 0 | 0 | 0 | 0 | 0 | 0 | 0 | 0 | 0 | 0 | 0 | 0 | 0 | 0 | 0 | 0 | 0 | 0 | 0 | 0 | 0 | 0 | 0 | 0 | 0 | 0 | 0 | 0 | 0 | 0 | 0 | 0 | 0 | 0 | 0 | 0 | 0 | 0 | 0 | 0 | 0 | 0 | 0 | 0 | 0 | 0 | 0 | 0 | 0 | 0 | 0 | 0 | 0 | 0 | 0 | 0 | 0 | 0 | 0 | 0 | 0 | 0 | 0 | 0 | 0 | 0 | 0 | 0 | 0 | 0 | 0 | 0 | 0 |  |  | 0 | 0 | 0 | 0 | 0 | 0 |  | 0 | 0 | 0 | 0 | 0 | 0 | 0 | 0 | 0 | 0 | 0 | 0 | 0 | 0 | 0 | 0 | 0 | 0 | 0
91 |  | 1 |  |  |  |  | 0 |  |  |  | 0 | 0 | [6 empty] | 0 |  |  |  |  | 0% | 0 | 0 | 0 | 0 | 0 | 0 |  |  | 0 | 0% | 0 | 0 | 0 | 0 | 0 | NewControlTypes | 0 | 0 | 0 | 0 | 0 | 0 | 0 | 0 | 0 | 0 | 0 | 0 | 0 | 0 | 0 | 0 | 0 | 0 | 0 | 0 | 0 | 0 | 0 | 0 | 0 | 0 | 0 | 0 | 0 | 0 | 0 | 0 | 0 | 0 | 0 | 0 | 0 | 0 | 0 | 0 | 0 | 0 | 0 | 0 | 0 | 0 | 0 | 0 | 0 | 0 | 0 | 0 | 0 | 0 | 0 | 0 | 0 | 0 | 0 | 0 | 0 | 0 | 0 | 0 | 0 | 0 | 0 | 0 | 0 | 0 | 0 | 0 | 0 | 0 | 0 | 0 | 0 | 0 | 0 | 0 | 0 |  |  | 0 | 0 | 0 | 0 | 0 | 0 |  | 0 | 0 | 0 | 0 | 0 | 0 | 0 | 0 | 0 | 0 | 0 | 0 | 0 | 0 | 0 | 0 | 0 | 0 | 0
92 |  | 1 |  |  |  |  | 0 |  |  |  | 0 | 0 | [6 empty] | 0 |  |  |  |  | 0% | 0 | 0 | 0 | 0 | 0 | 0 |  |  | 0 | 0% | 0 | 0 | 0 | 0 | 0 | NewControlTypes | 0 | 0 | 0 | 0 | 0 | 0 | 0 | 0 | 0 | 0 | 0 | 0 | 0 | 0 | 0 | 0 | 0 | 0 | 0 | 0 | 0 | 0 | 0 | 0 | 0 | 0 | 0 | 0 | 0 | 0 | 0 | 0 | 0 | 0 | 0 | 0 | 0 | 0 | 0 | 0 | 0 | 0 | 0 | 0 | 0 | 0 | 0 | 0 | 0 | 0 | 0 | 0 | 0 | 0 | 0 | 0 | 0 | 0 | 0 | 0 | 0 | 0 | 0 | 0 | 0 | 0 | 0 | 0 | 0 | 0 | 0 | 0 | 0 | 0 | 0 | 0 | 0 | 0 | 0 | 0 | 0 |  |  | 0 | 0 | 0 | 0 | 0 | 0 |  | 0 | 0 | 0 | 0 | 0 | 0 | 0 | 0 | 0 | 0 | 0 | 0 | 0 | 0 | 0 | 0 | 0 | 0 | 0
93 |  | 1 |  |  |  |  | 0 |  |  |  | 0 | 0 | [6 empty] | 0 |  |  |  |  | 0% | 0 | 0 | 0 | 0 | 0 | 0 |  |  | 0 | 0% | 0 | 0 | 0 | 0 | 0 | NewControlTypes | 0 | 0 | 0 | 0 | 0 | 0 | 0 | 0 | 0 | 0 | 0 | 0 | 0 | 0 | 0 | 0 | 0 | 0 | 0 | 0 | 0 | 0 | 0 | 0 | 0 | 0 | 0 | 0 | 0 | 0 | 0 | 0 | 0 | 0 | 0 | 0 | 0 | 0 | 0 | 0 | 0 | 0 | 0 | 0 | 0 | 0 | 0 | 0 | 0 | 0 | 0 | 0 | 0 | 0 | 0 | 0 | 0 | 0 | 0 | 0 | 0 | 0 | 0 | 0 | 0 | 0 | 0 | 0 | 0 | 0 | 0 | 0 | 0 | 0 | 0 | 0 | 0 | 0 | 0 | 0 | 0 |  |  | 0 | 0 | 0 | 0 | 0 | 0 |  | 0 | 0 | 0 | 0 | 0 | 0 | 0 | 0 | 0 | 0 | 0 | 0 | 0 | 0 | 0 | 0 | 0 | 0 | 0
94 |  | 1 |  |  |  |  | 0 |  |  |  | 0 | 0 | [6 empty] | 0 |  |  |  |  | 0% | 0 | 0 | 0 | 0 | 0 | 0 |  |  | 0 | 0% | 0 | 0 | 0 | 0 | 0 | NewControlTypes | 0 | 0 | 0 | 0 | 0 | 0 | 0 | 0 | 0 | 0 | 0 | 0 | 0 | 0 | 0 | 0 | 0 | 0 | 0 | 0 | 0 | 0 | 0 | 0 | 0 | 0 | 0 | 0 | 0 | 0 | 0 | 0 | 0 | 0 | 0 | 0 | 0 | 0 | 0 | 0 | 0 | 0 | 0 | 0 | 0 | 0 | 0 | 0 | 0 | 0 | 0 | 0 | 0 | 0 | 0 | 0 | 0 | 0 | 0 | 0 | 0 | 0 | 0 | 0 | 0 | 0 | 0 | 0 | 0 | 0 | 0 | 0 | 0 | 0 | 0 | 0 | 0 | 0 | 0 | 0 | 0 |  |  | 0 | 0 | 0 | 0 | 0 | 0 |  | 0 | 0 | 0 | 0 | 0 | 0 | 0 | 0 | 0 | 0 | 0 | 0 | 0 | 0 | 0 | 0 | 0 | 0 | 0
95 |  | 1 |  |  |  |  | 0 |  |  |  | 0 | 0 | [6 empty] | 0 |  |  |  |  | 0% | 0 | 0 | 0 | 0 | 0 | 0 |  |  | 0 | 0% | 0 | 0 | 0 | 0 | 0 | NewControlTypes | 0 | 0 | 0 | 0 | 0 | 0 | 0 | 0 | 0 | 0 | 0 | 0 | 0 | 0 | 0 | 0 | 0 | 0 | 0 | 0 | 0 | 0 | 0 | 0 | 0 | 0 | 0 | 0 | 0 | 0 | 0 | 0 | 0 | 0 | 0 | 0 | 0 | 0 | 0 | 0 | 0 | 0 | 0 | 0 | 0 | 0 | 0 | 0 | 0 | 0 | 0 | 0 | 0 | 0 | 0 | 0 | 0 | 0 | 0 | 0 | 0 | 0 | 0 | 0 | 0 | 0 | 0 | 0 | 0 | 0 | 0 | 0 | 0 | 0 | 0 | 0 | 0 | 0 | 0 | 0 | 0 |  |  | 0 | 0 | 0 | 0 | 0 | 0 |  | 0 | 0 | 0 | 0 | 0 | 0 | 0 | 0 | 0 | 0 | 0 | 0 | 0 | 0 | 0 | 0 | 0 | 0 | 0
96 |  | 1 |  |  |  |  | 0 |  |  |  | 0 | 0 | [6 empty] | 0 |  |  |  |  | 0% | 0 | 0 | 0 | 0 | 0 | 0 |  |  | 0 | 0% | 0 | 0 | 0 | 0 | 0 | NewControlTypes | 0 | 0 | 0 | 0 | 0 | 0 | 0 | 0 | 0 | 0 | 0 | 0 | 0 | 0 | 0 | 0 | 0 | 0 | 0 | 0 | 0 | 0 | 0 | 0 | 0 | 0 | 0 | 0 | 0 | 0 | 0 | 0 | 0 | 0 | 0 | 0 | 0 | 0 | 0 | 0 | 0 | 0 | 0 | 0 | 0 | 0 | 0 | 0 | 0 | 0 | 0 | 0 | 0 | 0 | 0 | 0 | 0 | 0 | 0 | 0 | 0 | 0 | 0 | 0 | 0 | 0 | 0 | 0 | 0 | 0 | 0 | 0 | 0 | 0 | 0 | 0 | 0 | 0 | 0 | 0 | 0 |  |  | 0 | 0 | 0 | 0 | 0 | 0 |  | 0 | 0 | 0 | 0 | 0 | 0 | 0 | 0 | 0 | 0 | 0 | 0 | 0 | 0 | 0 | 0 | 0 | 0 | 0
97 |  | 1 |  |  |  |  | 0 |  |  |  | 0 | 0 | [6 empty] | 0 |  |  |  |  | 0% | 0 | 0 | 0 | 0 | 0 | 0 |  |  | 0 | 0% | 0 | 0 | 0 | 0 | 0 | NewControlTypes | 0 | 0 | 0 | 0 | 0 | 0 | 0 | 0 | 0 | 0 | 0 | 0 | 0 | 0 | 0 | 0 | 0 | 0 | 0 | 0 | 0 | 0 | 0 | 0 | 0 | 0 | 0 | 0 | 0 | 0 | 0 | 0 | 0 | 0 | 0 | 0 | 0 | 0 | 0 | 0 | 0 | 0 | 0 | 0 | 0 | 0 | 0 | 0 | 0 | 0 | 0 | 0 | 0 | 0 | 0 | 0 | 0 | 0 | 0 | 0 | 0 | 0 | 0 | 0 | 0 | 0 | 0 | 0 | 0 | 0 | 0 | 0 | 0 | 0 | 0 | 0 | 0 | 0 | 0 | 0 | 0 |  |  | 0 | 0 | 0 | 0 | 0 | 0 |  | 0 | 0 | 0 | 0 | 0 | 0 | 0 | 0 | 0 | 0 | 0 | 0 | 0 | 0 | 0 | 0 | 0 | 0 | 0
98 |  | 1 |  |  |  |  | 0 |  |  |  | 0 | 0 | [6 empty] | 0 |  |  |  |  | 0% | 0 | 0 | 0 | 0 | 0 | 0 |  |  | 0 | 0% | 0 | 0 | 0 | 0 | 0 | NewControlTypes | 0 | 0 | 0 | 0 | 0 | 0 | 0 | 0 | 0 | 0 | 0 | 0 | 0 | 0 | 0 | 0 | 0 | 0 | 0 | 0 | 0 | 0 | 0 | 0 | 0 | 0 | 0 | 0 | 0 | 0 | 0 | 0 | 0 | 0 | 0 | 0 | 0 | 0 | 0 | 0 | 0 | 0 | 0 | 0 | 0 | 0 | 0 | 0 | 0 | 0 | 0 | 0 | 0 | 0 | 0 | 0 | 0 | 0 | 0 | 0 | 0 | 0 | 0 | 0 | 0 | 0 | 0 | 0 | 0 | 0 | 0 | 0 | 0 | 0 | 0 | 0 | 0 | 0 | 0 | 0 | 0 |  |  | 0 | 0 | 0 | 0 | 0 | 0 |  | 0 | 0 | 0 | 0 | 0 | 0 | 0 | 0 | 0 | 0 | 0 | 0 | 0 | 0 | 0 | 0 | 0 | 0 | 0
99 |  | 1 |  |  |  |  | 0 |  |  |  | 0 | 0 | [6 empty] | 0 |  |  |  |  | 0% | 0 | 0 | 0 | 0 | 0 | 0 |  |  | 0 | 0% | 0 | 0 | 0 | 0 | 0 | NewControlTypes | 0 | 0 | 0 | 0 | 0 | 0 | 0 | 0 | 0 | 0 | 0 | 0 | 0 | 0 | 0 | 0 | 0 | 0 | 0 | 0 | 0 | 0 | 0 | 0 | 0 | 0 | 0 | 0 | 0 | 0 | 0 | 0 | 0 | 0 | 0 | 0 | 0 | 0 | 0 | 0 | 0 | 0 | 0 | 0 | 0 | 0 | 0 | 0 | 0 | 0 | 0 | 0 | 0 | 0 | 0 | 0 | 0 | 0 | 0 | 0 | 0 | 0 | 0 | 0 | 0 | 0 | 0 | 0 | 0 | 0 | 0 | 0 | 0 | 0 | 0 | 0 | 0 | 0 | 0 | 0 | 0 |  |  | 0 | 0 | 0 | 0 | 0 | 0 |  | 0 | 0 | 0 | 0 | 0 | 0 | 0 | 0 | 0 | 0 | 0 | 0 | 0 | 0 | 0 | 0 | 0 | 0 | 0
100 |  | 1 |  |  |  |  | 0 |  |  |  | 0 | 0 | [6 empty] | 0 |  |  |  |  | 0% | 0 | 0 | 0 | 0 | 0 | 0 |  |  | 0 | 0% | 0 | 0 | 0 | 0 | 0 | NewControlTypes | 0 | 0 | 0 | 0 | 0 | 0 | 0 | 0 | 0 | 0 | 0 | 0 | 0 | 0 | 0 | 0 | 0 | 0 | 0 | 0 | 0 | 0 | 0 | 0 | 0 | 0 | 0 | 0 | 0 | 0 | 0 | 0 | 0 | 0 | 0 | 0 | 0 | 0 | 0 | 0 | 0 | 0 | 0 | 0 | 0 | 0 | 0 | 0 | 0 | 0 | 0 | 0 | 0 | 0 | 0 | 0 | 0 | 0 | 0 | 0 | 0 | 0 | 0 | 0 | 0 | 0 | 0 | 0 | 0 | 0 | 0 | 0 | 0 | 0 | 0 | 0 | 0 | 0 | 0 | 0 | 0 |  |  | 0 | 0 | 0 | 0 | 0 | 0 |  | 0 | 0 | 0 | 0 | 0 | 0 | 0 | 0 | 0 | 0 | 0 | 0 | 0 | 0 | 0 | 0 | 0 | 0 | 0
101 |  | 1 |  |  |  |  | 0 |  |  |  | 0 | 0 | [6 empty] | 0 |  |  |  |  | 0% | 0 | 0 | 0 | 0 | 0 | 0 |  |  | 0 | 0% | 0 | 0 | 0 | 0 | 0 | NewControlTypes | 0 | 0 | 0 | 0 | 0 | 0 | 0 | 0 | 0 | 0 | 0 | 0 | 0 | 0 | 0 | 0 | 0 | 0 | 0 | 0 | 0 | 0 | 0 | 0 | 0 | 0 | 0 | 0 | 0 | 0 | 0 | 0 | 0 | 0 | 0 | 0 | 0 | 0 | 0 | 0 | 0 | 0 | 0 | 0 | 0 | 0 | 0 | 0 | 0 | 0 | 0 | 0 | 0 | 0 | 0 | 0 | 0 | 0 | 0 | 0 | 0 | 0 | 0 | 0 | 0 | 0 | 0 | 0 | 0 | 0 | 0 | 0 | 0 | 0 | 0 | 0 | 0 | 0 | 0 | 0 | 0 |  |  | 0 | 0 | 0 | 0 | 0 | 0 |  | 0 | 0 | 0 | 0 | 0 | 0 | 0 | 0 | 0 | 0 | 0 | 0 | 0 | 0 | 0 | 0 | 0 | 0 | 0
102 |  | 1 |  |  |  |  | 0 |  |  |  | 0 | 0 | [6 empty] | 0 |  |  |  |  | 0% | 0 | 0 | 0 | 0 | 0 | 0 |  |  | 0 | 0% | 0 | 0 | 0 | 0 | 0 | NewControlTypes | 0 | 0 | 0 | 0 | 0 | 0 | 0 | 0 | 0 | 0 | 0 | 0 | 0 | 0 | 0 | 0 | 0 | 0 | 0 | 0 | 0 | 0 | 0 | 0 | 0 | 0 | 0 | 0 | 0 | 0 | 0 | 0 | 0 | 0 | 0 | 0 | 0 | 0 | 0 | 0 | 0 | 0 | 0 | 0 | 0 | 0 | 0 | 0 | 0 | 0 | 0 | 0 | 0 | 0 | 0 | 0 | 0 | 0 | 0 | 0 | 0 | 0 | 0 | 0 | 0 | 0 | 0 | 0 | 0 | 0 | 0 | 0 | 0 | 0 | 0 | 0 | 0 | 0 | 0 | 0 | 0 |  |  | 0 | 0 | 0 | 0 | 0 | 0 |  | 0 | 0 | 0 | 0 | 0 | 0 | 0 | 0 | 0 | 0 | 0 | 0 | 0 | 0 | 0 | 0 | 0 | 0 | 0
103 |  | 1 |  |  |  |  | 0 |  |  |  | 0 | 0 | [6 empty] | 0 |  |  |  |  | 0% | 0 | 0 | 0 | 0 | 0 | 0 |  |  | 0 | 0% | 0 | 0 | 0 | 0 | 0 | NewControlTypes | 0 | 0 | 0 | 0 | 0 | 0 | 0 | 0 | 0 | 0 | 0 | 0 | 0 | 0 | 0 | 0 | 0 | 0 | 0 | 0 | 0 | 0 | 0 | 0 | 0 | 0 | 0 | 0 | 0 | 0 | 0 | 0 | 0 | 0 | 0 | 0 | 0 | 0 | 0 | 0 | 0 | 0 | 0 | 0 | 0 | 0 | 0 | 0 | 0 | 0 | 0 | 0 | 0 | 0 | 0 | 0 | 0 | 0 | 0 | 0 | 0 | 0 | 0 | 0 | 0 | 0 | 0 | 0 | 0 | 0 | 0 | 0 | 0 | 0 | 0 | 0 | 0 | 0 | 0 | 0 | 0 |  |  | 0 | 0 | 0 | 0 | 0 | 0 |  | 0 | 0 | 0 | 0 | 0 | 0 | 0 | 0 | 0 | 0 | 0 | 0 | 0 | 0 | 0 | 0 | 0 | 0 | 0
104 |  | 1 |  |  |  |  | 0 |  |  |  | 0 | 0 | [6 empty] | 0 |  |  |  |  | 0% | 0 | 0 | 0 | 0 | 0 | 0 |  |  | 0 | 0% | 0 | 0 | 0 | 0 | 0 | NewControlTypes | 0 | 0 | 0 | 0 | 0 | 0 | 0 | 0 | 0 | 0 | 0 | 0 | 0 | 0 | 0 | 0 | 0 | 0 | 0 | 0 | 0 | 0 | 0 | 0 | 0 | 0 | 0 | 0 | 0 | 0 | 0 | 0 | 0 | 0 | 0 | 0 | 0 | 0 | 0 | 0 | 0 | 0 | 0 | 0 | 0 | 0 | 0 | 0 | 0 | 0 | 0 | 0 | 0 | 0 | 0 | 0 | 0 | 0 | 0 | 0 | 0 | 0 | 0 | 0 | 0 | 0 | 0 | 0 | 0 | 0 | 0 | 0 | 0 | 0 | 0 | 0 | 0 | 0 | 0 | 0 | 0 |  |  | 0 | 0 | 0 | 0 | 0 | 0 |  | 0 | 0 | 0 | 0 | 0 | 0 | 0 | 0 | 0 | 0 | 0 | 0 | 0 | 0 | 0 | 0 | 0 | 0 | 0
105 |  | 1 |  |  |  |  | 0 |  |  |  | 0 | 0 | [6 empty] | 0 |  |  |  |  | 0% | 0 | 0 | 0 | 0 | 0 | 0 |  |  | 0 | 0% | 0 | 0 | 0 | 0 | 0 | NewControlTypes | 0 | 0 | 0 | 0 | 0 | 0 | 0 | 0 | 0 | 0 | 0 | 0 | 0 | 0 | 0 | 0 | 0 | 0 | 0 | 0 | 0 | 0 | 0 | 0 | 0 | 0 | 0 | 0 | 0 | 0 | 0 | 0 | 0 | 0 | 0 | 0 | 0 | 0 | 0 | 0 | 0 | 0 | 0 | 0 | 0 | 0 | 0 | 0 | 0 | 0 | 0 | 0 | 0 | 0 | 0 | 0 | 0 | 0 | 0 | 0 | 0 | 0 | 0 | 0 | 0 | 0 | 0 | 0 | 0 | 0 | 0 | 0 | 0 | 0 | 0 | 0 | 0 | 0 | 0 | 0 | 0 |  |  | 0 | 0 | 0 | 0 | 0 | 0 |  | 0 | 0 | 0 | 0 | 0 | 0 | 0 | 0 | 0 | 0 | 0 | 0 | 0 | 0 | 0 | 0 | 0 | 0 | 0
106 |  | 1 |  |  |  |  | 0 |  |  |  | 0 | 0 | [6 empty] | 0 |  |  |  |  | 0% | 0 | 0 | 0 | 0 | 0 | 0 |  |  | 0 | 0% | 0 | 0 | 0 | 0 | 0 | NewControlTypes | 0 | 0 | 0 | 0 | 0 | 0 | 0 | 0 | 0 | 0 | 0 | 0 | 0 | 0 | 0 | 0 | 0 | 0 | 0 | 0 | 0 | 0 | 0 | 0 | 0 | 0 | 0 | 0 | 0 | 0 | 0 | 0 | 0 | 0 | 0 | 0 | 0 | 0 | 0 | 0 | 0 | 0 | 0 | 0 | 0 | 0 | 0 | 0 | 0 | 0 | 0 | 0 | 0 | 0 | 0 | 0 | 0 | 0 | 0 | 0 | 0 | 0 | 0 | 0 | 0 | 0 | 0 | 0 | 0 | 0 | 0 | 0 | 0 | 0 | 0 | 0 | 0 | 0 | 0 | 0 | 0 |  |  | 0 | 0 | 0 | 0 | 0 | 0 |  | 0 | 0 | 0 | 0 | 0 | 0 | 0 | 0 | 0 | 0 | 0 | 0 | 0 | 0 | 0 | 0 | 0 | 0 | 0
107 |  | 1 |  |  |  |  | 0 |  |  |  | 0 | 0 | [6 empty] | 0 |  |  |  |  | 0% | 0 | 0 | 0 | 0 | 0 | 0 |  |  | 0 | 0% | 0 | 0 | 0 | 0 | 0 | NewControlTypes | 0 | 0 | 0 | 0 | 0 | 0 | 0 | 0 | 0 | 0 | 0 | 0 | 0 | 0 | 0 | 0 | 0 | 0 | 0 | 0 | 0 | 0 | 0 | 0 | 0 | 0 | 0 | 0 | 0 | 0 | 0 | 0 | 0 | 0 | 0 | 0 | 0 | 0 | 0 | 0 | 0 | 0 | 0 | 0 | 0 | 0 | 0 | 0 | 0 | 0 | 0 | 0 | 0 | 0 | 0 | 0 | 0 | 0 | 0 | 0 | 0 | 0 | 0 | 0 | 0 | 0 | 0 | 0 | 0 | 0 | 0 | 0 | 0 | 0 | 0 | 0 | 0 | 0 | 0 | 0 | 0 |  |  | 0 | 0 | 0 | 0 | 0 | 0 |  | 0 | 0 | 0 | 0 | 0 | 0 | 0 | 0 | 0 | 0 | 0 | 0 | 0 | 0 | 0 | 0 | 0 | 0 | 0
108 |  | 1 |  |  |  |  | 0 |  |  |  | 0 | 0 | [6 empty] | 0 |  |  |  |  | 0% | 0 | 0 | 0 | 0 | 0 | 0 |  |  | 0 | 0% | 0 | 0 | 0 | 0 | 0 | NewControlTypes | 0 | 0 | 0 | 0 | 0 | 0 | 0 | 0 | 0 | 0 | 0 | 0 | 0 | 0 | 0 | 0 | 0 | 0 | 0 | 0 | 0 | 0 | 0 | 0 | 0 | 0 | 0 | 0 | 0 | 0 | 0 | 0 | 0 | 0 | 0 | 0 | 0 | 0 | 0 | 0 | 0 | 0 | 0 | 0 | 0 | 0 | 0 | 0 | 0 | 0 | 0 | 0 | 0 | 0 | 0 | 0 | 0 | 0 | 0 | 0 | 0 | 0 | 0 | 0 | 0 | 0 | 0 | 0 | 0 | 0 | 0 | 0 | 0 | 0 | 0 | 0 | 0 | 0 | 0 | 0 | 0 |  |  | 0 | 0 | 0 | 0 | 0 | 0 |  | 0 | 0 | 0 | 0 | 0 | 0 | 0 | 0 | 0 | 0 | 0 | 0 | 0 | 0 | 0 | 0 | 0 | 0 | 0
109 |  | 1 |  |  |  |  | 0 |  |  |  | 0 | 0 | [6 empty] | 0 |  |  |  |  | 0% | 0 | 0 | 0 | 0 | 0 | 0 |  |  | 0 | 0% | 0 | 0 | 0 | 0 | 0 | NewControlTypes | 0 | 0 | 0 | 0 | 0 | 0 | 0 | 0 | 0 | 0 | 0 | 0 | 0 | 0 | 0 | 0 | 0 | 0 | 0 | 0 | 0 | 0 | 0 | 0 | 0 | 0 | 0 | 0 | 0 | 0 | 0 | 0 | 0 | 0 | 0 | 0 | 0 | 0 | 0 | 0 | 0 | 0 | 0 | 0 | 0 | 0 | 0 | 0 | 0 | 0 | 0 | 0 | 0 | 0 | 0 | 0 | 0 | 0 | 0 | 0 | 0 | 0 | 0 | 0 | 0 | 0 | 0 | 0 | 0 | 0 | 0 | 0 | 0 | 0 | 0 | 0 | 0 | 0 | 0 | 0 | 0 |  |  | 0 | 0 | 0 | 0 | 0 | 0 |  | 0 | 0 | 0 | 0 | 0 | 0 | 0 | 0 | 0 | 0 | 0 | 0 | 0 | 0 | 0 | 0 | 0 | 0 | 0
110 |  | 1 |  |  |  |  | 0 |  |  |  | 0 | 0 | [6 empty] | 0 |  |  |  |  | 0% | 0 | 0 | 0 | 0 | 0 | 0 |  |  | 0 | 0% | 0 | 0 | 0 | 0 | 0 | NewControlTypes | 0 | 0 | 0 | 0 | 0 | 0 | 0 | 0 | 0 | 0 | 0 | 0 | 0 | 0 | 0 | 0 | 0 | 0 | 0 | 0 | 0 | 0 | 0 | 0 | 0 | 0 | 0 | 0 | 0 | 0 | 0 | 0 | 0 | 0 | 0 | 0 | 0 | 0 | 0 | 0 | 0 | 0 | 0 | 0 | 0 | 0 | 0 | 0 | 0 | 0 | 0 | 0 | 0 | 0 | 0 | 0 | 0 | 0 | 0 | 0 | 0 | 0 | 0 | 0 | 0 | 0 | 0 | 0 | 0 | 0 | 0 | 0 | 0 | 0 | 0 | 0 | 0 | 0 | 0 | 0 | 0 |  |  | 0 | 0 | 0 | 0 | 0 | 0 |  | 0 | 0 | 0 | 0 | 0 | 0 | 0 | 0 | 0 | 0 | 0 | 0 | 0 | 0 | 0 | 0 | 0 | 0 | 0
111 |  | 1 |  |  |  |  | 0 |  |  |  | 0 | 0 | [6 empty] | 0 |  |  |  |  | 0% | 0 | 0 | 0 | 0 | 0 | 0 |  |  | 0 | 0% | 0 | 0 | 0 | 0 | 0 | NewControlTypes | 0 | 0 | 0 | 0 | 0 | 0 | 0 | 0 | 0 | 0 | 0 | 0 | 0 | 0 | 0 | 0 | 0 | 0 | 0 | 0 | 0 | 0 | 0 | 0 | 0 | 0 | 0 | 0 | 0 | 0 | 0 | 0 | 0 | 0 | 0 | 0 | 0 | 0 | 0 | 0 | 0 | 0 | 0 | 0 | 0 | 0 | 0 | 0 | 0 | 0 | 0 | 0 | 0 | 0 | 0 | 0 | 0 | 0 | 0 | 0 | 0 | 0 | 0 | 0 | 0 | 0 | 0 | 0 | 0 | 0 | 0 | 0 | 0 | 0 | 0 | 0 | 0 | 0 | 0 | 0 | 0 |  |  | 0 | 0 | 0 | 0 | 0 | 0 |  | 0 | 0 | 0 | 0 | 0 | 0 | 0 | 0 | 0 | 0 | 0 | 0 | 0 | 0 | 0 | 0 | 0 | 0 | 0
112 |  | 1 |  |  |  |  | 0 |  |  |  | 0 | 0 | [6 empty] | 0 |  |  |  |  | 0% | 0 | 0 | 0 | 0 | 0 | 0 |  |  | 0 | 0% | 0 | 0 | 0 | 0 | 0 | NewControlTypes | 0 | 0 | 0 | 0 | 0 | 0 | 0 | 0 | 0 | 0 | 0 | 0 | 0 | 0 | 0 | 0 | 0 | 0 | 0 | 0 | 0 | 0 | 0 | 0 | 0 | 0 | 0 | 0 | 0 | 0 | 0 | 0 | 0 | 0 | 0 | 0 | 0 | 0 | 0 | 0 | 0 | 0 | 0 | 0 | 0 | 0 | 0 | 0 | 0 | 0 | 0 | 0 | 0 | 0 | 0 | 0 | 0 | 0 | 0 | 0 | 0 | 0 | 0 | 0 | 0 | 0 | 0 | 0 | 0 | 0 | 0 | 0 | 0 | 0 | 0 | 0 | 0 | 0 | 0 | 0 | 0 |  |  | 0 | 0 | 0 | 0 | 0 | 0 |  | 0 | 0 | 0 | 0 | 0 | 0 | 0 | 0 | 0 | 0 | 0 | 0 | 0 | 0 | 0 | 0 | 0 | 0 | 0
113 |  | 1 |  |  |  |  | 0 |  |  |  | 0 | 0 | [6 empty] | 0 |  |  |  |  | 0% | 0 | 0 | 0 | 0 | 0 | 0 |  |  | 0 | 0% | 0 | 0 | 0 | 0 | 0 | NewControlTypes | 0 | 0 | 0 | 0 | 0 | 0 | 0 | 0 | 0 | 0 | 0 | 0 | 0 | 0 | 0 | 0 | 0 | 0 | 0 | 0 | 0 | 0 | 0 | 0 | 0 | 0 | 0 | 0 | 0 | 0 | 0 | 0 | 0 | 0 | 0 | 0 | 0 | 0 | 0 | 0 | 0 | 0 | 0 | 0 | 0 | 0 | 0 | 0 | 0 | 0 | 0 | 0 | 0 | 0 | 0 | 0 | 0 | 0 | 0 | 0 | 0 | 0 | 0 | 0 | 0 | 0 | 0 | 0 | 0 | 0 | 0 | 0 | 0 | 0 | 0 | 0 | 0 | 0 | 0 | 0 | 0 |  |  | 0 | 0 | 0 | 0 | 0 | 0 |  | 0 | 0 | 0 | 0 | 0 | 0 | 0 | 0 | 0 | 0 | 0 | 0 | 0 | 0 | 0 | 0 | 0 | 0 | 0
114 |  | 1 |  |  |  |  | 0 |  |  |  | 0 | 0 | [6 empty] | 0 |  |  |  |  | 0% | 0 | 0 | 0 | 0 | 0 | 0 |  |  | 0 | 0% | 0 | 0 | 0 | 0 | 0 | NewControlTypes | 0 | 0 | 0 | 0 | 0 | 0 | 0 | 0 | 0 | 0 | 0 | 0 | 0 | 0 | 0 | 0 | 0 | 0 | 0 | 0 | 0 | 0 | 0 | 0 | 0 | 0 | 0 | 0 | 0 | 0 | 0 | 0 | 0 | 0 | 0 | 0 | 0 | 0 | 0 | 0 | 0 | 0 | 0 | 0 | 0 | 0 | 0 | 0 | 0 | 0 | 0 | 0 | 0 | 0 | 0 | 0 | 0 | 0 | 0 | 0 | 0 | 0 | 0 | 0 | 0 | 0 | 0 | 0 | 0 | 0 | 0 | 0 | 0 | 0 | 0 | 0 | 0 | 0 | 0 | 0 | 0 |  |  | 0 | 0 | 0 | 0 | 0 | 0 |  | 0 | 0 | 0 | 0 | 0 | 0 | 0 | 0 | 0 | 0 | 0 | 0 | 0 | 0 | 0 | 0 | 0 | 0 | 0
115 |  | 1 |  |  |  |  | 0 |  |  |  | 0 | 0 | [6 empty] | 0 |  |  |  |  | 0% | 0 | 0 | 0 | 0 | 0 | 0 |  |  | 0 | 0% | 0 | 0 | 0 | 0 | 0 | NewControlTypes | 0 | 0 | 0 | 0 | 0 | 0 | 0 | 0 | 0 | 0 | 0 | 0 | 0 | 0 | 0 | 0 | 0 | 0 | 0 | 0 | 0 | 0 | 0 | 0 | 0 | 0 | 0 | 0 | 0 | 0 | 0 | 0 | 0 | 0 | 0 | 0 | 0 | 0 | 0 | 0 | 0 | 0 | 0 | 0 | 0 | 0 | 0 | 0 | 0 | 0 | 0 | 0 | 0 | 0 | 0 | 0 | 0 | 0 | 0 | 0 | 0 | 0 | 0 | 0 | 0 | 0 | 0 | 0 | 0 | 0 | 0 | 0 | 0 | 0 | 0 | 0 | 0 | 0 | 0 | 0 | 0 |  |  | 0 | 0 | 0 | 0 | 0 | 0 |  | 0 | 0 | 0 | 0 | 0 | 0 | 0 | 0 | 0 | 0 | 0 | 0 | 0 | 0 | 0 | 0 | 0 | 0 | 0
116 |  | 1 |  |  |  |  | 0 |  |  |  | 0 | 0 | [6 empty] | 0 |  |  |  |  | 0% | 0 | 0 | 0 | 0 | 0 | 0 |  |  | 0 | 0% | 0 | 0 | 0 | 0 | 0 | NewControlTypes | 0 | 0 | 0 | 0 | 0 | 0 | 0 | 0 | 0 | 0 | 0 | 0 | 0 | 0 | 0 | 0 | 0 | 0 | 0 | 0 | 0 | 0 | 0 | 0 | 0 | 0 | 0 | 0 | 0 | 0 | 0 | 0 | 0 | 0 | 0 | 0 | 0 | 0 | 0 | 0 | 0 | 0 | 0 | 0 | 0 | 0 | 0 | 0 | 0 | 0 | 0 | 0 | 0 | 0 | 0 | 0 | 0 | 0 | 0 | 0 | 0 | 0 | 0 | 0 | 0 | 0 | 0 | 0 | 0 | 0 | 0 | 0 | 0 | 0 | 0 | 0 | 0 | 0 | 0 | 0 | 0 |  |  | 0 | 0 | 0 | 0 | 0 | 0 |  | 0 | 0 | 0 | 0 | 0 | 0 | 0 | 0 | 0 | 0 | 0 | 0 | 0 | 0 | 0 | 0 | 0 | 0 | 0
117 |  | 1 |  |  |  |  | 0 |  |  |  | 0 | 0 | [6 empty] | 0 |  |  |  |  | 0% | 0 | 0 | 0 | 0 | 0 | 0 |  |  | 0 | 0% | 0 | 0 | 0 | 0 | 0 | NewControlTypes | 0 | 0 | 0 | 0 | 0 | 0 | 0 | 0 | 0 | 0 | 0 | 0 | 0 | 0 | 0 | 0 | 0 | 0 | 0 | 0 | 0 | 0 | 0 | 0 | 0 | 0 | 0 | 0 | 0 | 0 | 0 | 0 | 0 | 0 | 0 | 0 | 0 | 0 | 0 | 0 | 0 | 0 | 0 | 0 | 0 | 0 | 0 | 0 | 0 | 0 | 0 | 0 | 0 | 0 | 0 | 0 | 0 | 0 | 0 | 0 | 0 | 0 | 0 | 0 | 0 | 0 | 0 | 0 | 0 | 0 | 0 | 0 | 0 | 0 | 0 | 0 | 0 | 0 | 0 | 0 | 0 |  |  | 0 | 0 | 0 | 0 | 0 | 0 |  | 0 | 0 | 0 | 0 | 0 | 0 | 0 | 0 | 0 | 0 | 0 | 0 | 0 | 0 | 0 | 0 | 0 | 0 | 0
118 |  | 1 |  |  |  |  | 0 |  |  |  | 0 | 0 | [6 empty] | 0 |  |  |  |  | 0% | 0 | 0 | 0 | 0 | 0 | 0 |  |  | 0 | 0% | 0 | 0 | 0 | 0 | 0 | NewControlTypes | 0 | 0 | 0 | 0 | 0 | 0 | 0 | 0 | 0 | 0 | 0 | 0 | 0 | 0 | 0 | 0 | 0 | 0 | 0 | 0 | 0 | 0 | 0 | 0 | 0 | 0 | 0 | 0 | 0 | 0 | 0 | 0 | 0 | 0 | 0 | 0 | 0 | 0 | 0 | 0 | 0 | 0 | 0 | 0 | 0 | 0 | 0 | 0 | 0 | 0 | 0 | 0 | 0 | 0 | 0 | 0 | 0 | 0 | 0 | 0 | 0 | 0 | 0 | 0 | 0 | 0 | 0 | 0 | 0 | 0 | 0 | 0 | 0 | 0 | 0 | 0 | 0 | 0 | 0 | 0 | 0 |  |  | 0 | 0 | 0 | 0 | 0 | 0 |  | 0 | 0 | 0 | 0 | 0 | 0 | 0 | 0 | 0 | 0 | 0 | 0 | 0 | 0 | 0 | 0 | 0 | 0 | 0
119 |  | 1 |  |  |  |  | 0 |  |  |  | 0 | 0 | [6 empty] | 0 |  |  |  |  | 0% | 0 | 0 | 0 | 0 | 0 | 0 |  |  | 0 | 0% | 0 | 0 | 0 | 0 | 0 | NewControlTypes | 0 | 0 | 0 | 0 | 0 | 0 | 0 | 0 | 0 | 0 | 0 | 0 | 0 | 0 | 0 | 0 | 0 | 0 | 0 | 0 | 0 | 0 | 0 | 0 | 0 | 0 | 0 | 0 | 0 | 0 | 0 | 0 | 0 | 0 | 0 | 0 | 0 | 0 | 0 | 0 | 0 | 0 | 0 | 0 | 0 | 0 | 0 | 0 | 0 | 0 | 0 | 0 | 0 | 0 | 0 | 0 | 0 | 0 | 0 | 0 | 0 | 0 | 0 | 0 | 0 | 0 | 0 | 0 | 0 | 0 | 0 | 0 | 0 | 0 | 0 | 0 | 0 | 0 | 0 | 0 | 0 |  |  | 0 | 0 | 0 | 0 | 0 | 0 |  | 0 | 0 | 0 | 0 | 0 | 0 | 0 | 0 | 0 | 0 | 0 | 0 | 0 | 0 | 0 | 0 | 0 | 0 | 0
120 |  | 1 |  |  |  |  | 0 |  |  |  | 0 | 0 | [6 empty] | 0 |  |  |  |  | 0% | 0 | 0 | 0 | 0 | 0 | 0 |  |  | 0 | 0% | 0 | 0 | 0 | 0 | 0 | NewControlTypes | 0 | 0 | 0 | 0 | 0 | 0 | 0 | 0 | 0 | 0 | 0 | 0 | 0 | 0 | 0 | 0 | 0 | 0 | 0 | 0 | 0 | 0 | 0 | 0 | 0 | 0 | 0 | 0 | 0 | 0 | 0 | 0 | 0 | 0 | 0 | 0 | 0 | 0 | 0 | 0 | 0 | 0 | 0 | 0 | 0 | 0 | 0 | 0 | 0 | 0 | 0 | 0 | 0 | 0 | 0 | 0 | 0 | 0 | 0 | 0 | 0 | 0 | 0 | 0 | 0 | 0 | 0 | 0 | 0 | 0 | 0 | 0 | 0 | 0 | 0 | 0 | 0 | 0 | 0 | 0 | 0 |  |  | 0 | 0 | 0 | 0 | 0 | 0 |  | 0 | 0 | 0 | 0 | 0 | 0 | 0 | 0 | 0 | 0 | 0 | 0 | 0 | 0 | 0 | 0 | 0 | 0 | 0
121 |  | 1 |  |  |  |  | 0 |  |  |  | 0 | 0 | [6 empty] | 0 |  |  |  |  | 0% | 0 | 0 | 0 | 0 | 0 | 0 |  |  | 0 | 0% | 0 | 0 | 0 | 0 | 0 | NewControlTypes | 0 | 0 | 0 | 0 | 0 | 0 | 0 | 0 | 0 | 0 | 0 | 0 | 0 | 0 | 0 | 0 | 0 | 0 | 0 | 0 | 0 | 0 | 0 | 0 | 0 | 0 | 0 | 0 | 0 | 0 | 0 | 0 | 0 | 0 | 0 | 0 | 0 | 0 | 0 | 0 | 0 | 0 | 0 | 0 | 0 | 0 | 0 | 0 | 0 | 0 | 0 | 0 | 0 | 0 | 0 | 0 | 0 | 0 | 0 | 0 | 0 | 0 | 0 | 0 | 0 | 0 | 0 | 0 | 0 | 0 | 0 | 0 | 0 | 0 | 0 | 0 | 0 | 0 | 0 | 0 | 0 |  |  | 0 | 0 | 0 | 0 | 0 | 0 |  | 0 | 0 | 0 | 0 | 0 | 0 | 0 | 0 | 0 | 0 | 0 | 0 | 0 | 0 | 0 | 0 | 0 | 0 | 0
122 |  | 1 |  |  |  |  | 0 |  |  |  | 0 | 0 | [6 empty] | 0 |  |  |  |  | 0% | 0 | 0 | 0 | 0 | 0 | 0 |  |  | 0 | 0% | 0 | 0 | 0 | 0 | 0 | NewControlTypes | 0 | 0 | 0 | 0 | 0 | 0 | 0 | 0 | 0 | 0 | 0 | 0 | 0 | 0 | 0 | 0 | 0 | 0 | 0 | 0 | 0 | 0 | 0 | 0 | 0 | 0 | 0 | 0 | 0 | 0 | 0 | 0 | 0 | 0 | 0 | 0 | 0 | 0 | 0 | 0 | 0 | 0 | 0 | 0 | 0 | 0 | 0 | 0 | 0 | 0 | 0 | 0 | 0 | 0 | 0 | 0 | 0 | 0 | 0 | 0 | 0 | 0 | 0 | 0 | 0 | 0 | 0 | 0 | 0 | 0 | 0 | 0 | 0 | 0 | 0 | 0 | 0 | 0 | 0 | 0 | 0 |  |  | 0 | 0 | 0 | 0 | 0 | 0 |  | 0 | 0 | 0 | 0 | 0 | 0 | 0 | 0 | 0 | 0 | 0 | 0 | 0 | 0 | 0 | 0 | 0 | 0 | 0
123 |  | 1 |  |  |  |  | 0 |  |  |  | 0 | 0 | [6 empty] | 0 |  |  |  |  | 0% | 0 | 0 | 0 | 0 | 0 | 0 |  |  | 0 | 0% | 0 | 0 | 0 | 0 | 0 | NewControlTypes | 0 | 0 | 0 | 0 | 0 | 0 | 0 | 0 | 0 | 0 | 0 | 0 | 0 | 0 | 0 | 0 | 0 | 0 | 0 | 0 | 0 | 0 | 0 | 0 | 0 | 0 | 0 | 0 | 0 | 0 | 0 | 0 | 0 | 0 | 0 | 0 | 0 | 0 | 0 | 0 | 0 | 0 | 0 | 0 | 0 | 0 | 0 | 0 | 0 | 0 | 0 | 0 | 0 | 0 | 0 | 0 | 0 | 0 | 0 | 0 | 0 | 0 | 0 | 0 | 0 | 0 | 0 | 0 | 0 | 0 | 0 | 0 | 0 | 0 | 0 | 0 | 0 | 0 | 0 | 0 | 0 |  |  | 0 | 0 | 0 | 0 | 0 | 0 |  | 0 | 0 | 0 | 0 | 0 | 0 | 0 | 0 | 0 | 0 | 0 | 0 | 0 | 0 | 0 | 0 | 0 | 0 | 0
124 |  | 1 |  |  |  |  | 0 |  |  |  | 0 | 0 | [6 empty] | 0 |  |  |  |  | 0% | 0 | 0 | 0 | 0 | 0 | 0 |  |  | 0 | 0% | 0 | 0 | 0 | 0 | 0 | NewControlTypes | 0 | 0 | 0 | 0 | 0 | 0 | 0 | 0 | 0 | 0 | 0 | 0 | 0 | 0 | 0 | 0 | 0 | 0 | 0 | 0 | 0 | 0 | 0 | 0 | 0 | 0 | 0 | 0 | 0 | 0 | 0 | 0 | 0 | 0 | 0 | 0 | 0 | 0 | 0 | 0 | 0 | 0 | 0 | 0 | 0 | 0 | 0 | 0 | 0 | 0 | 0 | 0 | 0 | 0 | 0 | 0 | 0 | 0 | 0 | 0 | 0 | 0 | 0 | 0 | 0 | 0 | 0 | 0 | 0 | 0 | 0 | 0 | 0 | 0 | 0 | 0 | 0 | 0 | 0 | 0 | 0 |  |  | 0 | 0 | 0 | 0 | 0 | 0 |  | 0 | 0 | 0 | 0 | 0 | 0 | 0 | 0 | 0 | 0 | 0 | 0 | 0 | 0 | 0 | 0 | 0 | 0 | 0
125 |  | 1 |  |  |  |  | 0 |  |  |  | 0 | 0 | [6 empty] | 0 |  |  |  |  | 0% | 0 | 0 | 0 | 0 | 0 | 0 |  |  | 0 | 0% | 0 | 0 | 0 | 0 | 0 | NewControlTypes | 0 | 0 | 0 | 0 | 0 | 0 | 0 | 0 | 0 | 0 | 0 | 0 | 0 | 0 | 0 | 0 | 0 | 0 | 0 | 0 | 0 | 0 | 0 | 0 | 0 | 0 | 0 | 0 | 0 | 0 | 0 | 0 | 0 | 0 | 0 | 0 | 0 | 0 | 0 | 0 | 0 | 0 | 0 | 0 | 0 | 0 | 0 | 0 | 0 | 0 | 0 | 0 | 0 | 0 | 0 | 0 | 0 | 0 | 0 | 0 | 0 | 0 | 0 | 0 | 0 | 0 | 0 | 0 | 0 | 0 | 0 | 0 | 0 | 0 | 0 | 0 | 0 | 0 | 0 | 0 | 0 |  |  | 0 | 0 | 0 | 0 | 0 | 0 |  | 0 | 0 | 0 | 0 | 0 | 0 | 0 | 0 | 0 | 0 | 0 | 0 | 0 | 0 | 0 | 0 | 0 | 0 | 0
126 |  | 1 |  |  |  |  | 0 |  |  |  | 0 | 0 | [6 empty] | 0 |  |  |  |  | 0% | 0 | 0 | 0 | 0 | 0 | 0 |  |  | 0 | 0% | 0 | 0 | 0 | 0 | 0 | NewControlTypes | 0 | 0 | 0 | 0 | 0 | 0 | 0 | 0 | 0 | 0 | 0 | 0 | 0 | 0 | 0 | 0 | 0 | 0 | 0 | 0 | 0 | 0 | 0 | 0 | 0 | 0 | 0 | 0 | 0 | 0 | 0 | 0 | 0 | 0 | 0 | 0 | 0 | 0 | 0 | 0 | 0 | 0 | 0 | 0 | 0 | 0 | 0 | 0 | 0 | 0 | 0 | 0 | 0 | 0 | 0 | 0 | 0 | 0 | 0 | 0 | 0 | 0 | 0 | 0 | 0 | 0 | 0 | 0 | 0 | 0 | 0 | 0 | 0 | 0 | 0 | 0 | 0 | 0 | 0 | 0 | 0 |  |  | 0 | 0 | 0 | 0 | 0 | 0 |  | 0 | 0 | 0 | 0 | 0 | 0 | 0 | 0 | 0 | 0 | 0 | 0 | 0 | 0 | 0 | 0 | 0 | 0 | 0
127 |  | 1 |  |  |  |  | 0 |  |  |  | 0 | 0 | [6 empty] | 0 |  |  |  |  | 0% | 0 | 0 | 0 | 0 | 0 | 0 |  |  | 0 | 0% | 0 | 0 | 0 | 0 | 0 | NewControlTypes | 0 | 0 | 0 | 0 | 0 | 0 | 0 | 0 | 0 | 0 | 0 | 0 | 0 | 0 | 0 | 0 | 0 | 0 | 0 | 0 | 0 | 0 | 0 | 0 | 0 | 0 | 0 | 0 | 0 | 0 | 0 | 0 | 0 | 0 | 0 | 0 | 0 | 0 | 0 | 0 | 0 | 0 | 0 | 0 | 0 | 0 | 0 | 0 | 0 | 0 | 0 | 0 | 0 | 0 | 0 | 0 | 0 | 0 | 0 | 0 | 0 | 0 | 0 | 0 | 0 | 0 | 0 | 0 | 0 | 0 | 0 | 0 | 0 | 0 | 0 | 0 | 0 | 0 | 0 | 0 | 0 |  |  | 0 | 0 | 0 | 0 | 0 | 0 |  | 0 | 0 | 0 | 0 | 0 | 0 | 0 | 0 | 0 | 0 | 0 | 0 | 0 | 0 | 0 | 0 | 0 | 0 | 0
128 |  | 1 |  |  |  |  | 0 |  |  |  | 0 | 0 | [6 empty] | 0 |  |  |  |  | 0% | 0 | 0 | 0 | 0 | 0 | 0 |  |  | 0 | 0% | 0 | 0 | 0 | 0 | 0 | NewControlTypes | 0 | 0 | 0 | 0 | 0 | 0 | 0 | 0 | 0 | 0 | 0 | 0 | 0 | 0 | 0 | 0 | 0 | 0 | 0 | 0 | 0 | 0 | 0 | 0 | 0 | 0 | 0 | 0 | 0 | 0 | 0 | 0 | 0 | 0 | 0 | 0 | 0 | 0 | 0 | 0 | 0 | 0 | 0 | 0 | 0 | 0 | 0 | 0 | 0 | 0 | 0 | 0 | 0 | 0 | 0 | 0 | 0 | 0 | 0 | 0 | 0 | 0 | 0 | 0 | 0 | 0 | 0 | 0 | 0 | 0 | 0 | 0 | 0 | 0 | 0 | 0 | 0 | 0 | 0 | 0 | 0 |  |  | 0 | 0 | 0 | 0 | 0 | 0 |  | 0 | 0 | 0 | 0 | 0 | 0 | 0 | 0 | 0 | 0 | 0 | 0 | 0 | 0 | 0 | 0 | 0 | 0 | 0
129 |  | 1 |  |  |  |  | 0 |  |  |  | 0 | 0 | [6 empty] | 0 |  |  |  |  | 0% | 0 | 0 | 0 | 0 | 0 | 0 |  |  | 0 | 0% | 0 | 0 | 0 | 0 | 0 | NewControlTypes | 0 | 0 | 0 | 0 | 0 | 0 | 0 | 0 | 0 | 0 | 0 | 0 | 0 | 0 | 0 | 0 | 0 | 0 | 0 | 0 | 0 | 0 | 0 | 0 | 0 | 0 | 0 | 0 | 0 | 0 | 0 | 0 | 0 | 0 | 0 | 0 | 0 | 0 | 0 | 0 | 0 | 0 | 0 | 0 | 0 | 0 | 0 | 0 | 0 | 0 | 0 | 0 | 0 | 0 | 0 | 0 | 0 | 0 | 0 | 0 | 0 | 0 | 0 | 0 | 0 | 0 | 0 | 0 | 0 | 0 | 0 | 0 | 0 | 0 | 0 | 0 | 0 | 0 | 0 | 0 | 0 |  |  | 0 | 0 | 0 | 0 | 0 | 0 |  | 0 | 0 | 0 | 0 | 0 | 0 | 0 | 0 | 0 | 0 | 0 | 0 | 0 | 0 | 0 | 0 | 0 | 0 | 0
130 |  | 1 |  |  |  |  | 0 |  |  |  | 0 | 0 | [6 empty] | 0 |  |  |  |  | 0% | 0 | 0 | 0 | 0 | 0 | 0 |  |  | 0 | 0% | 0 | 0 | 0 | 0 | 0 | NewControlTypes | 0 | 0 | 0 | 0 | 0 | 0 | 0 | 0 | 0 | 0 | 0 | 0 | 0 | 0 | 0 | 0 | 0 | 0 | 0 | 0 | 0 | 0 | 0 | 0 | 0 | 0 | 0 | 0 | 0 | 0 | 0 | 0 | 0 | 0 | 0 | 0 | 0 | 0 | 0 | 0 | 0 | 0 | 0 | 0 | 0 | 0 | 0 | 0 | 0 | 0 | 0 | 0 | 0 | 0 | 0 | 0 | 0 | 0 | 0 | 0 | 0 | 0 | 0 | 0 | 0 | 0 | 0 | 0 | 0 | 0 | 0 | 0 | 0 | 0 | 0 | 0 | 0 | 0 | 0 | 0 | 0 |  |  | 0 | 0 | 0 | 0 | 0 | 0 |  | 0 | 0 | 0 | 0 | 0 | 0 | 0 | 0 | 0 | 0 | 0 | 0 | 0 | 0 | 0 | 0 | 0 | 0 | 0
131 |  | 1 |  |  |  |  | 0 |  |  |  | 0 | 0 | [6 empty] | 0 |  |  |  |  | 0% | 0 | 0 | 0 | 0 | 0 | 0 |  |  | 0 | 0% | 0 | 0 | 0 | 0 | 0 | NewControlTypes | 0 | 0 | 0 | 0 | 0 | 0 | 0 | 0 | 0 | 0 | 0 | 0 | 0 | 0 | 0 | 0 | 0 | 0 | 0 | 0 | 0 | 0 | 0 | 0 | 0 | 0 | 0 | 0 | 0 | 0 | 0 | 0 | 0 | 0 | 0 | 0 | 0 | 0 | 0 | 0 | 0 | 0 | 0 | 0 | 0 | 0 | 0 | 0 | 0 | 0 | 0 | 0 | 0 | 0 | 0 | 0 | 0 | 0 | 0 | 0 | 0 | 0 | 0 | 0 | 0 | 0 | 0 | 0 | 0 | 0 | 0 | 0 | 0 | 0 | 0 | 0 | 0 | 0 | 0 | 0 | 0 |  |  | 0 | 0 | 0 | 0 | 0 | 0 |  | 0 | 0 | 0 | 0 | 0 | 0 | 0 | 0 | 0 | 0 | 0 | 0 | 0 | 0 | 0 | 0 | 0 | 0 | 0
132 |  | 1 |  |  |  |  | 0 |  |  |  | 0 | 0 | [6 empty] | 0 |  |  |  |  | 0% | 0 | 0 | 0 | 0 | 0 | 0 |  |  | 0 | 0% | 0 | 0 | 0 | 0 | 0 | NewControlTypes | 0 | 0 | 0 | 0 | 0 | 0 | 0 | 0 | 0 | 0 | 0 | 0 | 0 | 0 | 0 | 0 | 0 | 0 | 0 | 0 | 0 | 0 | 0 | 0 | 0 | 0 | 0 | 0 | 0 | 0 | 0 | 0 | 0 | 0 | 0 | 0 | 0 | 0 | 0 | 0 | 0 | 0 | 0 | 0 | 0 | 0 | 0 | 0 | 0 | 0 | 0 | 0 | 0 | 0 | 0 | 0 | 0 | 0 | 0 | 0 | 0 | 0 | 0 | 0 | 0 | 0 | 0 | 0 | 0 | 0 | 0 | 0 | 0 | 0 | 0 | 0 | 0 | 0 | 0 | 0 | 0 |  |  | 0 | 0 | 0 | 0 | 0 | 0 |  | 0 | 0 | 0 | 0 | 0 | 0 | 0 | 0 | 0 | 0 | 0 | 0 | 0 | 0 | 0 | 0 | 0 | 0 | 0
133 |  | 1 |  |  |  |  | 0 |  |  |  | 0 | 0 | [6 empty] | 0 |  |  |  |  | 0% | 0 | 0 | 0 | 0 | 0 | 0 |  |  | 0 | 0% | 0 | 0 | 0 | 0 | 0 | NewControlTypes | 0 | 0 | 0 | 0 | 0 | 0 | 0 | 0 | 0 | 0 | 0 | 0 | 0 | 0 | 0 | 0 | 0 | 0 | 0 | 0 | 0 | 0 | 0 | 0 | 0 | 0 | 0 | 0 | 0 | 0 | 0 | 0 | 0 | 0 | 0 | 0 | 0 | 0 | 0 | 0 | 0 | 0 | 0 | 0 | 0 | 0 | 0 | 0 | 0 | 0 | 0 | 0 | 0 | 0 | 0 | 0 | 0 | 0 | 0 | 0 | 0 | 0 | 0 | 0 | 0 | 0 | 0 | 0 | 0 | 0 | 0 | 0 | 0 | 0 | 0 | 0 | 0 | 0 | 0 | 0 | 0 |  |  | 0 | 0 | 0 | 0 | 0 | 0 |  | 0 | 0 | 0 | 0 | 0 | 0 | 0 | 0 | 0 | 0 | 0 | 0 | 0 | 0 | 0 | 0 | 0 | 0 | 0
134 |  | 1 |  |  |  |  | 0 |  |  |  | 0 | 0 | [6 empty] | 0 |  |  |  |  | 0% | 0 | 0 | 0 | 0 | 0 | 0 |  |  | 0 | 0% | 0 | 0 | 0 | 0 | 0 | NewControlTypes | 0 | 0 | 0 | 0 | 0 | 0 | 0 | 0 | 0 | 0 | 0 | 0 | 0 | 0 | 0 | 0 | 0 | 0 | 0 | 0 | 0 | 0 | 0 | 0 | 0 | 0 | 0 | 0 | 0 | 0 | 0 | 0 | 0 | 0 | 0 | 0 | 0 | 0 | 0 | 0 | 0 | 0 | 0 | 0 | 0 | 0 | 0 | 0 | 0 | 0 | 0 | 0 | 0 | 0 | 0 | 0 | 0 | 0 | 0 | 0 | 0 | 0 | 0 | 0 | 0 | 0 | 0 | 0 | 0 | 0 | 0 | 0 | 0 | 0 | 0 | 0 | 0 | 0 | 0 | 0 | 0 |  |  | 0 | 0 | 0 | 0 | 0 | 0 |  | 0 | 0 | 0 | 0 | 0 | 0 | 0 | 0 | 0 | 0 | 0 | 0 | 0 | 0 | 0 | 0 | 0 | 0 | 0
135 |  | 1 |  |  |  |  | 0 |  |  |  | 0 | 0 | [6 empty] | 0 |  |  |  |  | 0% | 0 | 0 | 0 | 0 | 0 | 0 |  |  | 0 | 0% | 0 | 0 | 0 | 0 | 0 | NewControlTypes | 0 | 0 | 0 | 0 | 0 | 0 | 0 | 0 | 0 | 0 | 0 | 0 | 0 | 0 | 0 | 0 | 0 | 0 | 0 | 0 | 0 | 0 | 0 | 0 | 0 | 0 | 0 | 0 | 0 | 0 | 0 | 0 | 0 | 0 | 0 | 0 | 0 | 0 | 0 | 0 | 0 | 0 | 0 | 0 | 0 | 0 | 0 | 0 | 0 | 0 | 0 | 0 | 0 | 0 | 0 | 0 | 0 | 0 | 0 | 0 | 0 | 0 | 0 | 0 | 0 | 0 | 0 | 0 | 0 | 0 | 0 | 0 | 0 | 0 | 0 | 0 | 0 | 0 | 0 | 0 | 0 |  |  | 0 | 0 | 0 | 0 | 0 | 0 |  | 0 | 0 | 0 | 0 | 0 | 0 | 0 | 0 | 0 | 0 | 0 | 0 | 0 | 0 | 0 | 0 | 0 | 0 | 0
136 |  | 1 |  |  |  |  | 0 |  |  |  | 0 | 0 | [6 empty] | 0 |  |  |  |  | 0% | 0 | 0 | 0 | 0 | 0 | 0 |  |  | 0 | 0% | 0 | 0 | 0 | 0 | 0 | NewControlTypes | 0 | 0 | 0 | 0 | 0 | 0 | 0 | 0 | 0 | 0 | 0 | 0 | 0 | 0 | 0 | 0 | 0 | 0 | 0 | 0 | 0 | 0 | 0 | 0 | 0 | 0 | 0 | 0 | 0 | 0 | 0 | 0 | 0 | 0 | 0 | 0 | 0 | 0 | 0 | 0 | 0 | 0 | 0 | 0 | 0 | 0 | 0 | 0 | 0 | 0 | 0 | 0 | 0 | 0 | 0 | 0 | 0 | 0 | 0 | 0 | 0 | 0 | 0 | 0 | 0 | 0 | 0 | 0 | 0 | 0 | 0 | 0 | 0 | 0 | 0 | 0 | 0 | 0 | 0 | 0 | 0 |  |  | 0 | 0 | 0 | 0 | 0 | 0 |  | 0 | 0 | 0 | 0 | 0 | 0 | 0 | 0 | 0 | 0 | 0 | 0 | 0 | 0 | 0 | 0 | 0 | 0 | 0
137 |  | 1 |  |  |  |  | 0 |  |  |  | 0 | 0 | [6 empty] | 0 |  |  |  |  | 0% | 0 | 0 | 0 | 0 | 0 | 0 |  |  | 0 | 0% | 0 | 0 | 0 | 0 | 0 | NewControlTypes | 0 | 0 | 0 | 0 | 0 | 0 | 0 | 0 | 0 | 0 | 0 | 0 | 0 | 0 | 0 | 0 | 0 | 0 | 0 | 0 | 0 | 0 | 0 | 0 | 0 | 0 | 0 | 0 | 0 | 0 | 0 | 0 | 0 | 0 | 0 | 0 | 0 | 0 | 0 | 0 | 0 | 0 | 0 | 0 | 0 | 0 | 0 | 0 | 0 | 0 | 0 | 0 | 0 | 0 | 0 | 0 | 0 | 0 | 0 | 0 | 0 | 0 | 0 | 0 | 0 | 0 | 0 | 0 | 0 | 0 | 0 | 0 | 0 | 0 | 0 | 0 | 0 | 0 | 0 | 0 | 0 |  |  | 0 | 0 | 0 | 0 | 0 | 0 |  | 0 | 0 | 0 | 0 | 0 | 0 | 0 | 0 | 0 | 0 | 0 | 0 | 0 | 0 | 0 | 0 | 0 | 0 | 0
138 |  | 1 |  |  |  |  | 0 |  |  |  | 0 | 0 | [6 empty] | 0 |  |  |  |  | 0% | 0 | 0 | 0 | 0 | 0 | 0 |  |  | 0 | 0% | 0 | 0 | 0 | 0 | 0 | NewControlTypes | 0 | 0 | 0 | 0 | 0 | 0 | 0 | 0 | 0 | 0 | 0 | 0 | 0 | 0 | 0 | 0 | 0 | 0 | 0 | 0 | 0 | 0 | 0 | 0 | 0 | 0 | 0 | 0 | 0 | 0 | 0 | 0 | 0 | 0 | 0 | 0 | 0 | 0 | 0 | 0 | 0 | 0 | 0 | 0 | 0 | 0 | 0 | 0 | 0 | 0 | 0 | 0 | 0 | 0 | 0 | 0 | 0 | 0 | 0 | 0 | 0 | 0 | 0 | 0 | 0 | 0 | 0 | 0 | 0 | 0 | 0 | 0 | 0 | 0 | 0 | 0 | 0 | 0 | 0 | 0 | 0 |  |  | 0 | 0 | 0 | 0 | 0 | 0 |  | 0 | 0 | 0 | 0 | 0 | 0 | 0 | 0 | 0 | 0 | 0 | 0 | 0 | 0 | 0 | 0 | 0 | 0 | 0
139 |  | 1 |  |  |  |  | 0 |  |  |  | 0 | 0 | [6 empty] | 0 |  |  |  |  | 0% | 0 | 0 | 0 | 0 | 0 | 0 |  |  | 0 | 0% | 0 | 0 | 0 | 0 | 0 | NewControlTypes | 0 | 0 | 0 | 0 | 0 | 0 | 0 | 0 | 0 | 0 | 0 | 0 | 0 | 0 | 0 | 0 | 0 | 0 | 0 | 0 | 0 | 0 | 0 | 0 | 0 | 0 | 0 | 0 | 0 | 0 | 0 | 0 | 0 | 0 | 0 | 0 | 0 | 0 | 0 | 0 | 0 | 0 | 0 | 0 | 0 | 0 | 0 | 0 | 0 | 0 | 0 | 0 | 0 | 0 | 0 | 0 | 0 | 0 | 0 | 0 | 0 | 0 | 0 | 0 | 0 | 0 | 0 | 0 | 0 | 0 | 0 | 0 | 0 | 0 | 0 | 0 | 0 | 0 | 0 | 0 | 0 |  |  | 0 | 0 | 0 | 0 | 0 | 0 |  | 0 | 0 | 0 | 0 | 0 | 0 | 0 | 0 | 0 | 0 | 0 | 0 | 0 | 0 | 0 | 0 | 0 | 0 | 0
140 |  | 1 |  |  |  |  | 0 |  |  |  | 0 | 0 | [6 empty] | 0 |  |  |  |  | 0% | 0 | 0 | 0 | 0 | 0 | 0 |  |  | 0 | 0% | 0 | 0 | 0 | 0 | 0 | NewControlTypes | 0 | 0 | 0 | 0 | 0 | 0 | 0 | 0 | 0 | 0 | 0 | 0 | 0 | 0 | 0 | 0 | 0 | 0 | 0 | 0 | 0 | 0 | 0 | 0 | 0 | 0 | 0 | 0 | 0 | 0 | 0 | 0 | 0 | 0 | 0 | 0 | 0 | 0 | 0 | 0 | 0 | 0 | 0 | 0 | 0 | 0 | 0 | 0 | 0 | 0 | 0 | 0 | 0 | 0 | 0 | 0 | 0 | 0 | 0 | 0 | 0 | 0 | 0 | 0 | 0 | 0 | 0 | 0 | 0 | 0 | 0 | 0 | 0 | 0 | 0 | 0 | 0 | 0 | 0 | 0 | 0 |  |  | 0 | 0 | 0 | 0 | 0 | 0 |  | 0 | 0 | 0 | 0 | 0 | 0 | 0 | 0 | 0 | 0 | 0 | 0 | 0 | 0 | 0 | 0 | 0 | 0 | 0
141 |  | 1 |  |  |  |  | 0 |  |  |  | 0 | 0 | [6 empty] | 0 |  |  |  |  | 0% | 0 | 0 | 0 | 0 | 0 | 0 |  |  | 0 | 0% | 0 | 0 | 0 | 0 | 0 | NewControlTypes | 0 | 0 | 0 | 0 | 0 | 0 | 0 | 0 | 0 | 0 | 0 | 0 | 0 | 0 | 0 | 0 | 0 | 0 | 0 | 0 | 0 | 0 | 0 | 0 | 0 | 0 | 0 | 0 | 0 | 0 | 0 | 0 | 0 | 0 | 0 | 0 | 0 | 0 | 0 | 0 | 0 | 0 | 0 | 0 | 0 | 0 | 0 | 0 | 0 | 0 | 0 | 0 | 0 | 0 | 0 | 0 | 0 | 0 | 0 | 0 | 0 | 0 | 0 | 0 | 0 | 0 | 0 | 0 | 0 | 0 | 0 | 0 | 0 | 0 | 0 | 0 | 0 | 0 | 0 | 0 | 0 |  |  | 0 | 0 | 0 | 0 | 0 | 0 |  | 0 | 0 | 0 | 0 | 0 | 0 | 0 | 0 | 0 | 0 | 0 | 0 | 0 | 0 | 0 | 0 | 0 | 0 | 0
142 |  | 1 |  |  |  |  | 0 |  |  |  | 0 | 0 | [6 empty] | 0 |  |  |  |  | 0% | 0 | 0 | 0 | 0 | 0 | 0 |  |  | 0 | 0% | 0 | 0 | 0 | 0 | 0 | NewControlTypes | 0 | 0 | 0 | 0 | 0 | 0 | 0 | 0 | 0 | 0 | 0 | 0 | 0 | 0 | 0 | 0 | 0 | 0 | 0 | 0 | 0 | 0 | 0 | 0 | 0 | 0 | 0 | 0 | 0 | 0 | 0 | 0 | 0 | 0 | 0 | 0 | 0 | 0 | 0 | 0 | 0 | 0 | 0 | 0 | 0 | 0 | 0 | 0 | 0 | 0 | 0 | 0 | 0 | 0 | 0 | 0 | 0 | 0 | 0 | 0 | 0 | 0 | 0 | 0 | 0 | 0 | 0 | 0 | 0 | 0 | 0 | 0 | 0 | 0 | 0 | 0 | 0 | 0 | 0 | 0 | 0 |  |  | 0 | 0 | 0 | 0 | 0 | 0 |  | 0 | 0 | 0 | 0 | 0 | 0 | 0 | 0 | 0 | 0 | 0 | 0 | 0 | 0 | 0 | 0 | 0 | 0 | 0
143 |  | 1 |  |  |  |  | 0 |  |  |  | 0 | 0 | [6 empty] | 0 |  |  |  |  | 0% | 0 | 0 | 0 | 0 | 0 | 0 |  |  | 0 | 0% | 0 | 0 | 0 | 0 | 0 | NewControlTypes | 0 | 0 | 0 | 0 | 0 | 0 | 0 | 0 | 0 | 0 | 0 | 0 | 0 | 0 | 0 | 0 | 0 | 0 | 0 | 0 | 0 | 0 | 0 | 0 | 0 | 0 | 0 | 0 | 0 | 0 | 0 | 0 | 0 | 0 | 0 | 0 | 0 | 0 | 0 | 0 | 0 | 0 | 0 | 0 | 0 | 0 | 0 | 0 | 0 | 0 | 0 | 0 | 0 | 0 | 0 | 0 | 0 | 0 | 0 | 0 | 0 | 0 | 0 | 0 | 0 | 0 | 0 | 0 | 0 | 0 | 0 | 0 | 0 | 0 | 0 | 0 | 0 | 0 | 0 | 0 | 0 |  |  | 0 | 0 | 0 | 0 | 0 | 0 |  | 0 | 0 | 0 | 0 | 0 | 0 | 0 | 0 | 0 | 0 | 0 | 0 | 0 | 0 | 0 | 0 | 0 | 0 | 0
144 |  | 1 |  |  |  |  | 0 |  |  |  | 0 | 0 | [6 empty] | 0 |  |  |  |  | 0% | 0 | 0 | 0 | 0 | 0 | 0 |  |  | 0 | 0% | 0 | 0 | 0 | 0 | 0 | NewControlTypes | 0 | 0 | 0 | 0 | 0 | 0 | 0 | 0 | 0 | 0 | 0 | 0 | 0 | 0 | 0 | 0 | 0 | 0 | 0 | 0 | 0 | 0 | 0 | 0 | 0 | 0 | 0 | 0 | 0 | 0 | 0 | 0 | 0 | 0 | 0 | 0 | 0 | 0 | 0 | 0 | 0 | 0 | 0 | 0 | 0 | 0 | 0 | 0 | 0 | 0 | 0 | 0 | 0 | 0 | 0 | 0 | 0 | 0 | 0 | 0 | 0 | 0 | 0 | 0 | 0 | 0 | 0 | 0 | 0 | 0 | 0 | 0 | 0 | 0 | 0 | 0 | 0 | 0 | 0 | 0 | 0 |  |  | 0 | 0 | 0 | 0 | 0 | 0 |  | 0 | 0 | 0 | 0 | 0 | 0 | 0 | 0 | 0 | 0 | 0 | 0 | 0 | 0 | 0 | 0 | 0 | 0 | 0
145 |  | 1 |  |  |  |  | 0 |  |  |  | 0 | 0 | [6 empty] | 0 |  |  |  |  | 0% | 0 | 0 | 0 | 0 | 0 | 0 |  |  | 0 | 0% | 0 | 0 | 0 | 0 | 0 | NewControlTypes | 0 | 0 | 0 | 0 | 0 | 0 | 0 | 0 | 0 | 0 | 0 | 0 | 0 | 0 | 0 | 0 | 0 | 0 | 0 | 0 | 0 | 0 | 0 | 0 | 0 | 0 | 0 | 0 | 0 | 0 | 0 | 0 | 0 | 0 | 0 | 0 | 0 | 0 | 0 | 0 | 0 | 0 | 0 | 0 | 0 | 0 | 0 | 0 | 0 | 0 | 0 | 0 | 0 | 0 | 0 | 0 | 0 | 0 | 0 | 0 | 0 | 0 | 0 | 0 | 0 | 0 | 0 | 0 | 0 | 0 | 0 | 0 | 0 | 0 | 0 | 0 | 0 | 0 | 0 | 0 | 0 |  |  | 0 | 0 | 0 | 0 | 0 | 0 |  | 0 | 0 | 0 | 0 | 0 | 0 | 0 | 0 | 0 | 0 | 0 | 0 | 0 | 0 | 0 | 0 | 0 | 0 | 0
146 |  | 1 |  |  |  |  | 0 |  |  |  | 0 | 0 | [6 empty] | 0 |  |  |  |  | 0% | 0 | 0 | 0 | 0 | 0 | 0 |  |  | 0 | 0% | 0 | 0 | 0 | 0 | 0 | NewControlTypes | 0 | 0 | 0 | 0 | 0 | 0 | 0 | 0 | 0 | 0 | 0 | 0 | 0 | 0 | 0 | 0 | 0 | 0 | 0 | 0 | 0 | 0 | 0 | 0 | 0 | 0 | 0 | 0 | 0 | 0 | 0 | 0 | 0 | 0 | 0 | 0 | 0 | 0 | 0 | 0 | 0 | 0 | 0 | 0 | 0 | 0 | 0 | 0 | 0 | 0 | 0 | 0 | 0 | 0 | 0 | 0 | 0 | 0 | 0 | 0 | 0 | 0 | 0 | 0 | 0 | 0 | 0 | 0 | 0 | 0 | 0 | 0 | 0 | 0 | 0 | 0 | 0 | 0 | 0 | 0 | 0 |  |  | 0 | 0 | 0 | 0 | 0 | 0 |  | 0 | 0 | 0 | 0 | 0 | 0 | 0 | 0 | 0 | 0 | 0 | 0 | 0 | 0 | 0 | 0 | 0 | 0 | 0
147 |  | 1 |  |  |  |  | 0 |  |  |  | 0 | 0 | [6 empty] | 0 |  |  |  |  | 0% | 0 | 0 | 0 | 0 | 0 | 0 |  |  | 0 | 0% | 0 | 0 | 0 | 0 | 0 | NewControlTypes | 0 | 0 | 0 | 0 | 0 | 0 | 0 | 0 | 0 | 0 | 0 | 0 | 0 | 0 | 0 | 0 | 0 | 0 | 0 | 0 | 0 | 0 | 0 | 0 | 0 | 0 | 0 | 0 | 0 | 0 | 0 | 0 | 0 | 0 | 0 | 0 | 0 | 0 | 0 | 0 | 0 | 0 | 0 | 0 | 0 | 0 | 0 | 0 | 0 | 0 | 0 | 0 | 0 | 0 | 0 | 0 | 0 | 0 | 0 | 0 | 0 | 0 | 0 | 0 | 0 | 0 | 0 | 0 | 0 | 0 | 0 | 0 | 0 | 0 | 0 | 0 | 0 | 0 | 0 | 0 | 0 |  |  | 0 | 0 | 0 | 0 | 0 | 0 |  | 0 | 0 | 0 | 0 | 0 | 0 | 0 | 0 | 0 | 0 | 0 | 0 | 0 | 0 | 0 | 0 | 0 | 0 | 0
148 |  | 1 |  |  |  |  | 0 |  |  |  | 0 | 0 | [6 empty] | 0 |  |  |  |  | 0% | 0 | 0 | 0 | 0 | 0 | 0 |  |  | 0 | 0% | 0 | 0 | 0 | 0 | 0 | NewControlTypes | 0 | 0 | 0 | 0 | 0 | 0 | 0 | 0 | 0 | 0 | 0 | 0 | 0 | 0 | 0 | 0 | 0 | 0 | 0 | 0 | 0 | 0 | 0 | 0 | 0 | 0 | 0 | 0 | 0 | 0 | 0 | 0 | 0 | 0 | 0 | 0 | 0 | 0 | 0 | 0 | 0 | 0 | 0 | 0 | 0 | 0 | 0 | 0 | 0 | 0 | 0 | 0 | 0 | 0 | 0 | 0 | 0 | 0 | 0 | 0 | 0 | 0 | 0 | 0 | 0 | 0 | 0 | 0 | 0 | 0 | 0 | 0 | 0 | 0 | 0 | 0 | 0 | 0 | 0 | 0 | 0 |  |  | 0 | 0 | 0 | 0 | 0 | 0 |  | 0 | 0 | 0 | 0 | 0 | 0 | 0 | 0 | 0 | 0 | 0 | 0 | 0 | 0 | 0 | 0 | 0 | 0 | 0
149 |  | 1 |  |  |  |  | 0 |  |  |  | 0 | 0 | [6 empty] | 0 |  |  |  |  | 0% | 0 | 0 | 0 | 0 | 0 | 0 |  |  | 0 | 0% | 0 | 0 | 0 | 0 | 0 | NewControlTypes | 0 | 0 | 0 | 0 | 0 | 0 | 0 | 0 | 0 | 0 | 0 | 0 | 0 | 0 | 0 | 0 | 0 | 0 | 0 | 0 | 0 | 0 | 0 | 0 | 0 | 0 | 0 | 0 | 0 | 0 | 0 | 0 | 0 | 0 | 0 | 0 | 0 | 0 | 0 | 0 | 0 | 0 | 0 | 0 | 0 | 0 | 0 | 0 | 0 | 0 | 0 | 0 | 0 | 0 | 0 | 0 | 0 | 0 | 0 | 0 | 0 | 0 | 0 | 0 | 0 | 0 | 0 | 0 | 0 | 0 | 0 | 0 | 0 | 0 | 0 | 0 | 0 | 0 | 0 | 0 | 0 |  |  | 0 | 0 | 0 | 0 | 0 | 0 |  | 0 | 0 | 0 | 0 | 0 | 0 | 0 | 0 | 0 | 0 | 0 | 0 | 0 | 0 | 0 | 0 | 0 | 0 | 0
150 |  | 1 |  |  |  |  | 0 |  |  |  | 0 | 0 | [6 empty] | 0 |  |  |  |  | 0% | 0 | 0 | 0 | 0 | 0 | 0 |  |  | 0 | 0% | 0 | 0 | 0 | 0 | 0 | NewControlTypes | 0 | 0 | 0 | 0 | 0 | 0 | 0 | 0 | 0 | 0 | 0 | 0 | 0 | 0 | 0 | 0 | 0 | 0 | 0 | 0 | 0 | 0 | 0 | 0 | 0 | 0 | 0 | 0 | 0 | 0 | 0 | 0 | 0 | 0 | 0 | 0 | 0 | 0 | 0 | 0 | 0 | 0 | 0 | 0 | 0 | 0 | 0 | 0 | 0 | 0 | 0 | 0 | 0 | 0 | 0 | 0 | 0 | 0 | 0 | 0 | 0 | 0 | 0 | 0 | 0 | 0 | 0 | 0 | 0 | 0 | 0 | 0 | 0 | 0 | 0 | 0 | 0 | 0 | 0 | 0 | 0 |  |  | 0 | 0 | 0 | 0 | 0 | 0 |  | 0 | 0 | 0 | 0 | 0 | 0 | 0 | 0 | 0 | 0 | 0 | 0 | 0 | 0 | 0 | 0 | 0 | 0 | 0
151 |  | 1 |  |  |  |  | 0 |  |  |  | 0 | 0 | [6 empty] | 0 |  |  |  |  | 0% | 0 | 0 | 0 | 0 | 0 | 0 |  |  | 0 | 0% | 0 | 0 | 0 | 0 | 0 | NewControlTypes | 0 | 0 | 0 | 0 | 0 | 0 | 0 | 0 | 0 | 0 | 0 | 0 | 0 | 0 | 0 | 0 | 0 | 0 | 0 | 0 | 0 | 0 | 0 | 0 | 0 | 0 | 0 | 0 | 0 | 0 | 0 | 0 | 0 | 0 | 0 | 0 | 0 | 0 | 0 | 0 | 0 | 0 | 0 | 0 | 0 | 0 | 0 | 0 | 0 | 0 | 0 | 0 | 0 | 0 | 0 | 0 | 0 | 0 | 0 | 0 | 0 | 0 | 0 | 0 | 0 | 0 | 0 | 0 | 0 | 0 | 0 | 0 | 0 | 0 | 0 | 0 | 0 | 0 | 0 | 0 | 0 |  |  | 0 | 0 | 0 | 0 | 0 | 0 |  | 0 | 0 | 0 | 0 | 0 | 0 | 0 | 0 | 0 | 0 | 0 | 0 | 0 | 0 | 0 | 0 | 0 | 0 | 0
152 |  | 1 |  |  |  |  | 0 |  |  |  | 0 | 0 | [6 empty] | 0 |  |  |  |  | 0% | 0 | 0 | 0 | 0 | 0 | 0 |  |  | 0 | 0% | 0 | 0 | 0 | 0 | 0 | NewControlTypes | 0 | 0 | 0 | 0 | 0 | 0 | 0 | 0 | 0 | 0 | 0 | 0 | 0 | 0 | 0 | 0 | 0 | 0 | 0 | 0 | 0 | 0 | 0 | 0 | 0 | 0 | 0 | 0 | 0 | 0 | 0 | 0 | 0 | 0 | 0 | 0 | 0 | 0 | 0 | 0 | 0 | 0 | 0 | 0 | 0 | 0 | 0 | 0 | 0 | 0 | 0 | 0 | 0 | 0 | 0 | 0 | 0 | 0 | 0 | 0 | 0 | 0 | 0 | 0 | 0 | 0 | 0 | 0 | 0 | 0 | 0 | 0 | 0 | 0 | 0 | 0 | 0 | 0 | 0 | 0 | 0 |  |  | 0 | 0 | 0 | 0 | 0 | 0 |  | 0 | 0 | 0 | 0 | 0 | 0 | 0 | 0 | 0 | 0 | 0 | 0 | 0 | 0 | 0 | 0 | 0 | 0 | 0
153 |  | 1 |  |  |  |  | 0 |  |  |  | 0 | 0 | [6 empty] | 0 |  |  |  |  | 0% | 0 | 0 | 0 | 0 | 0 | 0 |  |  | 0 | 0% | 0 | 0 | 0 | 0 | 0 | NewControlTypes | 0 | 0 | 0 | 0 | 0 | 0 | 0 | 0 | 0 | 0 | 0 | 0 | 0 | 0 | 0 | 0 | 0 | 0 | 0 | 0 | 0 | 0 | 0 | 0 | 0 | 0 | 0 | 0 | 0 | 0 | 0 | 0 | 0 | 0 | 0 | 0 | 0 | 0 | 0 | 0 | 0 | 0 | 0 | 0 | 0 | 0 | 0 | 0 | 0 | 0 | 0 | 0 | 0 | 0 | 0 | 0 | 0 | 0 | 0 | 0 | 0 | 0 | 0 | 0 | 0 | 0 | 0 | 0 | 0 | 0 | 0 | 0 | 0 | 0 | 0 | 0 | 0 | 0 | 0 | 0 | 0 |  |  | 0 | 0 | 0 | 0 | 0 | 0 |  | 0 | 0 | 0 | 0 | 0 | 0 | 0 | 0 | 0 | 0 | 0 | 0 | 0 | 0 | 0 | 0 | 0 | 0 | 0
154 |  | 1 |  |  |  |  | 0 |  |  |  | 0 | 0 | [6 empty] | 0 |  |  |  |  | 0% | 0 | 0 | 0 | 0 | 0 | 0 |  |  | 0 | 0% | 0 | 0 | 0 | 0 | 0 | NewControlTypes | 0 | 0 | 0 | 0 | 0 | 0 | 0 | 0 | 0 | 0 | 0 | 0 | 0 | 0 | 0 | 0 | 0 | 0 | 0 | 0 | 0 | 0 | 0 | 0 | 0 | 0 | 0 | 0 | 0 | 0 | 0 | 0 | 0 | 0 | 0 | 0 | 0 | 0 | 0 | 0 | 0 | 0 | 0 | 0 | 0 | 0 | 0 | 0 | 0 | 0 | 0 | 0 | 0 | 0 | 0 | 0 | 0 | 0 | 0 | 0 | 0 | 0 | 0 | 0 | 0 | 0 | 0 | 0 | 0 | 0 | 0 | 0 | 0 | 0 | 0 | 0 | 0 | 0 | 0 | 0 | 0 |  |  | 0 | 0 | 0 | 0 | 0 | 0 |  | 0 | 0 | 0 | 0 | 0 | 0 | 0 | 0 | 0 | 0 | 0 | 0 | 0 | 0 | 0 | 0 | 0 | 0 | 0
155 |  | 1 |  |  |  |  | 0 |  |  |  | 0 | 0 | [6 empty] | 0 |  |  |  |  | 0% | 0 | 0 | 0 | 0 | 0 | 0 |  |  | 0 | 0% | 0 | 0 | 0 | 0 | 0 | NewControlTypes | 0 | 0 | 0 | 0 | 0 | 0 | 0 | 0 | 0 | 0 | 0 | 0 | 0 | 0 | 0 | 0 | 0 | 0 | 0 | 0 | 0 | 0 | 0 | 0 | 0 | 0 | 0 | 0 | 0 | 0 | 0 | 0 | 0 | 0 | 0 | 0 | 0 | 0 | 0 | 0 | 0 | 0 | 0 | 0 | 0 | 0 | 0 | 0 | 0 | 0 | 0 | 0 | 0 | 0 | 0 | 0 | 0 | 0 | 0 | 0 | 0 | 0 | 0 | 0 | 0 | 0 | 0 | 0 | 0 | 0 | 0 | 0 | 0 | 0 | 0 | 0 | 0 | 0 | 0 | 0 | 0 |  |  | 0 | 0 | 0 | 0 | 0 | 0 |  | 0 | 0 | 0 | 0 | 0 | 0 | 0 | 0 | 0 | 0 | 0 | 0 | 0 | 0 | 0 | 0 | 0 | 0 | 0
156 |  | 1 |  |  |  |  | 0 |  |  |  | 0 | 0 | [6 empty] | 0 |  |  |  |  | 0% | 0 | 0 | 0 | 0 | 0 | 0 |  |  | 0 | 0% | 0 | 0 | 0 | 0 | 0 | NewControlTypes | 0 | 0 | 0 | 0 | 0 | 0 | 0 | 0 | 0 | 0 | 0 | 0 | 0 | 0 | 0 | 0 | 0 | 0 | 0 | 0 | 0 | 0 | 0 | 0 | 0 | 0 | 0 | 0 | 0 | 0 | 0 | 0 | 0 | 0 | 0 | 0 | 0 | 0 | 0 | 0 | 0 | 0 | 0 | 0 | 0 | 0 | 0 | 0 | 0 | 0 | 0 | 0 | 0 | 0 | 0 | 0 | 0 | 0 | 0 | 0 | 0 | 0 | 0 | 0 | 0 | 0 | 0 | 0 | 0 | 0 | 0 | 0 | 0 | 0 | 0 | 0 | 0 | 0 | 0 | 0 | 0 |  |  | 0 | 0 | 0 | 0 | 0 | 0 |  | 0 | 0 | 0 | 0 | 0 | 0 | 0 | 0 | 0 | 0 | 0 | 0 | 0 | 0 | 0 | 0 | 0 | 0 | 0
157 |  | 1 |  |  |  |  | 0 |  |  |  | 0 | 0 | [6 empty] | 0 |  |  |  |  | 0% | 0 | 0 | 0 | 0 | 0 | 0 |  |  | 0 | 0% | 0 | 0 | 0 | 0 | 0 | NewControlTypes | 0 | 0 | 0 | 0 | 0 | 0 | 0 | 0 | 0 | 0 | 0 | 0 | 0 | 0 | 0 | 0 | 0 | 0 | 0 | 0 | 0 | 0 | 0 | 0 | 0 | 0 | 0 | 0 | 0 | 0 | 0 | 0 | 0 | 0 | 0 | 0 | 0 | 0 | 0 | 0 | 0 | 0 | 0 | 0 | 0 | 0 | 0 | 0 | 0 | 0 | 0 | 0 | 0 | 0 | 0 | 0 | 0 | 0 | 0 | 0 | 0 | 0 | 0 | 0 | 0 | 0 | 0 | 0 | 0 | 0 | 0 | 0 | 0 | 0 | 0 | 0 | 0 | 0 | 0 | 0 | 0 |  |  | 0 | 0 | 0 | 0 | 0 | 0 |  | 0 | 0 | 0 | 0 | 0 | 0 | 0 | 0 | 0 | 0 | 0 | 0 | 0 | 0 | 0 | 0 | 0 | 0 | 0
158 |  | 1 |  |  |  |  | 0 |  |  |  | 0 | 0 | [6 empty] | 0 |  |  |  |  | 0% | 0 | 0 | 0 | 0 | 0 | 0 |  |  | 0 | 0% | 0 | 0 | 0 | 0 | 0 | NewControlTypes | 0 | 0 | 0 | 0 | 0 | 0 | 0 | 0 | 0 | 0 | 0 | 0 | 0 | 0 | 0 | 0 | 0 | 0 | 0 | 0 | 0 | 0 | 0 | 0 | 0 | 0 | 0 | 0 | 0 | 0 | 0 | 0 | 0 | 0 | 0 | 0 | 0 | 0 | 0 | 0 | 0 | 0 | 0 | 0 | 0 | 0 | 0 | 0 | 0 | 0 | 0 | 0 | 0 | 0 | 0 | 0 | 0 | 0 | 0 | 0 | 0 | 0 | 0 | 0 | 0 | 0 | 0 | 0 | 0 | 0 | 0 | 0 | 0 | 0 | 0 | 0 | 0 | 0 | 0 | 0 | 0 |  |  | 0 | 0 | 0 | 0 | 0 | 0 |  | 0 | 0 | 0 | 0 | 0 | 0 | 0 | 0 | 0 | 0 | 0 | 0 | 0 | 0 | 0 | 0 | 0 | 0 | 0
159 |  | 1 |  |  |  |  | 0 |  |  |  | 0 | 0 | [6 empty] | 0 |  |  |  |  | 0% | 0 | 0 | 0 | 0 | 0 | 0 |  |  | 0 | 0% | 0 | 0 | 0 | 0 | 0 | NewControlTypes | 0 | 0 | 0 | 0 | 0 | 0 | 0 | 0 | 0 | 0 | 0 | 0 | 0 | 0 | 0 | 0 | 0 | 0 | 0 | 0 | 0 | 0 | 0 | 0 | 0 | 0 | 0 | 0 | 0 | 0 | 0 | 0 | 0 | 0 | 0 | 0 | 0 | 0 | 0 | 0 | 0 | 0 | 0 | 0 | 0 | 0 | 0 | 0 | 0 | 0 | 0 | 0 | 0 | 0 | 0 | 0 | 0 | 0 | 0 | 0 | 0 | 0 | 0 | 0 | 0 | 0 | 0 | 0 | 0 | 0 | 0 | 0 | 0 | 0 | 0 | 0 | 0 | 0 | 0 | 0 | 0 |  |  | 0 | 0 | 0 | 0 | 0 | 0 |  | 0 | 0 | 0 | 0 | 0 | 0 | 0 | 0 | 0 | 0 | 0 | 0 | 0 | 0 | 0 | 0 | 0 | 0 | 0
160 |  | 1 |  |  |  |  | 0 |  |  |  | 0 | 0 | [6 empty] | 0 |  |  |  |  | 0% | 0 | 0 | 0 | 0 | 0 | 0 |  |  | 0 | 0% | 0 | 0 | 0 | 0 | 0 | NewControlTypes | 0 | 0 | 0 | 0 | 0 | 0 | 0 | 0 | 0 | 0 | 0 | 0 | 0 | 0 | 0 | 0 | 0 | 0 | 0 | 0 | 0 | 0 | 0 | 0 | 0 | 0 | 0 | 0 | 0 | 0 | 0 | 0 | 0 | 0 | 0 | 0 | 0 | 0 | 0 | 0 | 0 | 0 | 0 | 0 | 0 | 0 | 0 | 0 | 0 | 0 | 0 | 0 | 0 | 0 | 0 | 0 | 0 | 0 | 0 | 0 | 0 | 0 | 0 | 0 | 0 | 0 | 0 | 0 | 0 | 0 | 0 | 0 | 0 | 0 | 0 | 0 | 0 | 0 | 0 | 0 | 0 |  |  | 0 | 0 | 0 | 0 | 0 | 0 |  | 0 | 0 | 0 | 0 | 0 | 0 | 0 | 0 | 0 | 0 | 0 | 0 | 0 | 0 | 0 | 0 | 0 | 0 | 0
161 |  | 1 |  |  |  |  | 0 |  |  |  | 0 | 0 | [6 empty] | 0 |  |  |  |  | 0% | 0 | 0 | 0 | 0 | 0 | 0 |  |  | 0 | 0% | 0 | 0 | 0 | 0 | 0 | NewControlTypes | 0 | 0 | 0 | 0 | 0 | 0 | 0 | 0 | 0 | 0 | 0 | 0 | 0 | 0 | 0 | 0 | 0 | 0 | 0 | 0 | 0 | 0 | 0 | 0 | 0 | 0 | 0 | 0 | 0 | 0 | 0 | 0 | 0 | 0 | 0 | 0 | 0 | 0 | 0 | 0 | 0 | 0 | 0 | 0 | 0 | 0 | 0 | 0 | 0 | 0 | 0 | 0 | 0 | 0 | 0 | 0 | 0 | 0 | 0 | 0 | 0 | 0 | 0 | 0 | 0 | 0 | 0 | 0 | 0 | 0 | 0 | 0 | 0 | 0 | 0 | 0 | 0 | 0 | 0 | 0 | 0 |  |  | 0 | 0 | 0 | 0 | 0 | 0 |  | 0 | 0 | 0 | 0 | 0 | 0 | 0 | 0 | 0 | 0 | 0 | 0 | 0 | 0 | 0 | 0 | 0 | 0 | 0
162 |  | 1 |  |  |  |  | 0 |  |  |  | 0 | 0 | [6 empty] | 0 |  |  |  |  | 0% | 0 | 0 | 0 | 0 | 0 | 0 |  |  | 0 | 0% | 0 | 0 | 0 | 0 | 0 | NewControlTypes | 0 | 0 | 0 | 0 | 0 | 0 | 0 | 0 | 0 | 0 | 0 | 0 | 0 | 0 | 0 | 0 | 0 | 0 | 0 | 0 | 0 | 0 | 0 | 0 | 0 | 0 | 0 | 0 | 0 | 0 | 0 | 0 | 0 | 0 | 0 | 0 | 0 | 0 | 0 | 0 | 0 | 0 | 0 | 0 | 0 | 0 | 0 | 0 | 0 | 0 | 0 | 0 | 0 | 0 | 0 | 0 | 0 | 0 | 0 | 0 | 0 | 0 | 0 | 0 | 0 | 0 | 0 | 0 | 0 | 0 | 0 | 0 | 0 | 0 | 0 | 0 | 0 | 0 | 0 | 0 | 0 |  |  | 0 | 0 | 0 | 0 | 0 | 0 |  | 0 | 0 | 0 | 0 | 0 | 0 | 0 | 0 | 0 | 0 | 0 | 0 | 0 | 0 | 0 | 0 | 0 | 0 | 0
163 |  | 1 |  |  |  |  | 0 |  |  |  | 0 | 0 | [6 empty] | 0 |  |  |  |  | 0% | 0 | 0 | 0 | 0 | 0 | 0 |  |  | 0 | 0% | 0 | 0 | 0 | 0 | 0 | NewControlTypes | 0 | 0 | 0 | 0 | 0 | 0 | 0 | 0 | 0 | 0 | 0 | 0 | 0 | 0 | 0 | 0 | 0 | 0 | 0 | 0 | 0 | 0 | 0 | 0 | 0 | 0 | 0 | 0 | 0 | 0 | 0 | 0 | 0 | 0 | 0 | 0 | 0 | 0 | 0 | 0 | 0 | 0 | 0 | 0 | 0 | 0 | 0 | 0 | 0 | 0 | 0 | 0 | 0 | 0 | 0 | 0 | 0 | 0 | 0 | 0 | 0 | 0 | 0 | 0 | 0 | 0 | 0 | 0 | 0 | 0 | 0 | 0 | 0 | 0 | 0 | 0 | 0 | 0 | 0 | 0 | 0 |  |  | 0 | 0 | 0 | 0 | 0 | 0 |  | 0 | 0 | 0 | 0 | 0 | 0 | 0 | 0 | 0 | 0 | 0 | 0 | 0 | 0 | 0 | 0 | 0 | 0 | 0
164 |  | 1 |  |  |  |  | 0 |  |  |  | 0 | 0 | [6 empty] | 0 |  |  |  |  | 0% | 0 | 0 | 0 | 0 | 0 | 0 |  |  | 0 | 0% | 0 | 0 | 0 | 0 | 0 | NewControlTypes | 0 | 0 | 0 | 0 | 0 | 0 | 0 | 0 | 0 | 0 | 0 | 0 | 0 | 0 | 0 | 0 | 0 | 0 | 0 | 0 | 0 | 0 | 0 | 0 | 0 | 0 | 0 | 0 | 0 | 0 | 0 | 0 | 0 | 0 | 0 | 0 | 0 | 0 | 0 | 0 | 0 | 0 | 0 | 0 | 0 | 0 | 0 | 0 | 0 | 0 | 0 | 0 | 0 | 0 | 0 | 0 | 0 | 0 | 0 | 0 | 0 | 0 | 0 | 0 | 0 | 0 | 0 | 0 | 0 | 0 | 0 | 0 | 0 | 0 | 0 | 0 | 0 | 0 | 0 | 0 | 0 |  |  | 0 | 0 | 0 | 0 | 0 | 0 |  | 0 | 0 | 0 | 0 | 0 | 0 | 0 | 0 | 0 | 0 | 0 | 0 | 0 | 0 | 0 | 0 | 0 | 0 | 0
165 |  | 1 |  |  |  |  | 0 |  |  |  | 0 | 0 | [6 empty] | 0 |  |  |  |  | 0% | 0 | 0 | 0 | 0 | 0 | 0 |  |  | 0 | 0% | 0 | 0 | 0 | 0 | 0 | NewControlTypes | 0 | 0 | 0 | 0 | 0 | 0 | 0 | 0 | 0 | 0 | 0 | 0 | 0 | 0 | 0 | 0 | 0 | 0 | 0 | 0 | 0 | 0 | 0 | 0 | 0 | 0 | 0 | 0 | 0 | 0 | 0 | 0 | 0 | 0 | 0 | 0 | 0 | 0 | 0 | 0 | 0 | 0 | 0 | 0 | 0 | 0 | 0 | 0 | 0 | 0 | 0 | 0 | 0 | 0 | 0 | 0 | 0 | 0 | 0 | 0 | 0 | 0 | 0 | 0 | 0 | 0 | 0 | 0 | 0 | 0 | 0 | 0 | 0 | 0 | 0 | 0 | 0 | 0 | 0 | 0 | 0 |  |  | 0 | 0 | 0 | 0 | 0 | 0 |  | 0 | 0 | 0 | 0 | 0 | 0 | 0 | 0 | 0 | 0 | 0 | 0 | 0 | 0 | 0 | 0 | 0 | 0 | 0
166 |  | 1 |  |  |  |  | 0 |  |  |  | 0 | 0 | [6 empty] | 0 |  |  |  |  | 0% | 0 | 0 | 0 | 0 | 0 | 0 |  |  | 0 | 0% | 0 | 0 | 0 | 0 | 0 | NewControlTypes | 0 | 0 | 0 | 0 | 0 | 0 | 0 | 0 | 0 | 0 | 0 | 0 | 0 | 0 | 0 | 0 | 0 | 0 | 0 | 0 | 0 | 0 | 0 | 0 | 0 | 0 | 0 | 0 | 0 | 0 | 0 | 0 | 0 | 0 | 0 | 0 | 0 | 0 | 0 | 0 | 0 | 0 | 0 | 0 | 0 | 0 | 0 | 0 | 0 | 0 | 0 | 0 | 0 | 0 | 0 | 0 | 0 | 0 | 0 | 0 | 0 | 0 | 0 | 0 | 0 | 0 | 0 | 0 | 0 | 0 | 0 | 0 | 0 | 0 | 0 | 0 | 0 | 0 | 0 | 0 | 0 |  |  | 0 | 0 | 0 | 0 | 0 | 0 |  | 0 | 0 | 0 | 0 | 0 | 0 | 0 | 0 | 0 | 0 | 0 | 0 | 0 | 0 | 0 | 0 | 0 | 0 | 0
167 |  | 1 |  |  |  |  | 0 |  |  |  | 0 | 0 | [6 empty] | 0 |  |  |  |  | 0% | 0 | 0 | 0 | 0 | 0 | 0 |  |  | 0 | 0% | 0 | 0 | 0 | 0 | 0 | NewControlTypes | 0 | 0 | 0 | 0 | 0 | 0 | 0 | 0 | 0 | 0 | 0 | 0 | 0 | 0 | 0 | 0 | 0 | 0 | 0 | 0 | 0 | 0 | 0 | 0 | 0 | 0 | 0 | 0 | 0 | 0 | 0 | 0 | 0 | 0 | 0 | 0 | 0 | 0 | 0 | 0 | 0 | 0 | 0 | 0 | 0 | 0 | 0 | 0 | 0 | 0 | 0 | 0 | 0 | 0 | 0 | 0 | 0 | 0 | 0 | 0 | 0 | 0 | 0 | 0 | 0 | 0 | 0 | 0 | 0 | 0 | 0 | 0 | 0 | 0 | 0 | 0 | 0 | 0 | 0 | 0 | 0 |  |  | 0 | 0 | 0 | 0 | 0 | 0 |  | 0 | 0 | 0 | 0 | 0 | 0 | 0 | 0 | 0 | 0 | 0 | 0 | 0 | 0 | 0 | 0 | 0 | 0 | 0
168 |  | 1 |  |  |  |  | 0 |  |  |  | 0 | 0 | [6 empty] | 0 |  |  |  |  | 0% | 0 | 0 | 0 | 0 | 0 | 0 |  |  | 0 | 0% | 0 | 0 | 0 | 0 | 0 | NewControlTypes | 0 | 0 | 0 | 0 | 0 | 0 | 0 | 0 | 0 | 0 | 0 | 0 | 0 | 0 | 0 | 0 | 0 | 0 | 0 | 0 | 0 | 0 | 0 | 0 | 0 | 0 | 0 | 0 | 0 | 0 | 0 | 0 | 0 | 0 | 0 | 0 | 0 | 0 | 0 | 0 | 0 | 0 | 0 | 0 | 0 | 0 | 0 | 0 | 0 | 0 | 0 | 0 | 0 | 0 | 0 | 0 | 0 | 0 | 0 | 0 | 0 | 0 | 0 | 0 | 0 | 0 | 0 | 0 | 0 | 0 | 0 | 0 | 0 | 0 | 0 | 0 | 0 | 0 | 0 | 0 | 0 |  |  | 0 | 0 | 0 | 0 | 0 | 0 |  | 0 | 0 | 0 | 0 | 0 | 0 | 0 | 0 | 0 | 0 | 0 | 0 | 0 | 0 | 0 | 0 | 0 | 0 | 0
169 |  | 1 |  |  |  |  | 0 |  |  |  | 0 | 0 | [6 empty] | 0 |  |  |  |  | 0% | 0 | 0 | 0 | 0 | 0 | 0 |  |  | 0 | 0% | 0 | 0 | 0 | 0 | 0 | NewControlTypes | 0 | 0 | 0 | 0 | 0 | 0 | 0 | 0 | 0 | 0 | 0 | 0 | 0 | 0 | 0 | 0 | 0 | 0 | 0 | 0 | 0 | 0 | 0 | 0 | 0 | 0 | 0 | 0 | 0 | 0 | 0 | 0 | 0 | 0 | 0 | 0 | 0 | 0 | 0 | 0 | 0 | 0 | 0 | 0 | 0 | 0 | 0 | 0 | 0 | 0 | 0 | 0 | 0 | 0 | 0 | 0 | 0 | 0 | 0 | 0 | 0 | 0 | 0 | 0 | 0 | 0 | 0 | 0 | 0 | 0 | 0 | 0 | 0 | 0 | 0 | 0 | 0 | 0 | 0 | 0 | 0 |  |  | 0 | 0 | 0 | 0 | 0 | 0 |  | 0 | 0 | 0 | 0 | 0 | 0 | 0 | 0 | 0 | 0 | 0 | 0 | 0 | 0 | 0 | 0 | 0 | 0 | 0
170 |  | 1 |  |  |  |  | 0 |  |  |  | 0 | 0 | [6 empty] | 0 |  |  |  |  | 0% | 0 | 0 | 0 | 0 | 0 | 0 |  |  | 0 | 0% | 0 | 0 | 0 | 0 | 0 | NewControlTypes | 0 | 0 | 0 | 0 | 0 | 0 | 0 | 0 | 0 | 0 | 0 | 0 | 0 | 0 | 0 | 0 | 0 | 0 | 0 | 0 | 0 | 0 | 0 | 0 | 0 | 0 | 0 | 0 | 0 | 0 | 0 | 0 | 0 | 0 | 0 | 0 | 0 | 0 | 0 | 0 | 0 | 0 | 0 | 0 | 0 | 0 | 0 | 0 | 0 | 0 | 0 | 0 | 0 | 0 | 0 | 0 | 0 | 0 | 0 | 0 | 0 | 0 | 0 | 0 | 0 | 0 | 0 | 0 | 0 | 0 | 0 | 0 | 0 | 0 | 0 | 0 | 0 | 0 | 0 | 0 | 0 |  |  | 0 | 0 | 0 | 0 | 0 | 0 |  | 0 | 0 | 0 | 0 | 0 | 0 | 0 | 0 | 0 | 0 | 0 | 0 | 0 | 0 | 0 | 0 | 0 | 0 | 0
171 |  | 1 |  |  |  |  | 0 |  |  |  | 0 | 0 | [6 empty] | 0 |  |  |  |  | 0% | 0 | 0 | 0 | 0 | 0 | 0 |  |  | 0 | 0% | 0 | 0 | 0 | 0 | 0 | NewControlTypes | 0 | 0 | 0 | 0 | 0 | 0 | 0 | 0 | 0 | 0 | 0 | 0 | 0 | 0 | 0 | 0 | 0 | 0 | 0 | 0 | 0 | 0 | 0 | 0 | 0 | 0 | 0 | 0 | 0 | 0 | 0 | 0 | 0 | 0 | 0 | 0 | 0 | 0 | 0 | 0 | 0 | 0 | 0 | 0 | 0 | 0 | 0 | 0 | 0 | 0 | 0 | 0 | 0 | 0 | 0 | 0 | 0 | 0 | 0 | 0 | 0 | 0 | 0 | 0 | 0 | 0 | 0 | 0 | 0 | 0 | 0 | 0 | 0 | 0 | 0 | 0 | 0 | 0 | 0 | 0 | 0 |  |  | 0 | 0 | 0 | 0 | 0 | 0 |  | 0 | 0 | 0 | 0 | 0 | 0 | 0 | 0 | 0 | 0 | 0 | 0 | 0 | 0 | 0 | 0 | 0 | 0 | 0
172 |  | 1 |  |  |  |  | 0 |  |  |  | 0 | 0 | [6 empty] | 0 |  |  |  |  | 0% | 0 | 0 | 0 | 0 | 0 | 0 |  |  | 0 | 0% | 0 | 0 | 0 | 0 | 0 | NewControlTypes | 0 | 0 | 0 | 0 | 0 | 0 | 0 | 0 | 0 | 0 | 0 | 0 | 0 | 0 | 0 | 0 | 0 | 0 | 0 | 0 | 0 | 0 | 0 | 0 | 0 | 0 | 0 | 0 | 0 | 0 | 0 | 0 | 0 | 0 | 0 | 0 | 0 | 0 | 0 | 0 | 0 | 0 | 0 | 0 | 0 | 0 | 0 | 0 | 0 | 0 | 0 | 0 | 0 | 0 | 0 | 0 | 0 | 0 | 0 | 0 | 0 | 0 | 0 | 0 | 0 | 0 | 0 | 0 | 0 | 0 | 0 | 0 | 0 | 0 | 0 | 0 | 0 | 0 | 0 | 0 | 0 |  |  | 0 | 0 | 0 | 0 | 0 | 0 |  | 0 | 0 | 0 | 0 | 0 | 0 | 0 | 0 | 0 | 0 | 0 | 0 | 0 | 0 | 0 | 0 | 0 | 0 | 0
173 |  | 1 |  |  |  |  | 0 |  |  |  | 0 | 0 | [6 empty] | 0 |  |  |  |  | 0% | 0 | 0 | 0 | 0 | 0 | 0 |  |  | 0 | 0% | 0 | 0 | 0 | 0 | 0 | NewControlTypes | 0 | 0 | 0 | 0 | 0 | 0 | 0 | 0 | 0 | 0 | 0 | 0 | 0 | 0 | 0 | 0 | 0 | 0 | 0 | 0 | 0 | 0 | 0 | 0 | 0 | 0 | 0 | 0 | 0 | 0 | 0 | 0 | 0 | 0 | 0 | 0 | 0 | 0 | 0 | 0 | 0 | 0 | 0 | 0 | 0 | 0 | 0 | 0 | 0 | 0 | 0 | 0 | 0 | 0 | 0 | 0 | 0 | 0 | 0 | 0 | 0 | 0 | 0 | 0 | 0 | 0 | 0 | 0 | 0 | 0 | 0 | 0 | 0 | 0 | 0 | 0 | 0 | 0 | 0 | 0 | 0 |  |  | 0 | 0 | 0 | 0 | 0 | 0 |  | 0 | 0 | 0 | 0 | 0 | 0 | 0 | 0 | 0 | 0 | 0 | 0 | 0 | 0 | 0 | 0 | 0 | 0 | 0
174 |  | 1 |  |  |  |  | 0 |  |  |  | 0 | 0 | [6 empty] | 0 |  |  |  |  | 0% | 0 | 0 | 0 | 0 | 0 | 0 |  |  | 0 | 0% | 0 | 0 | 0 | 0 | 0 | NewControlTypes | 0 | 0 | 0 | 0 | 0 | 0 | 0 | 0 | 0 | 0 | 0 | 0 | 0 | 0 | 0 | 0 | 0 | 0 | 0 | 0 | 0 | 0 | 0 | 0 | 0 | 0 | 0 | 0 | 0 | 0 | 0 | 0 | 0 | 0 | 0 | 0 | 0 | 0 | 0 | 0 | 0 | 0 | 0 | 0 | 0 | 0 | 0 | 0 | 0 | 0 | 0 | 0 | 0 | 0 | 0 | 0 | 0 | 0 | 0 | 0 | 0 | 0 | 0 | 0 | 0 | 0 | 0 | 0 | 0 | 0 | 0 | 0 | 0 | 0 | 0 | 0 | 0 | 0 | 0 | 0 | 0 |  |  | 0 | 0 | 0 | 0 | 0 | 0 |  | 0 | 0 | 0 | 0 | 0 | 0 | 0 | 0 | 0 | 0 | 0 | 0 | 0 | 0 | 0 | 0 | 0 | 0 | 0
175 |  | 1 |  |  |  |  | 0 |  |  |  | 0 | 0 | [6 empty] | 0 |  |  |  |  | 0% | 0 | 0 | 0 | 0 | 0 | 0 |  |  | 0 | 0% | 0 | 0 | 0 | 0 | 0 | NewControlTypes | 0 | 0 | 0 | 0 | 0 | 0 | 0 | 0 | 0 | 0 | 0 | 0 | 0 | 0 | 0 | 0 | 0 | 0 | 0 | 0 | 0 | 0 | 0 | 0 | 0 | 0 | 0 | 0 | 0 | 0 | 0 | 0 | 0 | 0 | 0 | 0 | 0 | 0 | 0 | 0 | 0 | 0 | 0 | 0 | 0 | 0 | 0 | 0 | 0 | 0 | 0 | 0 | 0 | 0 | 0 | 0 | 0 | 0 | 0 | 0 | 0 | 0 | 0 | 0 | 0 | 0 | 0 | 0 | 0 | 0 | 0 | 0 | 0 | 0 | 0 | 0 | 0 | 0 | 0 | 0 | 0 |  |  | 0 | 0 | 0 | 0 | 0 | 0 |  | 0 | 0 | 0 | 0 | 0 | 0 | 0 | 0 | 0 | 0 | 0 | 0 | 0 | 0 | 0 | 0 | 0 | 0 | 0
176 |  | 1 |  |  |  |  | 0 |  |  |  | 0 | 0 | [6 empty] | 0 |  |  |  |  | 0% | 0 | 0 | 0 | 0 | 0 | 0 |  |  | 0 | 0% | 0 | 0 | 0 | 0 | 0 | NewControlTypes | 0 | 0 | 0 | 0 | 0 | 0 | 0 | 0 | 0 | 0 | 0 | 0 | 0 | 0 | 0 | 0 | 0 | 0 | 0 | 0 | 0 | 0 | 0 | 0 | 0 | 0 | 0 | 0 | 0 | 0 | 0 | 0 | 0 | 0 | 0 | 0 | 0 | 0 | 0 | 0 | 0 | 0 | 0 | 0 | 0 | 0 | 0 | 0 | 0 | 0 | 0 | 0 | 0 | 0 | 0 | 0 | 0 | 0 | 0 | 0 | 0 | 0 | 0 | 0 | 0 | 0 | 0 | 0 | 0 | 0 | 0 | 0 | 0 | 0 | 0 | 0 | 0 | 0 | 0 | 0 | 0 |  |  | 0 | 0 | 0 | 0 | 0 | 0 |  | 0 | 0 | 0 | 0 | 0 | 0 | 0 | 0 | 0 | 0 | 0 | 0 | 0 | 0 | 0 | 0 | 0 | 0 | 0
177 |  | 1 |  |  |  |  | 0 |  |  |  | 0 | 0 | [6 empty] | 0 |  |  |  |  | 0% | 0 | 0 | 0 | 0 | 0 | 0 |  |  | 0 | 0% | 0 | 0 | 0 | 0 | 0 | NewControlTypes | 0 | 0 | 0 | 0 | 0 | 0 | 0 | 0 | 0 | 0 | 0 | 0 | 0 | 0 | 0 | 0 | 0 | 0 | 0 | 0 | 0 | 0 | 0 | 0 | 0 | 0 | 0 | 0 | 0 | 0 | 0 | 0 | 0 | 0 | 0 | 0 | 0 | 0 | 0 | 0 | 0 | 0 | 0 | 0 | 0 | 0 | 0 | 0 | 0 | 0 | 0 | 0 | 0 | 0 | 0 | 0 | 0 | 0 | 0 | 0 | 0 | 0 | 0 | 0 | 0 | 0 | 0 | 0 | 0 | 0 | 0 | 0 | 0 | 0 | 0 | 0 | 0 | 0 | 0 | 0 | 0 |  |  | 0 | 0 | 0 | 0 | 0 | 0 |  | 0 | 0 | 0 | 0 | 0 | 0 | 0 | 0 | 0 | 0 | 0 | 0 | 0 | 0 | 0 | 0 | 0 | 0 | 0
178 |  | 1 |  |  |  |  | 0 |  |  |  | 0 | 0 | [6 empty] | 0 |  |  |  |  | 0% | 0 | 0 | 0 | 0 | 0 | 0 |  |  | 0 | 0% | 0 | 0 | 0 | 0 | 0 | NewControlTypes | 0 | 0 | 0 | 0 | 0 | 0 | 0 | 0 | 0 | 0 | 0 | 0 | 0 | 0 | 0 | 0 | 0 | 0 | 0 | 0 | 0 | 0 | 0 | 0 | 0 | 0 | 0 | 0 | 0 | 0 | 0 | 0 | 0 | 0 | 0 | 0 | 0 | 0 | 0 | 0 | 0 | 0 | 0 | 0 | 0 | 0 | 0 | 0 | 0 | 0 | 0 | 0 | 0 | 0 | 0 | 0 | 0 | 0 | 0 | 0 | 0 | 0 | 0 | 0 | 0 | 0 | 0 | 0 | 0 | 0 | 0 | 0 | 0 | 0 | 0 | 0 | 0 | 0 | 0 | 0 | 0 |  |  | 0 | 0 | 0 | 0 | 0 | 0 |  | 0 | 0 | 0 | 0 | 0 | 0 | 0 | 0 | 0 | 0 | 0 | 0 | 0 | 0 | 0 | 0 | 0 | 0 | 0
179 |  | 1 |  |  |  |  | 0 |  |  |  | 0 | 0 | [6 empty] | 0 |  |  |  |  | 0% | 0 | 0 | 0 | 0 | 0 | 0 |  |  | 0 | 0% | 0 | 0 | 0 | 0 | 0 | NewControlTypes | 0 | 0 | 0 | 0 | 0 | 0 | 0 | 0 | 0 | 0 | 0 | 0 | 0 | 0 | 0 | 0 | 0 | 0 | 0 | 0 | 0 | 0 | 0 | 0 | 0 | 0 | 0 | 0 | 0 | 0 | 0 | 0 | 0 | 0 | 0 | 0 | 0 | 0 | 0 | 0 | 0 | 0 | 0 | 0 | 0 | 0 | 0 | 0 | 0 | 0 | 0 | 0 | 0 | 0 | 0 | 0 | 0 | 0 | 0 | 0 | 0 | 0 | 0 | 0 | 0 | 0 | 0 | 0 | 0 | 0 | 0 | 0 | 0 | 0 | 0 | 0 | 0 | 0 | 0 | 0 | 0 |  |  | 0 | 0 | 0 | 0 | 0 | 0 |  | 0 | 0 | 0 | 0 | 0 | 0 | 0 | 0 | 0 | 0 | 0 | 0 | 0 | 0 | 0 | 0 | 0 | 0 | 0
180 |  | 1 |  |  |  |  | 0 |  |  |  | 0 | 0 | [6 empty] | 0 |  |  |  |  | 0% | 0 | 0 | 0 | 0 | 0 | 0 |  |  | 0 | 0% | 0 | 0 | 0 | 0 | 0 | NewControlTypes | 0 | 0 | 0 | 0 | 0 | 0 | 0 | 0 | 0 | 0 | 0 | 0 | 0 | 0 | 0 | 0 | 0 | 0 | 0 | 0 | 0 | 0 | 0 | 0 | 0 | 0 | 0 | 0 | 0 | 0 | 0 | 0 | 0 | 0 | 0 | 0 | 0 | 0 | 0 | 0 | 0 | 0 | 0 | 0 | 0 | 0 | 0 | 0 | 0 | 0 | 0 | 0 | 0 | 0 | 0 | 0 | 0 | 0 | 0 | 0 | 0 | 0 | 0 | 0 | 0 | 0 | 0 | 0 | 0 | 0 | 0 | 0 | 0 | 0 | 0 | 0 | 0 | 0 | 0 | 0 | 0 |  |  | 0 | 0 | 0 | 0 | 0 | 0 |  | 0 | 0 | 0 | 0 | 0 | 0 | 0 | 0 | 0 | 0 | 0 | 0 | 0 | 0 | 0 | 0 | 0 | 0 | 0
181 |  | 1 |  |  |  |  | 0 |  |  |  | 0 | 0 | [6 empty] | 0 |  |  |  |  | 0% | 0 | 0 | 0 | 0 | 0 | 0 |  |  | 0 | 0% | 0 | 0 | 0 | 0 | 0 | NewControlTypes | 0 | 0 | 0 | 0 | 0 | 0 | 0 | 0 | 0 | 0 | 0 | 0 | 0 | 0 | 0 | 0 | 0 | 0 | 0 | 0 | 0 | 0 | 0 | 0 | 0 | 0 | 0 | 0 | 0 | 0 | 0 | 0 | 0 | 0 | 0 | 0 | 0 | 0 | 0 | 0 | 0 | 0 | 0 | 0 | 0 | 0 | 0 | 0 | 0 | 0 | 0 | 0 | 0 | 0 | 0 | 0 | 0 | 0 | 0 | 0 | 0 | 0 | 0 | 0 | 0 | 0 | 0 | 0 | 0 | 0 | 0 | 0 | 0 | 0 | 0 | 0 | 0 | 0 | 0 | 0 | 0 |  |  | 0 | 0 | 0 | 0 | 0 | 0 |  | 0 | 0 | 0 | 0 | 0 | 0 | 0 | 0 | 0 | 0 | 0 | 0 | 0 | 0 | 0 | 0 | 0 | 0 | 0
182 |  | 1 |  |  |  |  | 0 |  |  |  | 0 | 0 | [6 empty] | 0 |  |  |  |  | 0% | 0 | 0 | 0 | 0 | 0 | 0 |  |  | 0 | 0% | 0 | 0 | 0 | 0 | 0 | NewControlTypes | 0 | 0 | 0 | 0 | 0 | 0 | 0 | 0 | 0 | 0 | 0 | 0 | 0 | 0 | 0 | 0 | 0 | 0 | 0 | 0 | 0 | 0 | 0 | 0 | 0 | 0 | 0 | 0 | 0 | 0 | 0 | 0 | 0 | 0 | 0 | 0 | 0 | 0 | 0 | 0 | 0 | 0 | 0 | 0 | 0 | 0 | 0 | 0 | 0 | 0 | 0 | 0 | 0 | 0 | 0 | 0 | 0 | 0 | 0 | 0 | 0 | 0 | 0 | 0 | 0 | 0 | 0 | 0 | 0 | 0 | 0 | 0 | 0 | 0 | 0 | 0 | 0 | 0 | 0 | 0 | 0 |  |  | 0 | 0 | 0 | 0 | 0 | 0 |  | 0 | 0 | 0 | 0 | 0 | 0 | 0 | 0 | 0 | 0 | 0 | 0 | 0 | 0 | 0 | 0 | 0 | 0 | 0
183 |  | 1 |  |  |  |  | 0 |  |  |  | 0 | 0 | [6 empty] | 0 |  |  |  |  | 0% | 0 | 0 | 0 | 0 | 0 | 0 |  |  | 0 | 0% | 0 | 0 | 0 | 0 | 0 | NewControlTypes | 0 | 0 | 0 | 0 | 0 | 0 | 0 | 0 | 0 | 0 | 0 | 0 | 0 | 0 | 0 | 0 | 0 | 0 | 0 | 0 | 0 | 0 | 0 | 0 | 0 | 0 | 0 | 0 | 0 | 0 | 0 | 0 | 0 | 0 | 0 | 0 | 0 | 0 | 0 | 0 | 0 | 0 | 0 | 0 | 0 | 0 | 0 | 0 | 0 | 0 | 0 | 0 | 0 | 0 | 0 | 0 | 0 | 0 | 0 | 0 | 0 | 0 | 0 | 0 | 0 | 0 | 0 | 0 | 0 | 0 | 0 | 0 | 0 | 0 | 0 | 0 | 0 | 0 | 0 | 0 | 0 |  |  | 0 | 0 | 0 | 0 | 0 | 0 |  | 0 | 0 | 0 | 0 | 0 | 0 | 0 | 0 | 0 | 0 | 0 | 0 | 0 | 0 | 0 | 0 | 0 | 0 | 0
184 |  | 1 |  |  |  |  | 0 |  |  |  | 0 | 0 | [6 empty] | 0 |  |  |  |  | 0% | 0 | 0 | 0 | 0 | 0 | 0 |  |  | 0 | 0% | 0 | 0 | 0 | 0 | 0 | NewControlTypes | 0 | 0 | 0 | 0 | 0 | 0 | 0 | 0 | 0 | 0 | 0 | 0 | 0 | 0 | 0 | 0 | 0 | 0 | 0 | 0 | 0 | 0 | 0 | 0 | 0 | 0 | 0 | 0 | 0 | 0 | 0 | 0 | 0 | 0 | 0 | 0 | 0 | 0 | 0 | 0 | 0 | 0 | 0 | 0 | 0 | 0 | 0 | 0 | 0 | 0 | 0 | 0 | 0 | 0 | 0 | 0 | 0 | 0 | 0 | 0 | 0 | 0 | 0 | 0 | 0 | 0 | 0 | 0 | 0 | 0 | 0 | 0 | 0 | 0 | 0 | 0 | 0 | 0 | 0 | 0 | 0 |  |  | 0 | 0 | 0 | 0 | 0 | 0 |  | 0 | 0 | 0 | 0 | 0 | 0 | 0 | 0 | 0 | 0 | 0 | 0 | 0 | 0 | 0 | 0 | 0 | 0 | 0
185 |  | 1 |  |  |  |  | 0 |  |  |  | 0 | 0 | [6 empty] | 0 |  |  |  |  | 0% | 0 | 0 | 0 | 0 | 0 | 0 |  |  | 0 | 0% | 0 | 0 | 0 | 0 | 0 | NewControlTypes | 0 | 0 | 0 | 0 | 0 | 0 | 0 | 0 | 0 | 0 | 0 | 0 | 0 | 0 | 0 | 0 | 0 | 0 | 0 | 0 | 0 | 0 | 0 | 0 | 0 | 0 | 0 | 0 | 0 | 0 | 0 | 0 | 0 | 0 | 0 | 0 | 0 | 0 | 0 | 0 | 0 | 0 | 0 | 0 | 0 | 0 | 0 | 0 | 0 | 0 | 0 | 0 | 0 | 0 | 0 | 0 | 0 | 0 | 0 | 0 | 0 | 0 | 0 | 0 | 0 | 0 | 0 | 0 | 0 | 0 | 0 | 0 | 0 | 0 | 0 | 0 | 0 | 0 | 0 | 0 | 0 |  |  | 0 | 0 | 0 | 0 | 0 | 0 |  | 0 | 0 | 0 | 0 | 0 | 0 | 0 | 0 | 0 | 0 | 0 | 0 | 0 | 0 | 0 | 0 | 0 | 0 | 0
186 |  | 1 |  |  |  |  | 0 |  |  |  | 0 | 0 | [6 empty] | 0 |  |  |  |  | 0% | 0 | 0 | 0 | 0 | 0 | 0 |  |  | 0 | 0% | 0 | 0 | 0 | 0 | 0 | NewControlTypes | 0 | 0 | 0 | 0 | 0 | 0 | 0 | 0 | 0 | 0 | 0 | 0 | 0 | 0 | 0 | 0 | 0 | 0 | 0 | 0 | 0 | 0 | 0 | 0 | 0 | 0 | 0 | 0 | 0 | 0 | 0 | 0 | 0 | 0 | 0 | 0 | 0 | 0 | 0 | 0 | 0 | 0 | 0 | 0 | 0 | 0 | 0 | 0 | 0 | 0 | 0 | 0 | 0 | 0 | 0 | 0 | 0 | 0 | 0 | 0 | 0 | 0 | 0 | 0 | 0 | 0 | 0 | 0 | 0 | 0 | 0 | 0 | 0 | 0 | 0 | 0 | 0 | 0 | 0 | 0 | 0 |  |  | 0 | 0 | 0 | 0 | 0 | 0 |  | 0 | 0 | 0 | 0 | 0 | 0 | 0 | 0 | 0 | 0 | 0 | 0 | 0 | 0 | 0 | 0 | 0 | 0 | 0
187 |  | 1 |  |  |  |  | 0 |  |  |  | 0 | 0 | [6 empty] | 0 |  |  |  |  | 0% | 0 | 0 | 0 | 0 | 0 | 0 |  |  | 0 | 0% | 0 | 0 | 0 | 0 | 0 | NewControlTypes | 0 | 0 | 0 | 0 | 0 | 0 | 0 | 0 | 0 | 0 | 0 | 0 | 0 | 0 | 0 | 0 | 0 | 0 | 0 | 0 | 0 | 0 | 0 | 0 | 0 | 0 | 0 | 0 | 0 | 0 | 0 | 0 | 0 | 0 | 0 | 0 | 0 | 0 | 0 | 0 | 0 | 0 | 0 | 0 | 0 | 0 | 0 | 0 | 0 | 0 | 0 | 0 | 0 | 0 | 0 | 0 | 0 | 0 | 0 | 0 | 0 | 0 | 0 | 0 | 0 | 0 | 0 | 0 | 0 | 0 | 0 | 0 | 0 | 0 | 0 | 0 | 0 | 0 | 0 | 0 | 0 |  |  | 0 | 0 | 0 | 0 | 0 | 0 |  | 0 | 0 | 0 | 0 | 0 | 0 | 0 | 0 | 0 | 0 | 0 | 0 | 0 | 0 | 0 | 0 | 0 | 0 | 0
188 |  | 1 |  |  |  |  | 0 |  |  |  | 0 | 0 | [6 empty] | 0 |  |  |  |  | 0% | 0 | 0 | 0 | 0 | 0 | 0 |  |  | 0 | 0% | 0 | 0 | 0 | 0 | 0 | NewControlTypes | 0 | 0 | 0 | 0 | 0 | 0 | 0 | 0 | 0 | 0 | 0 | 0 | 0 | 0 | 0 | 0 | 0 | 0 | 0 | 0 | 0 | 0 | 0 | 0 | 0 | 0 | 0 | 0 | 0 | 0 | 0 | 0 | 0 | 0 | 0 | 0 | 0 | 0 | 0 | 0 | 0 | 0 | 0 | 0 | 0 | 0 | 0 | 0 | 0 | 0 | 0 | 0 | 0 | 0 | 0 | 0 | 0 | 0 | 0 | 0 | 0 | 0 | 0 | 0 | 0 | 0 | 0 | 0 | 0 | 0 | 0 | 0 | 0 | 0 | 0 | 0 | 0 | 0 | 0 | 0 | 0 |  |  | 0 | 0 | 0 | 0 | 0 | 0 |  | 0 | 0 | 0 | 0 | 0 | 0 | 0 | 0 | 0 | 0 | 0 | 0 | 0 | 0 | 0 | 0 | 0 | 0 | 0
189 |  | 1 |  |  |  |  | 0 |  |  |  | 0 | 0 | [6 empty] | 0 |  |  |  |  | 0% | 0 | 0 | 0 | 0 | 0 | 0 |  |  | 0 | 0% | 0 | 0 | 0 | 0 | 0 | NewControlTypes | 0 | 0 | 0 | 0 | 0 | 0 | 0 | 0 | 0 | 0 | 0 | 0 | 0 | 0 | 0 | 0 | 0 | 0 | 0 | 0 | 0 | 0 | 0 | 0 | 0 | 0 | 0 | 0 | 0 | 0 | 0 | 0 | 0 | 0 | 0 | 0 | 0 | 0 | 0 | 0 | 0 | 0 | 0 | 0 | 0 | 0 | 0 | 0 | 0 | 0 | 0 | 0 | 0 | 0 | 0 | 0 | 0 | 0 | 0 | 0 | 0 | 0 | 0 | 0 | 0 | 0 | 0 | 0 | 0 | 0 | 0 | 0 | 0 | 0 | 0 | 0 | 0 | 0 | 0 | 0 | 0 |  |  | 0 | 0 | 0 | 0 | 0 | 0 |  | 0 | 0 | 0 | 0 | 0 | 0 | 0 | 0 | 0 | 0 | 0 | 0 | 0 | 0 | 0 | 0 | 0 | 0 | 0
190 |  | 1 |  |  |  |  | 0 |  |  |  | 0 | 0 | [6 empty] | 0 |  |  |  |  | 0% | 0 | 0 | 0 | 0 | 0 | 0 |  |  | 0 | 0% | 0 | 0 | 0 | 0 | 0 | NewControlTypes | 0 | 0 | 0 | 0 | 0 | 0 | 0 | 0 | 0 | 0 | 0 | 0 | 0 | 0 | 0 | 0 | 0 | 0 | 0 | 0 | 0 | 0 | 0 | 0 | 0 | 0 | 0 | 0 | 0 | 0 | 0 | 0 | 0 | 0 | 0 | 0 | 0 | 0 | 0 | 0 | 0 | 0 | 0 | 0 | 0 | 0 | 0 | 0 | 0 | 0 | 0 | 0 | 0 | 0 | 0 | 0 | 0 | 0 | 0 | 0 | 0 | 0 | 0 | 0 | 0 | 0 | 0 | 0 | 0 | 0 | 0 | 0 | 0 | 0 | 0 | 0 | 0 | 0 | 0 | 0 | 0 |  |  | 0 | 0 | 0 | 0 | 0 | 0 |  | 0 | 0 | 0 | 0 | 0 | 0 | 0 | 0 | 0 | 0 | 0 | 0 | 0 | 0 | 0 | 0 | 0 | 0 | 0
191 |  | 1 |  |  |  |  | 0 |  |  |  | 0 | 0 | [6 empty] | 0 |  |  |  |  | 0% | 0 | 0 | 0 | 0 | 0 | 0 |  |  | 0 | 0% | 0 | 0 | 0 | 0 | 0 | NewControlTypes | 0 | 0 | 0 | 0 | 0 | 0 | 0 | 0 | 0 | 0 | 0 | 0 | 0 | 0 | 0 | 0 | 0 | 0 | 0 | 0 | 0 | 0 | 0 | 0 | 0 | 0 | 0 | 0 | 0 | 0 | 0 | 0 | 0 | 0 | 0 | 0 | 0 | 0 | 0 | 0 | 0 | 0 | 0 | 0 | 0 | 0 | 0 | 0 | 0 | 0 | 0 | 0 | 0 | 0 | 0 | 0 | 0 | 0 | 0 | 0 | 0 | 0 | 0 | 0 | 0 | 0 | 0 | 0 | 0 | 0 | 0 | 0 | 0 | 0 | 0 | 0 | 0 | 0 | 0 | 0 | 0 |  |  | 0 | 0 | 0 | 0 | 0 | 0 |  | 0 | 0 | 0 | 0 | 0 | 0 | 0 | 0 | 0 | 0 | 0 | 0 | 0 | 0 | 0 | 0 | 0 | 0 | 0
192 |  | 1 |  |  |  |  | 0 |  |  |  | 0 | 0 | [6 empty] | 0 |  |  |  |  | 0% | 0 | 0 | 0 | 0 | 0 | 0 |  |  | 0 | 0% | 0 | 0 | 0 | 0 | 0 | NewControlTypes | 0 | 0 | 0 | 0 | 0 | 0 | 0 | 0 | 0 | 0 | 0 | 0 | 0 | 0 | 0 | 0 | 0 | 0 | 0 | 0 | 0 | 0 | 0 | 0 | 0 | 0 | 0 | 0 | 0 | 0 | 0 | 0 | 0 | 0 | 0 | 0 | 0 | 0 | 0 | 0 | 0 | 0 | 0 | 0 | 0 | 0 | 0 | 0 | 0 | 0 | 0 | 0 | 0 | 0 | 0 | 0 | 0 | 0 | 0 | 0 | 0 | 0 | 0 | 0 | 0 | 0 | 0 | 0 | 0 | 0 | 0 | 0 | 0 | 0 | 0 | 0 | 0 | 0 | 0 | 0 | 0 |  |  | 0 | 0 | 0 | 0 | 0 | 0 |  | 0 | 0 | 0 | 0 | 0 | 0 | 0 | 0 | 0 | 0 | 0 | 0 | 0 | 0 | 0 | 0 | 0 | 0 | 0
193 |  | 1 |  |  |  |  | 0 |  |  |  | 0 | 0 | [6 empty] | 0 |  |  |  |  | 0% | 0 | 0 | 0 | 0 | 0 | 0 |  |  | 0 | 0% | 0 | 0 | 0 | 0 | 0 | NewControlTypes | 0 | 0 | 0 | 0 | 0 | 0 | 0 | 0 | 0 | 0 | 0 | 0 | 0 | 0 | 0 | 0 | 0 | 0 | 0 | 0 | 0 | 0 | 0 | 0 | 0 | 0 | 0 | 0 | 0 | 0 | 0 | 0 | 0 | 0 | 0 | 0 | 0 | 0 | 0 | 0 | 0 | 0 | 0 | 0 | 0 | 0 | 0 | 0 | 0 | 0 | 0 | 0 | 0 | 0 | 0 | 0 | 0 | 0 | 0 | 0 | 0 | 0 | 0 | 0 | 0 | 0 | 0 | 0 | 0 | 0 | 0 | 0 | 0 | 0 | 0 | 0 | 0 | 0 | 0 | 0 | 0 |  |  | 0 | 0 | 0 | 0 | 0 | 0 |  | 0 | 0 | 0 | 0 | 0 | 0 | 0 | 0 | 0 | 0 | 0 | 0 | 0 | 0 | 0 | 0 | 0 | 0 | 0
194 |  | 1 |  |  |  |  | 0 |  |  |  | 0 | 0 | [6 empty] | 0 |  |  |  |  | 0% | 0 | 0 | 0 | 0 | 0 | 0 |  |  | 0 | 0% | 0 | 0 | 0 | 0 | 0 | NewControlTypes | 0 | 0 | 0 | 0 | 0 | 0 | 0 | 0 | 0 | 0 | 0 | 0 | 0 | 0 | 0 | 0 | 0 | 0 | 0 | 0 | 0 | 0 | 0 | 0 | 0 | 0 | 0 | 0 | 0 | 0 | 0 | 0 | 0 | 0 | 0 | 0 | 0 | 0 | 0 | 0 | 0 | 0 | 0 | 0 | 0 | 0 | 0 | 0 | 0 | 0 | 0 | 0 | 0 | 0 | 0 | 0 | 0 | 0 | 0 | 0 | 0 | 0 | 0 | 0 | 0 | 0 | 0 | 0 | 0 | 0 | 0 | 0 | 0 | 0 | 0 | 0 | 0 | 0 | 0 | 0 | 0 |  |  | 0 | 0 | 0 | 0 | 0 | 0 |  | 0 | 0 | 0 | 0 | 0 | 0 | 0 | 0 | 0 | 0 | 0 | 0 | 0 | 0 | 0 | 0 | 0 | 0 | 0
195 |  | 1 |  |  |  |  | 0 |  |  |  | 0 | 0 | [6 empty] | 0 |  |  |  |  | 0% | 0 | 0 | 0 | 0 | 0 | 0 |  |  | 0 | 0% | 0 | 0 | 0 | 0 | 0 | NewControlTypes | 0 | 0 | 0 | 0 | 0 | 0 | 0 | 0 | 0 | 0 | 0 | 0 | 0 | 0 | 0 | 0 | 0 | 0 | 0 | 0 | 0 | 0 | 0 | 0 | 0 | 0 | 0 | 0 | 0 | 0 | 0 | 0 | 0 | 0 | 0 | 0 | 0 | 0 | 0 | 0 | 0 | 0 | 0 | 0 | 0 | 0 | 0 | 0 | 0 | 0 | 0 | 0 | 0 | 0 | 0 | 0 | 0 | 0 | 0 | 0 | 0 | 0 | 0 | 0 | 0 | 0 | 0 | 0 | 0 | 0 | 0 | 0 | 0 | 0 | 0 | 0 | 0 | 0 | 0 | 0 | 0 |  |  | 0 | 0 | 0 | 0 | 0 | 0 |  | 0 | 0 | 0 | 0 | 0 | 0 | 0 | 0 | 0 | 0 | 0 | 0 | 0 | 0 | 0 | 0 | 0 | 0 | 0
196 |  | 1 |  |  |  |  | 0 |  |  |  | 0 | 0 | [6 empty] | 0 |  |  |  |  | 0% | 0 | 0 | 0 | 0 | 0 | 0 |  |  | 0 | 0% | 0 | 0 | 0 | 0 | 0 | NewControlTypes | 0 | 0 | 0 | 0 | 0 | 0 | 0 | 0 | 0 | 0 | 0 | 0 | 0 | 0 | 0 | 0 | 0 | 0 | 0 | 0 | 0 | 0 | 0 | 0 | 0 | 0 | 0 | 0 | 0 | 0 | 0 | 0 | 0 | 0 | 0 | 0 | 0 | 0 | 0 | 0 | 0 | 0 | 0 | 0 | 0 | 0 | 0 | 0 | 0 | 0 | 0 | 0 | 0 | 0 | 0 | 0 | 0 | 0 | 0 | 0 | 0 | 0 | 0 | 0 | 0 | 0 | 0 | 0 | 0 | 0 | 0 | 0 | 0 | 0 | 0 | 0 | 0 | 0 | 0 | 0 | 0 |  |  | 0 | 0 | 0 | 0 | 0 | 0 |  | 0 | 0 | 0 | 0 | 0 | 0 | 0 | 0 | 0 | 0 | 0 | 0 | 0 | 0 | 0 | 0 | 0 | 0 | 0
197 |  | 1 |  |  |  |  | 0 |  |  |  | 0 | 0 | [6 empty] | 0 |  |  |  |  | 0% | 0 | 0 | 0 | 0 | 0 | 0 |  |  | 0 | 0% | 0 | 0 | 0 | 0 | 0 | NewControlTypes | 0 | 0 | 0 | 0 | 0 | 0 | 0 | 0 | 0 | 0 | 0 | 0 | 0 | 0 | 0 | 0 | 0 | 0 | 0 | 0 | 0 | 0 | 0 | 0 | 0 | 0 | 0 | 0 | 0 | 0 | 0 | 0 | 0 | 0 | 0 | 0 | 0 | 0 | 0 | 0 | 0 | 0 | 0 | 0 | 0 | 0 | 0 | 0 | 0 | 0 | 0 | 0 | 0 | 0 | 0 | 0 | 0 | 0 | 0 | 0 | 0 | 0 | 0 | 0 | 0 | 0 | 0 | 0 | 0 | 0 | 0 | 0 | 0 | 0 | 0 | 0 | 0 | 0 | 0 | 0 | 0 |  |  | 0 | 0 | 0 | 0 | 0 | 0 |  | 0 | 0 | 0 | 0 | 0 | 0 | 0 | 0 | 0 | 0 | 0 | 0 | 0 | 0 | 0 | 0 | 0 | 0 | 0
198 |  | 1 |  |  |  |  | 0 |  |  |  | 0 | 0 | [6 empty] | 0 |  |  |  |  | 0% | 0 | 0 | 0 | 0 | 0 | 0 |  |  | 0 | 0% | 0 | 0 | 0 | 0 | 0 | NewControlTypes | 0 | 0 | 0 | 0 | 0 | 0 | 0 | 0 | 0 | 0 | 0 | 0 | 0 | 0 | 0 | 0 | 0 | 0 | 0 | 0 | 0 | 0 | 0 | 0 | 0 | 0 | 0 | 0 | 0 | 0 | 0 | 0 | 0 | 0 | 0 | 0 | 0 | 0 | 0 | 0 | 0 | 0 | 0 | 0 | 0 | 0 | 0 | 0 | 0 | 0 | 0 | 0 | 0 | 0 | 0 | 0 | 0 | 0 | 0 | 0 | 0 | 0 | 0 | 0 | 0 | 0 | 0 | 0 | 0 | 0 | 0 | 0 | 0 | 0 | 0 | 0 | 0 | 0 | 0 | 0 | 0 |  |  | 0 | 0 | 0 | 0 | 0 | 0 |  | 0 | 0 | 0 | 0 | 0 | 0 | 0 | 0 | 0 | 0 | 0 | 0 | 0 | 0 | 0 | 0 | 0 | 0 | 0
199 |  | 1 |  |  |  |  | 0 |  |  |  | 0 | 0 | [6 empty] | 0 |  |  |  |  | 0% | 0 | 0 | 0 | 0 | 0 | 0 |  |  | 0 | 0% | 0 | 0 | 0 | 0 | 0 | NewControlTypes | 0 | 0 | 0 | 0 | 0 | 0 | 0 | 0 | 0 | 0 | 0 | 0 | 0 | 0 | 0 | 0 | 0 | 0 | 0 | 0 | 0 | 0 | 0 | 0 | 0 | 0 | 0 | 0 | 0 | 0 | 0 | 0 | 0 | 0 | 0 | 0 | 0 | 0 | 0 | 0 | 0 | 0 | 0 | 0 | 0 | 0 | 0 | 0 | 0 | 0 | 0 | 0 | 0 | 0 | 0 | 0 | 0 | 0 | 0 | 0 | 0 | 0 | 0 | 0 | 0 | 0 | 0 | 0 | 0 | 0 | 0 | 0 | 0 | 0 | 0 | 0 | 0 | 0 | 0 | 0 | 0 |  |  | 0 | 0 | 0 | 0 | 0 | 0 |  | 0 | 0 | 0 | 0 | 0 | 0 | 0 | 0 | 0 | 0 | 0 | 0 | 0 | 0 | 0 | 0 | 0 | 0 | 0
200 |  | 1 |  |  |  |  | 0 |  |  |  | 0 | 0 | [6 empty] | 0 |  |  |  |  | 0% | 0 | 0 | 0 | 0 | 0 | 0 |  |  | 0 | 0% | 0 | 0 | 0 | 0 | 0 | NewControlTypes | 0 | 0 | 0 | 0 | 0 | 0 | 0 | 0 | 0 | 0 | 0 | 0 | 0 | 0 | 0 | 0 | 0 | 0 | 0 | 0 | 0 | 0 | 0 | 0 | 0 | 0 | 0 | 0 | 0 | 0 | 0 | 0 | 0 | 0 | 0 | 0 | 0 | 0 | 0 | 0 | 0 | 0 | 0 | 0 | 0 | 0 | 0 | 0 | 0 | 0 | 0 | 0 | 0 | 0 | 0 | 0 | 0 | 0 | 0 | 0 | 0 | 0 | 0 | 0 | 0 | 0 | 0 | 0 | 0 | 0 | 0 | 0 | 0 | 0 | 0 | 0 | 0 | 0 | 0 | 0 | 0 |  |  | 0 | 0 | 0 | 0 | 0 | 0 |  | 0 | 0 | 0 | 0 | 0 | 0 | 0 | 0 | 0 | 0 | 0 | 0 | 0 | 0 | 0 | 0 | 0 | 0 | 0
201 |  | 1 |  |  |  |  | 0 |  |  |  | 0 | 0 | [6 empty] | 0 |  |  |  |  | 0% | 0 | 0 | 0 | 0 | 0 | 0 |  |  | 0 | 0% | 0 | 0 | 0 | 0 | 0 | NewControlTypes | 0 | 0 | 0 | 0 | 0 | 0 | 0 | 0 | 0 | 0 | 0 | 0 | 0 | 0 | 0 | 0 | 0 | 0 | 0 | 0 | 0 | 0 | 0 | 0 | 0 | 0 | 0 | 0 | 0 | 0 | 0 | 0 | 0 | 0 | 0 | 0 | 0 | 0 | 0 | 0 | 0 | 0 | 0 | 0 | 0 | 0 | 0 | 0 | 0 | 0 | 0 | 0 | 0 | 0 | 0 | 0 | 0 | 0 | 0 | 0 | 0 | 0 | 0 | 0 | 0 | 0 | 0 | 0 | 0 | 0 | 0 | 0 | 0 | 0 | 0 | 0 | 0 | 0 | 0 | 0 | 0 |  |  | 0 | 0 | 0 | 0 | 0 | 0 |  | 0 | 0 | 0 | 0 | 0 | 0 | 0 | 0 | 0 | 0 | 0 | 0 | 0 | 0 | 0 | 0 | 0 | 0 | 0
202 |  | 1 |  |  |  |  | 0 |  |  |  | 0 | 0 | [6 empty] | 0 |  |  |  |  | 0% | 0 | 0 | 0 | 0 | 0 | 0 |  |  | 0 | 0% | 0 | 0 | 0 | 0 | 0 | NewControlTypes | 0 | 0 | 0 | 0 | 0 | 0 | 0 | 0 | 0 | 0 | 0 | 0 | 0 | 0 | 0 | 0 | 0 | 0 | 0 | 0 | 0 | 0 | 0 | 0 | 0 | 0 | 0 | 0 | 0 | 0 | 0 | 0 | 0 | 0 | 0 | 0 | 0 | 0 | 0 | 0 | 0 | 0 | 0 | 0 | 0 | 0 | 0 | 0 | 0 | 0 | 0 | 0 | 0 | 0 | 0 | 0 | 0 | 0 | 0 | 0 | 0 | 0 | 0 | 0 | 0 | 0 | 0 | 0 | 0 | 0 | 0 | 0 | 0 | 0 | 0 | 0 | 0 | 0 | 0 | 0 | 0 |  |  | 0 | 0 | 0 | 0 | 0 | 0 |  | 0 | 0 | 0 | 0 | 0 | 0 | 0 | 0 | 0 | 0 | 0 | 0 | 0 | 0 | 0 | 0 | 0 | 0 | 0
203 |  | 1 |  |  |  |  | 0 |  |  |  | 0 | 0 | [6 empty] | 0 |  |  |  |  | 0% | 0 | 0 | 0 | 0 | 0 | 0 |  |  | 0 | 0% | 0 | 0 | 0 | 0 | 0 | NewControlTypes | 0 | 0 | 0 | 0 | 0 | 0 | 0 | 0 | 0 | 0 | 0 | 0 | 0 | 0 | 0 | 0 | 0 | 0 | 0 | 0 | 0 | 0 | 0 | 0 | 0 | 0 | 0 | 0 | 0 | 0 | 0 | 0 | 0 | 0 | 0 | 0 | 0 | 0 | 0 | 0 | 0 | 0 | 0 | 0 | 0 | 0 | 0 | 0 | 0 | 0 | 0 | 0 | 0 | 0 | 0 | 0 | 0 | 0 | 0 | 0 | 0 | 0 | 0 | 0 | 0 | 0 | 0 | 0 | 0 | 0 | 0 | 0 | 0 | 0 | 0 | 0 | 0 | 0 | 0 | 0 | 0 |  |  | 0 | 0 | 0 | 0 | 0 | 0 |  | 0 | 0 | 0 | 0 | 0 | 0 | 0 | 0 | 0 | 0 | 0 | 0 | 0 | 0 | 0 | 0 | 0 | 0 | 0
204 |  | 1 |  |  |  |  | 0 |  |  |  | 0 | 0 | [6 empty] | 0 |  |  |  |  | 0% | 0 | 0 | 0 | 0 | 0 | 0 |  |  | 0 | 0% | 0 | 0 | 0 | 0 | 0 | NewControlTypes | 0 | 0 | 0 | 0 | 0 | 0 | 0 | 0 | 0 | 0 | 0 | 0 | 0 | 0 | 0 | 0 | 0 | 0 | 0 | 0 | 0 | 0 | 0 | 0 | 0 | 0 | 0 | 0 | 0 | 0 | 0 | 0 | 0 | 0 | 0 | 0 | 0 | 0 | 0 | 0 | 0 | 0 | 0 | 0 | 0 | 0 | 0 | 0 | 0 | 0 | 0 | 0 | 0 | 0 | 0 | 0 | 0 | 0 | 0 | 0 | 0 | 0 | 0 | 0 | 0 | 0 | 0 | 0 | 0 | 0 | 0 | 0 | 0 | 0 | 0 | 0 | 0 | 0 | 0 | 0 | 0 |  |  | 0 | 0 | 0 | 0 | 0 | 0 |  | 0 | 0 | 0 | 0 | 0 | 0 | 0 | 0 | 0 | 0 | 0 | 0 | 0 | 0 | 0 | 0 | 0 | 0 | 0
205 |  | 1 |  |  |  |  | 0 |  |  |  | 0 | 0 | [6 empty] | 0 |  |  |  |  | 0% | 0 | 0 | 0 | 0 | 0 | 0 |  |  | 0 | 0% | 0 | 0 | 0 | 0 | 0 | NewControlTypes | 0 | 0 | 0 | 0 | 0 | 0 | 0 | 0 | 0 | 0 | 0 | 0 | 0 | 0 | 0 | 0 | 0 | 0 | 0 | 0 | 0 | 0 | 0 | 0 | 0 | 0 | 0 | 0 | 0 | 0 | 0 | 0 | 0 | 0 | 0 | 0 | 0 | 0 | 0 | 0 | 0 | 0 | 0 | 0 | 0 | 0 | 0 | 0 | 0 | 0 | 0 | 0 | 0 | 0 | 0 | 0 | 0 | 0 | 0 | 0 | 0 | 0 | 0 | 0 | 0 | 0 | 0 | 0 | 0 | 0 | 0 | 0 | 0 | 0 | 0 | 0 | 0 | 0 | 0 | 0 | 0 |  |  | 0 | 0 | 0 | 0 | 0 | 0 |  | 0 | 0 | 0 | 0 | 0 | 0 | 0 | 0 | 0 | 0 | 0 | 0 | 0 | 0 | 0 | 0 | 0 | 0 | 0
206 |  | 1 |  |  |  |  | 0 |  |  |  | 0 | 0 | [6 empty] | 0 |  |  |  |  | 0% | 0 | 0 | 0 | 0 | 0 | 0 |  |  | 0 | 0% | 0 | 0 | 0 | 0 | 0 | NewControlTypes | 0 | 0 | 0 | 0 | 0 | 0 | 0 | 0 | 0 | 0 | 0 | 0 | 0 | 0 | 0 | 0 | 0 | 0 | 0 | 0 | 0 | 0 | 0 | 0 | 0 | 0 | 0 | 0 | 0 | 0 | 0 | 0 | 0 | 0 | 0 | 0 | 0 | 0 | 0 | 0 | 0 | 0 | 0 | 0 | 0 | 0 | 0 | 0 | 0 | 0 | 0 | 0 | 0 | 0 | 0 | 0 | 0 | 0 | 0 | 0 | 0 | 0 | 0 | 0 | 0 | 0 | 0 | 0 | 0 | 0 | 0 | 0 | 0 | 0 | 0 | 0 | 0 | 0 | 0 | 0 | 0 |  |  | 0 | 0 | 0 | 0 | 0 | 0 |  | 0 | 0 | 0 | 0 | 0 | 0 | 0 | 0 | 0 | 0 | 0 | 0 | 0 | 0 | 0 | 0 | 0 | 0 | 0
207 |  | 1 |  |  |  |  | 0 |  |  |  | 0 | 0 | [6 empty] | 0 |  |  |  |  | 0% | 0 | 0 | 0 | 0 | 0 | 0 |  |  | 0 | 0% | 0 | 0 | 0 | 0 | 0 | NewControlTypes | 0 | 0 | 0 | 0 | 0 | 0 | 0 | 0 | 0 | 0 | 0 | 0 | 0 | 0 | 0 | 0 | 0 | 0 | 0 | 0 | 0 | 0 | 0 | 0 | 0 | 0 | 0 | 0 | 0 | 0 | 0 | 0 | 0 | 0 | 0 | 0 | 0 | 0 | 0 | 0 | 0 | 0 | 0 | 0 | 0 | 0 | 0 | 0 | 0 | 0 | 0 | 0 | 0 | 0 | 0 | 0 | 0 | 0 | 0 | 0 | 0 | 0 | 0 | 0 | 0 | 0 | 0 | 0 | 0 | 0 | 0 | 0 | 0 | 0 | 0 | 0 | 0 | 0 | 0 | 0 | 0 |  |  | 0 | 0 | 0 | 0 | 0 | 0 |  | 0 | 0 | 0 | 0 | 0 | 0 | 0 | 0 | 0 | 0 | 0 | 0 | 0 | 0 | 0 | 0 | 0 | 0 | 0
208 |  | 1 |  |  |  |  | 0 |  |  |  | 0 | 0 | [6 empty] | 0 |  |  |  |  | 0% | 0 | 0 | 0 | 0 | 0 | 0 |  |  | 0 | 0% | 0 | 0 | 0 | 0 | 0 | NewControlTypes | 0 | 0 | 0 | 0 | 0 | 0 | 0 | 0 | 0 | 0 | 0 | 0 | 0 | 0 | 0 | 0 | 0 | 0 | 0 | 0 | 0 | 0 | 0 | 0 | 0 | 0 | 0 | 0 | 0 | 0 | 0 | 0 | 0 | 0 | 0 | 0 | 0 | 0 | 0 | 0 | 0 | 0 | 0 | 0 | 0 | 0 | 0 | 0 | 0 | 0 | 0 | 0 | 0 | 0 | 0 | 0 | 0 | 0 | 0 | 0 | 0 | 0 | 0 | 0 | 0 | 0 | 0 | 0 | 0 | 0 | 0 | 0 | 0 | 0 | 0 | 0 | 0 | 0 | 0 | 0 | 0 |  |  | 0 | 0 | 0 | 0 | 0 | 0 |  | 0 | 0 | 0 | 0 | 0 | 0 | 0 | 0 | 0 | 0 | 0 | 0 | 0 | 0 | 0 | 0 | 0 | 0 | 0
209 |  | 1 |  |  |  |  | 0 |  |  |  | 0 | 0 | [6 empty] | 0 |  |  |  |  | 0% | 0 | 0 | 0 | 0 | 0 | 0 |  |  | 0 | 0% | 0 | 0 | 0 | 0 | 0 | NewControlTypes | 0 | 0 | 0 | 0 | 0 | 0 | 0 | 0 | 0 | 0 | 0 | 0 | 0 | 0 | 0 | 0 | 0 | 0 | 0 | 0 | 0 | 0 | 0 | 0 | 0 | 0 | 0 | 0 | 0 | 0 | 0 | 0 | 0 | 0 | 0 | 0 | 0 | 0 | 0 | 0 | 0 | 0 | 0 | 0 | 0 | 0 | 0 | 0 | 0 | 0 | 0 | 0 | 0 | 0 | 0 | 0 | 0 | 0 | 0 | 0 | 0 | 0 | 0 | 0 | 0 | 0 | 0 | 0 | 0 | 0 | 0 | 0 | 0 | 0 | 0 | 0 | 0 | 0 | 0 | 0 | 0 |  |  | 0 | 0 | 0 | 0 | 0 | 0 |  | 0 | 0 | 0 | 0 | 0 | 0 | 0 | 0 | 0 | 0 | 0 | 0 | 0 | 0 | 0 | 0 | 0 | 0 | 0
210 |  | 1 |  |  |  |  | 0 |  |  |  | 0 | 0 | [6 empty] | 0 |  |  |  |  | 0% | 0 | 0 | 0 | 0 | 0 | 0 |  |  | 0 | 0% | 0 | 0 | 0 | 0 | 0 | NewControlTypes | 0 | 0 | 0 | 0 | 0 | 0 | 0 | 0 | 0 | 0 | 0 | 0 | 0 | 0 | 0 | 0 | 0 | 0 | 0 | 0 | 0 | 0 | 0 | 0 | 0 | 0 | 0 | 0 | 0 | 0 | 0 | 0 | 0 | 0 | 0 | 0 | 0 | 0 | 0 | 0 | 0 | 0 | 0 | 0 | 0 | 0 | 0 | 0 | 0 | 0 | 0 | 0 | 0 | 0 | 0 | 0 | 0 | 0 | 0 | 0 | 0 | 0 | 0 | 0 | 0 | 0 | 0 | 0 | 0 | 0 | 0 | 0 | 0 | 0 | 0 | 0 | 0 | 0 | 0 | 0 | 0 |  |  | 0 | 0 | 0 | 0 | 0 | 0 |  | 0 | 0 | 0 | 0 | 0 | 0 | 0 | 0 | 0 | 0 | 0 | 0 | 0 | 0 | 0 | 0 | 0 | 0 | 0
211 |  | 1 |  |  |  |  | 0 |  |  |  | 0 | 0 | [6 empty] | 0 |  |  |  |  | 0% | 0 | 0 | 0 | 0 | 0 | 0 |  |  | 0 | 0% | 0 | 0 | 0 | 0 | 0 | NewControlTypes | 0 | 0 | 0 | 0 | 0 | 0 | 0 | 0 | 0 | 0 | 0 | 0 | 0 | 0 | 0 | 0 | 0 | 0 | 0 | 0 | 0 | 0 | 0 | 0 | 0 | 0 | 0 | 0 | 0 | 0 | 0 | 0 | 0 | 0 | 0 | 0 | 0 | 0 | 0 | 0 | 0 | 0 | 0 | 0 | 0 | 0 | 0 | 0 | 0 | 0 | 0 | 0 | 0 | 0 | 0 | 0 | 0 | 0 | 0 | 0 | 0 | 0 | 0 | 0 | 0 | 0 | 0 | 0 | 0 | 0 | 0 | 0 | 0 | 0 | 0 | 0 | 0 | 0 | 0 | 0 | 0 |  |  | 0 | 0 | 0 | 0 | 0 | 0 |  | 0 | 0 | 0 | 0 | 0 | 0 | 0 | 0 | 0 | 0 | 0 | 0 | 0 | 0 | 0 | 0 | 0 | 0 | 0
212 |  | 1 |  |  |  |  | 0 |  |  |  | 0 | 0 | [6 empty] | 0 |  |  |  |  | 0% | 0 | 0 | 0 | 0 | 0 | 0 |  |  | 0 | 0% | 0 | 0 | 0 | 0 | 0 | NewControlTypes | 0 | 0 | 0 | 0 | 0 | 0 | 0 | 0 | 0 | 0 | 0 | 0 | 0 | 0 | 0 | 0 | 0 | 0 | 0 | 0 | 0 | 0 | 0 | 0 | 0 | 0 | 0 | 0 | 0 | 0 | 0 | 0 | 0 | 0 | 0 | 0 | 0 | 0 | 0 | 0 | 0 | 0 | 0 | 0 | 0 | 0 | 0 | 0 | 0 | 0 | 0 | 0 | 0 | 0 | 0 | 0 | 0 | 0 | 0 | 0 | 0 | 0 | 0 | 0 | 0 | 0 | 0 | 0 | 0 | 0 | 0 | 0 | 0 | 0 | 0 | 0 | 0 | 0 | 0 | 0 | 0 |  |  | 0 | 0 | 0 | 0 | 0 | 0 |  | 0 | 0 | 0 | 0 | 0 | 0 | 0 | 0 | 0 | 0 | 0 | 0 | 0 | 0 | 0 | 0 | 0 | 0 | 0
213 |  | 1 |  |  |  |  | 0 |  |  |  | 0 | 0 | [6 empty] | 0 |  |  |  |  | 0% | 0 | 0 | 0 | 0 | 0 | 0 |  |  | 0 | 0% | 0 | 0 | 0 | 0 | 0 | NewControlTypes | 0 | 0 | 0 | 0 | 0 | 0 | 0 | 0 | 0 | 0 | 0 | 0 | 0 | 0 | 0 | 0 | 0 | 0 | 0 | 0 | 0 | 0 | 0 | 0 | 0 | 0 | 0 | 0 | 0 | 0 | 0 | 0 | 0 | 0 | 0 | 0 | 0 | 0 | 0 | 0 | 0 | 0 | 0 | 0 | 0 | 0 | 0 | 0 | 0 | 0 | 0 | 0 | 0 | 0 | 0 | 0 | 0 | 0 | 0 | 0 | 0 | 0 | 0 | 0 | 0 | 0 | 0 | 0 | 0 | 0 | 0 | 0 | 0 | 0 | 0 | 0 | 0 | 0 | 0 | 0 | 0 |  |  | 0 | 0 | 0 | 0 | 0 | 0 |  | 0 | 0 | 0 | 0 | 0 | 0 | 0 | 0 | 0 | 0 | 0 | 0 | 0 | 0 | 0 | 0 | 0 | 0 | 0
214 |  | 1 |  |  |  |  | 0 |  |  |  | 0 | 0 | [6 empty] | 0 |  |  |  |  | 0% | 0 | 0 | 0 | 0 | 0 | 0 |  |  | 0 | 0% | 0 | 0 | 0 | 0 | 0 | NewControlTypes | 0 | 0 | 0 | 0 | 0 | 0 | 0 | 0 | 0 | 0 | 0 | 0 | 0 | 0 | 0 | 0 | 0 | 0 | 0 | 0 | 0 | 0 | 0 | 0 | 0 | 0 | 0 | 0 | 0 | 0 | 0 | 0 | 0 | 0 | 0 | 0 | 0 | 0 | 0 | 0 | 0 | 0 | 0 | 0 | 0 | 0 | 0 | 0 | 0 | 0 | 0 | 0 | 0 | 0 | 0 | 0 | 0 | 0 | 0 | 0 | 0 | 0 | 0 | 0 | 0 | 0 | 0 | 0 | 0 | 0 | 0 | 0 | 0 | 0 | 0 | 0 | 0 | 0 | 0 | 0 | 0 |  |  | 0 | 0 | 0 | 0 | 0 | 0 |  | 0 | 0 | 0 | 0 | 0 | 0 | 0 | 0 | 0 | 0 | 0 | 0 | 0 | 0 | 0 | 0 | 0 | 0 | 0
215 |  | 1 |  |  |  |  | 0 |  |  |  | 0 | 0 | [6 empty] | 0 |  |  |  |  | 0% | 0 | 0 | 0 | 0 | 0 | 0 |  |  | 0 | 0% | 0 | 0 | 0 | 0 | 0 | NewControlTypes | 0 | 0 | 0 | 0 | 0 | 0 | 0 | 0 | 0 | 0 | 0 | 0 | 0 | 0 | 0 | 0 | 0 | 0 | 0 | 0 | 0 | 0 | 0 | 0 | 0 | 0 | 0 | 0 | 0 | 0 | 0 | 0 | 0 | 0 | 0 | 0 | 0 | 0 | 0 | 0 | 0 | 0 | 0 | 0 | 0 | 0 | 0 | 0 | 0 | 0 | 0 | 0 | 0 | 0 | 0 | 0 | 0 | 0 | 0 | 0 | 0 | 0 | 0 | 0 | 0 | 0 | 0 | 0 | 0 | 0 | 0 | 0 | 0 | 0 | 0 | 0 | 0 | 0 | 0 | 0 | 0 |  |  | 0 | 0 | 0 | 0 | 0 | 0 |  | 0 | 0 | 0 | 0 | 0 | 0 | 0 | 0 | 0 | 0 | 0 | 0 | 0 | 0 | 0 | 0 | 0 | 0 | 0
216 |  | 1 |  |  |  |  | 0 |  |  |  | 0 | 0 | [6 empty] | 0 |  |  |  |  | 0% | 0 | 0 | 0 | 0 | 0 | 0 |  |  | 0 | 0% | 0 | 0 | 0 | 0 | 0 | NewControlTypes | 0 | 0 | 0 | 0 | 0 | 0 | 0 | 0 | 0 | 0 | 0 | 0 | 0 | 0 | 0 | 0 | 0 | 0 | 0 | 0 | 0 | 0 | 0 | 0 | 0 | 0 | 0 | 0 | 0 | 0 | 0 | 0 | 0 | 0 | 0 | 0 | 0 | 0 | 0 | 0 | 0 | 0 | 0 | 0 | 0 | 0 | 0 | 0 | 0 | 0 | 0 | 0 | 0 | 0 | 0 | 0 | 0 | 0 | 0 | 0 | 0 | 0 | 0 | 0 | 0 | 0 | 0 | 0 | 0 | 0 | 0 | 0 | 0 | 0 | 0 | 0 | 0 | 0 | 0 | 0 | 0 |  |  | 0 | 0 | 0 | 0 | 0 | 0 |  | 0 | 0 | 0 | 0 | 0 | 0 | 0 | 0 | 0 | 0 | 0 | 0 | 0 | 0 | 0 | 0 | 0 | 0 | 0
217 |  | 1 |  |  |  |  | 0 |  |  |  | 0 | 0 | [6 empty] | 0 |  |  |  |  | 0% | 0 | 0 | 0 | 0 | 0 | 0 |  |  | 0 | 0% | 0 | 0 | 0 | 0 | 0 | NewControlTypes | 0 | 0 | 0 | 0 | 0 | 0 | 0 | 0 | 0 | 0 | 0 | 0 | 0 | 0 | 0 | 0 | 0 | 0 | 0 | 0 | 0 | 0 | 0 | 0 | 0 | 0 | 0 | 0 | 0 | 0 | 0 | 0 | 0 | 0 | 0 | 0 | 0 | 0 | 0 | 0 | 0 | 0 | 0 | 0 | 0 | 0 | 0 | 0 | 0 | 0 | 0 | 0 | 0 | 0 | 0 | 0 | 0 | 0 | 0 | 0 | 0 | 0 | 0 | 0 | 0 | 0 | 0 | 0 | 0 | 0 | 0 | 0 | 0 | 0 | 0 | 0 | 0 | 0 | 0 | 0 | 0 |  |  | 0 | 0 | 0 | 0 | 0 | 0 |  | 0 | 0 | 0 | 0 | 0 | 0 | 0 | 0 | 0 | 0 | 0 | 0 | 0 | 0 | 0 | 0 | 0 | 0 | 0
218 |  | 1 |  |  |  |  | 0 |  |  |  | 0 | 0 | [6 empty] | 0 |  |  |  |  | 0% | 0 | 0 | 0 | 0 | 0 | 0 |  |  | 0 | 0% | 0 | 0 | 0 | 0 | 0 | NewControlTypes | 0 | 0 | 0 | 0 | 0 | 0 | 0 | 0 | 0 | 0 | 0 | 0 | 0 | 0 | 0 | 0 | 0 | 0 | 0 | 0 | 0 | 0 | 0 | 0 | 0 | 0 | 0 | 0 | 0 | 0 | 0 | 0 | 0 | 0 | 0 | 0 | 0 | 0 | 0 | 0 | 0 | 0 | 0 | 0 | 0 | 0 | 0 | 0 | 0 | 0 | 0 | 0 | 0 | 0 | 0 | 0 | 0 | 0 | 0 | 0 | 0 | 0 | 0 | 0 | 0 | 0 | 0 | 0 | 0 | 0 | 0 | 0 | 0 | 0 | 0 | 0 | 0 | 0 | 0 | 0 | 0 |  |  | 0 | 0 | 0 | 0 | 0 | 0 |  | 0 | 0 | 0 | 0 | 0 | 0 | 0 | 0 | 0 | 0 | 0 | 0 | 0 | 0 | 0 | 0 | 0 | 0 | 0
219 |  | 1 |  |  |  |  | 0 |  |  |  | 0 | 0 | [6 empty] | 0 |  |  |  |  | 0% | 0 | 0 | 0 | 0 | 0 | 0 |  |  | 0 | 0% | 0 | 0 | 0 | 0 | 0 | NewControlTypes | 0 | 0 | 0 | 0 | 0 | 0 | 0 | 0 | 0 | 0 | 0 | 0 | 0 | 0 | 0 | 0 | 0 | 0 | 0 | 0 | 0 | 0 | 0 | 0 | 0 | 0 | 0 | 0 | 0 | 0 | 0 | 0 | 0 | 0 | 0 | 0 | 0 | 0 | 0 | 0 | 0 | 0 | 0 | 0 | 0 | 0 | 0 | 0 | 0 | 0 | 0 | 0 | 0 | 0 | 0 | 0 | 0 | 0 | 0 | 0 | 0 | 0 | 0 | 0 | 0 | 0 | 0 | 0 | 0 | 0 | 0 | 0 | 0 | 0 | 0 | 0 | 0 | 0 | 0 | 0 | 0 |  |  | 0 | 0 | 0 | 0 | 0 | 0 |  | 0 | 0 | 0 | 0 | 0 | 0 | 0 | 0 | 0 | 0 | 0 | 0 | 0 | 0 | 0 | 0 | 0 | 0 | 0
220 |  | 1 |  |  |  |  | 0 |  |  |  | 0 | 0 | [6 empty] | 0 |  |  |  |  | 0% | 0 | 0 | 0 | 0 | 0 | 0 |  |  | 0 | 0% | 0 | 0 | 0 | 0 | 0 | NewControlTypes | 0 | 0 | 0 | 0 | 0 | 0 | 0 | 0 | 0 | 0 | 0 | 0 | 0 | 0 | 0 | 0 | 0 | 0 | 0 | 0 | 0 | 0 | 0 | 0 | 0 | 0 | 0 | 0 | 0 | 0 | 0 | 0 | 0 | 0 | 0 | 0 | 0 | 0 | 0 | 0 | 0 | 0 | 0 | 0 | 0 | 0 | 0 | 0 | 0 | 0 | 0 | 0 | 0 | 0 | 0 | 0 | 0 | 0 | 0 | 0 | 0 | 0 | 0 | 0 | 0 | 0 | 0 | 0 | 0 | 0 | 0 | 0 | 0 | 0 | 0 | 0 | 0 | 0 | 0 | 0 | 0 |  |  | 0 | 0 | 0 | 0 | 0 | 0 |  | 0 | 0 | 0 | 0 | 0 | 0 | 0 | 0 | 0 | 0 | 0 | 0 | 0 | 0 | 0 | 0 | 0 | 0 | 0
221 |  | 1 |  |  |  |  | 0 |  |  |  | 0 | 0 | [6 empty] | 0 |  |  |  |  | 0% | 0 | 0 | 0 | 0 | 0 | 0 |  |  | 0 | 0% | 0 | 0 | 0 | 0 | 0 | NewControlTypes | 0 | 0 | 0 | 0 | 0 | 0 | 0 | 0 | 0 | 0 | 0 | 0 | 0 | 0 | 0 | 0 | 0 | 0 | 0 | 0 | 0 | 0 | 0 | 0 | 0 | 0 | 0 | 0 | 0 | 0 | 0 | 0 | 0 | 0 | 0 | 0 | 0 | 0 | 0 | 0 | 0 | 0 | 0 | 0 | 0 | 0 | 0 | 0 | 0 | 0 | 0 | 0 | 0 | 0 | 0 | 0 | 0 | 0 | 0 | 0 | 0 | 0 | 0 | 0 | 0 | 0 | 0 | 0 | 0 | 0 | 0 | 0 | 0 | 0 | 0 | 0 | 0 | 0 | 0 | 0 | 0 |  |  | 0 | 0 | 0 | 0 | 0 | 0 |  | 0 | 0 | 0 | 0 | 0 | 0 | 0 | 0 | 0 | 0 | 0 | 0 | 0 | 0 | 0 | 0 | 0 | 0 | 0
222 |  | 1 |  |  |  |  | 0 |  |  |  | 0 | 0 | [6 empty] | 0 |  |  |  |  | 0% | 0 | 0 | 0 | 0 | 0 | 0 |  |  | 0 | 0% | 0 | 0 | 0 | 0 | 0 | NewControlTypes | 0 | 0 | 0 | 0 | 0 | 0 | 0 | 0 | 0 | 0 | 0 | 0 | 0 | 0 | 0 | 0 | 0 | 0 | 0 | 0 | 0 | 0 | 0 | 0 | 0 | 0 | 0 | 0 | 0 | 0 | 0 | 0 | 0 | 0 | 0 | 0 | 0 | 0 | 0 | 0 | 0 | 0 | 0 | 0 | 0 | 0 | 0 | 0 | 0 | 0 | 0 | 0 | 0 | 0 | 0 | 0 | 0 | 0 | 0 | 0 | 0 | 0 | 0 | 0 | 0 | 0 | 0 | 0 | 0 | 0 | 0 | 0 | 0 | 0 | 0 | 0 | 0 | 0 | 0 | 0 | 0 |  |  | 0 | 0 | 0 | 0 | 0 | 0 |  | 0 | 0 | 0 | 0 | 0 | 0 | 0 | 0 | 0 | 0 | 0 | 0 | 0 | 0 | 0 | 0 | 0 | 0 | 0
223 |  | 1 |  |  |  |  | 0 |  |  |  | 0 | 0 | [6 empty] | 0 |  |  |  |  | 0% | 0 | 0 | 0 | 0 | 0 | 0 |  |  | 0 | 0% | 0 | 0 | 0 | 0 | 0 | NewControlTypes | 0 | 0 | 0 | 0 | 0 | 0 | 0 | 0 | 0 | 0 | 0 | 0 | 0 | 0 | 0 | 0 | 0 | 0 | 0 | 0 | 0 | 0 | 0 | 0 | 0 | 0 | 0 | 0 | 0 | 0 | 0 | 0 | 0 | 0 | 0 | 0 | 0 | 0 | 0 | 0 | 0 | 0 | 0 | 0 | 0 | 0 | 0 | 0 | 0 | 0 | 0 | 0 | 0 | 0 | 0 | 0 | 0 | 0 | 0 | 0 | 0 | 0 | 0 | 0 | 0 | 0 | 0 | 0 | 0 | 0 | 0 | 0 | 0 | 0 | 0 | 0 | 0 | 0 | 0 | 0 | 0 |  |  | 0 | 0 | 0 | 0 | 0 | 0 |  | 0 | 0 | 0 | 0 | 0 | 0 | 0 | 0 | 0 | 0 | 0 | 0 | 0 | 0 | 0 | 0 | 0 | 0 | 0
224 |  | 1 |  |  |  |  | 0 |  |  |  | 0 | 0 | [6 empty] | 0 |  |  |  |  | 0% | 0 | 0 | 0 | 0 | 0 | 0 |  |  | 0 | 0% | 0 | 0 | 0 | 0 | 0 | NewControlTypes | 0 | 0 | 0 | 0 | 0 | 0 | 0 | 0 | 0 | 0 | 0 | 0 | 0 | 0 | 0 | 0 | 0 | 0 | 0 | 0 | 0 | 0 | 0 | 0 | 0 | 0 | 0 | 0 | 0 | 0 | 0 | 0 | 0 | 0 | 0 | 0 | 0 | 0 | 0 | 0 | 0 | 0 | 0 | 0 | 0 | 0 | 0 | 0 | 0 | 0 | 0 | 0 | 0 | 0 | 0 | 0 | 0 | 0 | 0 | 0 | 0 | 0 | 0 | 0 | 0 | 0 | 0 | 0 | 0 | 0 | 0 | 0 | 0 | 0 | 0 | 0 | 0 | 0 | 0 | 0 | 0 |  |  | 0 | 0 | 0 | 0 | 0 | 0 |  | 0 | 0 | 0 | 0 | 0 | 0 | 0 | 0 | 0 | 0 | 0 | 0 | 0 | 0 | 0 | 0 | 0 | 0 | 0
225 |  | 1 |  |  |  |  | 0 |  |  |  | 0 | 0 | [6 empty] | 0 |  |  |  |  | 0% | 0 | 0 | 0 | 0 | 0 | 0 |  |  | 0 | 0% | 0 | 0 | 0 | 0 | 0 | NewControlTypes | 0 | 0 | 0 | 0 | 0 | 0 | 0 | 0 | 0 | 0 | 0 | 0 | 0 | 0 | 0 | 0 | 0 | 0 | 0 | 0 | 0 | 0 | 0 | 0 | 0 | 0 | 0 | 0 | 0 | 0 | 0 | 0 | 0 | 0 | 0 | 0 | 0 | 0 | 0 | 0 | 0 | 0 | 0 | 0 | 0 | 0 | 0 | 0 | 0 | 0 | 0 | 0 | 0 | 0 | 0 | 0 | 0 | 0 | 0 | 0 | 0 | 0 | 0 | 0 | 0 | 0 | 0 | 0 | 0 | 0 | 0 | 0 | 0 | 0 | 0 | 0 | 0 | 0 | 0 | 0 | 0 |  |  | 0 | 0 | 0 | 0 | 0 | 0 |  | 0 | 0 | 0 | 0 | 0 | 0 | 0 | 0 | 0 | 0 | 0 | 0 | 0 | 0 | 0 | 0 | 0 | 0 | 0
226 |  | 1 |  |  |  |  | 0 |  |  |  | 0 | 0 | [6 empty] | 0 |  |  |  |  | 0% | 0 | 0 | 0 | 0 | 0 | 0 |  |  | 0 | 0% | 0 | 0 | 0 | 0 | 0 | NewControlTypes | 0 | 0 | 0 | 0 | 0 | 0 | 0 | 0 | 0 | 0 | 0 | 0 | 0 | 0 | 0 | 0 | 0 | 0 | 0 | 0 | 0 | 0 | 0 | 0 | 0 | 0 | 0 | 0 | 0 | 0 | 0 | 0 | 0 | 0 | 0 | 0 | 0 | 0 | 0 | 0 | 0 | 0 | 0 | 0 | 0 | 0 | 0 | 0 | 0 | 0 | 0 | 0 | 0 | 0 | 0 | 0 | 0 | 0 | 0 | 0 | 0 | 0 | 0 | 0 | 0 | 0 | 0 | 0 | 0 | 0 | 0 | 0 | 0 | 0 | 0 | 0 | 0 | 0 | 0 | 0 | 0 |  |  | 0 | 0 | 0 | 0 | 0 | 0 |  | 0 | 0 | 0 | 0 | 0 | 0 | 0 | 0 | 0 | 0 | 0 | 0 | 0 | 0 | 0 | 0 | 0 | 0 | 0
227 |  | 1 |  |  |  |  | 0 |  |  |  | 0 | 0 | [6 empty] | 0 |  |  |  |  | 0% | 0 | 0 | 0 | 0 | 0 | 0 |  |  | 0 | 0% | 0 | 0 | 0 | 0 | 0 | NewControlTypes | 0 | 0 | 0 | 0 | 0 | 0 | 0 | 0 | 0 | 0 | 0 | 0 | 0 | 0 | 0 | 0 | 0 | 0 | 0 | 0 | 0 | 0 | 0 | 0 | 0 | 0 | 0 | 0 | 0 | 0 | 0 | 0 | 0 | 0 | 0 | 0 | 0 | 0 | 0 | 0 | 0 | 0 | 0 | 0 | 0 | 0 | 0 | 0 | 0 | 0 | 0 | 0 | 0 | 0 | 0 | 0 | 0 | 0 | 0 | 0 | 0 | 0 | 0 | 0 | 0 | 0 | 0 | 0 | 0 | 0 | 0 | 0 | 0 | 0 | 0 | 0 | 0 | 0 | 0 | 0 | 0 |  |  | 0 | 0 | 0 | 0 | 0 | 0 |  | 0 | 0 | 0 | 0 | 0 | 0 | 0 | 0 | 0 | 0 | 0 | 0 | 0 | 0 | 0 | 0 | 0 | 0 | 0
228 |  | 1 |  |  |  |  | 0 |  |  |  | 0 | 0 | [6 empty] | 0 |  |  |  |  | 0% | 0 | 0 | 0 | 0 | 0 | 0 |  |  | 0 | 0% | 0 | 0 | 0 | 0 | 0 | NewControlTypes | 0 | 0 | 0 | 0 | 0 | 0 | 0 | 0 | 0 | 0 | 0 | 0 | 0 | 0 | 0 | 0 | 0 | 0 | 0 | 0 | 0 | 0 | 0 | 0 | 0 | 0 | 0 | 0 | 0 | 0 | 0 | 0 | 0 | 0 | 0 | 0 | 0 | 0 | 0 | 0 | 0 | 0 | 0 | 0 | 0 | 0 | 0 | 0 | 0 | 0 | 0 | 0 | 0 | 0 | 0 | 0 | 0 | 0 | 0 | 0 | 0 | 0 | 0 | 0 | 0 | 0 | 0 | 0 | 0 | 0 | 0 | 0 | 0 | 0 | 0 | 0 | 0 | 0 | 0 | 0 | 0 |  |  | 0 | 0 | 0 | 0 | 0 | 0 |  | 0 | 0 | 0 | 0 | 0 | 0 | 0 | 0 | 0 | 0 | 0 | 0 | 0 | 0 | 0 | 0 | 0 | 0 | 0
229 |  | 1 |  |  |  |  | 0 |  |  |  | 0 | 0 | [6 empty] | 0 |  |  |  |  | 0% | 0 | 0 | 0 | 0 | 0 | 0 |  |  | 0 | 0% | 0 | 0 | 0 | 0 | 0 | NewControlTypes | 0 | 0 | 0 | 0 | 0 | 0 | 0 | 0 | 0 | 0 | 0 | 0 | 0 | 0 | 0 | 0 | 0 | 0 | 0 | 0 | 0 | 0 | 0 | 0 | 0 | 0 | 0 | 0 | 0 | 0 | 0 | 0 | 0 | 0 | 0 | 0 | 0 | 0 | 0 | 0 | 0 | 0 | 0 | 0 | 0 | 0 | 0 | 0 | 0 | 0 | 0 | 0 | 0 | 0 | 0 | 0 | 0 | 0 | 0 | 0 | 0 | 0 | 0 | 0 | 0 | 0 | 0 | 0 | 0 | 0 | 0 | 0 | 0 | 0 | 0 | 0 | 0 | 0 | 0 | 0 | 0 |  |  | 0 | 0 | 0 | 0 | 0 | 0 |  | 0 | 0 | 0 | 0 | 0 | 0 | 0 | 0 | 0 | 0 | 0 | 0 | 0 | 0 | 0 | 0 | 0 | 0 | 0
230 |  | 1 |  |  |  |  | 0 |  |  |  | 0 | 0 | [6 empty] | 0 |  |  |  |  | 0% | 0 | 0 | 0 | 0 | 0 | 0 |  |  | 0 | 0% | 0 | 0 | 0 | 0 | 0 | NewControlTypes | 0 | 0 | 0 | 0 | 0 | 0 | 0 | 0 | 0 | 0 | 0 | 0 | 0 | 0 | 0 | 0 | 0 | 0 | 0 | 0 | 0 | 0 | 0 | 0 | 0 | 0 | 0 | 0 | 0 | 0 | 0 | 0 | 0 | 0 | 0 | 0 | 0 | 0 | 0 | 0 | 0 | 0 | 0 | 0 | 0 | 0 | 0 | 0 | 0 | 0 | 0 | 0 | 0 | 0 | 0 | 0 | 0 | 0 | 0 | 0 | 0 | 0 | 0 | 0 | 0 | 0 | 0 | 0 | 0 | 0 | 0 | 0 | 0 | 0 | 0 | 0 | 0 | 0 | 0 | 0 | 0 |  |  | 0 | 0 | 0 | 0 | 0 | 0 |  | 0 | 0 | 0 | 0 | 0 | 0 | 0 | 0 | 0 | 0 | 0 | 0 | 0 | 0 | 0 | 0 | 0 | 0 | 0
231 |  | 1 |  |  |  |  | 0 |  |  |  | 0 | 0 | [6 empty] | 0 |  |  |  |  | 0% | 0 | 0 | 0 | 0 | 0 | 0 |  |  | 0 | 0% | 0 | 0 | 0 | 0 | 0 | NewControlTypes | 0 | 0 | 0 | 0 | 0 | 0 | 0 | 0 | 0 | 0 | 0 | 0 | 0 | 0 | 0 | 0 | 0 | 0 | 0 | 0 | 0 | 0 | 0 | 0 | 0 | 0 | 0 | 0 | 0 | 0 | 0 | 0 | 0 | 0 | 0 | 0 | 0 | 0 | 0 | 0 | 0 | 0 | 0 | 0 | 0 | 0 | 0 | 0 | 0 | 0 | 0 | 0 | 0 | 0 | 0 | 0 | 0 | 0 | 0 | 0 | 0 | 0 | 0 | 0 | 0 | 0 | 0 | 0 | 0 | 0 | 0 | 0 | 0 | 0 | 0 | 0 | 0 | 0 | 0 | 0 | 0 |  |  | 0 | 0 | 0 | 0 | 0 | 0 |  | 0 | 0 | 0 | 0 | 0 | 0 | 0 | 0 | 0 | 0 | 0 | 0 | 0 | 0 | 0 | 0 | 0 | 0 | 0
232 |  | 1 |  |  |  |  | 0 |  |  |  | 0 | 0 | [6 empty] | 0 |  |  |  |  | 0% | 0 | 0 | 0 | 0 | 0 | 0 |  |  | 0 | 0% | 0 | 0 | 0 | 0 | 0 | NewControlTypes | 0 | 0 | 0 | 0 | 0 | 0 | 0 | 0 | 0 | 0 | 0 | 0 | 0 | 0 | 0 | 0 | 0 | 0 | 0 | 0 | 0 | 0 | 0 | 0 | 0 | 0 | 0 | 0 | 0 | 0 | 0 | 0 | 0 | 0 | 0 | 0 | 0 | 0 | 0 | 0 | 0 | 0 | 0 | 0 | 0 | 0 | 0 | 0 | 0 | 0 | 0 | 0 | 0 | 0 | 0 | 0 | 0 | 0 | 0 | 0 | 0 | 0 | 0 | 0 | 0 | 0 | 0 | 0 | 0 | 0 | 0 | 0 | 0 | 0 | 0 | 0 | 0 | 0 | 0 | 0 | 0 |  |  | 0 | 0 | 0 | 0 | 0 | 0 |  | 0 | 0 | 0 | 0 | 0 | 0 | 0 | 0 | 0 | 0 | 0 | 0 | 0 | 0 | 0 | 0 | 0 | 0 | 0
233 |  | 1 |  |  |  |  | 0 |  |  |  | 0 | 0 | [6 empty] | 0 |  |  |  |  | 0% | 0 | 0 | 0 | 0 | 0 | 0 |  |  | 0 | 0% | 0 | 0 | 0 | 0 | 0 | NewControlTypes | 0 | 0 | 0 | 0 | 0 | 0 | 0 | 0 | 0 | 0 | 0 | 0 | 0 | 0 | 0 | 0 | 0 | 0 | 0 | 0 | 0 | 0 | 0 | 0 | 0 | 0 | 0 | 0 | 0 | 0 | 0 | 0 | 0 | 0 | 0 | 0 | 0 | 0 | 0 | 0 | 0 | 0 | 0 | 0 | 0 | 0 | 0 | 0 | 0 | 0 | 0 | 0 | 0 | 0 | 0 | 0 | 0 | 0 | 0 | 0 | 0 | 0 | 0 | 0 | 0 | 0 | 0 | 0 | 0 | 0 | 0 | 0 | 0 | 0 | 0 | 0 | 0 | 0 | 0 | 0 | 0 |  |  | 0 | 0 | 0 | 0 | 0 | 0 |  | 0 | 0 | 0 | 0 | 0 | 0 | 0 | 0 | 0 | 0 | 0 | 0 | 0 | 0 | 0 | 0 | 0 | 0 | 0
234 |  | 1 |  |  |  |  | 0 |  |  |  | 0 | 0 | [6 empty] | 0 |  |  |  |  | 0% | 0 | 0 | 0 | 0 | 0 | 0 |  |  | 0 | 0% | 0 | 0 | 0 | 0 | 0 | NewControlTypes | 0 | 0 | 0 | 0 | 0 | 0 | 0 | 0 | 0 | 0 | 0 | 0 | 0 | 0 | 0 | 0 | 0 | 0 | 0 | 0 | 0 | 0 | 0 | 0 | 0 | 0 | 0 | 0 | 0 | 0 | 0 | 0 | 0 | 0 | 0 | 0 | 0 | 0 | 0 | 0 | 0 | 0 | 0 | 0 | 0 | 0 | 0 | 0 | 0 | 0 | 0 | 0 | 0 | 0 | 0 | 0 | 0 | 0 | 0 | 0 | 0 | 0 | 0 | 0 | 0 | 0 | 0 | 0 | 0 | 0 | 0 | 0 | 0 | 0 | 0 | 0 | 0 | 0 | 0 | 0 | 0 |  |  | 0 | 0 | 0 | 0 | 0 | 0 |  | 0 | 0 | 0 | 0 | 0 | 0 | 0 | 0 | 0 | 0 | 0 | 0 | 0 | 0 | 0 | 0 | 0 | 0 | 0
235 |  | 1 |  |  |  |  | 0 |  |  |  | 0 | 0 | [6 empty] | 0 |  |  |  |  | 0% | 0 | 0 | 0 | 0 | 0 | 0 |  |  | 0 | 0% | 0 | 0 | 0 | 0 | 0 | NewControlTypes | 0 | 0 | 0 | 0 | 0 | 0 | 0 | 0 | 0 | 0 | 0 | 0 | 0 | 0 | 0 | 0 | 0 | 0 | 0 | 0 | 0 | 0 | 0 | 0 | 0 | 0 | 0 | 0 | 0 | 0 | 0 | 0 | 0 | 0 | 0 | 0 | 0 | 0 | 0 | 0 | 0 | 0 | 0 | 0 | 0 | 0 | 0 | 0 | 0 | 0 | 0 | 0 | 0 | 0 | 0 | 0 | 0 | 0 | 0 | 0 | 0 | 0 | 0 | 0 | 0 | 0 | 0 | 0 | 0 | 0 | 0 | 0 | 0 | 0 | 0 | 0 | 0 | 0 | 0 | 0 | 0 |  |  | 0 | 0 | 0 | 0 | 0 | 0 |  | 0 | 0 | 0 | 0 | 0 | 0 | 0 | 0 | 0 | 0 | 0 | 0 | 0 | 0 | 0 | 0 | 0 | 0 | 0
236 |  | 1 |  |  |  |  | 0 |  |  |  | 0 | 0 | [6 empty] | 0 |  |  |  |  | 0% | 0 | 0 | 0 | 0 | 0 | 0 |  |  | 0 | 0% | 0 | 0 | 0 | 0 | 0 | NewControlTypes | 0 | 0 | 0 | 0 | 0 | 0 | 0 | 0 | 0 | 0 | 0 | 0 | 0 | 0 | 0 | 0 | 0 | 0 | 0 | 0 | 0 | 0 | 0 | 0 | 0 | 0 | 0 | 0 | 0 | 0 | 0 | 0 | 0 | 0 | 0 | 0 | 0 | 0 | 0 | 0 | 0 | 0 | 0 | 0 | 0 | 0 | 0 | 0 | 0 | 0 | 0 | 0 | 0 | 0 | 0 | 0 | 0 | 0 | 0 | 0 | 0 | 0 | 0 | 0 | 0 | 0 | 0 | 0 | 0 | 0 | 0 | 0 | 0 | 0 | 0 | 0 | 0 | 0 | 0 | 0 | 0 |  |  | 0 | 0 | 0 | 0 | 0 | 0 |  | 0 | 0 | 0 | 0 | 0 | 0 | 0 | 0 | 0 | 0 | 0 | 0 | 0 | 0 | 0 | 0 | 0 | 0 | 0
237 |  | 1 |  |  |  |  | 0 |  |  |  | 0 | 0 | [6 empty] | 0 |  |  |  |  | 0% | 0 | 0 | 0 | 0 | 0 | 0 |  |  | 0 | 0% | 0 | 0 | 0 | 0 | 0 | NewControlTypes | 0 | 0 | 0 | 0 | 0 | 0 | 0 | 0 | 0 | 0 | 0 | 0 | 0 | 0 | 0 | 0 | 0 | 0 | 0 | 0 | 0 | 0 | 0 | 0 | 0 | 0 | 0 | 0 | 0 | 0 | 0 | 0 | 0 | 0 | 0 | 0 | 0 | 0 | 0 | 0 | 0 | 0 | 0 | 0 | 0 | 0 | 0 | 0 | 0 | 0 | 0 | 0 | 0 | 0 | 0 | 0 | 0 | 0 | 0 | 0 | 0 | 0 | 0 | 0 | 0 | 0 | 0 | 0 | 0 | 0 | 0 | 0 | 0 | 0 | 0 | 0 | 0 | 0 | 0 | 0 | 0 |  |  | 0 | 0 | 0 | 0 | 0 | 0 |  | 0 | 0 | 0 | 0 | 0 | 0 | 0 | 0 | 0 | 0 | 0 | 0 | 0 | 0 | 0 | 0 | 0 | 0 | 0
238 |  | 1 |  |  |  |  | 0 |  |  |  | 0 | 0 | [6 empty] | 0 |  |  |  |  | 0% | 0 | 0 | 0 | 0 | 0 | 0 |  |  | 0 | 0% | 0 | 0 | 0 | 0 | 0 | NewControlTypes | 0 | 0 | 0 | 0 | 0 | 0 | 0 | 0 | 0 | 0 | 0 | 0 | 0 | 0 | 0 | 0 | 0 | 0 | 0 | 0 | 0 | 0 | 0 | 0 | 0 | 0 | 0 | 0 | 0 | 0 | 0 | 0 | 0 | 0 | 0 | 0 | 0 | 0 | 0 | 0 | 0 | 0 | 0 | 0 | 0 | 0 | 0 | 0 | 0 | 0 | 0 | 0 | 0 | 0 | 0 | 0 | 0 | 0 | 0 | 0 | 0 | 0 | 0 | 0 | 0 | 0 | 0 | 0 | 0 | 0 | 0 | 0 | 0 | 0 | 0 | 0 | 0 | 0 | 0 | 0 | 0 |  |  | 0 | 0 | 0 | 0 | 0 | 0 |  | 0 | 0 | 0 | 0 | 0 | 0 | 0 | 0 | 0 | 0 | 0 | 0 | 0 | 0 | 0 | 0 | 0 | 0 | 0
239 |  | 1 |  |  |  |  | 0 |  |  |  | 0 | 0 | [6 empty] | 0 |  |  |  |  | 0% | 0 | 0 | 0 | 0 | 0 | 0 |  |  | 0 | 0% | 0 | 0 | 0 | 0 | 0 | NewControlTypes | 0 | 0 | 0 | 0 | 0 | 0 | 0 | 0 | 0 | 0 | 0 | 0 | 0 | 0 | 0 | 0 | 0 | 0 | 0 | 0 | 0 | 0 | 0 | 0 | 0 | 0 | 0 | 0 | 0 | 0 | 0 | 0 | 0 | 0 | 0 | 0 | 0 | 0 | 0 | 0 | 0 | 0 | 0 | 0 | 0 | 0 | 0 | 0 | 0 | 0 | 0 | 0 | 0 | 0 | 0 | 0 | 0 | 0 | 0 | 0 | 0 | 0 | 0 | 0 | 0 | 0 | 0 | 0 | 0 | 0 | 0 | 0 | 0 | 0 | 0 | 0 | 0 | 0 | 0 | 0 | 0 |  |  | 0 | 0 | 0 | 0 | 0 | 0 |  | 0 | 0 | 0 | 0 | 0 | 0 | 0 | 0 | 0 | 0 | 0 | 0 | 0 | 0 | 0 | 0 | 0 | 0 | 0
240 |  | 1 |  |  |  |  | 0 |  |  |  | 0 | 0 | [6 empty] | 0 |  |  |  |  | 0% | 0 | 0 | 0 | 0 | 0 | 0 |  |  | 0 | 0% | 0 | 0 | 0 | 0 | 0 | NewControlTypes | 0 | 0 | 0 | 0 | 0 | 0 | 0 | 0 | 0 | 0 | 0 | 0 | 0 | 0 | 0 | 0 | 0 | 0 | 0 | 0 | 0 | 0 | 0 | 0 | 0 | 0 | 0 | 0 | 0 | 0 | 0 | 0 | 0 | 0 | 0 | 0 | 0 | 0 | 0 | 0 | 0 | 0 | 0 | 0 | 0 | 0 | 0 | 0 | 0 | 0 | 0 | 0 | 0 | 0 | 0 | 0 | 0 | 0 | 0 | 0 | 0 | 0 | 0 | 0 | 0 | 0 | 0 | 0 | 0 | 0 | 0 | 0 | 0 | 0 | 0 | 0 | 0 | 0 | 0 | 0 | 0 |  |  | 0 | 0 | 0 | 0 | 0 | 0 |  | 0 | 0 | 0 | 0 | 0 | 0 | 0 | 0 | 0 | 0 | 0 | 0 | 0 | 0 | 0 | 0 | 0 | 0 | 0
241 |  | 1 |  |  |  |  | 0 |  |  |  | 0 | 0 | [6 empty] | 0 |  |  |  |  | 0% | 0 | 0 | 0 | 0 | 0 | 0 |  |  | 0 | 0% | 0 | 0 | 0 | 0 | 0 | NewControlTypes | 0 | 0 | 0 | 0 | 0 | 0 | 0 | 0 | 0 | 0 | 0 | 0 | 0 | 0 | 0 | 0 | 0 | 0 | 0 | 0 | 0 | 0 | 0 | 0 | 0 | 0 | 0 | 0 | 0 | 0 | 0 | 0 | 0 | 0 | 0 | 0 | 0 | 0 | 0 | 0 | 0 | 0 | 0 | 0 | 0 | 0 | 0 | 0 | 0 | 0 | 0 | 0 | 0 | 0 | 0 | 0 | 0 | 0 | 0 | 0 | 0 | 0 | 0 | 0 | 0 | 0 | 0 | 0 | 0 | 0 | 0 | 0 | 0 | 0 | 0 | 0 | 0 | 0 | 0 | 0 | 0 |  |  | 0 | 0 | 0 | 0 | 0 | 0 |  | 0 | 0 | 0 | 0 | 0 | 0 | 0 | 0 | 0 | 0 | 0 | 0 | 0 | 0 | 0 | 0 | 0 | 0 | 0
242 |  | 1 |  |  |  |  | 0 |  |  |  | 0 | 0 | [6 empty] | 0 |  |  |  |  | 0% | 0 | 0 | 0 | 0 | 0 | 0 |  |  | 0 | 0% | 0 | 0 | 0 | 0 | 0 | NewControlTypes | 0 | 0 | 0 | 0 | 0 | 0 | 0 | 0 | 0 | 0 | 0 | 0 | 0 | 0 | 0 | 0 | 0 | 0 | 0 | 0 | 0 | 0 | 0 | 0 | 0 | 0 | 0 | 0 | 0 | 0 | 0 | 0 | 0 | 0 | 0 | 0 | 0 | 0 | 0 | 0 | 0 | 0 | 0 | 0 | 0 | 0 | 0 | 0 | 0 | 0 | 0 | 0 | 0 | 0 | 0 | 0 | 0 | 0 | 0 | 0 | 0 | 0 | 0 | 0 | 0 | 0 | 0 | 0 | 0 | 0 | 0 | 0 | 0 | 0 | 0 | 0 | 0 | 0 | 0 | 0 | 0 |  |  | 0 | 0 | 0 | 0 | 0 | 0 |  | 0 | 0 | 0 | 0 | 0 | 0 | 0 | 0 | 0 | 0 | 0 | 0 | 0 | 0 | 0 | 0 | 0 | 0 | 0
243 |  | 1 |  |  |  |  | 0 |  |  |  | 0 | 0 | [6 empty] | 0 |  |  |  |  | 0% | 0 | 0 | 0 | 0 | 0 | 0 |  |  | 0 | 0% | 0 | 0 | 0 | 0 | 0 | NewControlTypes | 0 | 0 | 0 | 0 | 0 | 0 | 0 | 0 | 0 | 0 | 0 | 0 | 0 | 0 | 0 | 0 | 0 | 0 | 0 | 0 | 0 | 0 | 0 | 0 | 0 | 0 | 0 | 0 | 0 | 0 | 0 | 0 | 0 | 0 | 0 | 0 | 0 | 0 | 0 | 0 | 0 | 0 | 0 | 0 | 0 | 0 | 0 | 0 | 0 | 0 | 0 | 0 | 0 | 0 | 0 | 0 | 0 | 0 | 0 | 0 | 0 | 0 | 0 | 0 | 0 | 0 | 0 | 0 | 0 | 0 | 0 | 0 | 0 | 0 | 0 | 0 | 0 | 0 | 0 | 0 | 0 |  |  | 0 | 0 | 0 | 0 | 0 | 0 |  | 0 | 0 | 0 | 0 | 0 | 0 | 0 | 0 | 0 | 0 | 0 | 0 | 0 | 0 | 0 | 0 | 0 | 0 | 0
244 |  | 1 |  |  |  |  | 0 |  |  |  | 0 | 0 | [6 empty] | 0 |  |  |  |  | 0% | 0 | 0 | 0 | 0 | 0 | 0 |  |  | 0 | 0% | 0 | 0 | 0 | 0 | 0 | NewControlTypes | 0 | 0 | 0 | 0 | 0 | 0 | 0 | 0 | 0 | 0 | 0 | 0 | 0 | 0 | 0 | 0 | 0 | 0 | 0 | 0 | 0 | 0 | 0 | 0 | 0 | 0 | 0 | 0 | 0 | 0 | 0 | 0 | 0 | 0 | 0 | 0 | 0 | 0 | 0 | 0 | 0 | 0 | 0 | 0 | 0 | 0 | 0 | 0 | 0 | 0 | 0 | 0 | 0 | 0 | 0 | 0 | 0 | 0 | 0 | 0 | 0 | 0 | 0 | 0 | 0 | 0 | 0 | 0 | 0 | 0 | 0 | 0 | 0 | 0 | 0 | 0 | 0 | 0 | 0 | 0 | 0 |  |  | 0 | 0 | 0 | 0 | 0 | 0 |  | 0 | 0 | 0 | 0 | 0 | 0 | 0 | 0 | 0 | 0 | 0 | 0 | 0 | 0 | 0 | 0 | 0 | 0 | 0
245 |  | 1 |  |  |  |  | 0 |  |  |  | 0 | 0 | [6 empty] | 0 |  |  |  |  | 0% | 0 | 0 | 0 | 0 | 0 | 0 |  |  | 0 | 0% | 0 | 0 | 0 | 0 | 0 | NewControlTypes | 0 | 0 | 0 | 0 | 0 | 0 | 0 | 0 | 0 | 0 | 0 | 0 | 0 | 0 | 0 | 0 | 0 | 0 | 0 | 0 | 0 | 0 | 0 | 0 | 0 | 0 | 0 | 0 | 0 | 0 | 0 | 0 | 0 | 0 | 0 | 0 | 0 | 0 | 0 | 0 | 0 | 0 | 0 | 0 | 0 | 0 | 0 | 0 | 0 | 0 | 0 | 0 | 0 | 0 | 0 | 0 | 0 | 0 | 0 | 0 | 0 | 0 | 0 | 0 | 0 | 0 | 0 | 0 | 0 | 0 | 0 | 0 | 0 | 0 | 0 | 0 | 0 | 0 | 0 | 0 | 0 |  |  | 0 | 0 | 0 | 0 | 0 | 0 |  | 0 | 0 | 0 | 0 | 0 | 0 | 0 | 0 | 0 | 0 | 0 | 0 | 0 | 0 | 0 | 0 | 0 | 0 | 0
246 |  | 1 |  |  |  |  | 0 |  |  |  | 0 | 0 | [6 empty] | 0 |  |  |  |  | 0% | 0 | 0 | 0 | 0 | 0 | 0 |  |  | 0 | 0% | 0 | 0 | 0 | 0 | 0 | NewControlTypes | 0 | 0 | 0 | 0 | 0 | 0 | 0 | 0 | 0 | 0 | 0 | 0 | 0 | 0 | 0 | 0 | 0 | 0 | 0 | 0 | 0 | 0 | 0 | 0 | 0 | 0 | 0 | 0 | 0 | 0 | 0 | 0 | 0 | 0 | 0 | 0 | 0 | 0 | 0 | 0 | 0 | 0 | 0 | 0 | 0 | 0 | 0 | 0 | 0 | 0 | 0 | 0 | 0 | 0 | 0 | 0 | 0 | 0 | 0 | 0 | 0 | 0 | 0 | 0 | 0 | 0 | 0 | 0 | 0 | 0 | 0 | 0 | 0 | 0 | 0 | 0 | 0 | 0 | 0 | 0 | 0 |  |  | 0 | 0 | 0 | 0 | 0 | 0 |  | 0 | 0 | 0 | 0 | 0 | 0 | 0 | 0 | 0 | 0 | 0 | 0 | 0 | 0 | 0 | 0 | 0 | 0 | 0
247 |  | 1 |  |  |  |  | 0 |  |  |  | 0 | 0 | [6 empty] | 0 |  |  |  |  | 0% | 0 | 0 | 0 | 0 | 0 | 0 |  |  | 0 | 0% | 0 | 0 | 0 | 0 | 0 | NewControlTypes | 0 | 0 | 0 | 0 | 0 | 0 | 0 | 0 | 0 | 0 | 0 | 0 | 0 | 0 | 0 | 0 | 0 | 0 | 0 | 0 | 0 | 0 | 0 | 0 | 0 | 0 | 0 | 0 | 0 | 0 | 0 | 0 | 0 | 0 | 0 | 0 | 0 | 0 | 0 | 0 | 0 | 0 | 0 | 0 | 0 | 0 | 0 | 0 | 0 | 0 | 0 | 0 | 0 | 0 | 0 | 0 | 0 | 0 | 0 | 0 | 0 | 0 | 0 | 0 | 0 | 0 | 0 | 0 | 0 | 0 | 0 | 0 | 0 | 0 | 0 | 0 | 0 | 0 | 0 | 0 | 0 |  |  | 0 | 0 | 0 | 0 | 0 | 0 |  | 0 | 0 | 0 | 0 | 0 | 0 | 0 | 0 | 0 | 0 | 0 | 0 | 0 | 0 | 0 | 0 | 0 | 0 | 0
248 |  | 1 |  |  |  |  | 0 |  |  |  | 0 | 0 | [6 empty] | 0 |  |  |  |  | 0% | 0 | 0 | 0 | 0 | 0 | 0 |  |  | 0 | 0% | 0 | 0 | 0 | 0 | 0 | NewControlTypes | 0 | 0 | 0 | 0 | 0 | 0 | 0 | 0 | 0 | 0 | 0 | 0 | 0 | 0 | 0 | 0 | 0 | 0 | 0 | 0 | 0 | 0 | 0 | 0 | 0 | 0 | 0 | 0 | 0 | 0 | 0 | 0 | 0 | 0 | 0 | 0 | 0 | 0 | 0 | 0 | 0 | 0 | 0 | 0 | 0 | 0 | 0 | 0 | 0 | 0 | 0 | 0 | 0 | 0 | 0 | 0 | 0 | 0 | 0 | 0 | 0 | 0 | 0 | 0 | 0 | 0 | 0 | 0 | 0 | 0 | 0 | 0 | 0 | 0 | 0 | 0 | 0 | 0 | 0 | 0 | 0 |  |  | 0 | 0 | 0 | 0 | 0 | 0 |  | 0 | 0 | 0 | 0 | 0 | 0 | 0 | 0 | 0 | 0 | 0 | 0 | 0 | 0 | 0 | 0 | 0 | 0 | 0
249 |  | 1 |  |  |  |  | 0 |  |  |  | 0 | 0 | [6 empty] | 0 |  |  |  |  | 0% | 0 | 0 | 0 | 0 | 0 | 0 |  |  | 0 | 0% | 0 | 0 | 0 | 0 | 0 | NewControlTypes | 0 | 0 | 0 | 0 | 0 | 0 | 0 | 0 | 0 | 0 | 0 | 0 | 0 | 0 | 0 | 0 | 0 | 0 | 0 | 0 | 0 | 0 | 0 | 0 | 0 | 0 | 0 | 0 | 0 | 0 | 0 | 0 | 0 | 0 | 0 | 0 | 0 | 0 | 0 | 0 | 0 | 0 | 0 | 0 | 0 | 0 | 0 | 0 | 0 | 0 | 0 | 0 | 0 | 0 | 0 | 0 | 0 | 0 | 0 | 0 | 0 | 0 | 0 | 0 | 0 | 0 | 0 | 0 | 0 | 0 | 0 | 0 | 0 | 0 | 0 | 0 | 0 | 0 | 0 | 0 | 0 |  |  | 0 | 0 | 0 | 0 | 0 | 0 |  | 0 | 0 | 0 | 0 | 0 | 0 | 0 | 0 | 0 | 0 | 0 | 0 | 0 | 0 | 0 | 0 | 0 | 0 | 0
250 |  | 1 |  |  |  |  | 0 |  |  |  | 0 | 0 | [6 empty] | 0 |  |  |  |  | 0% | 0 | 0 | 0 | 0 | 0 | 0 |  |  | 0 | 0% | 0 | 0 | 0 | 0 | 0 | NewControlTypes | 0 | 0 | 0 | 0 | 0 | 0 | 0 | 0 | 0 | 0 | 0 | 0 | 0 | 0 | 0 | 0 | 0 | 0 | 0 | 0 | 0 | 0 | 0 | 0 | 0 | 0 | 0 | 0 | 0 | 0 | 0 | 0 | 0 | 0 | 0 | 0 | 0 | 0 | 0 | 0 | 0 | 0 | 0 | 0 | 0 | 0 | 0 | 0 | 0 | 0 | 0 | 0 | 0 | 0 | 0 | 0 | 0 | 0 | 0 | 0 | 0 | 0 | 0 | 0 | 0 | 0 | 0 | 0 | 0 | 0 | 0 | 0 | 0 | 0 | 0 | 0 | 0 | 0 | 0 | 0 | 0 |  |  | 0 | 0 | 0 | 0 | 0 | 0 |  | 0 | 0 | 0 | 0 | 0 | 0 | 0 | 0 | 0 | 0 | 0 | 0 | 0 | 0 | 0 | 0 | 0 | 0 | 0
251 |  | 1 |  |  |  |  | 0 |  |  |  | 0 | 0 | [6 empty] | 0 |  |  |  |  | 0% | 0 | 0 | 0 | 0 | 0 | 0 |  |  | 0 | 0% | 0 | 0 | 0 | 0 | 0 | NewControlTypes | 0 | 0 | 0 | 0 | 0 | 0 | 0 | 0 | 0 | 0 | 0 | 0 | 0 | 0 | 0 | 0 | 0 | 0 | 0 | 0 | 0 | 0 | 0 | 0 | 0 | 0 | 0 | 0 | 0 | 0 | 0 | 0 | 0 | 0 | 0 | 0 | 0 | 0 | 0 | 0 | 0 | 0 | 0 | 0 | 0 | 0 | 0 | 0 | 0 | 0 | 0 | 0 | 0 | 0 | 0 | 0 | 0 | 0 | 0 | 0 | 0 | 0 | 0 | 0 | 0 | 0 | 0 | 0 | 0 | 0 | 0 | 0 | 0 | 0 | 0 | 0 | 0 | 0 | 0 | 0 | 0 |  |  | 0 | 0 | 0 | 0 | 0 | 0 |  | 0 | 0 | 0 | 0 | 0 | 0 | 0 | 0 | 0 | 0 | 0 | 0 | 0 | 0 | 0 | 0 | 0 | 0 | 0
252 |  | 1 |  |  |  |  | 0 |  |  |  | 0 | 0 | [6 empty] | 0 |  |  |  |  | 0% | 0 | 0 | 0 | 0 | 0 | 0 |  |  | 0 | 0% | 0 | 0 | 0 | 0 | 0 | NewControlTypes | 0 | 0 | 0 | 0 | 0 | 0 | 0 | 0 | 0 | 0 | 0 | 0 | 0 | 0 | 0 | 0 | 0 | 0 | 0 | 0 | 0 | 0 | 0 | 0 | 0 | 0 | 0 | 0 | 0 | 0 | 0 | 0 | 0 | 0 | 0 | 0 | 0 | 0 | 0 | 0 | 0 | 0 | 0 | 0 | 0 | 0 | 0 | 0 | 0 | 0 | 0 | 0 | 0 | 0 | 0 | 0 | 0 | 0 | 0 | 0 | 0 | 0 | 0 | 0 | 0 | 0 | 0 | 0 | 0 | 0 | 0 | 0 | 0 | 0 | 0 | 0 | 0 | 0 | 0 | 0 | 0 |  |  | 0 | 0 | 0 | 0 | 0 | 0 |  | 0 | 0 | 0 | 0 | 0 | 0 | 0 | 0 | 0 | 0 | 0 | 0 | 0 | 0 | 0 | 0 | 0 | 0 | 0
253 |  | 1 |  |  |  |  | 0 |  |  |  | 0 | 0 | [6 empty] | 0 |  |  |  |  | 0% | 0 | 0 | 0 | 0 | 0 | 0 |  |  | 0 | 0% | 0 | 0 | 0 | 0 | 0 | NewControlTypes | 0 | 0 | 0 | 0 | 0 | 0 | 0 | 0 | 0 | 0 | 0 | 0 | 0 | 0 | 0 | 0 | 0 | 0 | 0 | 0 | 0 | 0 | 0 | 0 | 0 | 0 | 0 | 0 | 0 | 0 | 0 | 0 | 0 | 0 | 0 | 0 | 0 | 0 | 0 | 0 | 0 | 0 | 0 | 0 | 0 | 0 | 0 | 0 | 0 | 0 | 0 | 0 | 0 | 0 | 0 | 0 | 0 | 0 | 0 | 0 | 0 | 0 | 0 | 0 | 0 | 0 | 0 | 0 | 0 | 0 | 0 | 0 | 0 | 0 | 0 | 0 | 0 | 0 | 0 | 0 | 0 |  |  | 0 | 0 | 0 | 0 | 0 | 0 |  | 0 | 0 | 0 | 0 | 0 | 0 | 0 | 0 | 0 | 0 | 0 | 0 | 0 | 0 | 0 | 0 | 0 | 0 | 0
254 |  | 1 |  |  |  |  | 0 |  |  |  | 0 | 0 | [6 empty] | 0 |  |  |  |  | 0% | 0 | 0 | 0 | 0 | 0 | 0 |  |  | 0 | 0% | 0 | 0 | 0 | 0 | 0 | NewControlTypes | 0 | 0 | 0 | 0 | 0 | 0 | 0 | 0 | 0 | 0 | 0 | 0 | 0 | 0 | 0 | 0 | 0 | 0 | 0 | 0 | 0 | 0 | 0 | 0 | 0 | 0 | 0 | 0 | 0 | 0 | 0 | 0 | 0 | 0 | 0 | 0 | 0 | 0 | 0 | 0 | 0 | 0 | 0 | 0 | 0 | 0 | 0 | 0 | 0 | 0 | 0 | 0 | 0 | 0 | 0 | 0 | 0 | 0 | 0 | 0 | 0 | 0 | 0 | 0 | 0 | 0 | 0 | 0 | 0 | 0 | 0 | 0 | 0 | 0 | 0 | 0 | 0 | 0 | 0 | 0 | 0 |  |  | 0 | 0 | 0 | 0 | 0 | 0 |  | 0 | 0 | 0 | 0 | 0 | 0 | 0 | 0 | 0 | 0 | 0 | 0 | 0 | 0 | 0 | 0 | 0 | 0 | 0
255 |  | 1 |  |  |  |  | 0 |  |  |  | 0 | 0 | [6 empty] | 0 |  |  |  |  | 0% | 0 | 0 | 0 | 0 | 0 | 0 |  |  | 0 | 0% | 0 | 0 | 0 | 0 | 0 | NewControlTypes | 0 | 0 | 0 | 0 | 0 | 0 | 0 | 0 | 0 | 0 | 0 | 0 | 0 | 0 | 0 | 0 | 0 | 0 | 0 | 0 | 0 | 0 | 0 | 0 | 0 | 0 | 0 | 0 | 0 | 0 | 0 | 0 | 0 | 0 | 0 | 0 | 0 | 0 | 0 | 0 | 0 | 0 | 0 | 0 | 0 | 0 | 0 | 0 | 0 | 0 | 0 | 0 | 0 | 0 | 0 | 0 | 0 | 0 | 0 | 0 | 0 | 0 | 0 | 0 | 0 | 0 | 0 | 0 | 0 | 0 | 0 | 0 | 0 | 0 | 0 | 0 | 0 | 0 | 0 | 0 | 0 |  |  | 0 | 0 | 0 | 0 | 0 | 0 |  | 0 | 0 | 0 | 0 | 0 | 0 | 0 | 0 | 0 | 0 | 0 | 0 | 0 | 0 | 0 | 0 | 0 | 0 | 0
256 |  | 1 |  |  |  |  | 0 |  |  |  | 0 | 0 | [6 empty] | 0 |  |  |  |  | 0% | 0 | 0 | 0 | 0 | 0 | 0 |  |  | 0 | 0% | 0 | 0 | 0 | 0 | 0 | NewControlTypes | 0 | 0 | 0 | 0 | 0 | 0 | 0 | 0 | 0 | 0 | 0 | 0 | 0 | 0 | 0 | 0 | 0 | 0 | 0 | 0 | 0 | 0 | 0 | 0 | 0 | 0 | 0 | 0 | 0 | 0 | 0 | 0 | 0 | 0 | 0 | 0 | 0 | 0 | 0 | 0 | 0 | 0 | 0 | 0 | 0 | 0 | 0 | 0 | 0 | 0 | 0 | 0 | 0 | 0 | 0 | 0 | 0 | 0 | 0 | 0 | 0 | 0 | 0 | 0 | 0 | 0 | 0 | 0 | 0 | 0 | 0 | 0 | 0 | 0 | 0 | 0 | 0 | 0 | 0 | 0 | 0 |  |  | 0 | 0 | 0 | 0 | 0 | 0 |  | 0 | 0 | 0 | 0 | 0 | 0 | 0 | 0 | 0 | 0 | 0 | 0 | 0 | 0 | 0 | 0 | 0 | 0 | 0
257 |  | 1 |  |  |  |  | 0 |  |  |  | 0 | 0 | [6 empty] | 0 |  |  |  |  | 0% | 0 | 0 | 0 | 0 | 0 | 0 |  |  | 0 | 0% | 0 | 0 | 0 | 0 | 0 | NewControlTypes | 0 | 0 | 0 | 0 | 0 | 0 | 0 | 0 | 0 | 0 | 0 | 0 | 0 | 0 | 0 | 0 | 0 | 0 | 0 | 0 | 0 | 0 | 0 | 0 | 0 | 0 | 0 | 0 | 0 | 0 | 0 | 0 | 0 | 0 | 0 | 0 | 0 | 0 | 0 | 0 | 0 | 0 | 0 | 0 | 0 | 0 | 0 | 0 | 0 | 0 | 0 | 0 | 0 | 0 | 0 | 0 | 0 | 0 | 0 | 0 | 0 | 0 | 0 | 0 | 0 | 0 | 0 | 0 | 0 | 0 | 0 | 0 | 0 | 0 | 0 | 0 | 0 | 0 | 0 | 0 | 0 |  |  | 0 | 0 | 0 | 0 | 0 | 0 |  | 0 | 0 | 0 | 0 | 0 | 0 | 0 | 0 | 0 | 0 | 0 | 0 | 0 | 0 | 0 | 0 | 0 | 0 | 0
258 |  | 1 |  |  |  |  | 0 |  |  |  | 0 | 0 | [6 empty] | 0 |  |  |  |  | 0% | 0 | 0 | 0 | 0 | 0 | 0 |  |  | 0 | 0% | 0 | 0 | 0 | 0 | 0 | NewControlTypes | 0 | 0 | 0 | 0 | 0 | 0 | 0 | 0 | 0 | 0 | 0 | 0 | 0 | 0 | 0 | 0 | 0 | 0 | 0 | 0 | 0 | 0 | 0 | 0 | 0 | 0 | 0 | 0 | 0 | 0 | 0 | 0 | 0 | 0 | 0 | 0 | 0 | 0 | 0 | 0 | 0 | 0 | 0 | 0 | 0 | 0 | 0 | 0 | 0 | 0 | 0 | 0 | 0 | 0 | 0 | 0 | 0 | 0 | 0 | 0 | 0 | 0 | 0 | 0 | 0 | 0 | 0 | 0 | 0 | 0 | 0 | 0 | 0 | 0 | 0 | 0 | 0 | 0 | 0 | 0 | 0 |  |  | 0 | 0 | 0 | 0 | 0 | 0 |  | 0 | 0 | 0 | 0 | 0 | 0 | 0 | 0 | 0 | 0 | 0 | 0 | 0 | 0 | 0 | 0 | 0 | 0 | 0
259 |  | 1 |  |  |  |  | 0 |  |  |  | 0 | 0 | [6 empty] | 0 |  |  |  |  | 0% | 0 | 0 | 0 | 0 | 0 | 0 |  |  | 0 | 0% | 0 | 0 | 0 | 0 | 0 | NewControlTypes | 0 | 0 | 0 | 0 | 0 | 0 | 0 | 0 | 0 | 0 | 0 | 0 | 0 | 0 | 0 | 0 | 0 | 0 | 0 | 0 | 0 | 0 | 0 | 0 | 0 | 0 | 0 | 0 | 0 | 0 | 0 | 0 | 0 | 0 | 0 | 0 | 0 | 0 | 0 | 0 | 0 | 0 | 0 | 0 | 0 | 0 | 0 | 0 | 0 | 0 | 0 | 0 | 0 | 0 | 0 | 0 | 0 | 0 | 0 | 0 | 0 | 0 | 0 | 0 | 0 | 0 | 0 | 0 | 0 | 0 | 0 | 0 | 0 | 0 | 0 | 0 | 0 | 0 | 0 | 0 | 0 |  |  | 0 | 0 | 0 | 0 | 0 | 0 |  | 0 | 0 | 0 | 0 | 0 | 0 | 0 | 0 | 0 | 0 | 0 | 0 | 0 | 0 | 0 | 0 | 0 | 0 | 0
260 |  | 1 |  |  |  |  | 0 |  |  |  | 0 | 0 | [6 empty] | 0 |  |  |  |  | 0% | 0 | 0 | 0 | 0 | 0 | 0 |  |  | 0 | 0% | 0 | 0 | 0 | 0 | 0 | NewControlTypes | 0 | 0 | 0 | 0 | 0 | 0 | 0 | 0 | 0 | 0 | 0 | 0 | 0 | 0 | 0 | 0 | 0 | 0 | 0 | 0 | 0 | 0 | 0 | 0 | 0 | 0 | 0 | 0 | 0 | 0 | 0 | 0 | 0 | 0 | 0 | 0 | 0 | 0 | 0 | 0 | 0 | 0 | 0 | 0 | 0 | 0 | 0 | 0 | 0 | 0 | 0 | 0 | 0 | 0 | 0 | 0 | 0 | 0 | 0 | 0 | 0 | 0 | 0 | 0 | 0 | 0 | 0 | 0 | 0 | 0 | 0 | 0 | 0 | 0 | 0 | 0 | 0 | 0 | 0 | 0 | 0 |  |  | 0 | 0 | 0 | 0 | 0 | 0 |  | 0 | 0 | 0 | 0 | 0 | 0 | 0 | 0 | 0 | 0 | 0 | 0 | 0 | 0 | 0 | 0 | 0 | 0 | 0
261 |  | 1 |  |  |  |  | 0 |  |  |  | 0 | 0 | [6 empty] | 0 |  |  |  |  | 0% | 0 | 0 | 0 | 0 | 0 | 0 |  |  | 0 | 0% | 0 | 0 | 0 | 0 | 0 | NewControlTypes | 0 | 0 | 0 | 0 | 0 | 0 | 0 | 0 | 0 | 0 | 0 | 0 | 0 | 0 | 0 | 0 | 0 | 0 | 0 | 0 | 0 | 0 | 0 | 0 | 0 | 0 | 0 | 0 | 0 | 0 | 0 | 0 | 0 | 0 | 0 | 0 | 0 | 0 | 0 | 0 | 0 | 0 | 0 | 0 | 0 | 0 | 0 | 0 | 0 | 0 | 0 | 0 | 0 | 0 | 0 | 0 | 0 | 0 | 0 | 0 | 0 | 0 | 0 | 0 | 0 | 0 | 0 | 0 | 0 | 0 | 0 | 0 | 0 | 0 | 0 | 0 | 0 | 0 | 0 | 0 | 0 |  |  | 0 | 0 | 0 | 0 | 0 | 0 |  | 0 | 0 | 0 | 0 | 0 | 0 | 0 | 0 | 0 | 0 | 0 | 0 | 0 | 0 | 0 | 0 | 0 | 0 | 0
262 |  | 1 |  |  |  |  | 0 |  |  |  | 0 | 0 | [6 empty] | 0 |  |  |  |  | 0% | 0 | 0 | 0 | 0 | 0 | 0 |  |  | 0 | 0% | 0 | 0 | 0 | 0 | 0 | NewControlTypes | 0 | 0 | 0 | 0 | 0 | 0 | 0 | 0 | 0 | 0 | 0 | 0 | 0 | 0 | 0 | 0 | 0 | 0 | 0 | 0 | 0 | 0 | 0 | 0 | 0 | 0 | 0 | 0 | 0 | 0 | 0 | 0 | 0 | 0 | 0 | 0 | 0 | 0 | 0 | 0 | 0 | 0 | 0 | 0 | 0 | 0 | 0 | 0 | 0 | 0 | 0 | 0 | 0 | 0 | 0 | 0 | 0 | 0 | 0 | 0 | 0 | 0 | 0 | 0 | 0 | 0 | 0 | 0 | 0 | 0 | 0 | 0 | 0 | 0 | 0 | 0 | 0 | 0 | 0 | 0 | 0 |  |  | 0 | 0 | 0 | 0 | 0 | 0 |  | 0 | 0 | 0 | 0 | 0 | 0 | 0 | 0 | 0 | 0 | 0 | 0 | 0 | 0 | 0 | 0 | 0 | 0 | 0
263 |  | 1 |  |  |  |  | 0 |  |  |  | 0 | 0 | [6 empty] | 0 |  |  |  |  | 0% | 0 | 0 | 0 | 0 | 0 | 0 |  |  | 0 | 0% | 0 | 0 | 0 | 0 | 0 | NewControlTypes | 0 | 0 | 0 | 0 | 0 | 0 | 0 | 0 | 0 | 0 | 0 | 0 | 0 | 0 | 0 | 0 | 0 | 0 | 0 | 0 | 0 | 0 | 0 | 0 | 0 | 0 | 0 | 0 | 0 | 0 | 0 | 0 | 0 | 0 | 0 | 0 | 0 | 0 | 0 | 0 | 0 | 0 | 0 | 0 | 0 | 0 | 0 | 0 | 0 | 0 | 0 | 0 | 0 | 0 | 0 | 0 | 0 | 0 | 0 | 0 | 0 | 0 | 0 | 0 | 0 | 0 | 0 | 0 | 0 | 0 | 0 | 0 | 0 | 0 | 0 | 0 | 0 | 0 | 0 | 0 | 0 |  |  | 0 | 0 | 0 | 0 | 0 | 0 |  | 0 | 0 | 0 | 0 | 0 | 0 | 0 | 0 | 0 | 0 | 0 | 0 | 0 | 0 | 0 | 0 | 0 | 0 | 0
264 |  | 1 |  |  |  |  | 0 |  |  |  | 0 | 0 | [6 empty] | 0 |  |  |  |  | 0% | 0 | 0 | 0 | 0 | 0 | 0 |  |  | 0 | 0% | 0 | 0 | 0 | 0 | 0 | NewControlTypes | 0 | 0 | 0 | 0 | 0 | 0 | 0 | 0 | 0 | 0 | 0 | 0 | 0 | 0 | 0 | 0 | 0 | 0 | 0 | 0 | 0 | 0 | 0 | 0 | 0 | 0 | 0 | 0 | 0 | 0 | 0 | 0 | 0 | 0 | 0 | 0 | 0 | 0 | 0 | 0 | 0 | 0 | 0 | 0 | 0 | 0 | 0 | 0 | 0 | 0 | 0 | 0 | 0 | 0 | 0 | 0 | 0 | 0 | 0 | 0 | 0 | 0 | 0 | 0 | 0 | 0 | 0 | 0 | 0 | 0 | 0 | 0 | 0 | 0 | 0 | 0 | 0 | 0 | 0 | 0 | 0 |  |  | 0 | 0 | 0 | 0 | 0 | 0 |  | 0 | 0 | 0 | 0 | 0 | 0 | 0 | 0 | 0 | 0 | 0 | 0 | 0 | 0 | 0 | 0 | 0 | 0 | 0
265 |  | 1 |  |  |  |  | 0 |  |  |  | 0 | 0 | [6 empty] | 0 |  |  |  |  | 0% | 0 | 0 | 0 | 0 | 0 | 0 |  |  | 0 | 0% | 0 | 0 | 0 | 0 | 0 | NewControlTypes | 0 | 0 | 0 | 0 | 0 | 0 | 0 | 0 | 0 | 0 | 0 | 0 | 0 | 0 | 0 | 0 | 0 | 0 | 0 | 0 | 0 | 0 | 0 | 0 | 0 | 0 | 0 | 0 | 0 | 0 | 0 | 0 | 0 | 0 | 0 | 0 | 0 | 0 | 0 | 0 | 0 | 0 | 0 | 0 | 0 | 0 | 0 | 0 | 0 | 0 | 0 | 0 | 0 | 0 | 0 | 0 | 0 | 0 | 0 | 0 | 0 | 0 | 0 | 0 | 0 | 0 | 0 | 0 | 0 | 0 | 0 | 0 | 0 | 0 | 0 | 0 | 0 | 0 | 0 | 0 | 0 |  |  | 0 | 0 | 0 | 0 | 0 | 0 |  | 0 | 0 | 0 | 0 | 0 | 0 | 0 | 0 | 0 | 0 | 0 | 0 | 0 | 0 | 0 | 0 | 0 | 0 | 0
266 |  | 1 |  |  |  |  | 0 |  |  |  | 0 | 0 | [6 empty] | 0 |  |  |  |  | 0% | 0 | 0 | 0 | 0 | 0 | 0 |  |  | 0 | 0% | 0 | 0 | 0 | 0 | 0 | NewControlTypes | 0 | 0 | 0 | 0 | 0 | 0 | 0 | 0 | 0 | 0 | 0 | 0 | 0 | 0 | 0 | 0 | 0 | 0 | 0 | 0 | 0 | 0 | 0 | 0 | 0 | 0 | 0 | 0 | 0 | 0 | 0 | 0 | 0 | 0 | 0 | 0 | 0 | 0 | 0 | 0 | 0 | 0 | 0 | 0 | 0 | 0 | 0 | 0 | 0 | 0 | 0 | 0 | 0 | 0 | 0 | 0 | 0 | 0 | 0 | 0 | 0 | 0 | 0 | 0 | 0 | 0 | 0 | 0 | 0 | 0 | 0 | 0 | 0 | 0 | 0 | 0 | 0 | 0 | 0 | 0 | 0 |  |  | 0 | 0 | 0 | 0 | 0 | 0 |  | 0 | 0 | 0 | 0 | 0 | 0 | 0 | 0 | 0 | 0 | 0 | 0 | 0 | 0 | 0 | 0 | 0 | 0 | 0
267 |  | 1 |  |  |  |  | 0 |  |  |  | 0 | 0 | [6 empty] | 0 |  |  |  |  | 0% | 0 | 0 | 0 | 0 | 0 | 0 |  |  | 0 | 0% | 0 | 0 | 0 | 0 | 0 | NewControlTypes | 0 | 0 | 0 | 0 | 0 | 0 | 0 | 0 | 0 | 0 | 0 | 0 | 0 | 0 | 0 | 0 | 0 | 0 | 0 | 0 | 0 | 0 | 0 | 0 | 0 | 0 | 0 | 0 | 0 | 0 | 0 | 0 | 0 | 0 | 0 | 0 | 0 | 0 | 0 | 0 | 0 | 0 | 0 | 0 | 0 | 0 | 0 | 0 | 0 | 0 | 0 | 0 | 0 | 0 | 0 | 0 | 0 | 0 | 0 | 0 | 0 | 0 | 0 | 0 | 0 | 0 | 0 | 0 | 0 | 0 | 0 | 0 | 0 | 0 | 0 | 0 | 0 | 0 | 0 | 0 | 0 |  |  | 0 | 0 | 0 | 0 | 0 | 0 |  | 0 | 0 | 0 | 0 | 0 | 0 | 0 | 0 | 0 | 0 | 0 | 0 | 0 | 0 | 0 | 0 | 0 | 0 | 0
268 |  | 1 |  |  |  |  | 0 |  |  |  | 0 | 0 | [6 empty] | 0 |  |  |  |  | 0% | 0 | 0 | 0 | 0 | 0 | 0 |  |  | 0 | 0% | 0 | 0 | 0 | 0 | 0 | NewControlTypes | 0 | 0 | 0 | 0 | 0 | 0 | 0 | 0 | 0 | 0 | 0 | 0 | 0 | 0 | 0 | 0 | 0 | 0 | 0 | 0 | 0 | 0 | 0 | 0 | 0 | 0 | 0 | 0 | 0 | 0 | 0 | 0 | 0 | 0 | 0 | 0 | 0 | 0 | 0 | 0 | 0 | 0 | 0 | 0 | 0 | 0 | 0 | 0 | 0 | 0 | 0 | 0 | 0 | 0 | 0 | 0 | 0 | 0 | 0 | 0 | 0 | 0 | 0 | 0 | 0 | 0 | 0 | 0 | 0 | 0 | 0 | 0 | 0 | 0 | 0 | 0 | 0 | 0 | 0 | 0 | 0 |  |  | 0 | 0 | 0 | 0 | 0 | 0 |  | 0 | 0 | 0 | 0 | 0 | 0 | 0 | 0 | 0 | 0 | 0 | 0 | 0 | 0 | 0 | 0 | 0 | 0 | 0
269 |  | 1 |  |  |  |  | 0 |  |  |  | 0 | 0 | [6 empty] | 0 |  |  |  |  | 0% | 0 | 0 | 0 | 0 | 0 | 0 |  |  | 0 | 0% | 0 | 0 | 0 | 0 | 0 | NewControlTypes | 0 | 0 | 0 | 0 | 0 | 0 | 0 | 0 | 0 | 0 | 0 | 0 | 0 | 0 | 0 | 0 | 0 | 0 | 0 | 0 | 0 | 0 | 0 | 0 | 0 | 0 | 0 | 0 | 0 | 0 | 0 | 0 | 0 | 0 | 0 | 0 | 0 | 0 | 0 | 0 | 0 | 0 | 0 | 0 | 0 | 0 | 0 | 0 | 0 | 0 | 0 | 0 | 0 | 0 | 0 | 0 | 0 | 0 | 0 | 0 | 0 | 0 | 0 | 0 | 0 | 0 | 0 | 0 | 0 | 0 | 0 | 0 | 0 | 0 | 0 | 0 | 0 | 0 | 0 | 0 | 0 |  |  | 0 | 0 | 0 | 0 | 0 | 0 |  | 0 | 0 | 0 | 0 | 0 | 0 | 0 | 0 | 0 | 0 | 0 | 0 | 0 | 0 | 0 | 0 | 0 | 0 | 0
270 |  | 1 |  |  |  |  | 0 |  |  |  | 0 | 0 | [6 empty] | 0 |  |  |  |  | 0% | 0 | 0 | 0 | 0 | 0 | 0 |  |  | 0 | 0% | 0 | 0 | 0 | 0 | 0 | NewControlTypes | 0 | 0 | 0 | 0 | 0 | 0 | 0 | 0 | 0 | 0 | 0 | 0 | 0 | 0 | 0 | 0 | 0 | 0 | 0 | 0 | 0 | 0 | 0 | 0 | 0 | 0 | 0 | 0 | 0 | 0 | 0 | 0 | 0 | 0 | 0 | 0 | 0 | 0 | 0 | 0 | 0 | 0 | 0 | 0 | 0 | 0 | 0 | 0 | 0 | 0 | 0 | 0 | 0 | 0 | 0 | 0 | 0 | 0 | 0 | 0 | 0 | 0 | 0 | 0 | 0 | 0 | 0 | 0 | 0 | 0 | 0 | 0 | 0 | 0 | 0 | 0 | 0 | 0 | 0 | 0 | 0 |  |  | 0 | 0 | 0 | 0 | 0 | 0 |  | 0 | 0 | 0 | 0 | 0 | 0 | 0 | 0 | 0 | 0 | 0 | 0 | 0 | 0 | 0 | 0 | 0 | 0 | 0
271 |  | 1 |  |  |  |  | 0 |  |  |  | 0 | 0 | [6 empty] | 0 |  |  |  |  | 0% | 0 | 0 | 0 | 0 | 0 | 0 |  |  | 0 | 0% | 0 | 0 | 0 | 0 | 0 | NewControlTypes | 0 | 0 | 0 | 0 | 0 | 0 | 0 | 0 | 0 | 0 | 0 | 0 | 0 | 0 | 0 | 0 | 0 | 0 | 0 | 0 | 0 | 0 | 0 | 0 | 0 | 0 | 0 | 0 | 0 | 0 | 0 | 0 | 0 | 0 | 0 | 0 | 0 | 0 | 0 | 0 | 0 | 0 | 0 | 0 | 0 | 0 | 0 | 0 | 0 | 0 | 0 | 0 | 0 | 0 | 0 | 0 | 0 | 0 | 0 | 0 | 0 | 0 | 0 | 0 | 0 | 0 | 0 | 0 | 0 | 0 | 0 | 0 | 0 | 0 | 0 | 0 | 0 | 0 | 0 | 0 | 0 |  |  | 0 | 0 | 0 | 0 | 0 | 0 |  | 0 | 0 | 0 | 0 | 0 | 0 | 0 | 0 | 0 | 0 | 0 | 0 | 0 | 0 | 0 | 0 | 0 | 0 | 0
272 |  | 1 |  |  |  |  | 0 |  |  |  | 0 | 0 | [6 empty] | 0 |  |  |  |  | 0% | 0 | 0 | 0 | 0 | 0 | 0 |  |  | 0 | 0% | 0 | 0 | 0 | 0 | 0 | NewControlTypes | 0 | 0 | 0 | 0 | 0 | 0 | 0 | 0 | 0 | 0 | 0 | 0 | 0 | 0 | 0 | 0 | 0 | 0 | 0 | 0 | 0 | 0 | 0 | 0 | 0 | 0 | 0 | 0 | 0 | 0 | 0 | 0 | 0 | 0 | 0 | 0 | 0 | 0 | 0 | 0 | 0 | 0 | 0 | 0 | 0 | 0 | 0 | 0 | 0 | 0 | 0 | 0 | 0 | 0 | 0 | 0 | 0 | 0 | 0 | 0 | 0 | 0 | 0 | 0 | 0 | 0 | 0 | 0 | 0 | 0 | 0 | 0 | 0 | 0 | 0 | 0 | 0 | 0 | 0 | 0 | 0 |  |  | 0 | 0 | 0 | 0 | 0 | 0 |  | 0 | 0 | 0 | 0 | 0 | 0 | 0 | 0 | 0 | 0 | 0 | 0 | 0 | 0 | 0 | 0 | 0 | 0 | 0
273 |  | 1 |  |  |  |  | 0 |  |  |  | 0 | 0 | [6 empty] | 0 |  |  |  |  | 0% | 0 | 0 | 0 | 0 | 0 | 0 |  |  | 0 | 0% | 0 | 0 | 0 | 0 | 0 | NewControlTypes | 0 | 0 | 0 | 0 | 0 | 0 | 0 | 0 | 0 | 0 | 0 | 0 | 0 | 0 | 0 | 0 | 0 | 0 | 0 | 0 | 0 | 0 | 0 | 0 | 0 | 0 | 0 | 0 | 0 | 0 | 0 | 0 | 0 | 0 | 0 | 0 | 0 | 0 | 0 | 0 | 0 | 0 | 0 | 0 | 0 | 0 | 0 | 0 | 0 | 0 | 0 | 0 | 0 | 0 | 0 | 0 | 0 | 0 | 0 | 0 | 0 | 0 | 0 | 0 | 0 | 0 | 0 | 0 | 0 | 0 | 0 | 0 | 0 | 0 | 0 | 0 | 0 | 0 | 0 | 0 | 0 |  |  | 0 | 0 | 0 | 0 | 0 | 0 |  | 0 | 0 | 0 | 0 | 0 | 0 | 0 | 0 | 0 | 0 | 0 | 0 | 0 | 0 | 0 | 0 | 0 | 0 | 0
274 |  | 1 |  |  |  |  | 0 |  |  |  | 0 | 0 | [6 empty] | 0 |  |  |  |  | 0% | 0 | 0 | 0 | 0 | 0 | 0 |  |  | 0 | 0% | 0 | 0 | 0 | 0 | 0 | NewControlTypes | 0 | 0 | 0 | 0 | 0 | 0 | 0 | 0 | 0 | 0 | 0 | 0 | 0 | 0 | 0 | 0 | 0 | 0 | 0 | 0 | 0 | 0 | 0 | 0 | 0 | 0 | 0 | 0 | 0 | 0 | 0 | 0 | 0 | 0 | 0 | 0 | 0 | 0 | 0 | 0 | 0 | 0 | 0 | 0 | 0 | 0 | 0 | 0 | 0 | 0 | 0 | 0 | 0 | 0 | 0 | 0 | 0 | 0 | 0 | 0 | 0 | 0 | 0 | 0 | 0 | 0 | 0 | 0 | 0 | 0 | 0 | 0 | 0 | 0 | 0 | 0 | 0 | 0 | 0 | 0 | 0 |  |  | 0 | 0 | 0 | 0 | 0 | 0 |  | 0 | 0 | 0 | 0 | 0 | 0 | 0 | 0 | 0 | 0 | 0 | 0 | 0 | 0 | 0 | 0 | 0 | 0 | 0
275 |  | 1 |  |  |  |  | 0 |  |  |  | 0 | 0 | [6 empty] | 0 |  |  |  |  | 0% | 0 | 0 | 0 | 0 | 0 | 0 |  |  | 0 | 0% | 0 | 0 | 0 | 0 | 0 | NewControlTypes | 0 | 0 | 0 | 0 | 0 | 0 | 0 | 0 | 0 | 0 | 0 | 0 | 0 | 0 | 0 | 0 | 0 | 0 | 0 | 0 | 0 | 0 | 0 | 0 | 0 | 0 | 0 | 0 | 0 | 0 | 0 | 0 | 0 | 0 | 0 | 0 | 0 | 0 | 0 | 0 | 0 | 0 | 0 | 0 | 0 | 0 | 0 | 0 | 0 | 0 | 0 | 0 | 0 | 0 | 0 | 0 | 0 | 0 | 0 | 0 | 0 | 0 | 0 | 0 | 0 | 0 | 0 | 0 | 0 | 0 | 0 | 0 | 0 | 0 | 0 | 0 | 0 | 0 | 0 | 0 | 0 |  |  | 0 | 0 | 0 | 0 | 0 | 0 |  | 0 | 0 | 0 | 0 | 0 | 0 | 0 | 0 | 0 | 0 | 0 | 0 | 0 | 0 | 0 | 0 | 0 | 0 | 0
276 |  | 1 |  |  |  |  | 0 |  |  |  | 0 | 0 | [6 empty] | 0 |  |  |  |  | 0% | 0 | 0 | 0 | 0 | 0 | 0 |  |  | 0 | 0% | 0 | 0 | 0 | 0 | 0 | NewControlTypes | 0 | 0 | 0 | 0 | 0 | 0 | 0 | 0 | 0 | 0 | 0 | 0 | 0 | 0 | 0 | 0 | 0 | 0 | 0 | 0 | 0 | 0 | 0 | 0 | 0 | 0 | 0 | 0 | 0 | 0 | 0 | 0 | 0 | 0 | 0 | 0 | 0 | 0 | 0 | 0 | 0 | 0 | 0 | 0 | 0 | 0 | 0 | 0 | 0 | 0 | 0 | 0 | 0 | 0 | 0 | 0 | 0 | 0 | 0 | 0 | 0 | 0 | 0 | 0 | 0 | 0 | 0 | 0 | 0 | 0 | 0 | 0 | 0 | 0 | 0 | 0 | 0 | 0 | 0 | 0 | 0 |  |  | 0 | 0 | 0 | 0 | 0 | 0 |  | 0 | 0 | 0 | 0 | 0 | 0 | 0 | 0 | 0 | 0 | 0 | 0 | 0 | 0 | 0 | 0 | 0 | 0 | 0
277 |  | 1 |  |  |  |  | 0 |  |  |  | 0 | 0 | [6 empty] | 0 |  |  |  |  | 0% | 0 | 0 | 0 | 0 | 0 | 0 |  |  | 0 | 0% | 0 | 0 | 0 | 0 | 0 | NewControlTypes | 0 | 0 | 0 | 0 | 0 | 0 | 0 | 0 | 0 | 0 | 0 | 0 | 0 | 0 | 0 | 0 | 0 | 0 | 0 | 0 | 0 | 0 | 0 | 0 | 0 | 0 | 0 | 0 | 0 | 0 | 0 | 0 | 0 | 0 | 0 | 0 | 0 | 0 | 0 | 0 | 0 | 0 | 0 | 0 | 0 | 0 | 0 | 0 | 0 | 0 | 0 | 0 | 0 | 0 | 0 | 0 | 0 | 0 | 0 | 0 | 0 | 0 | 0 | 0 | 0 | 0 | 0 | 0 | 0 | 0 | 0 | 0 | 0 | 0 | 0 | 0 | 0 | 0 | 0 | 0 | 0 |  |  | 0 | 0 | 0 | 0 | 0 | 0 |  | 0 | 0 | 0 | 0 | 0 | 0 | 0 | 0 | 0 | 0 | 0 | 0 | 0 | 0 | 0 | 0 | 0 | 0 | 0
278 |  | 1 |  |  |  |  | 0 |  |  |  | 0 | 0 | [6 empty] | 0 |  |  |  |  | 0% | 0 | 0 | 0 | 0 | 0 | 0 |  |  | 0 | 0% | 0 | 0 | 0 | 0 | 0 | NewControlTypes | 0 | 0 | 0 | 0 | 0 | 0 | 0 | 0 | 0 | 0 | 0 | 0 | 0 | 0 | 0 | 0 | 0 | 0 | 0 | 0 | 0 | 0 | 0 | 0 | 0 | 0 | 0 | 0 | 0 | 0 | 0 | 0 | 0 | 0 | 0 | 0 | 0 | 0 | 0 | 0 | 0 | 0 | 0 | 0 | 0 | 0 | 0 | 0 | 0 | 0 | 0 | 0 | 0 | 0 | 0 | 0 | 0 | 0 | 0 | 0 | 0 | 0 | 0 | 0 | 0 | 0 | 0 | 0 | 0 | 0 | 0 | 0 | 0 | 0 | 0 | 0 | 0 | 0 | 0 | 0 | 0 |  |  | 0 | 0 | 0 | 0 | 0 | 0 |  | 0 | 0 | 0 | 0 | 0 | 0 | 0 | 0 | 0 | 0 | 0 | 0 | 0 | 0 | 0 | 0 | 0 | 0 | 0
279 |  | 1 |  |  |  |  | 0 |  |  |  | 0 | 0 | [6 empty] | 0 |  |  |  |  | 0% | 0 | 0 | 0 | 0 | 0 | 0 |  |  | 0 | 0% | 0 | 0 | 0 | 0 | 0 | NewControlTypes | 0 | 0 | 0 | 0 | 0 | 0 | 0 | 0 | 0 | 0 | 0 | 0 | 0 | 0 | 0 | 0 | 0 | 0 | 0 | 0 | 0 | 0 | 0 | 0 | 0 | 0 | 0 | 0 | 0 | 0 | 0 | 0 | 0 | 0 | 0 | 0 | 0 | 0 | 0 | 0 | 0 | 0 | 0 | 0 | 0 | 0 | 0 | 0 | 0 | 0 | 0 | 0 | 0 | 0 | 0 | 0 | 0 | 0 | 0 | 0 | 0 | 0 | 0 | 0 | 0 | 0 | 0 | 0 | 0 | 0 | 0 | 0 | 0 | 0 | 0 | 0 | 0 | 0 | 0 | 0 | 0 |  |  | 0 | 0 | 0 | 0 | 0 | 0 |  | 0 | 0 | 0 | 0 | 0 | 0 | 0 | 0 | 0 | 0 | 0 | 0 | 0 | 0 | 0 | 0 | 0 | 0 | 0
280 |  | 1 |  |  |  |  | 0 |  |  |  | 0 | 0 | [6 empty] | 0 |  |  |  |  | 0% | 0 | 0 | 0 | 0 | 0 | 0 |  |  | 0 | 0% | 0 | 0 | 0 | 0 | 0 | NewControlTypes | 0 | 0 | 0 | 0 | 0 | 0 | 0 | 0 | 0 | 0 | 0 | 0 | 0 | 0 | 0 | 0 | 0 | 0 | 0 | 0 | 0 | 0 | 0 | 0 | 0 | 0 | 0 | 0 | 0 | 0 | 0 | 0 | 0 | 0 | 0 | 0 | 0 | 0 | 0 | 0 | 0 | 0 | 0 | 0 | 0 | 0 | 0 | 0 | 0 | 0 | 0 | 0 | 0 | 0 | 0 | 0 | 0 | 0 | 0 | 0 | 0 | 0 | 0 | 0 | 0 | 0 | 0 | 0 | 0 | 0 | 0 | 0 | 0 | 0 | 0 | 0 | 0 | 0 | 0 | 0 | 0 |  |  | 0 | 0 | 0 | 0 | 0 | 0 |  | 0 | 0 | 0 | 0 | 0 | 0 | 0 | 0 | 0 | 0 | 0 | 0 | 0 | 0 | 0 | 0 | 0 | 0 | 0
281 |  | 1 |  |  |  |  | 0 |  |  |  | 0 | 0 | [6 empty] | 0 |  |  |  |  | 0% | 0 | 0 | 0 | 0 | 0 | 0 |  |  | 0 | 0% | 0 | 0 | 0 | 0 | 0 | NewControlTypes | 0 | 0 | 0 | 0 | 0 | 0 | 0 | 0 | 0 | 0 | 0 | 0 | 0 | 0 | 0 | 0 | 0 | 0 | 0 | 0 | 0 | 0 | 0 | 0 | 0 | 0 | 0 | 0 | 0 | 0 | 0 | 0 | 0 | 0 | 0 | 0 | 0 | 0 | 0 | 0 | 0 | 0 | 0 | 0 | 0 | 0 | 0 | 0 | 0 | 0 | 0 | 0 | 0 | 0 | 0 | 0 | 0 | 0 | 0 | 0 | 0 | 0 | 0 | 0 | 0 | 0 | 0 | 0 | 0 | 0 | 0 | 0 | 0 | 0 | 0 | 0 | 0 | 0 | 0 | 0 | 0 |  |  | 0 | 0 | 0 | 0 | 0 | 0 |  | 0 | 0 | 0 | 0 | 0 | 0 | 0 | 0 | 0 | 0 | 0 | 0 | 0 | 0 | 0 | 0 | 0 | 0 | 0
282 |  | 1 |  |  |  |  | 0 |  |  |  | 0 | 0 | [6 empty] | 0 |  |  |  |  | 0% | 0 | 0 | 0 | 0 | 0 | 0 |  |  | 0 | 0% | 0 | 0 | 0 | 0 | 0 | NewControlTypes | 0 | 0 | 0 | 0 | 0 | 0 | 0 | 0 | 0 | 0 | 0 | 0 | 0 | 0 | 0 | 0 | 0 | 0 | 0 | 0 | 0 | 0 | 0 | 0 | 0 | 0 | 0 | 0 | 0 | 0 | 0 | 0 | 0 | 0 | 0 | 0 | 0 | 0 | 0 | 0 | 0 | 0 | 0 | 0 | 0 | 0 | 0 | 0 | 0 | 0 | 0 | 0 | 0 | 0 | 0 | 0 | 0 | 0 | 0 | 0 | 0 | 0 | 0 | 0 | 0 | 0 | 0 | 0 | 0 | 0 | 0 | 0 | 0 | 0 | 0 | 0 | 0 | 0 | 0 | 0 | 0 |  |  | 0 | 0 | 0 | 0 | 0 | 0 |  | 0 | 0 | 0 | 0 | 0 | 0 | 0 | 0 | 0 | 0 | 0 | 0 | 0 | 0 | 0 | 0 | 0 | 0 | 0
283 |  | 1 |  |  |  |  | 0 |  |  |  | 0 | 0 | [6 empty] | 0 |  |  |  |  | 0% | 0 | 0 | 0 | 0 | 0 | 0 |  |  | 0 | 0% | 0 | 0 | 0 | 0 | 0 | NewControlTypes | 0 | 0 | 0 | 0 | 0 | 0 | 0 | 0 | 0 | 0 | 0 | 0 | 0 | 0 | 0 | 0 | 0 | 0 | 0 | 0 | 0 | 0 | 0 | 0 | 0 | 0 | 0 | 0 | 0 | 0 | 0 | 0 | 0 | 0 | 0 | 0 | 0 | 0 | 0 | 0 | 0 | 0 | 0 | 0 | 0 | 0 | 0 | 0 | 0 | 0 | 0 | 0 | 0 | 0 | 0 | 0 | 0 | 0 | 0 | 0 | 0 | 0 | 0 | 0 | 0 | 0 | 0 | 0 | 0 | 0 | 0 | 0 | 0 | 0 | 0 | 0 | 0 | 0 | 0 | 0 | 0 |  |  | 0 | 0 | 0 | 0 | 0 | 0 |  | 0 | 0 | 0 | 0 | 0 | 0 | 0 | 0 | 0 | 0 | 0 | 0 | 0 | 0 | 0 | 0 | 0 | 0 | 0
284 |  | 1 |  |  |  |  | 0 |  |  |  | 0 | 0 | [6 empty] | 0 |  |  |  |  | 0% | 0 | 0 | 0 | 0 | 0 | 0 |  |  | 0 | 0% | 0 | 0 | 0 | 0 | 0 | NewControlTypes | 0 | 0 | 0 | 0 | 0 | 0 | 0 | 0 | 0 | 0 | 0 | 0 | 0 | 0 | 0 | 0 | 0 | 0 | 0 | 0 | 0 | 0 | 0 | 0 | 0 | 0 | 0 | 0 | 0 | 0 | 0 | 0 | 0 | 0 | 0 | 0 | 0 | 0 | 0 | 0 | 0 | 0 | 0 | 0 | 0 | 0 | 0 | 0 | 0 | 0 | 0 | 0 | 0 | 0 | 0 | 0 | 0 | 0 | 0 | 0 | 0 | 0 | 0 | 0 | 0 | 0 | 0 | 0 | 0 | 0 | 0 | 0 | 0 | 0 | 0 | 0 | 0 | 0 | 0 | 0 | 0 |  |  | 0 | 0 | 0 | 0 | 0 | 0 |  | 0 | 0 | 0 | 0 | 0 | 0 | 0 | 0 | 0 | 0 | 0 | 0 | 0 | 0 | 0 | 0 | 0 | 0 | 0
285 |  | 1 |  |  |  |  | 0 |  |  |  | 0 | 0 | [6 empty] | 0 |  |  |  |  | 0% | 0 | 0 | 0 | 0 | 0 | 0 |  |  | 0 | 0% | 0 | 0 | 0 | 0 | 0 | NewControlTypes | 0 | 0 | 0 | 0 | 0 | 0 | 0 | 0 | 0 | 0 | 0 | 0 | 0 | 0 | 0 | 0 | 0 | 0 | 0 | 0 | 0 | 0 | 0 | 0 | 0 | 0 | 0 | 0 | 0 | 0 | 0 | 0 | 0 | 0 | 0 | 0 | 0 | 0 | 0 | 0 | 0 | 0 | 0 | 0 | 0 | 0 | 0 | 0 | 0 | 0 | 0 | 0 | 0 | 0 | 0 | 0 | 0 | 0 | 0 | 0 | 0 | 0 | 0 | 0 | 0 | 0 | 0 | 0 | 0 | 0 | 0 | 0 | 0 | 0 | 0 | 0 | 0 | 0 | 0 | 0 | 0 |  |  | 0 | 0 | 0 | 0 | 0 | 0 |  | 0 | 0 | 0 | 0 | 0 | 0 | 0 | 0 | 0 | 0 | 0 | 0 | 0 | 0 | 0 | 0 | 0 | 0 | 0
286 |  | 1 |  |  |  |  | 0 |  |  |  | 0 | 0 | [6 empty] | 0 |  |  |  |  | 0% | 0 | 0 | 0 | 0 | 0 | 0 |  |  | 0 | 0% | 0 | 0 | 0 | 0 | 0 | NewControlTypes | 0 | 0 | 0 | 0 | 0 | 0 | 0 | 0 | 0 | 0 | 0 | 0 | 0 | 0 | 0 | 0 | 0 | 0 | 0 | 0 | 0 | 0 | 0 | 0 | 0 | 0 | 0 | 0 | 0 | 0 | 0 | 0 | 0 | 0 | 0 | 0 | 0 | 0 | 0 | 0 | 0 | 0 | 0 | 0 | 0 | 0 | 0 | 0 | 0 | 0 | 0 | 0 | 0 | 0 | 0 | 0 | 0 | 0 | 0 | 0 | 0 | 0 | 0 | 0 | 0 | 0 | 0 | 0 | 0 | 0 | 0 | 0 | 0 | 0 | 0 | 0 | 0 | 0 | 0 | 0 | 0 |  |  | 0 | 0 | 0 | 0 | 0 | 0 |  | 0 | 0 | 0 | 0 | 0 | 0 | 0 | 0 | 0 | 0 | 0 | 0 | 0 | 0 | 0 | 0 | 0 | 0 | 0
287 |  | 1 |  |  |  |  | 0 |  |  |  | 0 | 0 | [6 empty] | 0 |  |  |  |  | 0% | 0 | 0 | 0 | 0 | 0 | 0 |  |  | 0 | 0% | 0 | 0 | 0 | 0 | 0 | NewControlTypes | 0 | 0 | 0 | 0 | 0 | 0 | 0 | 0 | 0 | 0 | 0 | 0 | 0 | 0 | 0 | 0 | 0 | 0 | 0 | 0 | 0 | 0 | 0 | 0 | 0 | 0 | 0 | 0 | 0 | 0 | 0 | 0 | 0 | 0 | 0 | 0 | 0 | 0 | 0 | 0 | 0 | 0 | 0 | 0 | 0 | 0 | 0 | 0 | 0 | 0 | 0 | 0 | 0 | 0 | 0 | 0 | 0 | 0 | 0 | 0 | 0 | 0 | 0 | 0 | 0 | 0 | 0 | 0 | 0 | 0 | 0 | 0 | 0 | 0 | 0 | 0 | 0 | 0 | 0 | 0 | 0 |  |  | 0 | 0 | 0 | 0 | 0 | 0 |  | 0 | 0 | 0 | 0 | 0 | 0 | 0 | 0 | 0 | 0 | 0 | 0 | 0 | 0 | 0 | 0 | 0 | 0 | 0
288 |  | 1 |  |  |  |  | 0 |  |  |  | 0 | 0 | [6 empty] | 0 |  |  |  |  | 0% | 0 | 0 | 0 | 0 | 0 | 0 |  |  | 0 | 0% | 0 | 0 | 0 | 0 | 0 | NewControlTypes | 0 | 0 | 0 | 0 | 0 | 0 | 0 | 0 | 0 | 0 | 0 | 0 | 0 | 0 | 0 | 0 | 0 | 0 | 0 | 0 | 0 | 0 | 0 | 0 | 0 | 0 | 0 | 0 | 0 | 0 | 0 | 0 | 0 | 0 | 0 | 0 | 0 | 0 | 0 | 0 | 0 | 0 | 0 | 0 | 0 | 0 | 0 | 0 | 0 | 0 | 0 | 0 | 0 | 0 | 0 | 0 | 0 | 0 | 0 | 0 | 0 | 0 | 0 | 0 | 0 | 0 | 0 | 0 | 0 | 0 | 0 | 0 | 0 | 0 | 0 | 0 | 0 | 0 | 0 | 0 | 0 |  |  | 0 | 0 | 0 | 0 | 0 | 0 |  | 0 | 0 | 0 | 0 | 0 | 0 | 0 | 0 | 0 | 0 | 0 | 0 | 0 | 0 | 0 | 0 | 0 | 0 | 0
289 |  | 1 |  |  |  |  | 0 |  |  |  | 0 | 0 | [6 empty] | 0 |  |  |  |  | 0% | 0 | 0 | 0 | 0 | 0 | 0 |  |  | 0 | 0% | 0 | 0 | 0 | 0 | 0 | NewControlTypes | 0 | 0 | 0 | 0 | 0 | 0 | 0 | 0 | 0 | 0 | 0 | 0 | 0 | 0 | 0 | 0 | 0 | 0 | 0 | 0 | 0 | 0 | 0 | 0 | 0 | 0 | 0 | 0 | 0 | 0 | 0 | 0 | 0 | 0 | 0 | 0 | 0 | 0 | 0 | 0 | 0 | 0 | 0 | 0 | 0 | 0 | 0 | 0 | 0 | 0 | 0 | 0 | 0 | 0 | 0 | 0 | 0 | 0 | 0 | 0 | 0 | 0 | 0 | 0 | 0 | 0 | 0 | 0 | 0 | 0 | 0 | 0 | 0 | 0 | 0 | 0 | 0 | 0 | 0 | 0 | 0 |  |  | 0 | 0 | 0 | 0 | 0 | 0 |  | 0 | 0 | 0 | 0 | 0 | 0 | 0 | 0 | 0 | 0 | 0 | 0 | 0 | 0 | 0 | 0 | 0 | 0 | 0
290 |  | 1 |  |  |  |  | 0 |  |  |  | 0 | 0 | [6 empty] | 0 |  |  |  |  | 0% | 0 | 0 | 0 | 0 | 0 | 0 |  |  | 0 | 0% | 0 | 0 | 0 | 0 | 0 | NewControlTypes | 0 | 0 | 0 | 0 | 0 | 0 | 0 | 0 | 0 | 0 | 0 | 0 | 0 | 0 | 0 | 0 | 0 | 0 | 0 | 0 | 0 | 0 | 0 | 0 | 0 | 0 | 0 | 0 | 0 | 0 | 0 | 0 | 0 | 0 | 0 | 0 | 0 | 0 | 0 | 0 | 0 | 0 | 0 | 0 | 0 | 0 | 0 | 0 | 0 | 0 | 0 | 0 | 0 | 0 | 0 | 0 | 0 | 0 | 0 | 0 | 0 | 0 | 0 | 0 | 0 | 0 | 0 | 0 | 0 | 0 | 0 | 0 | 0 | 0 | 0 | 0 | 0 | 0 | 0 | 0 | 0 |  |  | 0 | 0 | 0 | 0 | 0 | 0 |  | 0 | 0 | 0 | 0 | 0 | 0 | 0 | 0 | 0 | 0 | 0 | 0 | 0 | 0 | 0 | 0 | 0 | 0 | 0
291 |  | 1 |  |  |  |  | 0 |  |  |  | 0 | 0 | [6 empty] | 0 |  |  |  |  | 0% | 0 | 0 | 0 | 0 | 0 | 0 |  |  | 0 | 0% | 0 | 0 | 0 | 0 | 0 | NewControlTypes | 0 | 0 | 0 | 0 | 0 | 0 | 0 | 0 | 0 | 0 | 0 | 0 | 0 | 0 | 0 | 0 | 0 | 0 | 0 | 0 | 0 | 0 | 0 | 0 | 0 | 0 | 0 | 0 | 0 | 0 | 0 | 0 | 0 | 0 | 0 | 0 | 0 | 0 | 0 | 0 | 0 | 0 | 0 | 0 | 0 | 0 | 0 | 0 | 0 | 0 | 0 | 0 | 0 | 0 | 0 | 0 | 0 | 0 | 0 | 0 | 0 | 0 | 0 | 0 | 0 | 0 | 0 | 0 | 0 | 0 | 0 | 0 | 0 | 0 | 0 | 0 | 0 | 0 | 0 | 0 | 0 |  |  | 0 | 0 | 0 | 0 | 0 | 0 |  | 0 | 0 | 0 | 0 | 0 | 0 | 0 | 0 | 0 | 0 | 0 | 0 | 0 | 0 | 0 | 0 | 0 | 0 | 0
292 |  | 1 |  |  |  |  | 0 |  |  |  | 0 | 0 | [6 empty] | 0 |  |  |  |  | 0% | 0 | 0 | 0 | 0 | 0 | 0 |  |  | 0 | 0% | 0 | 0 | 0 | 0 | 0 | NewControlTypes | 0 | 0 | 0 | 0 | 0 | 0 | 0 | 0 | 0 | 0 | 0 | 0 | 0 | 0 | 0 | 0 | 0 | 0 | 0 | 0 | 0 | 0 | 0 | 0 | 0 | 0 | 0 | 0 | 0 | 0 | 0 | 0 | 0 | 0 | 0 | 0 | 0 | 0 | 0 | 0 | 0 | 0 | 0 | 0 | 0 | 0 | 0 | 0 | 0 | 0 | 0 | 0 | 0 | 0 | 0 | 0 | 0 | 0 | 0 | 0 | 0 | 0 | 0 | 0 | 0 | 0 | 0 | 0 | 0 | 0 | 0 | 0 | 0 | 0 | 0 | 0 | 0 | 0 | 0 | 0 | 0 |  |  | 0 | 0 | 0 | 0 | 0 | 0 |  | 0 | 0 | 0 | 0 | 0 | 0 | 0 | 0 | 0 | 0 | 0 | 0 | 0 | 0 | 0 | 0 | 0 | 0 | 0
293 |  | 1 |  |  |  |  | 0 |  |  |  | 0 | 0 | [6 empty] | 0 |  |  |  |  | 0% | 0 | 0 | 0 | 0 | 0 | 0 |  |  | 0 | 0% | 0 | 0 | 0 | 0 | 0 | NewControlTypes | 0 | 0 | 0 | 0 | 0 | 0 | 0 | 0 | 0 | 0 | 0 | 0 | 0 | 0 | 0 | 0 | 0 | 0 | 0 | 0 | 0 | 0 | 0 | 0 | 0 | 0 | 0 | 0 | 0 | 0 | 0 | 0 | 0 | 0 | 0 | 0 | 0 | 0 | 0 | 0 | 0 | 0 | 0 | 0 | 0 | 0 | 0 | 0 | 0 | 0 | 0 | 0 | 0 | 0 | 0 | 0 | 0 | 0 | 0 | 0 | 0 | 0 | 0 | 0 | 0 | 0 | 0 | 0 | 0 | 0 | 0 | 0 | 0 | 0 | 0 | 0 | 0 | 0 | 0 | 0 | 0 |  |  | 0 | 0 | 0 | 0 | 0 | 0 |  | 0 | 0 | 0 | 0 | 0 | 0 | 0 | 0 | 0 | 0 | 0 | 0 | 0 | 0 | 0 | 0 | 0 | 0 | 0
294 |  | 1 |  |  |  |  | 0 |  |  |  | 0 | 0 | [6 empty] | 0 |  |  |  |  | 0% | 0 | 0 | 0 | 0 | 0 | 0 |  |  | 0 | 0% | 0 | 0 | 0 | 0 | 0 | NewControlTypes | 0 | 0 | 0 | 0 | 0 | 0 | 0 | 0 | 0 | 0 | 0 | 0 | 0 | 0 | 0 | 0 | 0 | 0 | 0 | 0 | 0 | 0 | 0 | 0 | 0 | 0 | 0 | 0 | 0 | 0 | 0 | 0 | 0 | 0 | 0 | 0 | 0 | 0 | 0 | 0 | 0 | 0 | 0 | 0 | 0 | 0 | 0 | 0 | 0 | 0 | 0 | 0 | 0 | 0 | 0 | 0 | 0 | 0 | 0 | 0 | 0 | 0 | 0 | 0 | 0 | 0 | 0 | 0 | 0 | 0 | 0 | 0 | 0 | 0 | 0 | 0 | 0 | 0 | 0 | 0 | 0 |  |  | 0 | 0 | 0 | 0 | 0 | 0 |  | 0 | 0 | 0 | 0 | 0 | 0 | 0 | 0 | 0 | 0 | 0 | 0 | 0 | 0 | 0 | 0 | 0 | 0 | 0
295 |  | 1 |  |  |  |  | 0 |  |  |  | 0 | 0 | [6 empty] | 0 |  |  |  |  | 0% | 0 | 0 | 0 | 0 | 0 | 0 |  |  | 0 | 0% | 0 | 0 | 0 | 0 | 0 | NewControlTypes | 0 | 0 | 0 | 0 | 0 | 0 | 0 | 0 | 0 | 0 | 0 | 0 | 0 | 0 | 0 | 0 | 0 | 0 | 0 | 0 | 0 | 0 | 0 | 0 | 0 | 0 | 0 | 0 | 0 | 0 | 0 | 0 | 0 | 0 | 0 | 0 | 0 | 0 | 0 | 0 | 0 | 0 | 0 | 0 | 0 | 0 | 0 | 0 | 0 | 0 | 0 | 0 | 0 | 0 | 0 | 0 | 0 | 0 | 0 | 0 | 0 | 0 | 0 | 0 | 0 | 0 | 0 | 0 | 0 | 0 | 0 | 0 | 0 | 0 | 0 | 0 | 0 | 0 | 0 | 0 | 0 |  |  | 0 | 0 | 0 | 0 | 0 | 0 |  | 0 | 0 | 0 | 0 | 0 | 0 | 0 | 0 | 0 | 0 | 0 | 0 | 0 | 0 | 0 | 0 | 0 | 0 | 0
296 |  | 1 |  |  |  |  | 0 |  |  |  | 0 | 0 | [6 empty] | 0 |  |  |  |  | 0% | 0 | 0 | 0 | 0 | 0 | 0 |  |  | 0 | 0% | 0 | 0 | 0 | 0 | 0 | NewControlTypes | 0 | 0 | 0 | 0 | 0 | 0 | 0 | 0 | 0 | 0 | 0 | 0 | 0 | 0 | 0 | 0 | 0 | 0 | 0 | 0 | 0 | 0 | 0 | 0 | 0 | 0 | 0 | 0 | 0 | 0 | 0 | 0 | 0 | 0 | 0 | 0 | 0 | 0 | 0 | 0 | 0 | 0 | 0 | 0 | 0 | 0 | 0 | 0 | 0 | 0 | 0 | 0 | 0 | 0 | 0 | 0 | 0 | 0 | 0 | 0 | 0 | 0 | 0 | 0 | 0 | 0 | 0 | 0 | 0 | 0 | 0 | 0 | 0 | 0 | 0 | 0 | 0 | 0 | 0 | 0 | 0 |  |  | 0 | 0 | 0 | 0 | 0 | 0 |  | 0 | 0 | 0 | 0 | 0 | 0 | 0 | 0 | 0 | 0 | 0 | 0 | 0 | 0 | 0 | 0 | 0 | 0 | 0
297 |  | 1 |  |  |  |  | 0 |  |  |  | 0 | 0 | [6 empty] | 0 |  |  |  |  | 0% | 0 | 0 | 0 | 0 | 0 | 0 |  |  | 0 | 0% | 0 | 0 | 0 | 0 | 0 | NewControlTypes | 0 | 0 | 0 | 0 | 0 | 0 | 0 | 0 | 0 | 0 | 0 | 0 | 0 | 0 | 0 | 0 | 0 | 0 | 0 | 0 | 0 | 0 | 0 | 0 | 0 | 0 | 0 | 0 | 0 | 0 | 0 | 0 | 0 | 0 | 0 | 0 | 0 | 0 | 0 | 0 | 0 | 0 | 0 | 0 | 0 | 0 | 0 | 0 | 0 | 0 | 0 | 0 | 0 | 0 | 0 | 0 | 0 | 0 | 0 | 0 | 0 | 0 | 0 | 0 | 0 | 0 | 0 | 0 | 0 | 0 | 0 | 0 | 0 | 0 | 0 | 0 | 0 | 0 | 0 | 0 | 0 |  |  | 0 | 0 | 0 | 0 | 0 | 0 |  | 0 | 0 | 0 | 0 | 0 | 0 | 0 | 0 | 0 | 0 | 0 | 0 | 0 | 0 | 0 | 0 | 0 | 0 | 0
298 |  | 1 |  |  |  |  | 0 |  |  |  | 0 | 0 | [6 empty] | 0 |  |  |  |  | 0% | 0 | 0 | 0 | 0 | 0 | 0 |  |  | 0 | 0% | 0 | 0 | 0 | 0 | 0 | NewControlTypes | 0 | 0 | 0 | 0 | 0 | 0 | 0 | 0 | 0 | 0 | 0 | 0 | 0 | 0 | 0 | 0 | 0 | 0 | 0 | 0 | 0 | 0 | 0 | 0 | 0 | 0 | 0 | 0 | 0 | 0 | 0 | 0 | 0 | 0 | 0 | 0 | 0 | 0 | 0 | 0 | 0 | 0 | 0 | 0 | 0 | 0 | 0 | 0 | 0 | 0 | 0 | 0 | 0 | 0 | 0 | 0 | 0 | 0 | 0 | 0 | 0 | 0 | 0 | 0 | 0 | 0 | 0 | 0 | 0 | 0 | 0 | 0 | 0 | 0 | 0 | 0 | 0 | 0 | 0 | 0 | 0 |  |  | 0 | 0 | 0 | 0 | 0 | 0 |  | 0 | 0 | 0 | 0 | 0 | 0 | 0 | 0 | 0 | 0 | 0 | 0 | 0 | 0 | 0 | 0 | 0 | 0 | 0
299 |  | 1 |  |  |  |  | 0 |  |  |  | 0 | 0 | [6 empty] | 0 |  |  |  |  | 0% | 0 | 0 | 0 | 0 | 0 | 0 |  |  | 0 | 0% | 0 | 0 | 0 | 0 | 0 | NewControlTypes | 0 | 0 | 0 | 0 | 0 | 0 | 0 | 0 | 0 | 0 | 0 | 0 | 0 | 0 | 0 | 0 | 0 | 0 | 0 | 0 | 0 | 0 | 0 | 0 | 0 | 0 | 0 | 0 | 0 | 0 | 0 | 0 | 0 | 0 | 0 | 0 | 0 | 0 | 0 | 0 | 0 | 0 | 0 | 0 | 0 | 0 | 0 | 0 | 0 | 0 | 0 | 0 | 0 | 0 | 0 | 0 | 0 | 0 | 0 | 0 | 0 | 0 | 0 | 0 | 0 | 0 | 0 | 0 | 0 | 0 | 0 | 0 | 0 | 0 | 0 | 0 | 0 | 0 | 0 | 0 | 0 |  |  | 0 | 0 | 0 | 0 | 0 | 0 |  | 0 | 0 | 0 | 0 | 0 | 0 | 0 | 0 | 0 | 0 | 0 | 0 | 0 | 0 | 0 | 0 | 0 | 0 | 0
300 |  | 1 |  |  |  |  | 0 |  |  |  | 0 | 0 | [6 empty] | 0 |  |  |  |  | 0% | 0 | 0 | 0 | 0 | 0 | 0 |  |  | 0 | 0% | 0 | 0 | 0 | 0 | 0 | NewControlTypes | 0 | 0 | 0 | 0 | 0 | 0 | 0 | 0 | 0 | 0 | 0 | 0 | 0 | 0 | 0 | 0 | 0 | 0 | 0 | 0 | 0 | 0 | 0 | 0 | 0 | 0 | 0 | 0 | 0 | 0 | 0 | 0 | 0 | 0 | 0 | 0 | 0 | 0 | 0 | 0 | 0 | 0 | 0 | 0 | 0 | 0 | 0 | 0 | 0 | 0 | 0 | 0 | 0 | 0 | 0 | 0 | 0 | 0 | 0 | 0 | 0 | 0 | 0 | 0 | 0 | 0 | 0 | 0 | 0 | 0 | 0 | 0 | 0 | 0 | 0 | 0 | 0 | 0 | 0 | 0 | 0 |  |  | 0 | 0 | 0 | 0 | 0 | 0 |  | 0 | 0 | 0 | 0 | 0 | 0 | 0 | 0 | 0 | 0 | 0 | 0 | 0 | 0 | 0 | 0 | 0 | 0 | 0
301 |  | 1 |  |  |  |  | 0 |  |  |  | 0 | 0 | [6 empty] | 0 |  |  |  |  | 0% | 0 | 0 | 0 | 0 | 0 | 0 |  |  | 0 | 0% | 0 | 0 | 0 | 0 | 0 | NewControlTypes | 0 | 0 | 0 | 0 | 0 | 0 | 0 | 0 | 0 | 0 | 0 | 0 | 0 | 0 | 0 | 0 | 0 | 0 | 0 | 0 | 0 | 0 | 0 | 0 | 0 | 0 | 0 | 0 | 0 | 0 | 0 | 0 | 0 | 0 | 0 | 0 | 0 | 0 | 0 | 0 | 0 | 0 | 0 | 0 | 0 | 0 | 0 | 0 | 0 | 0 | 0 | 0 | 0 | 0 | 0 | 0 | 0 | 0 | 0 | 0 | 0 | 0 | 0 | 0 | 0 | 0 | 0 | 0 | 0 | 0 | 0 | 0 | 0 | 0 | 0 | 0 | 0 | 0 | 0 | 0 | 0 |  |  | 0 | 0 | 0 | 0 | 0 | 0 |  | 0 | 0 | 0 | 0 | 0 | 0 | 0 | 0 | 0 | 0 | 0 | 0 | 0 | 0 | 0 | 0 | 0 | 0 | 0
302 |  | 1 |  |  |  |  | 0 |  |  |  | 0 | 0 | [6 empty] | 0 |  |  |  |  | 0% | 0 | 0 | 0 | 0 | 0 | 0 |  |  | 0 | 0% | 0 | 0 | 0 | 0 | 0 | NewControlTypes | 0 | 0 | 0 | 0 | 0 | 0 | 0 | 0 | 0 | 0 | 0 | 0 | 0 | 0 | 0 | 0 | 0 | 0 | 0 | 0 | 0 | 0 | 0 | 0 | 0 | 0 | 0 | 0 | 0 | 0 | 0 | 0 | 0 | 0 | 0 | 0 | 0 | 0 | 0 | 0 | 0 | 0 | 0 | 0 | 0 | 0 | 0 | 0 | 0 | 0 | 0 | 0 | 0 | 0 | 0 | 0 | 0 | 0 | 0 | 0 | 0 | 0 | 0 | 0 | 0 | 0 | 0 | 0 | 0 | 0 | 0 | 0 | 0 | 0 | 0 | 0 | 0 | 0 | 0 | 0 | 0 |  |  | 0 | 0 | 0 | 0 | 0 | 0 |  | 0 | 0 | 0 | 0 | 0 | 0 | 0 | 0 | 0 | 0 | 0 | 0 | 0 | 0 | 0 | 0 | 0 | 0 | 0
303 |  | 1 |  |  |  |  | 0 |  |  |  | 0 | 0 | [6 empty] | 0 |  |  |  |  | 0% | 0 | 0 | 0 | 0 | 0 | 0 |  |  | 0 | 0% | 0 | 0 | 0 | 0 | 0 | NewControlTypes | 0 | 0 | 0 | 0 | 0 | 0 | 0 | 0 | 0 | 0 | 0 | 0 | 0 | 0 | 0 | 0 | 0 | 0 | 0 | 0 | 0 | 0 | 0 | 0 | 0 | 0 | 0 | 0 | 0 | 0 | 0 | 0 | 0 | 0 | 0 | 0 | 0 | 0 | 0 | 0 | 0 | 0 | 0 | 0 | 0 | 0 | 0 | 0 | 0 | 0 | 0 | 0 | 0 | 0 | 0 | 0 | 0 | 0 | 0 | 0 | 0 | 0 | 0 | 0 | 0 | 0 | 0 | 0 | 0 | 0 | 0 | 0 | 0 | 0 | 0 | 0 | 0 | 0 | 0 | 0 | 0 |  |  | 0 | 0 | 0 | 0 | 0 | 0 |  | 0 | 0 | 0 | 0 | 0 | 0 | 0 | 0 | 0 | 0 | 0 | 0 | 0 | 0 | 0 | 0 | 0 | 0 | 0
304 |  | 1 |  |  |  |  | 0 |  |  |  | 0 | 0 | [6 empty] | 0 |  |  |  |  | 0% | 0 | 0 | 0 | 0 | 0 | 0 |  |  | 0 | 0% | 0 | 0 | 0 | 0 | 0 | NewControlTypes | 0 | 0 | 0 | 0 | 0 | 0 | 0 | 0 | 0 | 0 | 0 | 0 | 0 | 0 | 0 | 0 | 0 | 0 | 0 | 0 | 0 | 0 | 0 | 0 | 0 | 0 | 0 | 0 | 0 | 0 | 0 | 0 | 0 | 0 | 0 | 0 | 0 | 0 | 0 | 0 | 0 | 0 | 0 | 0 | 0 | 0 | 0 | 0 | 0 | 0 | 0 | 0 | 0 | 0 | 0 | 0 | 0 | 0 | 0 | 0 | 0 | 0 | 0 | 0 | 0 | 0 | 0 | 0 | 0 | 0 | 0 | 0 | 0 | 0 | 0 | 0 | 0 | 0 | 0 | 0 | 0 |  |  | 0 | 0 | 0 | 0 | 0 | 0 |  | 0 | 0 | 0 | 0 | 0 | 0 | 0 | 0 | 0 | 0 | 0 | 0 | 0 | 0 | 0 | 0 | 0 | 0 | 0
305 |  | 1 |  |  |  |  | 0 |  |  |  | 0 | 0 | [6 empty] | 0 |  |  |  |  | 0% | 0 | 0 | 0 | 0 | 0 | 0 |  |  | 0 | 0% | 0 | 0 | 0 | 0 | 0 | NewControlTypes | 0 | 0 | 0 | 0 | 0 | 0 | 0 | 0 | 0 | 0 | 0 | 0 | 0 | 0 | 0 | 0 | 0 | 0 | 0 | 0 | 0 | 0 | 0 | 0 | 0 | 0 | 0 | 0 | 0 | 0 | 0 | 0 | 0 | 0 | 0 | 0 | 0 | 0 | 0 | 0 | 0 | 0 | 0 | 0 | 0 | 0 | 0 | 0 | 0 | 0 | 0 | 0 | 0 | 0 | 0 | 0 | 0 | 0 | 0 | 0 | 0 | 0 | 0 | 0 | 0 | 0 | 0 | 0 | 0 | 0 | 0 | 0 | 0 | 0 | 0 | 0 | 0 | 0 | 0 | 0 | 0 |  |  | 0 | 0 | 0 | 0 | 0 | 0 |  | 0 | 0 | 0 | 0 | 0 | 0 | 0 | 0 | 0 | 0 | 0 | 0 | 0 | 0 | 0 | 0 | 0 | 0 | 0
306 |  | 1 |  |  |  |  | 0 |  |  |  | 0 | 0 | [6 empty] | 0 |  |  |  |  | 0% | 0 | 0 | 0 | 0 | 0 | 0 |  |  | 0 | 0% | 0 | 0 | 0 | 0 | 0 | NewControlTypes | 0 | 0 | 0 | 0 | 0 | 0 | 0 | 0 | 0 | 0 | 0 | 0 | 0 | 0 | 0 | 0 | 0 | 0 | 0 | 0 | 0 | 0 | 0 | 0 | 0 | 0 | 0 | 0 | 0 | 0 | 0 | 0 | 0 | 0 | 0 | 0 | 0 | 0 | 0 | 0 | 0 | 0 | 0 | 0 | 0 | 0 | 0 | 0 | 0 | 0 | 0 | 0 | 0 | 0 | 0 | 0 | 0 | 0 | 0 | 0 | 0 | 0 | 0 | 0 | 0 | 0 | 0 | 0 | 0 | 0 | 0 | 0 | 0 | 0 | 0 | 0 | 0 | 0 | 0 | 0 | 0 |  |  | 0 | 0 | 0 | 0 | 0 | 0 |  | 0 | 0 | 0 | 0 | 0 | 0 | 0 | 0 | 0 | 0 | 0 | 0 | 0 | 0 | 0 | 0 | 0 | 0 | 0
307 |  | 1 |  |  |  |  | 0 |  |  |  | 0 | 0 | [6 empty] | 0 |  |  |  |  | 0% | 0 | 0 | 0 | 0 | 0 | 0 |  |  | 0 | 0% | 0 | 0 | 0 | 0 | 0 | NewControlTypes | 0 | 0 | 0 | 0 | 0 | 0 | 0 | 0 | 0 | 0 | 0 | 0 | 0 | 0 | 0 | 0 | 0 | 0 | 0 | 0 | 0 | 0 | 0 | 0 | 0 | 0 | 0 | 0 | 0 | 0 | 0 | 0 | 0 | 0 | 0 | 0 | 0 | 0 | 0 | 0 | 0 | 0 | 0 | 0 | 0 | 0 | 0 | 0 | 0 | 0 | 0 | 0 | 0 | 0 | 0 | 0 | 0 | 0 | 0 | 0 | 0 | 0 | 0 | 0 | 0 | 0 | 0 | 0 | 0 | 0 | 0 | 0 | 0 | 0 | 0 | 0 | 0 | 0 | 0 | 0 | 0 |  |  | 0 | 0 | 0 | 0 | 0 | 0 |  | 0 | 0 | 0 | 0 | 0 | 0 | 0 | 0 | 0 | 0 | 0 | 0 | 0 | 0 | 0 | 0 | 0 | 0 | 0
308 |  | 1 |  |  |  |  | 0 |  |  |  | 0 | 0 | [6 empty] | 0 |  |  |  |  | 0% | 0 | 0 | 0 | 0 | 0 | 0 |  |  | 0 | 0% | 0 | 0 | 0 | 0 | 0 | NewControlTypes | 0 | 0 | 0 | 0 | 0 | 0 | 0 | 0 | 0 | 0 | 0 | 0 | 0 | 0 | 0 | 0 | 0 | 0 | 0 | 0 | 0 | 0 | 0 | 0 | 0 | 0 | 0 | 0 | 0 | 0 | 0 | 0 | 0 | 0 | 0 | 0 | 0 | 0 | 0 | 0 | 0 | 0 | 0 | 0 | 0 | 0 | 0 | 0 | 0 | 0 | 0 | 0 | 0 | 0 | 0 | 0 | 0 | 0 | 0 | 0 | 0 | 0 | 0 | 0 | 0 | 0 | 0 | 0 | 0 | 0 | 0 | 0 | 0 | 0 | 0 | 0 | 0 | 0 | 0 | 0 | 0 |  |  | 0 | 0 | 0 | 0 | 0 | 0 |  | 0 | 0 | 0 | 0 | 0 | 0 | 0 | 0 | 0 | 0 | 0 | 0 | 0 | 0 | 0 | 0 | 0 | 0 | 0
309 |  | 1 |  |  |  |  | 0 |  |  |  | 0 | 0 | [6 empty] | 0 |  |  |  |  | 0% | 0 | 0 | 0 | 0 | 0 | 0 |  |  | 0 | 0% | 0 | 0 | 0 | 0 | 0 | NewControlTypes | 0 | 0 | 0 | 0 | 0 | 0 | 0 | 0 | 0 | 0 | 0 | 0 | 0 | 0 | 0 | 0 | 0 | 0 | 0 | 0 | 0 | 0 | 0 | 0 | 0 | 0 | 0 | 0 | 0 | 0 | 0 | 0 | 0 | 0 | 0 | 0 | 0 | 0 | 0 | 0 | 0 | 0 | 0 | 0 | 0 | 0 | 0 | 0 | 0 | 0 | 0 | 0 | 0 | 0 | 0 | 0 | 0 | 0 | 0 | 0 | 0 | 0 | 0 | 0 | 0 | 0 | 0 | 0 | 0 | 0 | 0 | 0 | 0 | 0 | 0 | 0 | 0 | 0 | 0 | 0 | 0 |  |  | 0 | 0 | 0 | 0 | 0 | 0 |  | 0 | 0 | 0 | 0 | 0 | 0 | 0 | 0 | 0 | 0 | 0 | 0 | 0 | 0 | 0 | 0 | 0 | 0 | 0
310 |  | 1 |  |  |  |  | 0 |  |  |  | 0 | 0 | [6 empty] | 0 |  |  |  |  | 0% | 0 | 0 | 0 | 0 | 0 | 0 |  |  | 0 | 0% | 0 | 0 | 0 | 0 | 0 | NewControlTypes | 0 | 0 | 0 | 0 | 0 | 0 | 0 | 0 | 0 | 0 | 0 | 0 | 0 | 0 | 0 | 0 | 0 | 0 | 0 | 0 | 0 | 0 | 0 | 0 | 0 | 0 | 0 | 0 | 0 | 0 | 0 | 0 | 0 | 0 | 0 | 0 | 0 | 0 | 0 | 0 | 0 | 0 | 0 | 0 | 0 | 0 | 0 | 0 | 0 | 0 | 0 | 0 | 0 | 0 | 0 | 0 | 0 | 0 | 0 | 0 | 0 | 0 | 0 | 0 | 0 | 0 | 0 | 0 | 0 | 0 | 0 | 0 | 0 | 0 | 0 | 0 | 0 | 0 | 0 | 0 | 0 |  |  | 0 | 0 | 0 | 0 | 0 | 0 |  | 0 | 0 | 0 | 0 | 0 | 0 | 0 | 0 | 0 | 0 | 0 | 0 | 0 | 0 | 0 | 0 | 0 | 0 | 0
311 |  | 1 |  |  |  |  | 0 |  |  |  | 0 | 0 | [6 empty] | 0 |  |  |  |  | 0% | 0 | 0 | 0 | 0 | 0 | 0 |  |  | 0 | 0% | 0 | 0 | 0 | 0 | 0 | NewControlTypes | 0 | 0 | 0 | 0 | 0 | 0 | 0 | 0 | 0 | 0 | 0 | 0 | 0 | 0 | 0 | 0 | 0 | 0 | 0 | 0 | 0 | 0 | 0 | 0 | 0 | 0 | 0 | 0 | 0 | 0 | 0 | 0 | 0 | 0 | 0 | 0 | 0 | 0 | 0 | 0 | 0 | 0 | 0 | 0 | 0 | 0 | 0 | 0 | 0 | 0 | 0 | 0 | 0 | 0 | 0 | 0 | 0 | 0 | 0 | 0 | 0 | 0 | 0 | 0 | 0 | 0 | 0 | 0 | 0 | 0 | 0 | 0 | 0 | 0 | 0 | 0 | 0 | 0 | 0 | 0 | 0 |  |  | 0 | 0 | 0 | 0 | 0 | 0 |  | 0 | 0 | 0 | 0 | 0 | 0 | 0 | 0 | 0 | 0 | 0 | 0 | 0 | 0 | 0 | 0 | 0 | 0 | 0
312 |  | 1 |  |  |  |  | 0 |  |  |  | 0 | 0 | [6 empty] | 0 |  |  |  |  | 0% | 0 | 0 | 0 | 0 | 0 | 0 |  |  | 0 | 0% | 0 | 0 | 0 | 0 | 0 | NewControlTypes | 0 | 0 | 0 | 0 | 0 | 0 | 0 | 0 | 0 | 0 | 0 | 0 | 0 | 0 | 0 | 0 | 0 | 0 | 0 | 0 | 0 | 0 | 0 | 0 | 0 | 0 | 0 | 0 | 0 | 0 | 0 | 0 | 0 | 0 | 0 | 0 | 0 | 0 | 0 | 0 | 0 | 0 | 0 | 0 | 0 | 0 | 0 | 0 | 0 | 0 | 0 | 0 | 0 | 0 | 0 | 0 | 0 | 0 | 0 | 0 | 0 | 0 | 0 | 0 | 0 | 0 | 0 | 0 | 0 | 0 | 0 | 0 | 0 | 0 | 0 | 0 | 0 | 0 | 0 | 0 | 0 |  |  | 0 | 0 | 0 | 0 | 0 | 0 |  | 0 | 0 | 0 | 0 | 0 | 0 | 0 | 0 | 0 | 0 | 0 | 0 | 0 | 0 | 0 | 0 | 0 | 0 | 0
313 |  | 1 |  |  |  |  | 0 |  |  |  | 0 | 0 | [6 empty] | 0 |  |  |  |  | 0% | 0 | 0 | 0 | 0 | 0 | 0 |  |  | 0 | 0% | 0 | 0 | 0 | 0 | 0 | NewControlTypes | 0 | 0 | 0 | 0 | 0 | 0 | 0 | 0 | 0 | 0 | 0 | 0 | 0 | 0 | 0 | 0 | 0 | 0 | 0 | 0 | 0 | 0 | 0 | 0 | 0 | 0 | 0 | 0 | 0 | 0 | 0 | 0 | 0 | 0 | 0 | 0 | 0 | 0 | 0 | 0 | 0 | 0 | 0 | 0 | 0 | 0 | 0 | 0 | 0 | 0 | 0 | 0 | 0 | 0 | 0 | 0 | 0 | 0 | 0 | 0 | 0 | 0 | 0 | 0 | 0 | 0 | 0 | 0 | 0 | 0 | 0 | 0 | 0 | 0 | 0 | 0 | 0 | 0 | 0 | 0 | 0 |  |  | 0 | 0 | 0 | 0 | 0 | 0 |  | 0 | 0 | 0 | 0 | 0 | 0 | 0 | 0 | 0 | 0 | 0 | 0 | 0 | 0 | 0 | 0 | 0 | 0 | 0
314 |  | 1 |  |  |  |  | 0 |  |  |  | 0 | 0 | [6 empty] | 0 |  |  |  |  | 0% | 0 | 0 | 0 | 0 | 0 | 0 |  |  | 0 | 0% | 0 | 0 | 0 | 0 | 0 | NewControlTypes | 0 | 0 | 0 | 0 | 0 | 0 | 0 | 0 | 0 | 0 | 0 | 0 | 0 | 0 | 0 | 0 | 0 | 0 | 0 | 0 | 0 | 0 | 0 | 0 | 0 | 0 | 0 | 0 | 0 | 0 | 0 | 0 | 0 | 0 | 0 | 0 | 0 | 0 | 0 | 0 | 0 | 0 | 0 | 0 | 0 | 0 | 0 | 0 | 0 | 0 | 0 | 0 | 0 | 0 | 0 | 0 | 0 | 0 | 0 | 0 | 0 | 0 | 0 | 0 | 0 | 0 | 0 | 0 | 0 | 0 | 0 | 0 | 0 | 0 | 0 | 0 | 0 | 0 | 0 | 0 | 0 |  |  | 0 | 0 | 0 | 0 | 0 | 0 |  | 0 | 0 | 0 | 0 | 0 | 0 | 0 | 0 | 0 | 0 | 0 | 0 | 0 | 0 | 0 | 0 | 0 | 0 | 0
315 |  | 1 |  |  |  |  | 0 |  |  |  | 0 | 0 | [6 empty] | 0 |  |  |  |  | 0% | 0 | 0 | 0 | 0 | 0 | 0 |  |  | 0 | 0% | 0 | 0 | 0 | 0 | 0 | NewControlTypes | 0 | 0 | 0 | 0 | 0 | 0 | 0 | 0 | 0 | 0 | 0 | 0 | 0 | 0 | 0 | 0 | 0 | 0 | 0 | 0 | 0 | 0 | 0 | 0 | 0 | 0 | 0 | 0 | 0 | 0 | 0 | 0 | 0 | 0 | 0 | 0 | 0 | 0 | 0 | 0 | 0 | 0 | 0 | 0 | 0 | 0 | 0 | 0 | 0 | 0 | 0 | 0 | 0 | 0 | 0 | 0 | 0 | 0 | 0 | 0 | 0 | 0 | 0 | 0 | 0 | 0 | 0 | 0 | 0 | 0 | 0 | 0 | 0 | 0 | 0 | 0 | 0 | 0 | 0 | 0 | 0 |  |  | 0 | 0 | 0 | 0 | 0 | 0 |  | 0 | 0 | 0 | 0 | 0 | 0 | 0 | 0 | 0 | 0 | 0 | 0 | 0 | 0 | 0 | 0 | 0 | 0 | 0
316 |  | 1 |  |  |  |  | 0 |  |  |  | 0 | 0 | [6 empty] | 0 |  |  |  |  | 0% | 0 | 0 | 0 | 0 | 0 | 0 |  |  | 0 | 0% | 0 | 0 | 0 | 0 | 0 | NewControlTypes | 0 | 0 | 0 | 0 | 0 | 0 | 0 | 0 | 0 | 0 | 0 | 0 | 0 | 0 | 0 | 0 | 0 | 0 | 0 | 0 | 0 | 0 | 0 | 0 | 0 | 0 | 0 | 0 | 0 | 0 | 0 | 0 | 0 | 0 | 0 | 0 | 0 | 0 | 0 | 0 | 0 | 0 | 0 | 0 | 0 | 0 | 0 | 0 | 0 | 0 | 0 | 0 | 0 | 0 | 0 | 0 | 0 | 0 | 0 | 0 | 0 | 0 | 0 | 0 | 0 | 0 | 0 | 0 | 0 | 0 | 0 | 0 | 0 | 0 | 0 | 0 | 0 | 0 | 0 | 0 | 0 |  |  | 0 | 0 | 0 | 0 | 0 | 0 |  | 0 | 0 | 0 | 0 | 0 | 0 | 0 | 0 | 0 | 0 | 0 | 0 | 0 | 0 | 0 | 0 | 0 | 0 | 0
317 |  | 1 |  |  |  |  | 0 |  |  |  | 0 | 0 | [6 empty] | 0 |  |  |  |  | 0% | 0 | 0 | 0 | 0 | 0 | 0 |  |  | 0 | 0% | 0 | 0 | 0 | 0 | 0 | NewControlTypes | 0 | 0 | 0 | 0 | 0 | 0 | 0 | 0 | 0 | 0 | 0 | 0 | 0 | 0 | 0 | 0 | 0 | 0 | 0 | 0 | 0 | 0 | 0 | 0 | 0 | 0 | 0 | 0 | 0 | 0 | 0 | 0 | 0 | 0 | 0 | 0 | 0 | 0 | 0 | 0 | 0 | 0 | 0 | 0 | 0 | 0 | 0 | 0 | 0 | 0 | 0 | 0 | 0 | 0 | 0 | 0 | 0 | 0 | 0 | 0 | 0 | 0 | 0 | 0 | 0 | 0 | 0 | 0 | 0 | 0 | 0 | 0 | 0 | 0 | 0 | 0 | 0 | 0 | 0 | 0 | 0 |  |  | 0 | 0 | 0 | 0 | 0 | 0 |  | 0 | 0 | 0 | 0 | 0 | 0 | 0 | 0 | 0 | 0 | 0 | 0 | 0 | 0 | 0 | 0 | 0 | 0 | 0
318 |  | 1 |  |  |  |  | 0 |  |  |  | 0 | 0 | [6 empty] | 0 |  |  |  |  | 0% | 0 | 0 | 0 | 0 | 0 | 0 |  |  | 0 | 0% | 0 | 0 | 0 | 0 | 0 | NewControlTypes | 0 | 0 | 0 | 0 | 0 | 0 | 0 | 0 | 0 | 0 | 0 | 0 | 0 | 0 | 0 | 0 | 0 | 0 | 0 | 0 | 0 | 0 | 0 | 0 | 0 | 0 | 0 | 0 | 0 | 0 | 0 | 0 | 0 | 0 | 0 | 0 | 0 | 0 | 0 | 0 | 0 | 0 | 0 | 0 | 0 | 0 | 0 | 0 | 0 | 0 | 0 | 0 | 0 | 0 | 0 | 0 | 0 | 0 | 0 | 0 | 0 | 0 | 0 | 0 | 0 | 0 | 0 | 0 | 0 | 0 | 0 | 0 | 0 | 0 | 0 | 0 | 0 | 0 | 0 | 0 | 0 |  |  | 0 | 0 | 0 | 0 | 0 | 0 |  | 0 | 0 | 0 | 0 | 0 | 0 | 0 | 0 | 0 | 0 | 0 | 0 | 0 | 0 | 0 | 0 | 0 | 0 | 0
319 |  | 1 |  |  |  |  | 0 |  |  |  | 0 | 0 | [6 empty] | 0 |  |  |  |  | 0% | 0 | 0 | 0 | 0 | 0 | 0 |  |  | 0 | 0% | 0 | 0 | 0 | 0 | 0 | NewControlTypes | 0 | 0 | 0 | 0 | 0 | 0 | 0 | 0 | 0 | 0 | 0 | 0 | 0 | 0 | 0 | 0 | 0 | 0 | 0 | 0 | 0 | 0 | 0 | 0 | 0 | 0 | 0 | 0 | 0 | 0 | 0 | 0 | 0 | 0 | 0 | 0 | 0 | 0 | 0 | 0 | 0 | 0 | 0 | 0 | 0 | 0 | 0 | 0 | 0 | 0 | 0 | 0 | 0 | 0 | 0 | 0 | 0 | 0 | 0 | 0 | 0 | 0 | 0 | 0 | 0 | 0 | 0 | 0 | 0 | 0 | 0 | 0 | 0 | 0 | 0 | 0 | 0 | 0 | 0 | 0 | 0 |  |  | 0 | 0 | 0 | 0 | 0 | 0 |  | 0 | 0 | 0 | 0 | 0 | 0 | 0 | 0 | 0 | 0 | 0 | 0 | 0 | 0 | 0 | 0 | 0 | 0 | 0
320 |  | 1 |  |  |  |  | 0 |  |  |  | 0 | 0 | [6 empty] | 0 |  |  |  |  | 0% | 0 | 0 | 0 | 0 | 0 | 0 |  |  | 0 | 0% | 0 | 0 | 0 | 0 | 0 | NewControlTypes | 0 | 0 | 0 | 0 | 0 | 0 | 0 | 0 | 0 | 0 | 0 | 0 | 0 | 0 | 0 | 0 | 0 | 0 | 0 | 0 | 0 | 0 | 0 | 0 | 0 | 0 | 0 | 0 | 0 | 0 | 0 | 0 | 0 | 0 | 0 | 0 | 0 | 0 | 0 | 0 | 0 | 0 | 0 | 0 | 0 | 0 | 0 | 0 | 0 | 0 | 0 | 0 | 0 | 0 | 0 | 0 | 0 | 0 | 0 | 0 | 0 | 0 | 0 | 0 | 0 | 0 | 0 | 0 | 0 | 0 | 0 | 0 | 0 | 0 | 0 | 0 | 0 | 0 | 0 | 0 | 0 |  |  | 0 | 0 | 0 | 0 | 0 | 0 |  | 0 | 0 | 0 | 0 | 0 | 0 | 0 | 0 | 0 | 0 | 0 | 0 | 0 | 0 | 0 | 0 | 0 | 0 | 0
321 |  | 1 |  |  |  |  | 0 |  |  |  | 0 | 0 | [6 empty] | 0 |  |  |  |  | 0% | 0 | 0 | 0 | 0 | 0 | 0 |  |  | 0 | 0% | 0 | 0 | 0 | 0 | 0 | NewControlTypes | 0 | 0 | 0 | 0 | 0 | 0 | 0 | 0 | 0 | 0 | 0 | 0 | 0 | 0 | 0 | 0 | 0 | 0 | 0 | 0 | 0 | 0 | 0 | 0 | 0 | 0 | 0 | 0 | 0 | 0 | 0 | 0 | 0 | 0 | 0 | 0 | 0 | 0 | 0 | 0 | 0 | 0 | 0 | 0 | 0 | 0 | 0 | 0 | 0 | 0 | 0 | 0 | 0 | 0 | 0 | 0 | 0 | 0 | 0 | 0 | 0 | 0 | 0 | 0 | 0 | 0 | 0 | 0 | 0 | 0 | 0 | 0 | 0 | 0 | 0 | 0 | 0 | 0 | 0 | 0 | 0 |  |  | 0 | 0 | 0 | 0 | 0 | 0 |  | 0 | 0 | 0 | 0 | 0 | 0 | 0 | 0 | 0 | 0 | 0 | 0 | 0 | 0 | 0 | 0 | 0 | 0 | 0
322 |  | 1 |  |  |  |  | 0 |  |  |  | 0 | 0 | [6 empty] | 0 |  |  |  |  | 0% | 0 | 0 | 0 | 0 | 0 | 0 |  |  | 0 | 0% | 0 | 0 | 0 | 0 | 0 | NewControlTypes | 0 | 0 | 0 | 0 | 0 | 0 | 0 | 0 | 0 | 0 | 0 | 0 | 0 | 0 | 0 | 0 | 0 | 0 | 0 | 0 | 0 | 0 | 0 | 0 | 0 | 0 | 0 | 0 | 0 | 0 | 0 | 0 | 0 | 0 | 0 | 0 | 0 | 0 | 0 | 0 | 0 | 0 | 0 | 0 | 0 | 0 | 0 | 0 | 0 | 0 | 0 | 0 | 0 | 0 | 0 | 0 | 0 | 0 | 0 | 0 | 0 | 0 | 0 | 0 | 0 | 0 | 0 | 0 | 0 | 0 | 0 | 0 | 0 | 0 | 0 | 0 | 0 | 0 | 0 | 0 | 0 |  |  | 0 | 0 | 0 | 0 | 0 | 0 |  | 0 | 0 | 0 | 0 | 0 | 0 | 0 | 0 | 0 | 0 | 0 | 0 | 0 | 0 | 0 | 0 | 0 | 0 | 0
323 |  | 1 |  |  |  |  | 0 |  |  |  | 0 | 0 | [6 empty] | 0 |  |  |  |  | 0% | 0 | 0 | 0 | 0 | 0 | 0 |  |  | 0 | 0% | 0 | 0 | 0 | 0 | 0 | NewControlTypes | 0 | 0 | 0 | 0 | 0 | 0 | 0 | 0 | 0 | 0 | 0 | 0 | 0 | 0 | 0 | 0 | 0 | 0 | 0 | 0 | 0 | 0 | 0 | 0 | 0 | 0 | 0 | 0 | 0 | 0 | 0 | 0 | 0 | 0 | 0 | 0 | 0 | 0 | 0 | 0 | 0 | 0 | 0 | 0 | 0 | 0 | 0 | 0 | 0 | 0 | 0 | 0 | 0 | 0 | 0 | 0 | 0 | 0 | 0 | 0 | 0 | 0 | 0 | 0 | 0 | 0 | 0 | 0 | 0 | 0 | 0 | 0 | 0 | 0 | 0 | 0 | 0 | 0 | 0 | 0 | 0 |  |  | 0 | 0 | 0 | 0 | 0 | 0 |  | 0 | 0 | 0 | 0 | 0 | 0 | 0 | 0 | 0 | 0 | 0 | 0 | 0 | 0 | 0 | 0 | 0 | 0 | 0
324 |  | 1 |  |  |  |  | 0 |  |  |  | 0 | 0 | [6 empty] | 0 |  |  |  |  | 0% | 0 | 0 | 0 | 0 | 0 | 0 |  |  | 0 | 0% | 0 | 0 | 0 | 0 | 0 | NewControlTypes | 0 | 0 | 0 | 0 | 0 | 0 | 0 | 0 | 0 | 0 | 0 | 0 | 0 | 0 | 0 | 0 | 0 | 0 | 0 | 0 | 0 | 0 | 0 | 0 | 0 | 0 | 0 | 0 | 0 | 0 | 0 | 0 | 0 | 0 | 0 | 0 | 0 | 0 | 0 | 0 | 0 | 0 | 0 | 0 | 0 | 0 | 0 | 0 | 0 | 0 | 0 | 0 | 0 | 0 | 0 | 0 | 0 | 0 | 0 | 0 | 0 | 0 | 0 | 0 | 0 | 0 | 0 | 0 | 0 | 0 | 0 | 0 | 0 | 0 | 0 | 0 | 0 | 0 | 0 | 0 | 0 |  |  | 0 | 0 | 0 | 0 | 0 | 0 |  | 0 | 0 | 0 | 0 | 0 | 0 | 0 | 0 | 0 | 0 | 0 | 0 | 0 | 0 | 0 | 0 | 0 | 0 | 0
325 |  | 1 |  |  |  |  | 0 |  |  |  | 0 | 0 | [6 empty] | 0 |  |  |  |  | 0% | 0 | 0 | 0 | 0 | 0 | 0 |  |  | 0 | 0% | 0 | 0 | 0 | 0 | 0 | NewControlTypes | 0 | 0 | 0 | 0 | 0 | 0 | 0 | 0 | 0 | 0 | 0 | 0 | 0 | 0 | 0 | 0 | 0 | 0 | 0 | 0 | 0 | 0 | 0 | 0 | 0 | 0 | 0 | 0 | 0 | 0 | 0 | 0 | 0 | 0 | 0 | 0 | 0 | 0 | 0 | 0 | 0 | 0 | 0 | 0 | 0 | 0 | 0 | 0 | 0 | 0 | 0 | 0 | 0 | 0 | 0 | 0 | 0 | 0 | 0 | 0 | 0 | 0 | 0 | 0 | 0 | 0 | 0 | 0 | 0 | 0 | 0 | 0 | 0 | 0 | 0 | 0 | 0 | 0 | 0 | 0 | 0 |  |  | 0 | 0 | 0 | 0 | 0 | 0 |  | 0 | 0 | 0 | 0 | 0 | 0 | 0 | 0 | 0 | 0 | 0 | 0 | 0 | 0 | 0 | 0 | 0 | 0 | 0
326 |  | 1 |  |  |  |  | 0 |  |  |  | 0 | 0 | [6 empty] | 0 |  |  |  |  | 0% | 0 | 0 | 0 | 0 | 0 | 0 |  |  | 0 | 0% | 0 | 0 | 0 | 0 | 0 | NewControlTypes | 0 | 0 | 0 | 0 | 0 | 0 | 0 | 0 | 0 | 0 | 0 | 0 | 0 | 0 | 0 | 0 | 0 | 0 | 0 | 0 | 0 | 0 | 0 | 0 | 0 | 0 | 0 | 0 | 0 | 0 | 0 | 0 | 0 | 0 | 0 | 0 | 0 | 0 | 0 | 0 | 0 | 0 | 0 | 0 | 0 | 0 | 0 | 0 | 0 | 0 | 0 | 0 | 0 | 0 | 0 | 0 | 0 | 0 | 0 | 0 | 0 | 0 | 0 | 0 | 0 | 0 | 0 | 0 | 0 | 0 | 0 | 0 | 0 | 0 | 0 | 0 | 0 | 0 | 0 | 0 | 0 |  |  | 0 | 0 | 0 | 0 | 0 | 0 |  | 0 | 0 | 0 | 0 | 0 | 0 | 0 | 0 | 0 | 0 | 0 | 0 | 0 | 0 | 0 | 0 | 0 | 0 | 0
327 |  | 1 |  |  |  |  | 0 |  |  |  | 0 | 0 | [6 empty] | 0 |  |  |  |  | 0% | 0 | 0 | 0 | 0 | 0 | 0 |  |  | 0 | 0% | 0 | 0 | 0 | 0 | 0 | NewControlTypes | 0 | 0 | 0 | 0 | 0 | 0 | 0 | 0 | 0 | 0 | 0 | 0 | 0 | 0 | 0 | 0 | 0 | 0 | 0 | 0 | 0 | 0 | 0 | 0 | 0 | 0 | 0 | 0 | 0 | 0 | 0 | 0 | 0 | 0 | 0 | 0 | 0 | 0 | 0 | 0 | 0 | 0 | 0 | 0 | 0 | 0 | 0 | 0 | 0 | 0 | 0 | 0 | 0 | 0 | 0 | 0 | 0 | 0 | 0 | 0 | 0 | 0 | 0 | 0 | 0 | 0 | 0 | 0 | 0 | 0 | 0 | 0 | 0 | 0 | 0 | 0 | 0 | 0 | 0 | 0 | 0 |  |  | 0 | 0 | 0 | 0 | 0 | 0 |  | 0 | 0 | 0 | 0 | 0 | 0 | 0 | 0 | 0 | 0 | 0 | 0 | 0 | 0 | 0 | 0 | 0 | 0 | 0
328 |  | 1 |  |  |  |  | 0 |  |  |  | 0 | 0 | [6 empty] | 0 |  |  |  |  | 0% | 0 | 0 | 0 | 0 | 0 | 0 |  |  | 0 | 0% | 0 | 0 | 0 | 0 | 0 | NewControlTypes | 0 | 0 | 0 | 0 | 0 | 0 | 0 | 0 | 0 | 0 | 0 | 0 | 0 | 0 | 0 | 0 | 0 | 0 | 0 | 0 | 0 | 0 | 0 | 0 | 0 | 0 | 0 | 0 | 0 | 0 | 0 | 0 | 0 | 0 | 0 | 0 | 0 | 0 | 0 | 0 | 0 | 0 | 0 | 0 | 0 | 0 | 0 | 0 | 0 | 0 | 0 | 0 | 0 | 0 | 0 | 0 | 0 | 0 | 0 | 0 | 0 | 0 | 0 | 0 | 0 | 0 | 0 | 0 | 0 | 0 | 0 | 0 | 0 | 0 | 0 | 0 | 0 | 0 | 0 | 0 | 0 |  |  | 0 | 0 | 0 | 0 | 0 | 0 |  | 0 | 0 | 0 | 0 | 0 | 0 | 0 | 0 | 0 | 0 | 0 | 0 | 0 | 0 | 0 | 0 | 0 | 0 | 0
329 |  | 1 |  |  |  |  | 0 |  |  |  | 0 | 0 | [6 empty] | 0 |  |  |  |  | 0% | 0 | 0 | 0 | 0 | 0 | 0 |  |  | 0 | 0% | 0 | 0 | 0 | 0 | 0 | NewControlTypes | 0 | 0 | 0 | 0 | 0 | 0 | 0 | 0 | 0 | 0 | 0 | 0 | 0 | 0 | 0 | 0 | 0 | 0 | 0 | 0 | 0 | 0 | 0 | 0 | 0 | 0 | 0 | 0 | 0 | 0 | 0 | 0 | 0 | 0 | 0 | 0 | 0 | 0 | 0 | 0 | 0 | 0 | 0 | 0 | 0 | 0 | 0 | 0 | 0 | 0 | 0 | 0 | 0 | 0 | 0 | 0 | 0 | 0 | 0 | 0 | 0 | 0 | 0 | 0 | 0 | 0 | 0 | 0 | 0 | 0 | 0 | 0 | 0 | 0 | 0 | 0 | 0 | 0 | 0 | 0 | 0 |  |  | 0 | 0 | 0 | 0 | 0 | 0 |  | 0 | 0 | 0 | 0 | 0 | 0 | 0 | 0 | 0 | 0 | 0 | 0 | 0 | 0 | 0 | 0 | 0 | 0 | 0
330 |  | 1 |  |  |  |  | 0 |  |  |  | 0 | 0 | [6 empty] | 0 |  |  |  |  | 0% | 0 | 0 | 0 | 0 | 0 | 0 |  |  | 0 | 0% | 0 | 0 | 0 | 0 | 0 | NewControlTypes | 0 | 0 | 0 | 0 | 0 | 0 | 0 | 0 | 0 | 0 | 0 | 0 | 0 | 0 | 0 | 0 | 0 | 0 | 0 | 0 | 0 | 0 | 0 | 0 | 0 | 0 | 0 | 0 | 0 | 0 | 0 | 0 | 0 | 0 | 0 | 0 | 0 | 0 | 0 | 0 | 0 | 0 | 0 | 0 | 0 | 0 | 0 | 0 | 0 | 0 | 0 | 0 | 0 | 0 | 0 | 0 | 0 | 0 | 0 | 0 | 0 | 0 | 0 | 0 | 0 | 0 | 0 | 0 | 0 | 0 | 0 | 0 | 0 | 0 | 0 | 0 | 0 | 0 | 0 | 0 | 0 |  |  | 0 | 0 | 0 | 0 | 0 | 0 |  | 0 | 0 | 0 | 0 | 0 | 0 | 0 | 0 | 0 | 0 | 0 | 0 | 0 | 0 | 0 | 0 | 0 | 0 | 0
331 |  | 1 |  |  |  |  | 0 |  |  |  | 0 | 0 | [6 empty] | 0 |  |  |  |  | 0% | 0 | 0 | 0 | 0 | 0 | 0 |  |  | 0 | 0% | 0 | 0 | 0 | 0 | 0 | NewControlTypes | 0 | 0 | 0 | 0 | 0 | 0 | 0 | 0 | 0 | 0 | 0 | 0 | 0 | 0 | 0 | 0 | 0 | 0 | 0 | 0 | 0 | 0 | 0 | 0 | 0 | 0 | 0 | 0 | 0 | 0 | 0 | 0 | 0 | 0 | 0 | 0 | 0 | 0 | 0 | 0 | 0 | 0 | 0 | 0 | 0 | 0 | 0 | 0 | 0 | 0 | 0 | 0 | 0 | 0 | 0 | 0 | 0 | 0 | 0 | 0 | 0 | 0 | 0 | 0 | 0 | 0 | 0 | 0 | 0 | 0 | 0 | 0 | 0 | 0 | 0 | 0 | 0 | 0 | 0 | 0 | 0 |  |  | 0 | 0 | 0 | 0 | 0 | 0 |  | 0 | 0 | 0 | 0 | 0 | 0 | 0 | 0 | 0 | 0 | 0 | 0 | 0 | 0 | 0 | 0 | 0 | 0 | 0
332 |  | 1 |  |  |  |  | 0 |  |  |  | 0 | 0 | [6 empty] | 0 |  |  |  |  | 0% | 0 | 0 | 0 | 0 | 0 | 0 |  |  | 0 | 0% | 0 | 0 | 0 | 0 | 0 | NewControlTypes | 0 | 0 | 0 | 0 | 0 | 0 | 0 | 0 | 0 | 0 | 0 | 0 | 0 | 0 | 0 | 0 | 0 | 0 | 0 | 0 | 0 | 0 | 0 | 0 | 0 | 0 | 0 | 0 | 0 | 0 | 0 | 0 | 0 | 0 | 0 | 0 | 0 | 0 | 0 | 0 | 0 | 0 | 0 | 0 | 0 | 0 | 0 | 0 | 0 | 0 | 0 | 0 | 0 | 0 | 0 | 0 | 0 | 0 | 0 | 0 | 0 | 0 | 0 | 0 | 0 | 0 | 0 | 0 | 0 | 0 | 0 | 0 | 0 | 0 | 0 | 0 | 0 | 0 | 0 | 0 | 0 |  |  | 0 | 0 | 0 | 0 | 0 | 0 |  | 0 | 0 | 0 | 0 | 0 | 0 | 0 | 0 | 0 | 0 | 0 | 0 | 0 | 0 | 0 | 0 | 0 | 0 | 0
333 |  | 1 |  |  |  |  | 0 |  |  |  | 0 | 0 | [6 empty] | 0 |  |  |  |  | 0% | 0 | 0 | 0 | 0 | 0 | 0 |  |  | 0 | 0% | 0 | 0 | 0 | 0 | 0 | NewControlTypes | 0 | 0 | 0 | 0 | 0 | 0 | 0 | 0 | 0 | 0 | 0 | 0 | 0 | 0 | 0 | 0 | 0 | 0 | 0 | 0 | 0 | 0 | 0 | 0 | 0 | 0 | 0 | 0 | 0 | 0 | 0 | 0 | 0 | 0 | 0 | 0 | 0 | 0 | 0 | 0 | 0 | 0 | 0 | 0 | 0 | 0 | 0 | 0 | 0 | 0 | 0 | 0 | 0 | 0 | 0 | 0 | 0 | 0 | 0 | 0 | 0 | 0 | 0 | 0 | 0 | 0 | 0 | 0 | 0 | 0 | 0 | 0 | 0 | 0 | 0 | 0 | 0 | 0 | 0 | 0 | 0 |  |  | 0 | 0 | 0 | 0 | 0 | 0 |  | 0 | 0 | 0 | 0 | 0 | 0 | 0 | 0 | 0 | 0 | 0 | 0 | 0 | 0 | 0 | 0 | 0 | 0 | 0
334 |  | 1 |  |  |  |  | 0 |  |  |  | 0 | 0 | [6 empty] | 0 |  |  |  |  | 0% | 0 | 0 | 0 | 0 | 0 | 0 |  |  | 0 | 0% | 0 | 0 | 0 | 0 | 0 | NewControlTypes | 0 | 0 | 0 | 0 | 0 | 0 | 0 | 0 | 0 | 0 | 0 | 0 | 0 | 0 | 0 | 0 | 0 | 0 | 0 | 0 | 0 | 0 | 0 | 0 | 0 | 0 | 0 | 0 | 0 | 0 | 0 | 0 | 0 | 0 | 0 | 0 | 0 | 0 | 0 | 0 | 0 | 0 | 0 | 0 | 0 | 0 | 0 | 0 | 0 | 0 | 0 | 0 | 0 | 0 | 0 | 0 | 0 | 0 | 0 | 0 | 0 | 0 | 0 | 0 | 0 | 0 | 0 | 0 | 0 | 0 | 0 | 0 | 0 | 0 | 0 | 0 | 0 | 0 | 0 | 0 | 0 |  |  | 0 | 0 | 0 | 0 | 0 | 0 |  | 0 | 0 | 0 | 0 | 0 | 0 | 0 | 0 | 0 | 0 | 0 | 0 | 0 | 0 | 0 | 0 | 0 | 0 | 0
335 |  | 1 |  |  |  |  | 0 |  |  |  | 0 | 0 | [6 empty] | 0 |  |  |  |  | 0% | 0 | 0 | 0 | 0 | 0 | 0 |  |  | 0 | 0% | 0 | 0 | 0 | 0 | 0 | NewControlTypes | 0 | 0 | 0 | 0 | 0 | 0 | 0 | 0 | 0 | 0 | 0 | 0 | 0 | 0 | 0 | 0 | 0 | 0 | 0 | 0 | 0 | 0 | 0 | 0 | 0 | 0 | 0 | 0 | 0 | 0 | 0 | 0 | 0 | 0 | 0 | 0 | 0 | 0 | 0 | 0 | 0 | 0 | 0 | 0 | 0 | 0 | 0 | 0 | 0 | 0 | 0 | 0 | 0 | 0 | 0 | 0 | 0 | 0 | 0 | 0 | 0 | 0 | 0 | 0 | 0 | 0 | 0 | 0 | 0 | 0 | 0 | 0 | 0 | 0 | 0 | 0 | 0 | 0 | 0 | 0 | 0 |  |  | 0 | 0 | 0 | 0 | 0 | 0 |  | 0 | 0 | 0 | 0 | 0 | 0 | 0 | 0 | 0 | 0 | 0 | 0 | 0 | 0 | 0 | 0 | 0 | 0 | 0
336 |  | 1 |  |  |  |  | 0 |  |  |  | 0 | 0 | [6 empty] | 0 |  |  |  |  | 0% | 0 | 0 | 0 | 0 | 0 | 0 |  |  | 0 | 0% | 0 | 0 | 0 | 0 | 0 | NewControlTypes | 0 | 0 | 0 | 0 | 0 | 0 | 0 | 0 | 0 | 0 | 0 | 0 | 0 | 0 | 0 | 0 | 0 | 0 | 0 | 0 | 0 | 0 | 0 | 0 | 0 | 0 | 0 | 0 | 0 | 0 | 0 | 0 | 0 | 0 | 0 | 0 | 0 | 0 | 0 | 0 | 0 | 0 | 0 | 0 | 0 | 0 | 0 | 0 | 0 | 0 | 0 | 0 | 0 | 0 | 0 | 0 | 0 | 0 | 0 | 0 | 0 | 0 | 0 | 0 | 0 | 0 | 0 | 0 | 0 | 0 | 0 | 0 | 0 | 0 | 0 | 0 | 0 | 0 | 0 | 0 | 0 |  |  | 0 | 0 | 0 | 0 | 0 | 0 |  | 0 | 0 | 0 | 0 | 0 | 0 | 0 | 0 | 0 | 0 | 0 | 0 | 0 | 0 | 0 | 0 | 0 | 0 | 0
337 |  | 1 |  |  |  |  | 0 |  |  |  | 0 | 0 | [6 empty] | 0 |  |  |  |  | 0% | 0 | 0 | 0 | 0 | 0 | 0 |  |  | 0 | 0% | 0 | 0 | 0 | 0 | 0 | NewControlTypes | 0 | 0 | 0 | 0 | 0 | 0 | 0 | 0 | 0 | 0 | 0 | 0 | 0 | 0 | 0 | 0 | 0 | 0 | 0 | 0 | 0 | 0 | 0 | 0 | 0 | 0 | 0 | 0 | 0 | 0 | 0 | 0 | 0 | 0 | 0 | 0 | 0 | 0 | 0 | 0 | 0 | 0 | 0 | 0 | 0 | 0 | 0 | 0 | 0 | 0 | 0 | 0 | 0 | 0 | 0 | 0 | 0 | 0 | 0 | 0 | 0 | 0 | 0 | 0 | 0 | 0 | 0 | 0 | 0 | 0 | 0 | 0 | 0 | 0 | 0 | 0 | 0 | 0 | 0 | 0 | 0 |  |  | 0 | 0 | 0 | 0 | 0 | 0 |  | 0 | 0 | 0 | 0 | 0 | 0 | 0 | 0 | 0 | 0 | 0 | 0 | 0 | 0 | 0 | 0 | 0 | 0 | 0
338 |  | 1 |  |  |  |  | 0 |  |  |  | 0 | 0 | [6 empty] | 0 |  |  |  |  | 0% | 0 | 0 | 0 | 0 | 0 | 0 |  |  | 0 | 0% | 0 | 0 | 0 | 0 | 0 | NewControlTypes | 0 | 0 | 0 | 0 | 0 | 0 | 0 | 0 | 0 | 0 | 0 | 0 | 0 | 0 | 0 | 0 | 0 | 0 | 0 | 0 | 0 | 0 | 0 | 0 | 0 | 0 | 0 | 0 | 0 | 0 | 0 | 0 | 0 | 0 | 0 | 0 | 0 | 0 | 0 | 0 | 0 | 0 | 0 | 0 | 0 | 0 | 0 | 0 | 0 | 0 | 0 | 0 | 0 | 0 | 0 | 0 | 0 | 0 | 0 | 0 | 0 | 0 | 0 | 0 | 0 | 0 | 0 | 0 | 0 | 0 | 0 | 0 | 0 | 0 | 0 | 0 | 0 | 0 | 0 | 0 | 0 |  |  | 0 | 0 | 0 | 0 | 0 | 0 |  | 0 | 0 | 0 | 0 | 0 | 0 | 0 | 0 | 0 | 0 | 0 | 0 | 0 | 0 | 0 | 0 | 0 | 0 | 0
339 |  | 1 |  |  |  |  | 0 |  |  |  | 0 | 0 | [6 empty] | 0 |  |  |  |  | 0% | 0 | 0 | 0 | 0 | 0 | 0 |  |  | 0 | 0% | 0 | 0 | 0 | 0 | 0 | NewControlTypes | 0 | 0 | 0 | 0 | 0 | 0 | 0 | 0 | 0 | 0 | 0 | 0 | 0 | 0 | 0 | 0 | 0 | 0 | 0 | 0 | 0 | 0 | 0 | 0 | 0 | 0 | 0 | 0 | 0 | 0 | 0 | 0 | 0 | 0 | 0 | 0 | 0 | 0 | 0 | 0 | 0 | 0 | 0 | 0 | 0 | 0 | 0 | 0 | 0 | 0 | 0 | 0 | 0 | 0 | 0 | 0 | 0 | 0 | 0 | 0 | 0 | 0 | 0 | 0 | 0 | 0 | 0 | 0 | 0 | 0 | 0 | 0 | 0 | 0 | 0 | 0 | 0 | 0 | 0 | 0 | 0 |  |  | 0 | 0 | 0 | 0 | 0 | 0 |  | 0 | 0 | 0 | 0 | 0 | 0 | 0 | 0 | 0 | 0 | 0 | 0 | 0 | 0 | 0 | 0 | 0 | 0 | 0
340 |  | 1 |  |  |  |  | 0 |  |  |  | 0 | 0 | [6 empty] | 0 |  |  |  |  | 0% | 0 | 0 | 0 | 0 | 0 | 0 |  |  | 0 | 0% | 0 | 0 | 0 | 0 | 0 | NewControlTypes | 0 | 0 | 0 | 0 | 0 | 0 | 0 | 0 | 0 | 0 | 0 | 0 | 0 | 0 | 0 | 0 | 0 | 0 | 0 | 0 | 0 | 0 | 0 | 0 | 0 | 0 | 0 | 0 | 0 | 0 | 0 | 0 | 0 | 0 | 0 | 0 | 0 | 0 | 0 | 0 | 0 | 0 | 0 | 0 | 0 | 0 | 0 | 0 | 0 | 0 | 0 | 0 | 0 | 0 | 0 | 0 | 0 | 0 | 0 | 0 | 0 | 0 | 0 | 0 | 0 | 0 | 0 | 0 | 0 | 0 | 0 | 0 | 0 | 0 | 0 | 0 | 0 | 0 | 0 | 0 | 0 |  |  | 0 | 0 | 0 | 0 | 0 | 0 |  | 0 | 0 | 0 | 0 | 0 | 0 | 0 | 0 | 0 | 0 | 0 | 0 | 0 | 0 | 0 | 0 | 0 | 0 | 0
341 |  | 1 |  |  |  |  | 0 |  |  |  | 0 | 0 | [6 empty] | 0 |  |  |  |  | 0% | 0 | 0 | 0 | 0 | 0 | 0 |  |  | 0 | 0% | 0 | 0 | 0 | 0 | 0 | NewControlTypes | 0 | 0 | 0 | 0 | 0 | 0 | 0 | 0 | 0 | 0 | 0 | 0 | 0 | 0 | 0 | 0 | 0 | 0 | 0 | 0 | 0 | 0 | 0 | 0 | 0 | 0 | 0 | 0 | 0 | 0 | 0 | 0 | 0 | 0 | 0 | 0 | 0 | 0 | 0 | 0 | 0 | 0 | 0 | 0 | 0 | 0 | 0 | 0 | 0 | 0 | 0 | 0 | 0 | 0 | 0 | 0 | 0 | 0 | 0 | 0 | 0 | 0 | 0 | 0 | 0 | 0 | 0 | 0 | 0 | 0 | 0 | 0 | 0 | 0 | 0 | 0 | 0 | 0 | 0 | 0 | 0 |  |  | 0 | 0 | 0 | 0 | 0 | 0 |  | 0 | 0 | 0 | 0 | 0 | 0 | 0 | 0 | 0 | 0 | 0 | 0 | 0 | 0 | 0 | 0 | 0 | 0 | 0
342 |  | 1 |  |  |  |  | 0 |  |  |  | 0 | 0 | [6 empty] | 0 |  |  |  |  | 0% | 0 | 0 | 0 | 0 | 0 | 0 |  |  | 0 | 0% | 0 | 0 | 0 | 0 | 0 | NewControlTypes | 0 | 0 | 0 | 0 | 0 | 0 | 0 | 0 | 0 | 0 | 0 | 0 | 0 | 0 | 0 | 0 | 0 | 0 | 0 | 0 | 0 | 0 | 0 | 0 | 0 | 0 | 0 | 0 | 0 | 0 | 0 | 0 | 0 | 0 | 0 | 0 | 0 | 0 | 0 | 0 | 0 | 0 | 0 | 0 | 0 | 0 | 0 | 0 | 0 | 0 | 0 | 0 | 0 | 0 | 0 | 0 | 0 | 0 | 0 | 0 | 0 | 0 | 0 | 0 | 0 | 0 | 0 | 0 | 0 | 0 | 0 | 0 | 0 | 0 | 0 | 0 | 0 | 0 | 0 | 0 | 0 |  |  | 0 | 0 | 0 | 0 | 0 | 0 |  | 0 | 0 | 0 | 0 | 0 | 0 | 0 | 0 | 0 | 0 | 0 | 0 | 0 | 0 | 0 | 0 | 0 | 0 | 0
343 |  | 1 |  |  |  |  | 0 |  |  |  | 0 | 0 | [6 empty] | 0 |  |  |  |  | 0% | 0 | 0 | 0 | 0 | 0 | 0 |  |  | 0 | 0% | 0 | 0 | 0 | 0 | 0 | NewControlTypes | 0 | 0 | 0 | 0 | 0 | 0 | 0 | 0 | 0 | 0 | 0 | 0 | 0 | 0 | 0 | 0 | 0 | 0 | 0 | 0 | 0 | 0 | 0 | 0 | 0 | 0 | 0 | 0 | 0 | 0 | 0 | 0 | 0 | 0 | 0 | 0 | 0 | 0 | 0 | 0 | 0 | 0 | 0 | 0 | 0 | 0 | 0 | 0 | 0 | 0 | 0 | 0 | 0 | 0 | 0 | 0 | 0 | 0 | 0 | 0 | 0 | 0 | 0 | 0 | 0 | 0 | 0 | 0 | 0 | 0 | 0 | 0 | 0 | 0 | 0 | 0 | 0 | 0 | 0 | 0 | 0 |  |  | 0 | 0 | 0 | 0 | 0 | 0 |  | 0 | 0 | 0 | 0 | 0 | 0 | 0 | 0 | 0 | 0 | 0 | 0 | 0 | 0 | 0 | 0 | 0 | 0 | 0
344 |  | 1 |  |  |  |  | 0 |  |  |  | 0 | 0 | [6 empty] | 0 |  |  |  |  | 0% | 0 | 0 | 0 | 0 | 0 | 0 |  |  | 0 | 0% | 0 | 0 | 0 | 0 | 0 | NewControlTypes | 0 | 0 | 0 | 0 | 0 | 0 | 0 | 0 | 0 | 0 | 0 | 0 | 0 | 0 | 0 | 0 | 0 | 0 | 0 | 0 | 0 | 0 | 0 | 0 | 0 | 0 | 0 | 0 | 0 | 0 | 0 | 0 | 0 | 0 | 0 | 0 | 0 | 0 | 0 | 0 | 0 | 0 | 0 | 0 | 0 | 0 | 0 | 0 | 0 | 0 | 0 | 0 | 0 | 0 | 0 | 0 | 0 | 0 | 0 | 0 | 0 | 0 | 0 | 0 | 0 | 0 | 0 | 0 | 0 | 0 | 0 | 0 | 0 | 0 | 0 | 0 | 0 | 0 | 0 | 0 | 0 |  |  | 0 | 0 | 0 | 0 | 0 | 0 |  | 0 | 0 | 0 | 0 | 0 | 0 | 0 | 0 | 0 | 0 | 0 | 0 | 0 | 0 | 0 | 0 | 0 | 0 | 0
345 |  | 1 |  |  |  |  | 0 |  |  |  | 0 | 0 | [6 empty] | 0 |  |  |  |  | 0% | 0 | 0 | 0 | 0 | 0 | 0 |  |  | 0 | 0% | 0 | 0 | 0 | 0 | 0 | NewControlTypes | 0 | 0 | 0 | 0 | 0 | 0 | 0 | 0 | 0 | 0 | 0 | 0 | 0 | 0 | 0 | 0 | 0 | 0 | 0 | 0 | 0 | 0 | 0 | 0 | 0 | 0 | 0 | 0 | 0 | 0 | 0 | 0 | 0 | 0 | 0 | 0 | 0 | 0 | 0 | 0 | 0 | 0 | 0 | 0 | 0 | 0 | 0 | 0 | 0 | 0 | 0 | 0 | 0 | 0 | 0 | 0 | 0 | 0 | 0 | 0 | 0 | 0 | 0 | 0 | 0 | 0 | 0 | 0 | 0 | 0 | 0 | 0 | 0 | 0 | 0 | 0 | 0 | 0 | 0 | 0 | 0 |  |  | 0 | 0 | 0 | 0 | 0 | 0 |  | 0 | 0 | 0 | 0 | 0 | 0 | 0 | 0 | 0 | 0 | 0 | 0 | 0 | 0 | 0 | 0 | 0 | 0 | 0
346 |  | 1 |  |  |  |  | 0 |  |  |  | 0 | 0 | [6 empty] | 0 |  |  |  |  | 0% | 0 | 0 | 0 | 0 | 0 | 0 |  |  | 0 | 0% | 0 | 0 | 0 | 0 | 0 | NewControlTypes | 0 | 0 | 0 | 0 | 0 | 0 | 0 | 0 | 0 | 0 | 0 | 0 | 0 | 0 | 0 | 0 | 0 | 0 | 0 | 0 | 0 | 0 | 0 | 0 | 0 | 0 | 0 | 0 | 0 | 0 | 0 | 0 | 0 | 0 | 0 | 0 | 0 | 0 | 0 | 0 | 0 | 0 | 0 | 0 | 0 | 0 | 0 | 0 | 0 | 0 | 0 | 0 | 0 | 0 | 0 | 0 | 0 | 0 | 0 | 0 | 0 | 0 | 0 | 0 | 0 | 0 | 0 | 0 | 0 | 0 | 0 | 0 | 0 | 0 | 0 | 0 | 0 | 0 | 0 | 0 | 0 |  |  | 0 | 0 | 0 | 0 | 0 | 0 |  | 0 | 0 | 0 | 0 | 0 | 0 | 0 | 0 | 0 | 0 | 0 | 0 | 0 | 0 | 0 | 0 | 0 | 0 | 0
347 |  | 1 |  |  |  |  | 0 |  |  |  | 0 | 0 | [6 empty] | 0 |  |  |  |  | 0% | 0 | 0 | 0 | 0 | 0 | 0 |  |  | 0 | 0% | 0 | 0 | 0 | 0 | 0 | NewControlTypes | 0 | 0 | 0 | 0 | 0 | 0 | 0 | 0 | 0 | 0 | 0 | 0 | 0 | 0 | 0 | 0 | 0 | 0 | 0 | 0 | 0 | 0 | 0 | 0 | 0 | 0 | 0 | 0 | 0 | 0 | 0 | 0 | 0 | 0 | 0 | 0 | 0 | 0 | 0 | 0 | 0 | 0 | 0 | 0 | 0 | 0 | 0 | 0 | 0 | 0 | 0 | 0 | 0 | 0 | 0 | 0 | 0 | 0 | 0 | 0 | 0 | 0 | 0 | 0 | 0 | 0 | 0 | 0 | 0 | 0 | 0 | 0 | 0 | 0 | 0 | 0 | 0 | 0 | 0 | 0 | 0 |  |  | 0 | 0 | 0 | 0 | 0 | 0 |  | 0 | 0 | 0 | 0 | 0 | 0 | 0 | 0 | 0 | 0 | 0 | 0 | 0 | 0 | 0 | 0 | 0 | 0 | 0
348 |  | 1 |  |  |  |  | 0 |  |  |  | 0 | 0 | [6 empty] | 0 |  |  |  |  | 0% | 0 | 0 | 0 | 0 | 0 | 0 |  |  | 0 | 0% | 0 | 0 | 0 | 0 | 0 | NewControlTypes | 0 | 0 | 0 | 0 | 0 | 0 | 0 | 0 | 0 | 0 | 0 | 0 | 0 | 0 | 0 | 0 | 0 | 0 | 0 | 0 | 0 | 0 | 0 | 0 | 0 | 0 | 0 | 0 | 0 | 0 | 0 | 0 | 0 | 0 | 0 | 0 | 0 | 0 | 0 | 0 | 0 | 0 | 0 | 0 | 0 | 0 | 0 | 0 | 0 | 0 | 0 | 0 | 0 | 0 | 0 | 0 | 0 | 0 | 0 | 0 | 0 | 0 | 0 | 0 | 0 | 0 | 0 | 0 | 0 | 0 | 0 | 0 | 0 | 0 | 0 | 0 | 0 | 0 | 0 | 0 | 0 |  |  | 0 | 0 | 0 | 0 | 0 | 0 |  | 0 | 0 | 0 | 0 | 0 | 0 | 0 | 0 | 0 | 0 | 0 | 0 | 0 | 0 | 0 | 0 | 0 | 0 | 0
349 |  | 1 |  |  |  |  | 0 |  |  |  | 0 | 0 | [6 empty] | 0 |  |  |  |  | 0% | 0 | 0 | 0 | 0 | 0 | 0 |  |  | 0 | 0% | 0 | 0 | 0 | 0 | 0 | NewControlTypes | 0 | 0 | 0 | 0 | 0 | 0 | 0 | 0 | 0 | 0 | 0 | 0 | 0 | 0 | 0 | 0 | 0 | 0 | 0 | 0 | 0 | 0 | 0 | 0 | 0 | 0 | 0 | 0 | 0 | 0 | 0 | 0 | 0 | 0 | 0 | 0 | 0 | 0 | 0 | 0 | 0 | 0 | 0 | 0 | 0 | 0 | 0 | 0 | 0 | 0 | 0 | 0 | 0 | 0 | 0 | 0 | 0 | 0 | 0 | 0 | 0 | 0 | 0 | 0 | 0 | 0 | 0 | 0 | 0 | 0 | 0 | 0 | 0 | 0 | 0 | 0 | 0 | 0 | 0 | 0 | 0 |  |  | 0 | 0 | 0 | 0 | 0 | 0 |  | 0 | 0 | 0 | 0 | 0 | 0 | 0 | 0 | 0 | 0 | 0 | 0 | 0 | 0 | 0 | 0 | 0 | 0 | 0
350 |  | 1 |  |  |  |  | 0 |  |  |  | 0 | 0 | [6 empty] | 0 |  |  |  |  | 0% | 0 | 0 | 0 | 0 | 0 | 0 |  |  | 0 | 0% | 0 | 0 | 0 | 0 | 0 | NewControlTypes | 0 | 0 | 0 | 0 | 0 | 0 | 0 | 0 | 0 | 0 | 0 | 0 | 0 | 0 | 0 | 0 | 0 | 0 | 0 | 0 | 0 | 0 | 0 | 0 | 0 | 0 | 0 | 0 | 0 | 0 | 0 | 0 | 0 | 0 | 0 | 0 | 0 | 0 | 0 | 0 | 0 | 0 | 0 | 0 | 0 | 0 | 0 | 0 | 0 | 0 | 0 | 0 | 0 | 0 | 0 | 0 | 0 | 0 | 0 | 0 | 0 | 0 | 0 | 0 | 0 | 0 | 0 | 0 | 0 | 0 | 0 | 0 | 0 | 0 | 0 | 0 | 0 | 0 | 0 | 0 | 0 |  |  | 0 | 0 | 0 | 0 | 0 | 0 |  | 0 | 0 | 0 | 0 | 0 | 0 | 0 | 0 | 0 | 0 | 0 | 0 | 0 | 0 | 0 | 0 | 0 | 0 | 0
351 |  | 1 |  |  |  |  | 0 |  |  |  | 0 | 0 | [6 empty] | 0 |  |  |  |  | 0% | 0 | 0 | 0 | 0 | 0 | 0 |  |  | 0 | 0% | 0 | 0 | 0 | 0 | 0 | NewControlTypes | 0 | 0 | 0 | 0 | 0 | 0 | 0 | 0 | 0 | 0 | 0 | 0 | 0 | 0 | 0 | 0 | 0 | 0 | 0 | 0 | 0 | 0 | 0 | 0 | 0 | 0 | 0 | 0 | 0 | 0 | 0 | 0 | 0 | 0 | 0 | 0 | 0 | 0 | 0 | 0 | 0 | 0 | 0 | 0 | 0 | 0 | 0 | 0 | 0 | 0 | 0 | 0 | 0 | 0 | 0 | 0 | 0 | 0 | 0 | 0 | 0 | 0 | 0 | 0 | 0 | 0 | 0 | 0 | 0 | 0 | 0 | 0 | 0 | 0 | 0 | 0 | 0 | 0 | 0 | 0 | 0 |  |  | 0 | 0 | 0 | 0 | 0 | 0 |  | 0 | 0 | 0 | 0 | 0 | 0 | 0 | 0 | 0 | 0 | 0 | 0 | 0 | 0 | 0 | 0 | 0 | 0 | 0
352 |  | 1 |  |  |  |  | 0 |  |  |  | 0 | 0 | [6 empty] | 0 |  |  |  |  | 0% | 0 | 0 | 0 | 0 | 0 | 0 |  |  | 0 | 0% | 0 | 0 | 0 | 0 | 0 | NewControlTypes | 0 | 0 | 0 | 0 | 0 | 0 | 0 | 0 | 0 | 0 | 0 | 0 | 0 | 0 | 0 | 0 | 0 | 0 | 0 | 0 | 0 | 0 | 0 | 0 | 0 | 0 | 0 | 0 | 0 | 0 | 0 | 0 | 0 | 0 | 0 | 0 | 0 | 0 | 0 | 0 | 0 | 0 | 0 | 0 | 0 | 0 | 0 | 0 | 0 | 0 | 0 | 0 | 0 | 0 | 0 | 0 | 0 | 0 | 0 | 0 | 0 | 0 | 0 | 0 | 0 | 0 | 0 | 0 | 0 | 0 | 0 | 0 | 0 | 0 | 0 | 0 | 0 | 0 | 0 | 0 | 0 |  |  | 0 | 0 | 0 | 0 | 0 | 0 |  | 0 | 0 | 0 | 0 | 0 | 0 | 0 | 0 | 0 | 0 | 0 | 0 | 0 | 0 | 0 | 0 | 0 | 0 | 0
353 |  | 1 |  |  |  |  | 0 |  |  |  | 0 | 0 | [6 empty] | 0 |  |  |  |  | 0% | 0 | 0 | 0 | 0 | 0 | 0 |  |  | 0 | 0% | 0 | 0 | 0 | 0 | 0 | NewControlTypes | 0 | 0 | 0 | 0 | 0 | 0 | 0 | 0 | 0 | 0 | 0 | 0 | 0 | 0 | 0 | 0 | 0 | 0 | 0 | 0 | 0 | 0 | 0 | 0 | 0 | 0 | 0 | 0 | 0 | 0 | 0 | 0 | 0 | 0 | 0 | 0 | 0 | 0 | 0 | 0 | 0 | 0 | 0 | 0 | 0 | 0 | 0 | 0 | 0 | 0 | 0 | 0 | 0 | 0 | 0 | 0 | 0 | 0 | 0 | 0 | 0 | 0 | 0 | 0 | 0 | 0 | 0 | 0 | 0 | 0 | 0 | 0 | 0 | 0 | 0 | 0 | 0 | 0 | 0 | 0 | 0 |  |  | 0 | 0 | 0 | 0 | 0 | 0 |  | 0 | 0 | 0 | 0 | 0 | 0 | 0 | 0 | 0 | 0 | 0 | 0 | 0 | 0 | 0 | 0 | 0 | 0 | 0
354 |  | 1 |  |  |  |  | 0 |  |  |  | 0 | 0 | [6 empty] | 0 |  |  |  |  | 0% | 0 | 0 | 0 | 0 | 0 | 0 |  |  | 0 | 0% | 0 | 0 | 0 | 0 | 0 | NewControlTypes | 0 | 0 | 0 | 0 | 0 | 0 | 0 | 0 | 0 | 0 | 0 | 0 | 0 | 0 | 0 | 0 | 0 | 0 | 0 | 0 | 0 | 0 | 0 | 0 | 0 | 0 | 0 | 0 | 0 | 0 | 0 | 0 | 0 | 0 | 0 | 0 | 0 | 0 | 0 | 0 | 0 | 0 | 0 | 0 | 0 | 0 | 0 | 0 | 0 | 0 | 0 | 0 | 0 | 0 | 0 | 0 | 0 | 0 | 0 | 0 | 0 | 0 | 0 | 0 | 0 | 0 | 0 | 0 | 0 | 0 | 0 | 0 | 0 | 0 | 0 | 0 | 0 | 0 | 0 | 0 | 0 |  |  | 0 | 0 | 0 | 0 | 0 | 0 |  | 0 | 0 | 0 | 0 | 0 | 0 | 0 | 0 | 0 | 0 | 0 | 0 | 0 | 0 | 0 | 0 | 0 | 0 | 0
355 |  | 1 |  |  |  |  | 0 |  |  |  | 0 | 0 | [6 empty] | 0 |  |  |  |  | 0% | 0 | 0 | 0 | 0 | 0 | 0 |  |  | 0 | 0% | 0 | 0 | 0 | 0 | 0 | NewControlTypes | 0 | 0 | 0 | 0 | 0 | 0 | 0 | 0 | 0 | 0 | 0 | 0 | 0 | 0 | 0 | 0 | 0 | 0 | 0 | 0 | 0 | 0 | 0 | 0 | 0 | 0 | 0 | 0 | 0 | 0 | 0 | 0 | 0 | 0 | 0 | 0 | 0 | 0 | 0 | 0 | 0 | 0 | 0 | 0 | 0 | 0 | 0 | 0 | 0 | 0 | 0 | 0 | 0 | 0 | 0 | 0 | 0 | 0 | 0 | 0 | 0 | 0 | 0 | 0 | 0 | 0 | 0 | 0 | 0 | 0 | 0 | 0 | 0 | 0 | 0 | 0 | 0 | 0 | 0 | 0 | 0 |  |  | 0 | 0 | 0 | 0 | 0 | 0 |  | 0 | 0 | 0 | 0 | 0 | 0 | 0 | 0 | 0 | 0 | 0 | 0 | 0 | 0 | 0 | 0 | 0 | 0 | 0
356 |  | 1 |  |  |  |  | 0 |  |  |  | 0 | 0 | [6 empty] | 0 |  |  |  |  | 0% | 0 | 0 | 0 | 0 | 0 | 0 |  |  | 0 | 0% | 0 | 0 | 0 | 0 | 0 | NewControlTypes | 0 | 0 | 0 | 0 | 0 | 0 | 0 | 0 | 0 | 0 | 0 | 0 | 0 | 0 | 0 | 0 | 0 | 0 | 0 | 0 | 0 | 0 | 0 | 0 | 0 | 0 | 0 | 0 | 0 | 0 | 0 | 0 | 0 | 0 | 0 | 0 | 0 | 0 | 0 | 0 | 0 | 0 | 0 | 0 | 0 | 0 | 0 | 0 | 0 | 0 | 0 | 0 | 0 | 0 | 0 | 0 | 0 | 0 | 0 | 0 | 0 | 0 | 0 | 0 | 0 | 0 | 0 | 0 | 0 | 0 | 0 | 0 | 0 | 0 | 0 | 0 | 0 | 0 | 0 | 0 | 0 |  |  | 0 | 0 | 0 | 0 | 0 | 0 |  | 0 | 0 | 0 | 0 | 0 | 0 | 0 | 0 | 0 | 0 | 0 | 0 | 0 | 0 | 0 | 0 | 0 | 0 | 0
357 |  | 1 |  |  |  |  | 0 |  |  |  | 0 | 0 | [6 empty] | 0 |  |  |  |  | 0% | 0 | 0 | 0 | 0 | 0 | 0 |  |  | 0 | 0% | 0 | 0 | 0 | 0 | 0 | NewControlTypes | 0 | 0 | 0 | 0 | 0 | 0 | 0 | 0 | 0 | 0 | 0 | 0 | 0 | 0 | 0 | 0 | 0 | 0 | 0 | 0 | 0 | 0 | 0 | 0 | 0 | 0 | 0 | 0 | 0 | 0 | 0 | 0 | 0 | 0 | 0 | 0 | 0 | 0 | 0 | 0 | 0 | 0 | 0 | 0 | 0 | 0 | 0 | 0 | 0 | 0 | 0 | 0 | 0 | 0 | 0 | 0 | 0 | 0 | 0 | 0 | 0 | 0 | 0 | 0 | 0 | 0 | 0 | 0 | 0 | 0 | 0 | 0 | 0 | 0 | 0 | 0 | 0 | 0 | 0 | 0 | 0 |  |  | 0 | 0 | 0 | 0 | 0 | 0 |  | 0 | 0 | 0 | 0 | 0 | 0 | 0 | 0 | 0 | 0 | 0 | 0 | 0 | 0 | 0 | 0 | 0 | 0 | 0
358 |  | 1 |  |  |  |  | 0 |  |  |  | 0 | 0 | [6 empty] | 0 |  |  |  |  | 0% | 0 | 0 | 0 | 0 | 0 | 0 |  |  | 0 | 0% | 0 | 0 | 0 | 0 | 0 | NewControlTypes | 0 | 0 | 0 | 0 | 0 | 0 | 0 | 0 | 0 | 0 | 0 | 0 | 0 | 0 | 0 | 0 | 0 | 0 | 0 | 0 | 0 | 0 | 0 | 0 | 0 | 0 | 0 | 0 | 0 | 0 | 0 | 0 | 0 | 0 | 0 | 0 | 0 | 0 | 0 | 0 | 0 | 0 | 0 | 0 | 0 | 0 | 0 | 0 | 0 | 0 | 0 | 0 | 0 | 0 | 0 | 0 | 0 | 0 | 0 | 0 | 0 | 0 | 0 | 0 | 0 | 0 | 0 | 0 | 0 | 0 | 0 | 0 | 0 | 0 | 0 | 0 | 0 | 0 | 0 | 0 | 0 |  |  | 0 | 0 | 0 | 0 | 0 | 0 |  | 0 | 0 | 0 | 0 | 0 | 0 | 0 | 0 | 0 | 0 | 0 | 0 | 0 | 0 | 0 | 0 | 0 | 0 | 0
359 |  | 1 |  |  |  |  | 0 |  |  |  | 0 | 0 | [6 empty] | 0 |  |  |  |  | 0% | 0 | 0 | 0 | 0 | 0 | 0 |  |  | 0 | 0% | 0 | 0 | 0 | 0 | 0 | NewControlTypes | 0 | 0 | 0 | 0 | 0 | 0 | 0 | 0 | 0 | 0 | 0 | 0 | 0 | 0 | 0 | 0 | 0 | 0 | 0 | 0 | 0 | 0 | 0 | 0 | 0 | 0 | 0 | 0 | 0 | 0 | 0 | 0 | 0 | 0 | 0 | 0 | 0 | 0 | 0 | 0 | 0 | 0 | 0 | 0 | 0 | 0 | 0 | 0 | 0 | 0 | 0 | 0 | 0 | 0 | 0 | 0 | 0 | 0 | 0 | 0 | 0 | 0 | 0 | 0 | 0 | 0 | 0 | 0 | 0 | 0 | 0 | 0 | 0 | 0 | 0 | 0 | 0 | 0 | 0 | 0 | 0 |  |  | 0 | 0 | 0 | 0 | 0 | 0 |  | 0 | 0 | 0 | 0 | 0 | 0 | 0 | 0 | 0 | 0 | 0 | 0 | 0 | 0 | 0 | 0 | 0 | 0 | 0
360 |  | 1 |  |  |  |  | 0 |  |  |  | 0 | 0 | [6 empty] | 0 |  |  |  |  | 0% | 0 | 0 | 0 | 0 | 0 | 0 |  |  | 0 | 0% | 0 | 0 | 0 | 0 | 0 | NewControlTypes | 0 | 0 | 0 | 0 | 0 | 0 | 0 | 0 | 0 | 0 | 0 | 0 | 0 | 0 | 0 | 0 | 0 | 0 | 0 | 0 | 0 | 0 | 0 | 0 | 0 | 0 | 0 | 0 | 0 | 0 | 0 | 0 | 0 | 0 | 0 | 0 | 0 | 0 | 0 | 0 | 0 | 0 | 0 | 0 | 0 | 0 | 0 | 0 | 0 | 0 | 0 | 0 | 0 | 0 | 0 | 0 | 0 | 0 | 0 | 0 | 0 | 0 | 0 | 0 | 0 | 0 | 0 | 0 | 0 | 0 | 0 | 0 | 0 | 0 | 0 | 0 | 0 | 0 | 0 | 0 | 0 |  |  | 0 | 0 | 0 | 0 | 0 | 0 |  | 0 | 0 | 0 | 0 | 0 | 0 | 0 | 0 | 0 | 0 | 0 | 0 | 0 | 0 | 0 | 0 | 0 | 0 | 0
361 |  | 1 |  |  |  |  | 0 |  |  |  | 0 | 0 | [6 empty] | 0 |  |  |  |  | 0% | 0 | 0 | 0 | 0 | 0 | 0 |  |  | 0 | 0% | 0 | 0 | 0 | 0 | 0 | NewControlTypes | 0 | 0 | 0 | 0 | 0 | 0 | 0 | 0 | 0 | 0 | 0 | 0 | 0 | 0 | 0 | 0 | 0 | 0 | 0 | 0 | 0 | 0 | 0 | 0 | 0 | 0 | 0 | 0 | 0 | 0 | 0 | 0 | 0 | 0 | 0 | 0 | 0 | 0 | 0 | 0 | 0 | 0 | 0 | 0 | 0 | 0 | 0 | 0 | 0 | 0 | 0 | 0 | 0 | 0 | 0 | 0 | 0 | 0 | 0 | 0 | 0 | 0 | 0 | 0 | 0 | 0 | 0 | 0 | 0 | 0 | 0 | 0 | 0 | 0 | 0 | 0 | 0 | 0 | 0 | 0 | 0 |  |  | 0 | 0 | 0 | 0 | 0 | 0 |  | 0 | 0 | 0 | 0 | 0 | 0 | 0 | 0 | 0 | 0 | 0 | 0 | 0 | 0 | 0 | 0 | 0 | 0 | 0
362 |  | 1 |  |  |  |  | 0 |  |  |  | 0 | 0 | [6 empty] | 0 |  |  |  |  | 0% | 0 | 0 | 0 | 0 | 0 | 0 |  |  | 0 | 0% | 0 | 0 | 0 | 0 | 0 | NewControlTypes | 0 | 0 | 0 | 0 | 0 | 0 | 0 | 0 | 0 | 0 | 0 | 0 | 0 | 0 | 0 | 0 | 0 | 0 | 0 | 0 | 0 | 0 | 0 | 0 | 0 | 0 | 0 | 0 | 0 | 0 | 0 | 0 | 0 | 0 | 0 | 0 | 0 | 0 | 0 | 0 | 0 | 0 | 0 | 0 | 0 | 0 | 0 | 0 | 0 | 0 | 0 | 0 | 0 | 0 | 0 | 0 | 0 | 0 | 0 | 0 | 0 | 0 | 0 | 0 | 0 | 0 | 0 | 0 | 0 | 0 | 0 | 0 | 0 | 0 | 0 | 0 | 0 | 0 | 0 | 0 | 0 |  |  | 0 | 0 | 0 | 0 | 0 | 0 |  | 0 | 0 | 0 | 0 | 0 | 0 | 0 | 0 | 0 | 0 | 0 | 0 | 0 | 0 | 0 | 0 | 0 | 0 | 0
363 |  | 1 |  |  |  |  | 0 |  |  |  | 0 | 0 | [6 empty] | 0 |  |  |  |  | 0% | 0 | 0 | 0 | 0 | 0 | 0 |  |  | 0 | 0% | 0 | 0 | 0 | 0 | 0 | NewControlTypes | 0 | 0 | 0 | 0 | 0 | 0 | 0 | 0 | 0 | 0 | 0 | 0 | 0 | 0 | 0 | 0 | 0 | 0 | 0 | 0 | 0 | 0 | 0 | 0 | 0 | 0 | 0 | 0 | 0 | 0 | 0 | 0 | 0 | 0 | 0 | 0 | 0 | 0 | 0 | 0 | 0 | 0 | 0 | 0 | 0 | 0 | 0 | 0 | 0 | 0 | 0 | 0 | 0 | 0 | 0 | 0 | 0 | 0 | 0 | 0 | 0 | 0 | 0 | 0 | 0 | 0 | 0 | 0 | 0 | 0 | 0 | 0 | 0 | 0 | 0 | 0 | 0 | 0 | 0 | 0 | 0 |  |  | 0 | 0 | 0 | 0 | 0 | 0 |  | 0 | 0 | 0 | 0 | 0 | 0 | 0 | 0 | 0 | 0 | 0 | 0 | 0 | 0 | 0 | 0 | 0 | 0 | 0
364 |  | 1 |  |  |  |  | 0 |  |  |  | 0 | 0 | [6 empty] | 0 |  |  |  |  | 0% | 0 | 0 | 0 | 0 | 0 | 0 |  |  | 0 | 0% | 0 | 0 | 0 | 0 | 0 | NewControlTypes | 0 | 0 | 0 | 0 | 0 | 0 | 0 | 0 | 0 | 0 | 0 | 0 | 0 | 0 | 0 | 0 | 0 | 0 | 0 | 0 | 0 | 0 | 0 | 0 | 0 | 0 | 0 | 0 | 0 | 0 | 0 | 0 | 0 | 0 | 0 | 0 | 0 | 0 | 0 | 0 | 0 | 0 | 0 | 0 | 0 | 0 | 0 | 0 | 0 | 0 | 0 | 0 | 0 | 0 | 0 | 0 | 0 | 0 | 0 | 0 | 0 | 0 | 0 | 0 | 0 | 0 | 0 | 0 | 0 | 0 | 0 | 0 | 0 | 0 | 0 | 0 | 0 | 0 | 0 | 0 | 0 |  |  | 0 | 0 | 0 | 0 | 0 | 0 |  | 0 | 0 | 0 | 0 | 0 | 0 | 0 | 0 | 0 | 0 | 0 | 0 | 0 | 0 | 0 | 0 | 0 | 0 | 0
365 |  | 1 |  |  |  |  | 0 |  |  |  | 0 | 0 | [6 empty] | 0 |  |  |  |  | 0% | 0 | 0 | 0 | 0 | 0 | 0 |  |  | 0 | 0% | 0 | 0 | 0 | 0 | 0 | NewControlTypes | 0 | 0 | 0 | 0 | 0 | 0 | 0 | 0 | 0 | 0 | 0 | 0 | 0 | 0 | 0 | 0 | 0 | 0 | 0 | 0 | 0 | 0 | 0 | 0 | 0 | 0 | 0 | 0 | 0 | 0 | 0 | 0 | 0 | 0 | 0 | 0 | 0 | 0 | 0 | 0 | 0 | 0 | 0 | 0 | 0 | 0 | 0 | 0 | 0 | 0 | 0 | 0 | 0 | 0 | 0 | 0 | 0 | 0 | 0 | 0 | 0 | 0 | 0 | 0 | 0 | 0 | 0 | 0 | 0 | 0 | 0 | 0 | 0 | 0 | 0 | 0 | 0 | 0 | 0 | 0 | 0 |  |  | 0 | 0 | 0 | 0 | 0 | 0 |  | 0 | 0 | 0 | 0 | 0 | 0 | 0 | 0 | 0 | 0 | 0 | 0 | 0 | 0 | 0 | 0 | 0 | 0 | 0
366 |  | 1 |  |  |  |  | 0 |  |  |  | 0 | 0 | [6 empty] | 0 |  |  |  |  | 0% | 0 | 0 | 0 | 0 | 0 | 0 |  |  | 0 | 0% | 0 | 0 | 0 | 0 | 0 | NewControlTypes | 0 | 0 | 0 | 0 | 0 | 0 | 0 | 0 | 0 | 0 | 0 | 0 | 0 | 0 | 0 | 0 | 0 | 0 | 0 | 0 | 0 | 0 | 0 | 0 | 0 | 0 | 0 | 0 | 0 | 0 | 0 | 0 | 0 | 0 | 0 | 0 | 0 | 0 | 0 | 0 | 0 | 0 | 0 | 0 | 0 | 0 | 0 | 0 | 0 | 0 | 0 | 0 | 0 | 0 | 0 | 0 | 0 | 0 | 0 | 0 | 0 | 0 | 0 | 0 | 0 | 0 | 0 | 0 | 0 | 0 | 0 | 0 | 0 | 0 | 0 | 0 | 0 | 0 | 0 | 0 | 0 |  |  | 0 | 0 | 0 | 0 | 0 | 0 |  | 0 | 0 | 0 | 0 | 0 | 0 | 0 | 0 | 0 | 0 | 0 | 0 | 0 | 0 | 0 | 0 | 0 | 0 | 0
367 |  | 1 |  |  |  |  | 0 |  |  |  | 0 | 0 | [6 empty] | 0 |  |  |  |  | 0% | 0 | 0 | 0 | 0 | 0 | 0 |  |  | 0 | 0% | 0 | 0 | 0 | 0 | 0 | NewControlTypes | 0 | 0 | 0 | 0 | 0 | 0 | 0 | 0 | 0 | 0 | 0 | 0 | 0 | 0 | 0 | 0 | 0 | 0 | 0 | 0 | 0 | 0 | 0 | 0 | 0 | 0 | 0 | 0 | 0 | 0 | 0 | 0 | 0 | 0 | 0 | 0 | 0 | 0 | 0 | 0 | 0 | 0 | 0 | 0 | 0 | 0 | 0 | 0 | 0 | 0 | 0 | 0 | 0 | 0 | 0 | 0 | 0 | 0 | 0 | 0 | 0 | 0 | 0 | 0 | 0 | 0 | 0 | 0 | 0 | 0 | 0 | 0 | 0 | 0 | 0 | 0 | 0 | 0 | 0 | 0 | 0 |  |  | 0 | 0 | 0 | 0 | 0 | 0 |  | 0 | 0 | 0 | 0 | 0 | 0 | 0 | 0 | 0 | 0 | 0 | 0 | 0 | 0 | 0 | 0 | 0 | 0 | 0
368 |  | 1 |  |  |  |  | 0 |  |  |  | 0 | 0 | [6 empty] | 0 |  |  |  |  | 0% | 0 | 0 | 0 | 0 | 0 | 0 |  |  | 0 | 0% | 0 | 0 | 0 | 0 | 0 | NewControlTypes | 0 | 0 | 0 | 0 | 0 | 0 | 0 | 0 | 0 | 0 | 0 | 0 | 0 | 0 | 0 | 0 | 0 | 0 | 0 | 0 | 0 | 0 | 0 | 0 | 0 | 0 | 0 | 0 | 0 | 0 | 0 | 0 | 0 | 0 | 0 | 0 | 0 | 0 | 0 | 0 | 0 | 0 | 0 | 0 | 0 | 0 | 0 | 0 | 0 | 0 | 0 | 0 | 0 | 0 | 0 | 0 | 0 | 0 | 0 | 0 | 0 | 0 | 0 | 0 | 0 | 0 | 0 | 0 | 0 | 0 | 0 | 0 | 0 | 0 | 0 | 0 | 0 | 0 | 0 | 0 | 0 |  |  | 0 | 0 | 0 | 0 | 0 | 0 |  | 0 | 0 | 0 | 0 | 0 | 0 | 0 | 0 | 0 | 0 | 0 | 0 | 0 | 0 | 0 | 0 | 0 | 0 | 0
369 |  | 1 |  |  |  |  | 0 |  |  |  | 0 | 0 | [6 empty] | 0 |  |  |  |  | 0% | 0 | 0 | 0 | 0 | 0 | 0 |  |  | 0 | 0% | 0 | 0 | 0 | 0 | 0 | NewControlTypes | 0 | 0 | 0 | 0 | 0 | 0 | 0 | 0 | 0 | 0 | 0 | 0 | 0 | 0 | 0 | 0 | 0 | 0 | 0 | 0 | 0 | 0 | 0 | 0 | 0 | 0 | 0 | 0 | 0 | 0 | 0 | 0 | 0 | 0 | 0 | 0 | 0 | 0 | 0 | 0 | 0 | 0 | 0 | 0 | 0 | 0 | 0 | 0 | 0 | 0 | 0 | 0 | 0 | 0 | 0 | 0 | 0 | 0 | 0 | 0 | 0 | 0 | 0 | 0 | 0 | 0 | 0 | 0 | 0 | 0 | 0 | 0 | 0 | 0 | 0 | 0 | 0 | 0 | 0 | 0 | 0 |  |  | 0 | 0 | 0 | 0 | 0 | 0 |  | 0 | 0 | 0 | 0 | 0 | 0 | 0 | 0 | 0 | 0 | 0 | 0 | 0 | 0 | 0 | 0 | 0 | 0 | 0
370 |  | 1 |  |  |  |  | 0 |  |  |  | 0 | 0 | [6 empty] | 0 |  |  |  |  | 0% | 0 | 0 | 0 | 0 | 0 | 0 |  |  | 0 | 0% | 0 | 0 | 0 | 0 | 0 | NewControlTypes | 0 | 0 | 0 | 0 | 0 | 0 | 0 | 0 | 0 | 0 | 0 | 0 | 0 | 0 | 0 | 0 | 0 | 0 | 0 | 0 | 0 | 0 | 0 | 0 | 0 | 0 | 0 | 0 | 0 | 0 | 0 | 0 | 0 | 0 | 0 | 0 | 0 | 0 | 0 | 0 | 0 | 0 | 0 | 0 | 0 | 0 | 0 | 0 | 0 | 0 | 0 | 0 | 0 | 0 | 0 | 0 | 0 | 0 | 0 | 0 | 0 | 0 | 0 | 0 | 0 | 0 | 0 | 0 | 0 | 0 | 0 | 0 | 0 | 0 | 0 | 0 | 0 | 0 | 0 | 0 | 0 |  |  | 0 | 0 | 0 | 0 | 0 | 0 |  | 0 | 0 | 0 | 0 | 0 | 0 | 0 | 0 | 0 | 0 | 0 | 0 | 0 | 0 | 0 | 0 | 0 | 0 | 0
371 |  | 1 |  |  |  |  | 0 |  |  |  | 0 | 0 | [6 empty] | 0 |  |  |  |  | 0% | 0 | 0 | 0 | 0 | 0 | 0 |  |  | 0 | 0% | 0 | 0 | 0 | 0 | 0 | NewControlTypes | 0 | 0 | 0 | 0 | 0 | 0 | 0 | 0 | 0 | 0 | 0 | 0 | 0 | 0 | 0 | 0 | 0 | 0 | 0 | 0 | 0 | 0 | 0 | 0 | 0 | 0 | 0 | 0 | 0 | 0 | 0 | 0 | 0 | 0 | 0 | 0 | 0 | 0 | 0 | 0 | 0 | 0 | 0 | 0 | 0 | 0 | 0 | 0 | 0 | 0 | 0 | 0 | 0 | 0 | 0 | 0 | 0 | 0 | 0 | 0 | 0 | 0 | 0 | 0 | 0 | 0 | 0 | 0 | 0 | 0 | 0 | 0 | 0 | 0 | 0 | 0 | 0 | 0 | 0 | 0 | 0 |  |  | 0 | 0 | 0 | 0 | 0 | 0 |  | 0 | 0 | 0 | 0 | 0 | 0 | 0 | 0 | 0 | 0 | 0 | 0 | 0 | 0 | 0 | 0 | 0 | 0 | 0
372 |  | 1 |  |  |  |  | 0 |  |  |  | 0 | 0 | [6 empty] | 0 |  |  |  |  | 0% | 0 | 0 | 0 | 0 | 0 | 0 |  |  | 0 | 0% | 0 | 0 | 0 | 0 | 0 | NewControlTypes | 0 | 0 | 0 | 0 | 0 | 0 | 0 | 0 | 0 | 0 | 0 | 0 | 0 | 0 | 0 | 0 | 0 | 0 | 0 | 0 | 0 | 0 | 0 | 0 | 0 | 0 | 0 | 0 | 0 | 0 | 0 | 0 | 0 | 0 | 0 | 0 | 0 | 0 | 0 | 0 | 0 | 0 | 0 | 0 | 0 | 0 | 0 | 0 | 0 | 0 | 0 | 0 | 0 | 0 | 0 | 0 | 0 | 0 | 0 | 0 | 0 | 0 | 0 | 0 | 0 | 0 | 0 | 0 | 0 | 0 | 0 | 0 | 0 | 0 | 0 | 0 | 0 | 0 | 0 | 0 | 0 |  |  | 0 | 0 | 0 | 0 | 0 | 0 |  | 0 | 0 | 0 | 0 | 0 | 0 | 0 | 0 | 0 | 0 | 0 | 0 | 0 | 0 | 0 | 0 | 0 | 0 | 0
373 |  | 1 |  |  |  |  | 0 |  |  |  | 0 | 0 | [6 empty] | 0 |  |  |  |  | 0% | 0 | 0 | 0 | 0 | 0 | 0 |  |  | 0 | 0% | 0 | 0 | 0 | 0 | 0 | NewControlTypes | 0 | 0 | 0 | 0 | 0 | 0 | 0 | 0 | 0 | 0 | 0 | 0 | 0 | 0 | 0 | 0 | 0 | 0 | 0 | 0 | 0 | 0 | 0 | 0 | 0 | 0 | 0 | 0 | 0 | 0 | 0 | 0 | 0 | 0 | 0 | 0 | 0 | 0 | 0 | 0 | 0 | 0 | 0 | 0 | 0 | 0 | 0 | 0 | 0 | 0 | 0 | 0 | 0 | 0 | 0 | 0 | 0 | 0 | 0 | 0 | 0 | 0 | 0 | 0 | 0 | 0 | 0 | 0 | 0 | 0 | 0 | 0 | 0 | 0 | 0 | 0 | 0 | 0 | 0 | 0 | 0 |  |  | 0 | 0 | 0 | 0 | 0 | 0 |  | 0 | 0 | 0 | 0 | 0 | 0 | 0 | 0 | 0 | 0 | 0 | 0 | 0 | 0 | 0 | 0 | 0 | 0 | 0
374 |  | 1 |  |  |  |  | 0 |  |  |  | 0 | 0 | [6 empty] | 0 |  |  |  |  | 0% | 0 | 0 | 0 | 0 | 0 | 0 |  |  | 0 | 0% | 0 | 0 | 0 | 0 | 0 | NewControlTypes | 0 | 0 | 0 | 0 | 0 | 0 | 0 | 0 | 0 | 0 | 0 | 0 | 0 | 0 | 0 | 0 | 0 | 0 | 0 | 0 | 0 | 0 | 0 | 0 | 0 | 0 | 0 | 0 | 0 | 0 | 0 | 0 | 0 | 0 | 0 | 0 | 0 | 0 | 0 | 0 | 0 | 0 | 0 | 0 | 0 | 0 | 0 | 0 | 0 | 0 | 0 | 0 | 0 | 0 | 0 | 0 | 0 | 0 | 0 | 0 | 0 | 0 | 0 | 0 | 0 | 0 | 0 | 0 | 0 | 0 | 0 | 0 | 0 | 0 | 0 | 0 | 0 | 0 | 0 | 0 | 0 |  |  | 0 | 0 | 0 | 0 | 0 | 0 |  | 0 | 0 | 0 | 0 | 0 | 0 | 0 | 0 | 0 | 0 | 0 | 0 | 0 | 0 | 0 | 0 | 0 | 0 | 0
375 |  | 1 |  |  |  |  | 0 |  |  |  | 0 | 0 | [6 empty] | 0 |  |  |  |  | 0% | 0 | 0 | 0 | 0 | 0 | 0 |  |  | 0 | 0% | 0 | 0 | 0 | 0 | 0 | NewControlTypes | 0 | 0 | 0 | 0 | 0 | 0 | 0 | 0 | 0 | 0 | 0 | 0 | 0 | 0 | 0 | 0 | 0 | 0 | 0 | 0 | 0 | 0 | 0 | 0 | 0 | 0 | 0 | 0 | 0 | 0 | 0 | 0 | 0 | 0 | 0 | 0 | 0 | 0 | 0 | 0 | 0 | 0 | 0 | 0 | 0 | 0 | 0 | 0 | 0 | 0 | 0 | 0 | 0 | 0 | 0 | 0 | 0 | 0 | 0 | 0 | 0 | 0 | 0 | 0 | 0 | 0 | 0 | 0 | 0 | 0 | 0 | 0 | 0 | 0 | 0 | 0 | 0 | 0 | 0 | 0 | 0 |  |  | 0 | 0 | 0 | 0 | 0 | 0 |  | 0 | 0 | 0 | 0 | 0 | 0 | 0 | 0 | 0 | 0 | 0 | 0 | 0 | 0 | 0 | 0 | 0 | 0 | 0
376 |  | 1 |  |  |  |  | 0 |  |  |  | 0 | 0 | [6 empty] | 0 |  |  |  |  | 0% | 0 | 0 | 0 | 0 | 0 | 0 |  |  | 0 | 0% | 0 | 0 | 0 | 0 | 0 | NewControlTypes | 0 | 0 | 0 | 0 | 0 | 0 | 0 | 0 | 0 | 0 | 0 | 0 | 0 | 0 | 0 | 0 | 0 | 0 | 0 | 0 | 0 | 0 | 0 | 0 | 0 | 0 | 0 | 0 | 0 | 0 | 0 | 0 | 0 | 0 | 0 | 0 | 0 | 0 | 0 | 0 | 0 | 0 | 0 | 0 | 0 | 0 | 0 | 0 | 0 | 0 | 0 | 0 | 0 | 0 | 0 | 0 | 0 | 0 | 0 | 0 | 0 | 0 | 0 | 0 | 0 | 0 | 0 | 0 | 0 | 0 | 0 | 0 | 0 | 0 | 0 | 0 | 0 | 0 | 0 | 0 | 0 |  |  | 0 | 0 | 0 | 0 | 0 | 0 |  | 0 | 0 | 0 | 0 | 0 | 0 | 0 | 0 | 0 | 0 | 0 | 0 | 0 | 0 | 0 | 0 | 0 | 0 | 0
377 |  | 1 |  |  |  |  | 0 |  |  |  | 0 | 0 | [6 empty] | 0 |  |  |  |  | 0% | 0 | 0 | 0 | 0 | 0 | 0 |  |  | 0 | 0% | 0 | 0 | 0 | 0 | 0 | NewControlTypes | 0 | 0 | 0 | 0 | 0 | 0 | 0 | 0 | 0 | 0 | 0 | 0 | 0 | 0 | 0 | 0 | 0 | 0 | 0 | 0 | 0 | 0 | 0 | 0 | 0 | 0 | 0 | 0 | 0 | 0 | 0 | 0 | 0 | 0 | 0 | 0 | 0 | 0 | 0 | 0 | 0 | 0 | 0 | 0 | 0 | 0 | 0 | 0 | 0 | 0 | 0 | 0 | 0 | 0 | 0 | 0 | 0 | 0 | 0 | 0 | 0 | 0 | 0 | 0 | 0 | 0 | 0 | 0 | 0 | 0 | 0 | 0 | 0 | 0 | 0 | 0 | 0 | 0 | 0 | 0 | 0 |  |  | 0 | 0 | 0 | 0 | 0 | 0 |  | 0 | 0 | 0 | 0 | 0 | 0 | 0 | 0 | 0 | 0 | 0 | 0 | 0 | 0 | 0 | 0 | 0 | 0 | 0
378 |  | 1 |  |  |  |  | 0 |  |  |  | 0 | 0 | [6 empty] | 0 |  |  |  |  | 0% | 0 | 0 | 0 | 0 | 0 | 0 |  |  | 0 | 0% | 0 | 0 | 0 | 0 | 0 | NewControlTypes | 0 | 0 | 0 | 0 | 0 | 0 | 0 | 0 | 0 | 0 | 0 | 0 | 0 | 0 | 0 | 0 | 0 | 0 | 0 | 0 | 0 | 0 | 0 | 0 | 0 | 0 | 0 | 0 | 0 | 0 | 0 | 0 | 0 | 0 | 0 | 0 | 0 | 0 | 0 | 0 | 0 | 0 | 0 | 0 | 0 | 0 | 0 | 0 | 0 | 0 | 0 | 0 | 0 | 0 | 0 | 0 | 0 | 0 | 0 | 0 | 0 | 0 | 0 | 0 | 0 | 0 | 0 | 0 | 0 | 0 | 0 | 0 | 0 | 0 | 0 | 0 | 0 | 0 | 0 | 0 | 0 |  |  | 0 | 0 | 0 | 0 | 0 | 0 |  | 0 | 0 | 0 | 0 | 0 | 0 | 0 | 0 | 0 | 0 | 0 | 0 | 0 | 0 | 0 | 0 | 0 | 0 | 0
379 |  | 1 |  |  |  |  | 0 |  |  |  | 0 | 0 | [6 empty] | 0 |  |  |  |  | 0% | 0 | 0 | 0 | 0 | 0 | 0 |  |  | 0 | 0% | 0 | 0 | 0 | 0 | 0 | NewControlTypes | 0 | 0 | 0 | 0 | 0 | 0 | 0 | 0 | 0 | 0 | 0 | 0 | 0 | 0 | 0 | 0 | 0 | 0 | 0 | 0 | 0 | 0 | 0 | 0 | 0 | 0 | 0 | 0 | 0 | 0 | 0 | 0 | 0 | 0 | 0 | 0 | 0 | 0 | 0 | 0 | 0 | 0 | 0 | 0 | 0 | 0 | 0 | 0 | 0 | 0 | 0 | 0 | 0 | 0 | 0 | 0 | 0 | 0 | 0 | 0 | 0 | 0 | 0 | 0 | 0 | 0 | 0 | 0 | 0 | 0 | 0 | 0 | 0 | 0 | 0 | 0 | 0 | 0 | 0 | 0 | 0 |  |  | 0 | 0 | 0 | 0 | 0 | 0 |  | 0 | 0 | 0 | 0 | 0 | 0 | 0 | 0 | 0 | 0 | 0 | 0 | 0 | 0 | 0 | 0 | 0 | 0 | 0
380 |  | 1 |  |  |  |  | 0 |  |  |  | 0 | 0 | [6 empty] | 0 |  |  |  |  | 0% | 0 | 0 | 0 | 0 | 0 | 0 |  |  | 0 | 0% | 0 | 0 | 0 | 0 | 0 | NewControlTypes | 0 | 0 | 0 | 0 | 0 | 0 | 0 | 0 | 0 | 0 | 0 | 0 | 0 | 0 | 0 | 0 | 0 | 0 | 0 | 0 | 0 | 0 | 0 | 0 | 0 | 0 | 0 | 0 | 0 | 0 | 0 | 0 | 0 | 0 | 0 | 0 | 0 | 0 | 0 | 0 | 0 | 0 | 0 | 0 | 0 | 0 | 0 | 0 | 0 | 0 | 0 | 0 | 0 | 0 | 0 | 0 | 0 | 0 | 0 | 0 | 0 | 0 | 0 | 0 | 0 | 0 | 0 | 0 | 0 | 0 | 0 | 0 | 0 | 0 | 0 | 0 | 0 | 0 | 0 | 0 | 0 |  |  | 0 | 0 | 0 | 0 | 0 | 0 |  | 0 | 0 | 0 | 0 | 0 | 0 | 0 | 0 | 0 | 0 | 0 | 0 | 0 | 0 | 0 | 0 | 0 | 0 | 0
381 |  | 1 |  |  |  |  | 0 |  |  |  | 0 | 0 | [6 empty] | 0 |  |  |  |  | 0% | 0 | 0 | 0 | 0 | 0 | 0 |  |  | 0 | 0% | 0 | 0 | 0 | 0 | 0 | NewControlTypes | 0 | 0 | 0 | 0 | 0 | 0 | 0 | 0 | 0 | 0 | 0 | 0 | 0 | 0 | 0 | 0 | 0 | 0 | 0 | 0 | 0 | 0 | 0 | 0 | 0 | 0 | 0 | 0 | 0 | 0 | 0 | 0 | 0 | 0 | 0 | 0 | 0 | 0 | 0 | 0 | 0 | 0 | 0 | 0 | 0 | 0 | 0 | 0 | 0 | 0 | 0 | 0 | 0 | 0 | 0 | 0 | 0 | 0 | 0 | 0 | 0 | 0 | 0 | 0 | 0 | 0 | 0 | 0 | 0 | 0 | 0 | 0 | 0 | 0 | 0 | 0 | 0 | 0 | 0 | 0 | 0 |  |  | 0 | 0 | 0 | 0 | 0 | 0 |  | 0 | 0 | 0 | 0 | 0 | 0 | 0 | 0 | 0 | 0 | 0 | 0 | 0 | 0 | 0 | 0 | 0 | 0 | 0
382 |  | 1 |  |  |  |  | 0 |  |  |  | 0 | 0 | [6 empty] | 0 |  |  |  |  | 0% | 0 | 0 | 0 | 0 | 0 | 0 |  |  | 0 | 0% | 0 | 0 | 0 | 0 | 0 | NewControlTypes | 0 | 0 | 0 | 0 | 0 | 0 | 0 | 0 | 0 | 0 | 0 | 0 | 0 | 0 | 0 | 0 | 0 | 0 | 0 | 0 | 0 | 0 | 0 | 0 | 0 | 0 | 0 | 0 | 0 | 0 | 0 | 0 | 0 | 0 | 0 | 0 | 0 | 0 | 0 | 0 | 0 | 0 | 0 | 0 | 0 | 0 | 0 | 0 | 0 | 0 | 0 | 0 | 0 | 0 | 0 | 0 | 0 | 0 | 0 | 0 | 0 | 0 | 0 | 0 | 0 | 0 | 0 | 0 | 0 | 0 | 0 | 0 | 0 | 0 | 0 | 0 | 0 | 0 | 0 | 0 | 0 |  |  | 0 | 0 | 0 | 0 | 0 | 0 |  | 0 | 0 | 0 | 0 | 0 | 0 | 0 | 0 | 0 | 0 | 0 | 0 | 0 | 0 | 0 | 0 | 0 | 0 | 0
383 |  | 1 |  |  |  |  | 0 |  |  |  | 0 | 0 | [6 empty] | 0 |  |  |  |  | 0% | 0 | 0 | 0 | 0 | 0 | 0 |  |  | 0 | 0% | 0 | 0 | 0 | 0 | 0 | NewControlTypes | 0 | 0 | 0 | 0 | 0 | 0 | 0 | 0 | 0 | 0 | 0 | 0 | 0 | 0 | 0 | 0 | 0 | 0 | 0 | 0 | 0 | 0 | 0 | 0 | 0 | 0 | 0 | 0 | 0 | 0 | 0 | 0 | 0 | 0 | 0 | 0 | 0 | 0 | 0 | 0 | 0 | 0 | 0 | 0 | 0 | 0 | 0 | 0 | 0 | 0 | 0 | 0 | 0 | 0 | 0 | 0 | 0 | 0 | 0 | 0 | 0 | 0 | 0 | 0 | 0 | 0 | 0 | 0 | 0 | 0 | 0 | 0 | 0 | 0 | 0 | 0 | 0 | 0 | 0 | 0 | 0 |  |  | 0 | 0 | 0 | 0 | 0 | 0 |  | 0 | 0 | 0 | 0 | 0 | 0 | 0 | 0 | 0 | 0 | 0 | 0 | 0 | 0 | 0 | 0 | 0 | 0 | 0
384 |  | 1 |  |  |  |  | 0 |  |  |  | 0 | 0 | [6 empty] | 0 |  |  |  |  | 0% | 0 | 0 | 0 | 0 | 0 | 0 |  |  | 0 | 0% | 0 | 0 | 0 | 0 | 0 | NewControlTypes | 0 | 0 | 0 | 0 | 0 | 0 | 0 | 0 | 0 | 0 | 0 | 0 | 0 | 0 | 0 | 0 | 0 | 0 | 0 | 0 | 0 | 0 | 0 | 0 | 0 | 0 | 0 | 0 | 0 | 0 | 0 | 0 | 0 | 0 | 0 | 0 | 0 | 0 | 0 | 0 | 0 | 0 | 0 | 0 | 0 | 0 | 0 | 0 | 0 | 0 | 0 | 0 | 0 | 0 | 0 | 0 | 0 | 0 | 0 | 0 | 0 | 0 | 0 | 0 | 0 | 0 | 0 | 0 | 0 | 0 | 0 | 0 | 0 | 0 | 0 | 0 | 0 | 0 | 0 | 0 | 0 |  |  | 0 | 0 | 0 | 0 | 0 | 0 |  | 0 | 0 | 0 | 0 | 0 | 0 | 0 | 0 | 0 | 0 | 0 | 0 | 0 | 0 | 0 | 0 | 0 | 0 | 0
385 |  | 1 |  |  |  |  | 0 |  |  |  | 0 | 0 | [6 empty] | 0 |  |  |  |  | 0% | 0 | 0 | 0 | 0 | 0 | 0 |  |  | 0 | 0% | 0 | 0 | 0 | 0 | 0 | NewControlTypes | 0 | 0 | 0 | 0 | 0 | 0 | 0 | 0 | 0 | 0 | 0 | 0 | 0 | 0 | 0 | 0 | 0 | 0 | 0 | 0 | 0 | 0 | 0 | 0 | 0 | 0 | 0 | 0 | 0 | 0 | 0 | 0 | 0 | 0 | 0 | 0 | 0 | 0 | 0 | 0 | 0 | 0 | 0 | 0 | 0 | 0 | 0 | 0 | 0 | 0 | 0 | 0 | 0 | 0 | 0 | 0 | 0 | 0 | 0 | 0 | 0 | 0 | 0 | 0 | 0 | 0 | 0 | 0 | 0 | 0 | 0 | 0 | 0 | 0 | 0 | 0 | 0 | 0 | 0 | 0 | 0 |  |  | 0 | 0 | 0 | 0 | 0 | 0 |  | 0 | 0 | 0 | 0 | 0 | 0 | 0 | 0 | 0 | 0 | 0 | 0 | 0 | 0 | 0 | 0 | 0 | 0 | 0
386 |  | 1 |  |  |  |  | 0 |  |  |  | 0 | 0 | [6 empty] | 0 |  |  |  |  | 0% | 0 | 0 | 0 | 0 | 0 | 0 |  |  | 0 | 0% | 0 | 0 | 0 | 0 | 0 | NewControlTypes | 0 | 0 | 0 | 0 | 0 | 0 | 0 | 0 | 0 | 0 | 0 | 0 | 0 | 0 | 0 | 0 | 0 | 0 | 0 | 0 | 0 | 0 | 0 | 0 | 0 | 0 | 0 | 0 | 0 | 0 | 0 | 0 | 0 | 0 | 0 | 0 | 0 | 0 | 0 | 0 | 0 | 0 | 0 | 0 | 0 | 0 | 0 | 0 | 0 | 0 | 0 | 0 | 0 | 0 | 0 | 0 | 0 | 0 | 0 | 0 | 0 | 0 | 0 | 0 | 0 | 0 | 0 | 0 | 0 | 0 | 0 | 0 | 0 | 0 | 0 | 0 | 0 | 0 | 0 | 0 | 0 |  |  | 0 | 0 | 0 | 0 | 0 | 0 |  | 0 | 0 | 0 | 0 | 0 | 0 | 0 | 0 | 0 | 0 | 0 | 0 | 0 | 0 | 0 | 0 | 0 | 0 | 0
387 |  | 1 |  |  |  |  | 0 |  |  |  | 0 | 0 | [6 empty] | 0 |  |  |  |  | 0% | 0 | 0 | 0 | 0 | 0 | 0 |  |  | 0 | 0% | 0 | 0 | 0 | 0 | 0 | NewControlTypes | 0 | 0 | 0 | 0 | 0 | 0 | 0 | 0 | 0 | 0 | 0 | 0 | 0 | 0 | 0 | 0 | 0 | 0 | 0 | 0 | 0 | 0 | 0 | 0 | 0 | 0 | 0 | 0 | 0 | 0 | 0 | 0 | 0 | 0 | 0 | 0 | 0 | 0 | 0 | 0 | 0 | 0 | 0 | 0 | 0 | 0 | 0 | 0 | 0 | 0 | 0 | 0 | 0 | 0 | 0 | 0 | 0 | 0 | 0 | 0 | 0 | 0 | 0 | 0 | 0 | 0 | 0 | 0 | 0 | 0 | 0 | 0 | 0 | 0 | 0 | 0 | 0 | 0 | 0 | 0 | 0 |  |  | 0 | 0 | 0 | 0 | 0 | 0 |  | 0 | 0 | 0 | 0 | 0 | 0 | 0 | 0 | 0 | 0 | 0 | 0 | 0 | 0 | 0 | 0 | 0 | 0 | 0
388 |  | 1 |  |  |  |  | 0 |  |  |  | 0 | 0 | [6 empty] | 0 |  |  |  |  | 0% | 0 | 0 | 0 | 0 | 0 | 0 |  |  | 0 | 0% | 0 | 0 | 0 | 0 | 0 | NewControlTypes | 0 | 0 | 0 | 0 | 0 | 0 | 0 | 0 | 0 | 0 | 0 | 0 | 0 | 0 | 0 | 0 | 0 | 0 | 0 | 0 | 0 | 0 | 0 | 0 | 0 | 0 | 0 | 0 | 0 | 0 | 0 | 0 | 0 | 0 | 0 | 0 | 0 | 0 | 0 | 0 | 0 | 0 | 0 | 0 | 0 | 0 | 0 | 0 | 0 | 0 | 0 | 0 | 0 | 0 | 0 | 0 | 0 | 0 | 0 | 0 | 0 | 0 | 0 | 0 | 0 | 0 | 0 | 0 | 0 | 0 | 0 | 0 | 0 | 0 | 0 | 0 | 0 | 0 | 0 | 0 | 0 |  |  | 0 | 0 | 0 | 0 | 0 | 0 |  | 0 | 0 | 0 | 0 | 0 | 0 | 0 | 0 | 0 | 0 | 0 | 0 | 0 | 0 | 0 | 0 | 0 | 0 | 0
389 |  | 1 |  |  |  |  | 0 |  |  |  | 0 | 0 | [6 empty] | 0 |  |  |  |  | 0% | 0 | 0 | 0 | 0 | 0 | 0 |  |  | 0 | 0% | 0 | 0 | 0 | 0 | 0 | NewControlTypes | 0 | 0 | 0 | 0 | 0 | 0 | 0 | 0 | 0 | 0 | 0 | 0 | 0 | 0 | 0 | 0 | 0 | 0 | 0 | 0 | 0 | 0 | 0 | 0 | 0 | 0 | 0 | 0 | 0 | 0 | 0 | 0 | 0 | 0 | 0 | 0 | 0 | 0 | 0 | 0 | 0 | 0 | 0 | 0 | 0 | 0 | 0 | 0 | 0 | 0 | 0 | 0 | 0 | 0 | 0 | 0 | 0 | 0 | 0 | 0 | 0 | 0 | 0 | 0 | 0 | 0 | 0 | 0 | 0 | 0 | 0 | 0 | 0 | 0 | 0 | 0 | 0 | 0 | 0 | 0 | 0 |  |  | 0 | 0 | 0 | 0 | 0 | 0 |  | 0 | 0 | 0 | 0 | 0 | 0 | 0 | 0 | 0 | 0 | 0 | 0 | 0 | 0 | 0 | 0 | 0 | 0 | 0
390 |  | 1 |  |  |  |  | 0 |  |  |  | 0 | 0 | [6 empty] | 0 |  |  |  |  | 0% | 0 | 0 | 0 | 0 | 0 | 0 |  |  | 0 | 0% | 0 | 0 | 0 | 0 | 0 | NewControlTypes | 0 | 0 | 0 | 0 | 0 | 0 | 0 | 0 | 0 | 0 | 0 | 0 | 0 | 0 | 0 | 0 | 0 | 0 | 0 | 0 | 0 | 0 | 0 | 0 | 0 | 0 | 0 | 0 | 0 | 0 | 0 | 0 | 0 | 0 | 0 | 0 | 0 | 0 | 0 | 0 | 0 | 0 | 0 | 0 | 0 | 0 | 0 | 0 | 0 | 0 | 0 | 0 | 0 | 0 | 0 | 0 | 0 | 0 | 0 | 0 | 0 | 0 | 0 | 0 | 0 | 0 | 0 | 0 | 0 | 0 | 0 | 0 | 0 | 0 | 0 | 0 | 0 | 0 | 0 | 0 | 0 |  |  | 0 | 0 | 0 | 0 | 0 | 0 |  | 0 | 0 | 0 | 0 | 0 | 0 | 0 | 0 | 0 | 0 | 0 | 0 | 0 | 0 | 0 | 0 | 0 | 0 | 0
391 |  | 1 |  |  |  |  | 0 |  |  |  | 0 | 0 | [6 empty] | 0 |  |  |  |  | 0% | 0 | 0 | 0 | 0 | 0 | 0 |  |  | 0 | 0% | 0 | 0 | 0 | 0 | 0 | NewControlTypes | 0 | 0 | 0 | 0 | 0 | 0 | 0 | 0 | 0 | 0 | 0 | 0 | 0 | 0 | 0 | 0 | 0 | 0 | 0 | 0 | 0 | 0 | 0 | 0 | 0 | 0 | 0 | 0 | 0 | 0 | 0 | 0 | 0 | 0 | 0 | 0 | 0 | 0 | 0 | 0 | 0 | 0 | 0 | 0 | 0 | 0 | 0 | 0 | 0 | 0 | 0 | 0 | 0 | 0 | 0 | 0 | 0 | 0 | 0 | 0 | 0 | 0 | 0 | 0 | 0 | 0 | 0 | 0 | 0 | 0 | 0 | 0 | 0 | 0 | 0 | 0 | 0 | 0 | 0 | 0 | 0 |  |  | 0 | 0 | 0 | 0 | 0 | 0 |  | 0 | 0 | 0 | 0 | 0 | 0 | 0 | 0 | 0 | 0 | 0 | 0 | 0 | 0 | 0 | 0 | 0 | 0 | 0
392 |  | 1 |  |  |  |  | 0 |  |  |  | 0 | 0 | [6 empty] | 0 |  |  |  |  | 0% | 0 | 0 | 0 | 0 | 0 | 0 |  |  | 0 | 0% | 0 | 0 | 0 | 0 | 0 | NewControlTypes | 0 | 0 | 0 | 0 | 0 | 0 | 0 | 0 | 0 | 0 | 0 | 0 | 0 | 0 | 0 | 0 | 0 | 0 | 0 | 0 | 0 | 0 | 0 | 0 | 0 | 0 | 0 | 0 | 0 | 0 | 0 | 0 | 0 | 0 | 0 | 0 | 0 | 0 | 0 | 0 | 0 | 0 | 0 | 0 | 0 | 0 | 0 | 0 | 0 | 0 | 0 | 0 | 0 | 0 | 0 | 0 | 0 | 0 | 0 | 0 | 0 | 0 | 0 | 0 | 0 | 0 | 0 | 0 | 0 | 0 | 0 | 0 | 0 | 0 | 0 | 0 | 0 | 0 | 0 | 0 | 0 |  |  | 0 | 0 | 0 | 0 | 0 | 0 |  | 0 | 0 | 0 | 0 | 0 | 0 | 0 | 0 | 0 | 0 | 0 | 0 | 0 | 0 | 0 | 0 | 0 | 0 | 0
393 |  | 1 |  |  |  |  | 0 |  |  |  | 0 | 0 | [6 empty] | 0 |  |  |  |  | 0% | 0 | 0 | 0 | 0 | 0 | 0 |  |  | 0 | 0% | 0 | 0 | 0 | 0 | 0 | NewControlTypes | 0 | 0 | 0 | 0 | 0 | 0 | 0 | 0 | 0 | 0 | 0 | 0 | 0 | 0 | 0 | 0 | 0 | 0 | 0 | 0 | 0 | 0 | 0 | 0 | 0 | 0 | 0 | 0 | 0 | 0 | 0 | 0 | 0 | 0 | 0 | 0 | 0 | 0 | 0 | 0 | 0 | 0 | 0 | 0 | 0 | 0 | 0 | 0 | 0 | 0 | 0 | 0 | 0 | 0 | 0 | 0 | 0 | 0 | 0 | 0 | 0 | 0 | 0 | 0 | 0 | 0 | 0 | 0 | 0 | 0 | 0 | 0 | 0 | 0 | 0 | 0 | 0 | 0 | 0 | 0 | 0 |  |  | 0 | 0 | 0 | 0 | 0 | 0 |  | 0 | 0 | 0 | 0 | 0 | 0 | 0 | 0 | 0 | 0 | 0 | 0 | 0 | 0 | 0 | 0 | 0 | 0 | 0
394 |  | 1 |  |  |  |  | 0 |  |  |  | 0 | 0 | [6 empty] | 0 |  |  |  |  | 0% | 0 | 0 | 0 | 0 | 0 | 0 |  |  | 0 | 0% | 0 | 0 | 0 | 0 | 0 | NewControlTypes | 0 | 0 | 0 | 0 | 0 | 0 | 0 | 0 | 0 | 0 | 0 | 0 | 0 | 0 | 0 | 0 | 0 | 0 | 0 | 0 | 0 | 0 | 0 | 0 | 0 | 0 | 0 | 0 | 0 | 0 | 0 | 0 | 0 | 0 | 0 | 0 | 0 | 0 | 0 | 0 | 0 | 0 | 0 | 0 | 0 | 0 | 0 | 0 | 0 | 0 | 0 | 0 | 0 | 0 | 0 | 0 | 0 | 0 | 0 | 0 | 0 | 0 | 0 | 0 | 0 | 0 | 0 | 0 | 0 | 0 | 0 | 0 | 0 | 0 | 0 | 0 | 0 | 0 | 0 | 0 | 0 |  |  | 0 | 0 | 0 | 0 | 0 | 0 |  | 0 | 0 | 0 | 0 | 0 | 0 | 0 | 0 | 0 | 0 | 0 | 0 | 0 | 0 | 0 | 0 | 0 | 0 | 0
395 |  | 1 |  |  |  |  | 0 |  |  |  | 0 | 0 | [6 empty] | 0 |  |  |  |  | 0% | 0 | 0 | 0 | 0 | 0 | 0 |  |  | 0 | 0% | 0 | 0 | 0 | 0 | 0 | NewControlTypes | 0 | 0 | 0 | 0 | 0 | 0 | 0 | 0 | 0 | 0 | 0 | 0 | 0 | 0 | 0 | 0 | 0 | 0 | 0 | 0 | 0 | 0 | 0 | 0 | 0 | 0 | 0 | 0 | 0 | 0 | 0 | 0 | 0 | 0 | 0 | 0 | 0 | 0 | 0 | 0 | 0 | 0 | 0 | 0 | 0 | 0 | 0 | 0 | 0 | 0 | 0 | 0 | 0 | 0 | 0 | 0 | 0 | 0 | 0 | 0 | 0 | 0 | 0 | 0 | 0 | 0 | 0 | 0 | 0 | 0 | 0 | 0 | 0 | 0 | 0 | 0 | 0 | 0 | 0 | 0 | 0 |  |  | 0 | 0 | 0 | 0 | 0 | 0 |  | 0 | 0 | 0 | 0 | 0 | 0 | 0 | 0 | 0 | 0 | 0 | 0 | 0 | 0 | 0 | 0 | 0 | 0 | 0
396 |  | 1 |  |  |  |  | 0 |  |  |  | 0 | 0 | [6 empty] | 0 |  |  |  |  | 0% | 0 | 0 | 0 | 0 | 0 | 0 |  |  | 0 | 0% | 0 | 0 | 0 | 0 | 0 | NewControlTypes | 0 | 0 | 0 | 0 | 0 | 0 | 0 | 0 | 0 | 0 | 0 | 0 | 0 | 0 | 0 | 0 | 0 | 0 | 0 | 0 | 0 | 0 | 0 | 0 | 0 | 0 | 0 | 0 | 0 | 0 | 0 | 0 | 0 | 0 | 0 | 0 | 0 | 0 | 0 | 0 | 0 | 0 | 0 | 0 | 0 | 0 | 0 | 0 | 0 | 0 | 0 | 0 | 0 | 0 | 0 | 0 | 0 | 0 | 0 | 0 | 0 | 0 | 0 | 0 | 0 | 0 | 0 | 0 | 0 | 0 | 0 | 0 | 0 | 0 | 0 | 0 | 0 | 0 | 0 | 0 | 0 |  |  | 0 | 0 | 0 | 0 | 0 | 0 |  | 0 | 0 | 0 | 0 | 0 | 0 | 0 | 0 | 0 | 0 | 0 | 0 | 0 | 0 | 0 | 0 | 0 | 0 | 0
397 |  | 1 |  |  |  |  | 0 |  |  |  | 0 | 0 | [6 empty] | 0 |  |  |  |  | 0% | 0 | 0 | 0 | 0 | 0 | 0 |  |  | 0 | 0% | 0 | 0 | 0 | 0 | 0 | NewControlTypes | 0 | 0 | 0 | 0 | 0 | 0 | 0 | 0 | 0 | 0 | 0 | 0 | 0 | 0 | 0 | 0 | 0 | 0 | 0 | 0 | 0 | 0 | 0 | 0 | 0 | 0 | 0 | 0 | 0 | 0 | 0 | 0 | 0 | 0 | 0 | 0 | 0 | 0 | 0 | 0 | 0 | 0 | 0 | 0 | 0 | 0 | 0 | 0 | 0 | 0 | 0 | 0 | 0 | 0 | 0 | 0 | 0 | 0 | 0 | 0 | 0 | 0 | 0 | 0 | 0 | 0 | 0 | 0 | 0 | 0 | 0 | 0 | 0 | 0 | 0 | 0 | 0 | 0 | 0 | 0 | 0 |  |  | 0 | 0 | 0 | 0 | 0 | 0 |  | 0 | 0 | 0 | 0 | 0 | 0 | 0 | 0 | 0 | 0 | 0 | 0 | 0 | 0 | 0 | 0 | 0 | 0 | 0
398 |  | 1 |  |  |  |  | 0 |  |  |  | 0 | 0 | [6 empty] | 0 |  |  |  |  | 0% | 0 | 0 | 0 | 0 | 0 | 0 |  |  | 0 | 0% | 0 | 0 | 0 | 0 | 0 | NewControlTypes | 0 | 0 | 0 | 0 | 0 | 0 | 0 | 0 | 0 | 0 | 0 | 0 | 0 | 0 | 0 | 0 | 0 | 0 | 0 | 0 | 0 | 0 | 0 | 0 | 0 | 0 | 0 | 0 | 0 | 0 | 0 | 0 | 0 | 0 | 0 | 0 | 0 | 0 | 0 | 0 | 0 | 0 | 0 | 0 | 0 | 0 | 0 | 0 | 0 | 0 | 0 | 0 | 0 | 0 | 0 | 0 | 0 | 0 | 0 | 0 | 0 | 0 | 0 | 0 | 0 | 0 | 0 | 0 | 0 | 0 | 0 | 0 | 0 | 0 | 0 | 0 | 0 | 0 | 0 | 0 | 0 |  |  | 0 | 0 | 0 | 0 | 0 | 0 |  | 0 | 0 | 0 | 0 | 0 | 0 | 0 | 0 | 0 | 0 | 0 | 0 | 0 | 0 | 0 | 0 | 0 | 0 | 0
399 |  | 1 |  |  |  |  | 0 |  |  |  | 0 | 0 | [6 empty] | 0 |  |  |  |  | 0% | 0 | 0 | 0 | 0 | 0 | 0 |  |  | 0 | 0% | 0 | 0 | 0 | 0 | 0 | NewControlTypes | 0 | 0 | 0 | 0 | 0 | 0 | 0 | 0 | 0 | 0 | 0 | 0 | 0 | 0 | 0 | 0 | 0 | 0 | 0 | 0 | 0 | 0 | 0 | 0 | 0 | 0 | 0 | 0 | 0 | 0 | 0 | 0 | 0 | 0 | 0 | 0 | 0 | 0 | 0 | 0 | 0 | 0 | 0 | 0 | 0 | 0 | 0 | 0 | 0 | 0 | 0 | 0 | 0 | 0 | 0 | 0 | 0 | 0 | 0 | 0 | 0 | 0 | 0 | 0 | 0 | 0 | 0 | 0 | 0 | 0 | 0 | 0 | 0 | 0 | 0 | 0 | 0 | 0 | 0 | 0 | 0 |  |  | 0 | 0 | 0 | 0 | 0 | 0 |  | 0 | 0 | 0 | 0 | 0 | 0 | 0 | 0 | 0 | 0 | 0 | 0 | 0 | 0 | 0 | 0 | 0 | 0 | 0
400 |  | 1 |  |  |  |  | 0 |  |  |  | 0 | 0 | [6 empty] | 0 |  |  |  |  | 0% | 0 | 0 | 0 | 0 | 0 | 0 |  |  | 0 | 0% | 0 | 0 | 0 | 0 | 0 | NewControlTypes | 0 | 0 | 0 | 0 | 0 | 0 | 0 | 0 | 0 | 0 | 0 | 0 | 0 | 0 | 0 | 0 | 0 | 0 | 0 | 0 | 0 | 0 | 0 | 0 | 0 | 0 | 0 | 0 | 0 | 0 | 0 | 0 | 0 | 0 | 0 | 0 | 0 | 0 | 0 | 0 | 0 | 0 | 0 | 0 | 0 | 0 | 0 | 0 | 0 | 0 | 0 | 0 | 0 | 0 | 0 | 0 | 0 | 0 | 0 | 0 | 0 | 0 | 0 | 0 | 0 | 0 | 0 | 0 | 0 | 0 | 0 | 0 | 0 | 0 | 0 | 0 | 0 | 0 | 0 | 0 | 0 |  |  | 0 | 0 | 0 | 0 | 0 | 0 |  | 0 | 0 | 0 | 0 | 0 | 0 | 0 | 0 | 0 | 0 | 0 | 0 | 0 | 0 | 0 | 0 | 0 | 0 | 0
401 |  | 1 |  |  |  |  | 0 |  |  |  | 0 | 0 | [6 empty] | 0 |  |  |  |  | 0% | 0 | 0 | 0 | 0 | 0 | 0 |  |  | 0 | 0% | 0 | 0 | 0 | 0 | 0 | NewControlTypes | 0 | 0 | 0 | 0 | 0 | 0 | 0 | 0 | 0 | 0 | 0 | 0 | 0 | 0 | 0 | 0 | 0 | 0 | 0 | 0 | 0 | 0 | 0 | 0 | 0 | 0 | 0 | 0 | 0 | 0 | 0 | 0 | 0 | 0 | 0 | 0 | 0 | 0 | 0 | 0 | 0 | 0 | 0 | 0 | 0 | 0 | 0 | 0 | 0 | 0 | 0 | 0 | 0 | 0 | 0 | 0 | 0 | 0 | 0 | 0 | 0 | 0 | 0 | 0 | 0 | 0 | 0 | 0 | 0 | 0 | 0 | 0 | 0 | 0 | 0 | 0 | 0 | 0 | 0 | 0 | 0 |  |  | 0 | 0 | 0 | 0 | 0 | 0 |  | 0 | 0 | 0 | 0 | 0 | 0 | 0 | 0 | 0 | 0 | 0 | 0 | 0 | 0 | 0 | 0 | 0 | 0 | 0
402 |  | 1 |  |  |  |  | 0 |  |  |  | 0 | 0 | [6 empty] | 0 |  |  |  |  | 0% | 0 | 0 | 0 | 0 | 0 | 0 |  |  | 0 | 0% | 0 | 0 | 0 | 0 | 0 | NewControlTypes | 0 | 0 | 0 | 0 | 0 | 0 | 0 | 0 | 0 | 0 | 0 | 0 | 0 | 0 | 0 | 0 | 0 | 0 | 0 | 0 | 0 | 0 | 0 | 0 | 0 | 0 | 0 | 0 | 0 | 0 | 0 | 0 | 0 | 0 | 0 | 0 | 0 | 0 | 0 | 0 | 0 | 0 | 0 | 0 | 0 | 0 | 0 | 0 | 0 | 0 | 0 | 0 | 0 | 0 | 0 | 0 | 0 | 0 | 0 | 0 | 0 | 0 | 0 | 0 | 0 | 0 | 0 | 0 | 0 | 0 | 0 | 0 | 0 | 0 | 0 | 0 | 0 | 0 | 0 | 0 | 0 |  |  | 0 | 0 | 0 | 0 | 0 | 0 |  | 0 | 0 | 0 | 0 | 0 | 0 | 0 | 0 | 0 | 0 | 0 | 0 | 0 | 0 | 0 | 0 | 0 | 0 | 0
403 |  | 1 |  |  |  |  | 0 |  |  |  | 0 | 0 | [6 empty] | 0 |  |  |  |  | 0% | 0 | 0 | 0 | 0 | 0 | 0 |  |  | 0 | 0% | 0 | 0 | 0 | 0 | 0 | NewControlTypes | 0 | 0 | 0 | 0 | 0 | 0 | 0 | 0 | 0 | 0 | 0 | 0 | 0 | 0 | 0 | 0 | 0 | 0 | 0 | 0 | 0 | 0 | 0 | 0 | 0 | 0 | 0 | 0 | 0 | 0 | 0 | 0 | 0 | 0 | 0 | 0 | 0 | 0 | 0 | 0 | 0 | 0 | 0 | 0 | 0 | 0 | 0 | 0 | 0 | 0 | 0 | 0 | 0 | 0 | 0 | 0 | 0 | 0 | 0 | 0 | 0 | 0 | 0 | 0 | 0 | 0 | 0 | 0 | 0 | 0 | 0 | 0 | 0 | 0 | 0 | 0 | 0 | 0 | 0 | 0 | 0 |  |  | 0 | 0 | 0 | 0 | 0 | 0 |  | 0 | 0 | 0 | 0 | 0 | 0 | 0 | 0 | 0 | 0 | 0 | 0 | 0 | 0 | 0 | 0 | 0 | 0 | 0
404 |  | 1 |  |  |  |  | 0 |  |  |  | 0 | 0 | [6 empty] | 0 |  |  |  |  | 0% | 0 | 0 | 0 | 0 | 0 | 0 |  |  | 0 | 0% | 0 | 0 | 0 | 0 | 0 | NewControlTypes | 0 | 0 | 0 | 0 | 0 | 0 | 0 | 0 | 0 | 0 | 0 | 0 | 0 | 0 | 0 | 0 | 0 | 0 | 0 | 0 | 0 | 0 | 0 | 0 | 0 | 0 | 0 | 0 | 0 | 0 | 0 | 0 | 0 | 0 | 0 | 0 | 0 | 0 | 0 | 0 | 0 | 0 | 0 | 0 | 0 | 0 | 0 | 0 | 0 | 0 | 0 | 0 | 0 | 0 | 0 | 0 | 0 | 0 | 0 | 0 | 0 | 0 | 0 | 0 | 0 | 0 | 0 | 0 | 0 | 0 | 0 | 0 | 0 | 0 | 0 | 0 | 0 | 0 | 0 | 0 | 0 |  |  | 0 | 0 | 0 | 0 | 0 | 0 |  | 0 | 0 | 0 | 0 | 0 | 0 | 0 | 0 | 0 | 0 | 0 | 0 | 0 | 0 | 0 | 0 | 0 | 0 | 0
405 |  | 1 |  |  |  |  | 0 |  |  |  | 0 | 0 | [6 empty] | 0 |  |  |  |  | 0% | 0 | 0 | 0 | 0 | 0 | 0 |  |  | 0 | 0% | 0 | 0 | 0 | 0 | 0 | NewControlTypes | 0 | 0 | 0 | 0 | 0 | 0 | 0 | 0 | 0 | 0 | 0 | 0 | 0 | 0 | 0 | 0 | 0 | 0 | 0 | 0 | 0 | 0 | 0 | 0 | 0 | 0 | 0 | 0 | 0 | 0 | 0 | 0 | 0 | 0 | 0 | 0 | 0 | 0 | 0 | 0 | 0 | 0 | 0 | 0 | 0 | 0 | 0 | 0 | 0 | 0 | 0 | 0 | 0 | 0 | 0 | 0 | 0 | 0 | 0 | 0 | 0 | 0 | 0 | 0 | 0 | 0 | 0 | 0 | 0 | 0 | 0 | 0 | 0 | 0 | 0 | 0 | 0 | 0 | 0 | 0 | 0 |  |  | 0 | 0 | 0 | 0 | 0 | 0 |  | 0 | 0 | 0 | 0 | 0 | 0 | 0 | 0 | 0 | 0 | 0 | 0 | 0 | 0 | 0 | 0 | 0 | 0 | 0
406 |  | 1 |  |  |  |  | 0 |  |  |  | 0 | 0 | [6 empty] | 0 |  |  |  |  | 0% | 0 | 0 | 0 | 0 | 0 | 0 |  |  | 0 | 0% | 0 | 0 | 0 | 0 | 0 | NewControlTypes | 0 | 0 | 0 | 0 | 0 | 0 | 0 | 0 | 0 | 0 | 0 | 0 | 0 | 0 | 0 | 0 | 0 | 0 | 0 | 0 | 0 | 0 | 0 | 0 | 0 | 0 | 0 | 0 | 0 | 0 | 0 | 0 | 0 | 0 | 0 | 0 | 0 | 0 | 0 | 0 | 0 | 0 | 0 | 0 | 0 | 0 | 0 | 0 | 0 | 0 | 0 | 0 | 0 | 0 | 0 | 0 | 0 | 0 | 0 | 0 | 0 | 0 | 0 | 0 | 0 | 0 | 0 | 0 | 0 | 0 | 0 | 0 | 0 | 0 | 0 | 0 | 0 | 0 | 0 | 0 | 0 |  |  | 0 | 0 | 0 | 0 | 0 | 0 |  | 0 | 0 | 0 | 0 | 0 | 0 | 0 | 0 | 0 | 0 | 0 | 0 | 0 | 0 | 0 | 0 | 0 | 0 | 0
407 |  | 1 |  |  |  |  | 0 |  |  |  | 0 | 0 | [6 empty] | 0 |  |  |  |  | 0% | 0 | 0 | 0 | 0 | 0 | 0 |  |  | 0 | 0% | 0 | 0 | 0 | 0 | 0 | NewControlTypes | 0 | 0 | 0 | 0 | 0 | 0 | 0 | 0 | 0 | 0 | 0 | 0 | 0 | 0 | 0 | 0 | 0 | 0 | 0 | 0 | 0 | 0 | 0 | 0 | 0 | 0 | 0 | 0 | 0 | 0 | 0 | 0 | 0 | 0 | 0 | 0 | 0 | 0 | 0 | 0 | 0 | 0 | 0 | 0 | 0 | 0 | 0 | 0 | 0 | 0 | 0 | 0 | 0 | 0 | 0 | 0 | 0 | 0 | 0 | 0 | 0 | 0 | 0 | 0 | 0 | 0 | 0 | 0 | 0 | 0 | 0 | 0 | 0 | 0 | 0 | 0 | 0 | 0 | 0 | 0 | 0 |  |  | 0 | 0 | 0 | 0 | 0 | 0 |  | 0 | 0 | 0 | 0 | 0 | 0 | 0 | 0 | 0 | 0 | 0 | 0 | 0 | 0 | 0 | 0 | 0 | 0 | 0
408 |  | 1 |  |  |  |  | 0 |  |  |  | 0 | 0 | [6 empty] | 0 |  |  |  |  | 0% | 0 | 0 | 0 | 0 | 0 | 0 |  |  | 0 | 0% | 0 | 0 | 0 | 0 | 0 | NewControlTypes | 0 | 0 | 0 | 0 | 0 | 0 | 0 | 0 | 0 | 0 | 0 | 0 | 0 | 0 | 0 | 0 | 0 | 0 | 0 | 0 | 0 | 0 | 0 | 0 | 0 | 0 | 0 | 0 | 0 | 0 | 0 | 0 | 0 | 0 | 0 | 0 | 0 | 0 | 0 | 0 | 0 | 0 | 0 | 0 | 0 | 0 | 0 | 0 | 0 | 0 | 0 | 0 | 0 | 0 | 0 | 0 | 0 | 0 | 0 | 0 | 0 | 0 | 0 | 0 | 0 | 0 | 0 | 0 | 0 | 0 | 0 | 0 | 0 | 0 | 0 | 0 | 0 | 0 | 0 | 0 | 0 |  |  | 0 | 0 | 0 | 0 | 0 | 0 |  | 0 | 0 | 0 | 0 | 0 | 0 | 0 | 0 | 0 | 0 | 0 | 0 | 0 | 0 | 0 | 0 | 0 | 0 | 0
409 |  | 1 |  |  |  |  | 0 |  |  |  | 0 | 0 | [6 empty] | 0 |  |  |  |  | 0% | 0 | 0 | 0 | 0 | 0 | 0 |  |  | 0 | 0% | 0 | 0 | 0 | 0 | 0 | NewControlTypes | 0 | 0 | 0 | 0 | 0 | 0 | 0 | 0 | 0 | 0 | 0 | 0 | 0 | 0 | 0 | 0 | 0 | 0 | 0 | 0 | 0 | 0 | 0 | 0 | 0 | 0 | 0 | 0 | 0 | 0 | 0 | 0 | 0 | 0 | 0 | 0 | 0 | 0 | 0 | 0 | 0 | 0 | 0 | 0 | 0 | 0 | 0 | 0 | 0 | 0 | 0 | 0 | 0 | 0 | 0 | 0 | 0 | 0 | 0 | 0 | 0 | 0 | 0 | 0 | 0 | 0 | 0 | 0 | 0 | 0 | 0 | 0 | 0 | 0 | 0 | 0 | 0 | 0 | 0 | 0 | 0 |  |  | 0 | 0 | 0 | 0 | 0 | 0 |  | 0 | 0 | 0 | 0 | 0 | 0 | 0 | 0 | 0 | 0 | 0 | 0 | 0 | 0 | 0 | 0 | 0 | 0 | 0
410 |  | 1 |  |  |  |  | 0 |  |  |  | 0 | 0 | [6 empty] | 0 |  |  |  |  | 0% | 0 | 0 | 0 | 0 | 0 | 0 |  |  | 0 | 0% | 0 | 0 | 0 | 0 | 0 | NewControlTypes | 0 | 0 | 0 | 0 | 0 | 0 | 0 | 0 | 0 | 0 | 0 | 0 | 0 | 0 | 0 | 0 | 0 | 0 | 0 | 0 | 0 | 0 | 0 | 0 | 0 | 0 | 0 | 0 | 0 | 0 | 0 | 0 | 0 | 0 | 0 | 0 | 0 | 0 | 0 | 0 | 0 | 0 | 0 | 0 | 0 | 0 | 0 | 0 | 0 | 0 | 0 | 0 | 0 | 0 | 0 | 0 | 0 | 0 | 0 | 0 | 0 | 0 | 0 | 0 | 0 | 0 | 0 | 0 | 0 | 0 | 0 | 0 | 0 | 0 | 0 | 0 | 0 | 0 | 0 | 0 | 0 |  |  | 0 | 0 | 0 | 0 | 0 | 0 |  | 0 | 0 | 0 | 0 | 0 | 0 | 0 | 0 | 0 | 0 | 0 | 0 | 0 | 0 | 0 | 0 | 0 | 0 | 0
411 |  | 1 |  |  |  |  | 0 |  |  |  | 0 | 0 | [6 empty] | 0 |  |  |  |  | 0% | 0 | 0 | 0 | 0 | 0 | 0 |  |  | 0 | 0% | 0 | 0 | 0 | 0 | 0 | NewControlTypes | 0 | 0 | 0 | 0 | 0 | 0 | 0 | 0 | 0 | 0 | 0 | 0 | 0 | 0 | 0 | 0 | 0 | 0 | 0 | 0 | 0 | 0 | 0 | 0 | 0 | 0 | 0 | 0 | 0 | 0 | 0 | 0 | 0 | 0 | 0 | 0 | 0 | 0 | 0 | 0 | 0 | 0 | 0 | 0 | 0 | 0 | 0 | 0 | 0 | 0 | 0 | 0 | 0 | 0 | 0 | 0 | 0 | 0 | 0 | 0 | 0 | 0 | 0 | 0 | 0 | 0 | 0 | 0 | 0 | 0 | 0 | 0 | 0 | 0 | 0 | 0 | 0 | 0 | 0 | 0 | 0 |  |  | 0 | 0 | 0 | 0 | 0 | 0 |  | 0 | 0 | 0 | 0 | 0 | 0 | 0 | 0 | 0 | 0 | 0 | 0 | 0 | 0 | 0 | 0 | 0 | 0 | 0
412 |  | 1 |  |  |  |  | 0 |  |  |  | 0 | 0 | [6 empty] | 0 |  |  |  |  | 0% | 0 | 0 | 0 | 0 | 0 | 0 |  |  | 0 | 0% | 0 | 0 | 0 | 0 | 0 | NewControlTypes | 0 | 0 | 0 | 0 | 0 | 0 | 0 | 0 | 0 | 0 | 0 | 0 | 0 | 0 | 0 | 0 | 0 | 0 | 0 | 0 | 0 | 0 | 0 | 0 | 0 | 0 | 0 | 0 | 0 | 0 | 0 | 0 | 0 | 0 | 0 | 0 | 0 | 0 | 0 | 0 | 0 | 0 | 0 | 0 | 0 | 0 | 0 | 0 | 0 | 0 | 0 | 0 | 0 | 0 | 0 | 0 | 0 | 0 | 0 | 0 | 0 | 0 | 0 | 0 | 0 | 0 | 0 | 0 | 0 | 0 | 0 | 0 | 0 | 0 | 0 | 0 | 0 | 0 | 0 | 0 | 0 |  |  | 0 | 0 | 0 | 0 | 0 | 0 |  | 0 | 0 | 0 | 0 | 0 | 0 | 0 | 0 | 0 | 0 | 0 | 0 | 0 | 0 | 0 | 0 | 0 | 0 | 0
413 |  | 1 |  |  |  |  | 0 |  |  |  | 0 | 0 | [6 empty] | 0 |  |  |  |  | 0% | 0 | 0 | 0 | 0 | 0 | 0 |  |  | 0 | 0% | 0 | 0 | 0 | 0 | 0 | NewControlTypes | 0 | 0 | 0 | 0 | 0 | 0 | 0 | 0 | 0 | 0 | 0 | 0 | 0 | 0 | 0 | 0 | 0 | 0 | 0 | 0 | 0 | 0 | 0 | 0 | 0 | 0 | 0 | 0 | 0 | 0 | 0 | 0 | 0 | 0 | 0 | 0 | 0 | 0 | 0 | 0 | 0 | 0 | 0 | 0 | 0 | 0 | 0 | 0 | 0 | 0 | 0 | 0 | 0 | 0 | 0 | 0 | 0 | 0 | 0 | 0 | 0 | 0 | 0 | 0 | 0 | 0 | 0 | 0 | 0 | 0 | 0 | 0 | 0 | 0 | 0 | 0 | 0 | 0 | 0 | 0 | 0 |  |  | 0 | 0 | 0 | 0 | 0 | 0 |  | 0 | 0 | 0 | 0 | 0 | 0 | 0 | 0 | 0 | 0 | 0 | 0 | 0 | 0 | 0 | 0 | 0 | 0 | 0
414 |  | 1 |  |  |  |  | 0 |  |  |  | 0 | 0 | [6 empty] | 0 |  |  |  |  | 0% | 0 | 0 | 0 | 0 | 0 | 0 |  |  | 0 | 0% | 0 | 0 | 0 | 0 | 0 | NewControlTypes | 0 | 0 | 0 | 0 | 0 | 0 | 0 | 0 | 0 | 0 | 0 | 0 | 0 | 0 | 0 | 0 | 0 | 0 | 0 | 0 | 0 | 0 | 0 | 0 | 0 | 0 | 0 | 0 | 0 | 0 | 0 | 0 | 0 | 0 | 0 | 0 | 0 | 0 | 0 | 0 | 0 | 0 | 0 | 0 | 0 | 0 | 0 | 0 | 0 | 0 | 0 | 0 | 0 | 0 | 0 | 0 | 0 | 0 | 0 | 0 | 0 | 0 | 0 | 0 | 0 | 0 | 0 | 0 | 0 | 0 | 0 | 0 | 0 | 0 | 0 | 0 | 0 | 0 | 0 | 0 | 0 |  |  | 0 | 0 | 0 | 0 | 0 | 0 |  | 0 | 0 | 0 | 0 | 0 | 0 | 0 | 0 | 0 | 0 | 0 | 0 | 0 | 0 | 0 | 0 | 0 | 0 | 0
415 |  | 1 |  |  |  |  | 0 |  |  |  | 0 | 0 | [6 empty] | 0 |  |  |  |  | 0% | 0 | 0 | 0 | 0 | 0 | 0 |  |  | 0 | 0% | 0 | 0 | 0 | 0 | 0 | NewControlTypes | 0 | 0 | 0 | 0 | 0 | 0 | 0 | 0 | 0 | 0 | 0 | 0 | 0 | 0 | 0 | 0 | 0 | 0 | 0 | 0 | 0 | 0 | 0 | 0 | 0 | 0 | 0 | 0 | 0 | 0 | 0 | 0 | 0 | 0 | 0 | 0 | 0 | 0 | 0 | 0 | 0 | 0 | 0 | 0 | 0 | 0 | 0 | 0 | 0 | 0 | 0 | 0 | 0 | 0 | 0 | 0 | 0 | 0 | 0 | 0 | 0 | 0 | 0 | 0 | 0 | 0 | 0 | 0 | 0 | 0 | 0 | 0 | 0 | 0 | 0 | 0 | 0 | 0 | 0 | 0 | 0 |  |  | 0 | 0 | 0 | 0 | 0 | 0 |  | 0 | 0 | 0 | 0 | 0 | 0 | 0 | 0 | 0 | 0 | 0 | 0 | 0 | 0 | 0 | 0 | 0 | 0 | 0
416 |  | 1 |  |  |  |  | 0 |  |  |  | 0 | 0 | [6 empty] | 0 |  |  |  |  | 0% | 0 | 0 | 0 | 0 | 0 | 0 |  |  | 0 | 0% | 0 | 0 | 0 | 0 | 0 | NewControlTypes | 0 | 0 | 0 | 0 | 0 | 0 | 0 | 0 | 0 | 0 | 0 | 0 | 0 | 0 | 0 | 0 | 0 | 0 | 0 | 0 | 0 | 0 | 0 | 0 | 0 | 0 | 0 | 0 | 0 | 0 | 0 | 0 | 0 | 0 | 0 | 0 | 0 | 0 | 0 | 0 | 0 | 0 | 0 | 0 | 0 | 0 | 0 | 0 | 0 | 0 | 0 | 0 | 0 | 0 | 0 | 0 | 0 | 0 | 0 | 0 | 0 | 0 | 0 | 0 | 0 | 0 | 0 | 0 | 0 | 0 | 0 | 0 | 0 | 0 | 0 | 0 | 0 | 0 | 0 | 0 | 0 |  |  | 0 | 0 | 0 | 0 | 0 | 0 |  | 0 | 0 | 0 | 0 | 0 | 0 | 0 | 0 | 0 | 0 | 0 | 0 | 0 | 0 | 0 | 0 | 0 | 0 | 0
417 |  | 1 |  |  |  |  | 0 |  |  |  | 0 | 0 | [6 empty] | 0 |  |  |  |  | 0% | 0 | 0 | 0 | 0 | 0 | 0 |  |  | 0 | 0% | 0 | 0 | 0 | 0 | 0 | NewControlTypes | 0 | 0 | 0 | 0 | 0 | 0 | 0 | 0 | 0 | 0 | 0 | 0 | 0 | 0 | 0 | 0 | 0 | 0 | 0 | 0 | 0 | 0 | 0 | 0 | 0 | 0 | 0 | 0 | 0 | 0 | 0 | 0 | 0 | 0 | 0 | 0 | 0 | 0 | 0 | 0 | 0 | 0 | 0 | 0 | 0 | 0 | 0 | 0 | 0 | 0 | 0 | 0 | 0 | 0 | 0 | 0 | 0 | 0 | 0 | 0 | 0 | 0 | 0 | 0 | 0 | 0 | 0 | 0 | 0 | 0 | 0 | 0 | 0 | 0 | 0 | 0 | 0 | 0 | 0 | 0 | 0 |  |  | 0 | 0 | 0 | 0 | 0 | 0 |  | 0 | 0 | 0 | 0 | 0 | 0 | 0 | 0 | 0 | 0 | 0 | 0 | 0 | 0 | 0 | 0 | 0 | 0 | 0
418 |  | 1 |  |  |  |  | 0 |  |  |  | 0 | 0 | [6 empty] | 0 |  |  |  |  | 0% | 0 | 0 | 0 | 0 | 0 | 0 |  |  | 0 | 0% | 0 | 0 | 0 | 0 | 0 | NewControlTypes | 0 | 0 | 0 | 0 | 0 | 0 | 0 | 0 | 0 | 0 | 0 | 0 | 0 | 0 | 0 | 0 | 0 | 0 | 0 | 0 | 0 | 0 | 0 | 0 | 0 | 0 | 0 | 0 | 0 | 0 | 0 | 0 | 0 | 0 | 0 | 0 | 0 | 0 | 0 | 0 | 0 | 0 | 0 | 0 | 0 | 0 | 0 | 0 | 0 | 0 | 0 | 0 | 0 | 0 | 0 | 0 | 0 | 0 | 0 | 0 | 0 | 0 | 0 | 0 | 0 | 0 | 0 | 0 | 0 | 0 | 0 | 0 | 0 | 0 | 0 | 0 | 0 | 0 | 0 | 0 | 0 |  |  | 0 | 0 | 0 | 0 | 0 | 0 |  | 0 | 0 | 0 | 0 | 0 | 0 | 0 | 0 | 0 | 0 | 0 | 0 | 0 | 0 | 0 | 0 | 0 | 0 | 0
419 |  | 1 |  |  |  |  | 0 |  |  |  | 0 | 0 | [6 empty] | 0 |  |  |  |  | 0% | 0 | 0 | 0 | 0 | 0 | 0 |  |  | 0 | 0% | 0 | 0 | 0 | 0 | 0 | NewControlTypes | 0 | 0 | 0 | 0 | 0 | 0 | 0 | 0 | 0 | 0 | 0 | 0 | 0 | 0 | 0 | 0 | 0 | 0 | 0 | 0 | 0 | 0 | 0 | 0 | 0 | 0 | 0 | 0 | 0 | 0 | 0 | 0 | 0 | 0 | 0 | 0 | 0 | 0 | 0 | 0 | 0 | 0 | 0 | 0 | 0 | 0 | 0 | 0 | 0 | 0 | 0 | 0 | 0 | 0 | 0 | 0 | 0 | 0 | 0 | 0 | 0 | 0 | 0 | 0 | 0 | 0 | 0 | 0 | 0 | 0 | 0 | 0 | 0 | 0 | 0 | 0 | 0 | 0 | 0 | 0 | 0 |  |  | 0 | 0 | 0 | 0 | 0 | 0 |  | 0 | 0 | 0 | 0 | 0 | 0 | 0 | 0 | 0 | 0 | 0 | 0 | 0 | 0 | 0 | 0 | 0 | 0 | 0
420 |  | 1 |  |  |  |  | 0 |  |  |  | 0 | 0 | [6 empty] | 0 |  |  |  |  | 0% | 0 | 0 | 0 | 0 | 0 | 0 |  |  | 0 | 0% | 0 | 0 | 0 | 0 | 0 | NewControlTypes | 0 | 0 | 0 | 0 | 0 | 0 | 0 | 0 | 0 | 0 | 0 | 0 | 0 | 0 | 0 | 0 | 0 | 0 | 0 | 0 | 0 | 0 | 0 | 0 | 0 | 0 | 0 | 0 | 0 | 0 | 0 | 0 | 0 | 0 | 0 | 0 | 0 | 0 | 0 | 0 | 0 | 0 | 0 | 0 | 0 | 0 | 0 | 0 | 0 | 0 | 0 | 0 | 0 | 0 | 0 | 0 | 0 | 0 | 0 | 0 | 0 | 0 | 0 | 0 | 0 | 0 | 0 | 0 | 0 | 0 | 0 | 0 | 0 | 0 | 0 | 0 | 0 | 0 | 0 | 0 | 0 |  |  | 0 | 0 | 0 | 0 | 0 | 0 |  | 0 | 0 | 0 | 0 | 0 | 0 | 0 | 0 | 0 | 0 | 0 | 0 | 0 | 0 | 0 | 0 | 0 | 0 | 0
421 |  | 1 |  |  |  |  | 0 |  |  |  | 0 | 0 | [6 empty] | 0 |  |  |  |  | 0% | 0 | 0 | 0 | 0 | 0 | 0 |  |  | 0 | 0% | 0 | 0 | 0 | 0 | 0 | NewControlTypes | 0 | 0 | 0 | 0 | 0 | 0 | 0 | 0 | 0 | 0 | 0 | 0 | 0 | 0 | 0 | 0 | 0 | 0 | 0 | 0 | 0 | 0 | 0 | 0 | 0 | 0 | 0 | 0 | 0 | 0 | 0 | 0 | 0 | 0 | 0 | 0 | 0 | 0 | 0 | 0 | 0 | 0 | 0 | 0 | 0 | 0 | 0 | 0 | 0 | 0 | 0 | 0 | 0 | 0 | 0 | 0 | 0 | 0 | 0 | 0 | 0 | 0 | 0 | 0 | 0 | 0 | 0 | 0 | 0 | 0 | 0 | 0 | 0 | 0 | 0 | 0 | 0 | 0 | 0 | 0 | 0 |  |  | 0 | 0 | 0 | 0 | 0 | 0 |  | 0 | 0 | 0 | 0 | 0 | 0 | 0 | 0 | 0 | 0 | 0 | 0 | 0 | 0 | 0 | 0 | 0 | 0 | 0
422 |  | 1 |  |  |  |  | 0 |  |  |  | 0 | 0 | [6 empty] | 0 |  |  |  |  | 0% | 0 | 0 | 0 | 0 | 0 | 0 |  |  | 0 | 0% | 0 | 0 | 0 | 0 | 0 | NewControlTypes | 0 | 0 | 0 | 0 | 0 | 0 | 0 | 0 | 0 | 0 | 0 | 0 | 0 | 0 | 0 | 0 | 0 | 0 | 0 | 0 | 0 | 0 | 0 | 0 | 0 | 0 | 0 | 0 | 0 | 0 | 0 | 0 | 0 | 0 | 0 | 0 | 0 | 0 | 0 | 0 | 0 | 0 | 0 | 0 | 0 | 0 | 0 | 0 | 0 | 0 | 0 | 0 | 0 | 0 | 0 | 0 | 0 | 0 | 0 | 0 | 0 | 0 | 0 | 0 | 0 | 0 | 0 | 0 | 0 | 0 | 0 | 0 | 0 | 0 | 0 | 0 | 0 | 0 | 0 | 0 | 0 |  |  | 0 | 0 | 0 | 0 | 0 | 0 |  | 0 | 0 | 0 | 0 | 0 | 0 | 0 | 0 | 0 | 0 | 0 | 0 | 0 | 0 | 0 | 0 | 0 | 0 | 0
423 |  | 1 |  |  |  |  | 0 |  |  |  | 0 | 0 | [6 empty] | 0 |  |  |  |  | 0% | 0 | 0 | 0 | 0 | 0 | 0 |  |  | 0 | 0% | 0 | 0 | 0 | 0 | 0 | NewControlTypes | 0 | 0 | 0 | 0 | 0 | 0 | 0 | 0 | 0 | 0 | 0 | 0 | 0 | 0 | 0 | 0 | 0 | 0 | 0 | 0 | 0 | 0 | 0 | 0 | 0 | 0 | 0 | 0 | 0 | 0 | 0 | 0 | 0 | 0 | 0 | 0 | 0 | 0 | 0 | 0 | 0 | 0 | 0 | 0 | 0 | 0 | 0 | 0 | 0 | 0 | 0 | 0 | 0 | 0 | 0 | 0 | 0 | 0 | 0 | 0 | 0 | 0 | 0 | 0 | 0 | 0 | 0 | 0 | 0 | 0 | 0 | 0 | 0 | 0 | 0 | 0 | 0 | 0 | 0 | 0 | 0 |  |  | 0 | 0 | 0 | 0 | 0 | 0 |  | 0 | 0 | 0 | 0 | 0 | 0 | 0 | 0 | 0 | 0 | 0 | 0 | 0 | 0 | 0 | 0 | 0 | 0 | 0
424 |  | 1 |  |  |  |  | 0 |  |  |  | 0 | 0 | [6 empty] | 0 |  |  |  |  | 0% | 0 | 0 | 0 | 0 | 0 | 0 |  |  | 0 | 0% | 0 | 0 | 0 | 0 | 0 | NewControlTypes | 0 | 0 | 0 | 0 | 0 | 0 | 0 | 0 | 0 | 0 | 0 | 0 | 0 | 0 | 0 | 0 | 0 | 0 | 0 | 0 | 0 | 0 | 0 | 0 | 0 | 0 | 0 | 0 | 0 | 0 | 0 | 0 | 0 | 0 | 0 | 0 | 0 | 0 | 0 | 0 | 0 | 0 | 0 | 0 | 0 | 0 | 0 | 0 | 0 | 0 | 0 | 0 | 0 | 0 | 0 | 0 | 0 | 0 | 0 | 0 | 0 | 0 | 0 | 0 | 0 | 0 | 0 | 0 | 0 | 0 | 0 | 0 | 0 | 0 | 0 | 0 | 0 | 0 | 0 | 0 | 0 |  |  | 0 | 0 | 0 | 0 | 0 | 0 |  | 0 | 0 | 0 | 0 | 0 | 0 | 0 | 0 | 0 | 0 | 0 | 0 | 0 | 0 | 0 | 0 | 0 | 0 | 0
425 |  | 1 |  |  |  |  | 0 |  |  |  | 0 | 0 | [6 empty] | 0 |  |  |  |  | 0% | 0 | 0 | 0 | 0 | 0 | 0 |  |  | 0 | 0% | 0 | 0 | 0 | 0 | 0 | NewControlTypes | 0 | 0 | 0 | 0 | 0 | 0 | 0 | 0 | 0 | 0 | 0 | 0 | 0 | 0 | 0 | 0 | 0 | 0 | 0 | 0 | 0 | 0 | 0 | 0 | 0 | 0 | 0 | 0 | 0 | 0 | 0 | 0 | 0 | 0 | 0 | 0 | 0 | 0 | 0 | 0 | 0 | 0 | 0 | 0 | 0 | 0 | 0 | 0 | 0 | 0 | 0 | 0 | 0 | 0 | 0 | 0 | 0 | 0 | 0 | 0 | 0 | 0 | 0 | 0 | 0 | 0 | 0 | 0 | 0 | 0 | 0 | 0 | 0 | 0 | 0 | 0 | 0 | 0 | 0 | 0 | 0 |  |  | 0 | 0 | 0 | 0 | 0 | 0 |  | 0 | 0 | 0 | 0 | 0 | 0 | 0 | 0 | 0 | 0 | 0 | 0 | 0 | 0 | 0 | 0 | 0 | 0 | 0
426 |  | 1 |  |  |  |  | 0 |  |  |  | 0 | 0 | [6 empty] | 0 |  |  |  |  | 0% | 0 | 0 | 0 | 0 | 0 | 0 |  |  | 0 | 0% | 0 | 0 | 0 | 0 | 0 | NewControlTypes | 0 | 0 | 0 | 0 | 0 | 0 | 0 | 0 | 0 | 0 | 0 | 0 | 0 | 0 | 0 | 0 | 0 | 0 | 0 | 0 | 0 | 0 | 0 | 0 | 0 | 0 | 0 | 0 | 0 | 0 | 0 | 0 | 0 | 0 | 0 | 0 | 0 | 0 | 0 | 0 | 0 | 0 | 0 | 0 | 0 | 0 | 0 | 0 | 0 | 0 | 0 | 0 | 0 | 0 | 0 | 0 | 0 | 0 | 0 | 0 | 0 | 0 | 0 | 0 | 0 | 0 | 0 | 0 | 0 | 0 | 0 | 0 | 0 | 0 | 0 | 0 | 0 | 0 | 0 | 0 | 0 |  |  | 0 | 0 | 0 | 0 | 0 | 0 |  | 0 | 0 | 0 | 0 | 0 | 0 | 0 | 0 | 0 | 0 | 0 | 0 | 0 | 0 | 0 | 0 | 0 | 0 | 0
427 |  | 1 |  |  |  |  | 0 |  |  |  | 0 | 0 | [6 empty] | 0 |  |  |  |  | 0% | 0 | 0 | 0 | 0 | 0 | 0 |  |  | 0 | 0% | 0 | 0 | 0 | 0 | 0 | NewControlTypes | 0 | 0 | 0 | 0 | 0 | 0 | 0 | 0 | 0 | 0 | 0 | 0 | 0 | 0 | 0 | 0 | 0 | 0 | 0 | 0 | 0 | 0 | 0 | 0 | 0 | 0 | 0 | 0 | 0 | 0 | 0 | 0 | 0 | 0 | 0 | 0 | 0 | 0 | 0 | 0 | 0 | 0 | 0 | 0 | 0 | 0 | 0 | 0 | 0 | 0 | 0 | 0 | 0 | 0 | 0 | 0 | 0 | 0 | 0 | 0 | 0 | 0 | 0 | 0 | 0 | 0 | 0 | 0 | 0 | 0 | 0 | 0 | 0 | 0 | 0 | 0 | 0 | 0 | 0 | 0 | 0 |  |  | 0 | 0 | 0 | 0 | 0 | 0 |  | 0 | 0 | 0 | 0 | 0 | 0 | 0 | 0 | 0 | 0 | 0 | 0 | 0 | 0 | 0 | 0 | 0 | 0 | 0
428 |  | 1 |  |  |  |  | 0 |  |  |  | 0 | 0 | [6 empty] | 0 |  |  |  |  | 0% | 0 | 0 | 0 | 0 | 0 | 0 |  |  | 0 | 0% | 0 | 0 | 0 | 0 | 0 | NewControlTypes | 0 | 0 | 0 | 0 | 0 | 0 | 0 | 0 | 0 | 0 | 0 | 0 | 0 | 0 | 0 | 0 | 0 | 0 | 0 | 0 | 0 | 0 | 0 | 0 | 0 | 0 | 0 | 0 | 0 | 0 | 0 | 0 | 0 | 0 | 0 | 0 | 0 | 0 | 0 | 0 | 0 | 0 | 0 | 0 | 0 | 0 | 0 | 0 | 0 | 0 | 0 | 0 | 0 | 0 | 0 | 0 | 0 | 0 | 0 | 0 | 0 | 0 | 0 | 0 | 0 | 0 | 0 | 0 | 0 | 0 | 0 | 0 | 0 | 0 | 0 | 0 | 0 | 0 | 0 | 0 | 0 |  |  | 0 | 0 | 0 | 0 | 0 | 0 |  | 0 | 0 | 0 | 0 | 0 | 0 | 0 | 0 | 0 | 0 | 0 | 0 | 0 | 0 | 0 | 0 | 0 | 0 | 0
429 |  | 1 |  |  |  |  | 0 |  |  |  | 0 | 0 | [6 empty] | 0 |  |  |  |  | 0% | 0 | 0 | 0 | 0 | 0 | 0 |  |  | 0 | 0% | 0 | 0 | 0 | 0 | 0 | NewControlTypes | 0 | 0 | 0 | 0 | 0 | 0 | 0 | 0 | 0 | 0 | 0 | 0 | 0 | 0 | 0 | 0 | 0 | 0 | 0 | 0 | 0 | 0 | 0 | 0 | 0 | 0 | 0 | 0 | 0 | 0 | 0 | 0 | 0 | 0 | 0 | 0 | 0 | 0 | 0 | 0 | 0 | 0 | 0 | 0 | 0 | 0 | 0 | 0 | 0 | 0 | 0 | 0 | 0 | 0 | 0 | 0 | 0 | 0 | 0 | 0 | 0 | 0 | 0 | 0 | 0 | 0 | 0 | 0 | 0 | 0 | 0 | 0 | 0 | 0 | 0 | 0 | 0 | 0 | 0 | 0 | 0 |  |  | 0 | 0 | 0 | 0 | 0 | 0 |  | 0 | 0 | 0 | 0 | 0 | 0 | 0 | 0 | 0 | 0 | 0 | 0 | 0 | 0 | 0 | 0 | 0 | 0 | 0
430 |  | 1 |  |  |  |  | 0 |  |  |  | 0 | 0 | [6 empty] | 0 |  |  |  |  | 0% | 0 | 0 | 0 | 0 | 0 | 0 |  |  | 0 | 0% | 0 | 0 | 0 | 0 | 0 | NewControlTypes | 0 | 0 | 0 | 0 | 0 | 0 | 0 | 0 | 0 | 0 | 0 | 0 | 0 | 0 | 0 | 0 | 0 | 0 | 0 | 0 | 0 | 0 | 0 | 0 | 0 | 0 | 0 | 0 | 0 | 0 | 0 | 0 | 0 | 0 | 0 | 0 | 0 | 0 | 0 | 0 | 0 | 0 | 0 | 0 | 0 | 0 | 0 | 0 | 0 | 0 | 0 | 0 | 0 | 0 | 0 | 0 | 0 | 0 | 0 | 0 | 0 | 0 | 0 | 0 | 0 | 0 | 0 | 0 | 0 | 0 | 0 | 0 | 0 | 0 | 0 | 0 | 0 | 0 | 0 | 0 | 0 |  |  | 0 | 0 | 0 | 0 | 0 | 0 |  | 0 | 0 | 0 | 0 | 0 | 0 | 0 | 0 | 0 | 0 | 0 | 0 | 0 | 0 | 0 | 0 | 0 | 0 | 0
431 |  | 1 |  |  |  |  | 0 |  |  |  | 0 | 0 | [6 empty] | 0 |  |  |  |  | 0% | 0 | 0 | 0 | 0 | 0 | 0 |  |  | 0 | 0% | 0 | 0 | 0 | 0 | 0 | NewControlTypes | 0 | 0 | 0 | 0 | 0 | 0 | 0 | 0 | 0 | 0 | 0 | 0 | 0 | 0 | 0 | 0 | 0 | 0 | 0 | 0 | 0 | 0 | 0 | 0 | 0 | 0 | 0 | 0 | 0 | 0 | 0 | 0 | 0 | 0 | 0 | 0 | 0 | 0 | 0 | 0 | 0 | 0 | 0 | 0 | 0 | 0 | 0 | 0 | 0 | 0 | 0 | 0 | 0 | 0 | 0 | 0 | 0 | 0 | 0 | 0 | 0 | 0 | 0 | 0 | 0 | 0 | 0 | 0 | 0 | 0 | 0 | 0 | 0 | 0 | 0 | 0 | 0 | 0 | 0 | 0 | 0 |  |  | 0 | 0 | 0 | 0 | 0 | 0 |  | 0 | 0 | 0 | 0 | 0 | 0 | 0 | 0 | 0 | 0 | 0 | 0 | 0 | 0 | 0 | 0 | 0 | 0 | 0
432 |  | 1 |  |  |  |  | 0 |  |  |  | 0 | 0 | [6 empty] | 0 |  |  |  |  | 0% | 0 | 0 | 0 | 0 | 0 | 0 |  |  | 0 | 0% | 0 | 0 | 0 | 0 | 0 | NewControlTypes | 0 | 0 | 0 | 0 | 0 | 0 | 0 | 0 | 0 | 0 | 0 | 0 | 0 | 0 | 0 | 0 | 0 | 0 | 0 | 0 | 0 | 0 | 0 | 0 | 0 | 0 | 0 | 0 | 0 | 0 | 0 | 0 | 0 | 0 | 0 | 0 | 0 | 0 | 0 | 0 | 0 | 0 | 0 | 0 | 0 | 0 | 0 | 0 | 0 | 0 | 0 | 0 | 0 | 0 | 0 | 0 | 0 | 0 | 0 | 0 | 0 | 0 | 0 | 0 | 0 | 0 | 0 | 0 | 0 | 0 | 0 | 0 | 0 | 0 | 0 | 0 | 0 | 0 | 0 | 0 | 0 |  |  | 0 | 0 | 0 | 0 | 0 | 0 |  | 0 | 0 | 0 | 0 | 0 | 0 | 0 | 0 | 0 | 0 | 0 | 0 | 0 | 0 | 0 | 0 | 0 | 0 | 0
433 |  | 1 |  |  |  |  | 0 |  |  |  | 0 | 0 | [6 empty] | 0 |  |  |  |  | 0% | 0 | 0 | 0 | 0 | 0 | 0 |  |  | 0 | 0% | 0 | 0 | 0 | 0 | 0 | NewControlTypes | 0 | 0 | 0 | 0 | 0 | 0 | 0 | 0 | 0 | 0 | 0 | 0 | 0 | 0 | 0 | 0 | 0 | 0 | 0 | 0 | 0 | 0 | 0 | 0 | 0 | 0 | 0 | 0 | 0 | 0 | 0 | 0 | 0 | 0 | 0 | 0 | 0 | 0 | 0 | 0 | 0 | 0 | 0 | 0 | 0 | 0 | 0 | 0 | 0 | 0 | 0 | 0 | 0 | 0 | 0 | 0 | 0 | 0 | 0 | 0 | 0 | 0 | 0 | 0 | 0 | 0 | 0 | 0 | 0 | 0 | 0 | 0 | 0 | 0 | 0 | 0 | 0 | 0 | 0 | 0 | 0 |  |  | 0 | 0 | 0 | 0 | 0 | 0 |  | 0 | 0 | 0 | 0 | 0 | 0 | 0 | 0 | 0 | 0 | 0 | 0 | 0 | 0 | 0 | 0 | 0 | 0 | 0
434 |  | 1 |  |  |  |  | 0 |  |  |  | 0 | 0 | [6 empty] | 0 |  |  |  |  | 0% | 0 | 0 | 0 | 0 | 0 | 0 |  |  | 0 | 0% | 0 | 0 | 0 | 0 | 0 | NewControlTypes | 0 | 0 | 0 | 0 | 0 | 0 | 0 | 0 | 0 | 0 | 0 | 0 | 0 | 0 | 0 | 0 | 0 | 0 | 0 | 0 | 0 | 0 | 0 | 0 | 0 | 0 | 0 | 0 | 0 | 0 | 0 | 0 | 0 | 0 | 0 | 0 | 0 | 0 | 0 | 0 | 0 | 0 | 0 | 0 | 0 | 0 | 0 | 0 | 0 | 0 | 0 | 0 | 0 | 0 | 0 | 0 | 0 | 0 | 0 | 0 | 0 | 0 | 0 | 0 | 0 | 0 | 0 | 0 | 0 | 0 | 0 | 0 | 0 | 0 | 0 | 0 | 0 | 0 | 0 | 0 | 0 |  |  | 0 | 0 | 0 | 0 | 0 | 0 |  | 0 | 0 | 0 | 0 | 0 | 0 | 0 | 0 | 0 | 0 | 0 | 0 | 0 | 0 | 0 | 0 | 0 | 0 | 0
435 |  | 1 |  |  |  |  | 0 |  |  |  | 0 | 0 | [6 empty] | 0 |  |  |  |  | 0% | 0 | 0 | 0 | 0 | 0 | 0 |  |  | 0 | 0% | 0 | 0 | 0 | 0 | 0 | NewControlTypes | 0 | 0 | 0 | 0 | 0 | 0 | 0 | 0 | 0 | 0 | 0 | 0 | 0 | 0 | 0 | 0 | 0 | 0 | 0 | 0 | 0 | 0 | 0 | 0 | 0 | 0 | 0 | 0 | 0 | 0 | 0 | 0 | 0 | 0 | 0 | 0 | 0 | 0 | 0 | 0 | 0 | 0 | 0 | 0 | 0 | 0 | 0 | 0 | 0 | 0 | 0 | 0 | 0 | 0 | 0 | 0 | 0 | 0 | 0 | 0 | 0 | 0 | 0 | 0 | 0 | 0 | 0 | 0 | 0 | 0 | 0 | 0 | 0 | 0 | 0 | 0 | 0 | 0 | 0 | 0 | 0 |  |  | 0 | 0 | 0 | 0 | 0 | 0 |  | 0 | 0 | 0 | 0 | 0 | 0 | 0 | 0 | 0 | 0 | 0 | 0 | 0 | 0 | 0 | 0 | 0 | 0 | 0
436 |  | 1 |  |  |  |  | 0 |  |  |  | 0 | 0 | [6 empty] | 0 |  |  |  |  | 0% | 0 | 0 | 0 | 0 | 0 | 0 |  |  | 0 | 0% | 0 | 0 | 0 | 0 | 0 | NewControlTypes | 0 | 0 | 0 | 0 | 0 | 0 | 0 | 0 | 0 | 0 | 0 | 0 | 0 | 0 | 0 | 0 | 0 | 0 | 0 | 0 | 0 | 0 | 0 | 0 | 0 | 0 | 0 | 0 | 0 | 0 | 0 | 0 | 0 | 0 | 0 | 0 | 0 | 0 | 0 | 0 | 0 | 0 | 0 | 0 | 0 | 0 | 0 | 0 | 0 | 0 | 0 | 0 | 0 | 0 | 0 | 0 | 0 | 0 | 0 | 0 | 0 | 0 | 0 | 0 | 0 | 0 | 0 | 0 | 0 | 0 | 0 | 0 | 0 | 0 | 0 | 0 | 0 | 0 | 0 | 0 | 0 |  |  | 0 | 0 | 0 | 0 | 0 | 0 |  | 0 | 0 | 0 | 0 | 0 | 0 | 0 | 0 | 0 | 0 | 0 | 0 | 0 | 0 | 0 | 0 | 0 | 0 | 0
437 |  | 1 |  |  |  |  | 0 |  |  |  | 0 | 0 | [6 empty] | 0 |  |  |  |  | 0% | 0 | 0 | 0 | 0 | 0 | 0 |  |  | 0 | 0% | 0 | 0 | 0 | 0 | 0 | NewControlTypes | 0 | 0 | 0 | 0 | 0 | 0 | 0 | 0 | 0 | 0 | 0 | 0 | 0 | 0 | 0 | 0 | 0 | 0 | 0 | 0 | 0 | 0 | 0 | 0 | 0 | 0 | 0 | 0 | 0 | 0 | 0 | 0 | 0 | 0 | 0 | 0 | 0 | 0 | 0 | 0 | 0 | 0 | 0 | 0 | 0 | 0 | 0 | 0 | 0 | 0 | 0 | 0 | 0 | 0 | 0 | 0 | 0 | 0 | 0 | 0 | 0 | 0 | 0 | 0 | 0 | 0 | 0 | 0 | 0 | 0 | 0 | 0 | 0 | 0 | 0 | 0 | 0 | 0 | 0 | 0 | 0 |  |  | 0 | 0 | 0 | 0 | 0 | 0 |  | 0 | 0 | 0 | 0 | 0 | 0 | 0 | 0 | 0 | 0 | 0 | 0 | 0 | 0 | 0 | 0 | 0 | 0 | 0
438 |  | 1 |  |  |  |  | 0 |  |  |  | 0 | 0 | [6 empty] | 0 |  |  |  |  | 0% | 0 | 0 | 0 | 0 | 0 | 0 |  |  | 0 | 0% | 0 | 0 | 0 | 0 | 0 | NewControlTypes | 0 | 0 | 0 | 0 | 0 | 0 | 0 | 0 | 0 | 0 | 0 | 0 | 0 | 0 | 0 | 0 | 0 | 0 | 0 | 0 | 0 | 0 | 0 | 0 | 0 | 0 | 0 | 0 | 0 | 0 | 0 | 0 | 0 | 0 | 0 | 0 | 0 | 0 | 0 | 0 | 0 | 0 | 0 | 0 | 0 | 0 | 0 | 0 | 0 | 0 | 0 | 0 | 0 | 0 | 0 | 0 | 0 | 0 | 0 | 0 | 0 | 0 | 0 | 0 | 0 | 0 | 0 | 0 | 0 | 0 | 0 | 0 | 0 | 0 | 0 | 0 | 0 | 0 | 0 | 0 | 0 |  |  | 0 | 0 | 0 | 0 | 0 | 0 |  | 0 | 0 | 0 | 0 | 0 | 0 | 0 | 0 | 0 | 0 | 0 | 0 | 0 | 0 | 0 | 0 | 0 | 0 | 0
439 |  | 1 |  |  |  |  | 0 |  |  |  | 0 | 0 | [6 empty] | 0 |  |  |  |  | 0% | 0 | 0 | 0 | 0 | 0 | 0 |  |  | 0 | 0% | 0 | 0 | 0 | 0 | 0 | NewControlTypes | 0 | 0 | 0 | 0 | 0 | 0 | 0 | 0 | 0 | 0 | 0 | 0 | 0 | 0 | 0 | 0 | 0 | 0 | 0 | 0 | 0 | 0 | 0 | 0 | 0 | 0 | 0 | 0 | 0 | 0 | 0 | 0 | 0 | 0 | 0 | 0 | 0 | 0 | 0 | 0 | 0 | 0 | 0 | 0 | 0 | 0 | 0 | 0 | 0 | 0 | 0 | 0 | 0 | 0 | 0 | 0 | 0 | 0 | 0 | 0 | 0 | 0 | 0 | 0 | 0 | 0 | 0 | 0 | 0 | 0 | 0 | 0 | 0 | 0 | 0 | 0 | 0 | 0 | 0 | 0 | 0 |  |  | 0 | 0 | 0 | 0 | 0 | 0 |  | 0 | 0 | 0 | 0 | 0 | 0 | 0 | 0 | 0 | 0 | 0 | 0 | 0 | 0 | 0 | 0 | 0 | 0 | 0
440 |  | 1 |  |  |  |  | 0 |  |  |  | 0 | 0 | [6 empty] | 0 |  |  |  |  | 0% | 0 | 0 | 0 | 0 | 0 | 0 |  |  | 0 | 0% | 0 | 0 | 0 | 0 | 0 | NewControlTypes | 0 | 0 | 0 | 0 | 0 | 0 | 0 | 0 | 0 | 0 | 0 | 0 | 0 | 0 | 0 | 0 | 0 | 0 | 0 | 0 | 0 | 0 | 0 | 0 | 0 | 0 | 0 | 0 | 0 | 0 | 0 | 0 | 0 | 0 | 0 | 0 | 0 | 0 | 0 | 0 | 0 | 0 | 0 | 0 | 0 | 0 | 0 | 0 | 0 | 0 | 0 | 0 | 0 | 0 | 0 | 0 | 0 | 0 | 0 | 0 | 0 | 0 | 0 | 0 | 0 | 0 | 0 | 0 | 0 | 0 | 0 | 0 | 0 | 0 | 0 | 0 | 0 | 0 | 0 | 0 | 0 |  |  | 0 | 0 | 0 | 0 | 0 | 0 |  | 0 | 0 | 0 | 0 | 0 | 0 | 0 | 0 | 0 | 0 | 0 | 0 | 0 | 0 | 0 | 0 | 0 | 0 | 0
441 |  | 1 |  |  |  |  | 0 |  |  |  | 0 | 0 | [6 empty] | 0 |  |  |  |  | 0% | 0 | 0 | 0 | 0 | 0 | 0 |  |  | 0 | 0% | 0 | 0 | 0 | 0 | 0 | NewControlTypes | 0 | 0 | 0 | 0 | 0 | 0 | 0 | 0 | 0 | 0 | 0 | 0 | 0 | 0 | 0 | 0 | 0 | 0 | 0 | 0 | 0 | 0 | 0 | 0 | 0 | 0 | 0 | 0 | 0 | 0 | 0 | 0 | 0 | 0 | 0 | 0 | 0 | 0 | 0 | 0 | 0 | 0 | 0 | 0 | 0 | 0 | 0 | 0 | 0 | 0 | 0 | 0 | 0 | 0 | 0 | 0 | 0 | 0 | 0 | 0 | 0 | 0 | 0 | 0 | 0 | 0 | 0 | 0 | 0 | 0 | 0 | 0 | 0 | 0 | 0 | 0 | 0 | 0 | 0 | 0 | 0 |  |  | 0 | 0 | 0 | 0 | 0 | 0 |  | 0 | 0 | 0 | 0 | 0 | 0 | 0 | 0 | 0 | 0 | 0 | 0 | 0 | 0 | 0 | 0 | 0 | 0 | 0
442 |  | 1 |  |  |  |  | 0 |  |  |  | 0 | 0 | [6 empty] | 0 |  |  |  |  | 0% | 0 | 0 | 0 | 0 | 0 | 0 |  |  | 0 | 0% | 0 | 0 | 0 | 0 | 0 | NewControlTypes | 0 | 0 | 0 | 0 | 0 | 0 | 0 | 0 | 0 | 0 | 0 | 0 | 0 | 0 | 0 | 0 | 0 | 0 | 0 | 0 | 0 | 0 | 0 | 0 | 0 | 0 | 0 | 0 | 0 | 0 | 0 | 0 | 0 | 0 | 0 | 0 | 0 | 0 | 0 | 0 | 0 | 0 | 0 | 0 | 0 | 0 | 0 | 0 | 0 | 0 | 0 | 0 | 0 | 0 | 0 | 0 | 0 | 0 | 0 | 0 | 0 | 0 | 0 | 0 | 0 | 0 | 0 | 0 | 0 | 0 | 0 | 0 | 0 | 0 | 0 | 0 | 0 | 0 | 0 | 0 | 0 |  |  | 0 | 0 | 0 | 0 | 0 | 0 |  | 0 | 0 | 0 | 0 | 0 | 0 | 0 | 0 | 0 | 0 | 0 | 0 | 0 | 0 | 0 | 0 | 0 | 0 | 0
443 |  | 1 |  |  |  |  | 0 |  |  |  | 0 | 0 | [6 empty] | 0 |  |  |  |  | 0% | 0 | 0 | 0 | 0 | 0 | 0 |  |  | 0 | 0% | 0 | 0 | 0 | 0 | 0 | NewControlTypes | 0 | 0 | 0 | 0 | 0 | 0 | 0 | 0 | 0 | 0 | 0 | 0 | 0 | 0 | 0 | 0 | 0 | 0 | 0 | 0 | 0 | 0 | 0 | 0 | 0 | 0 | 0 | 0 | 0 | 0 | 0 | 0 | 0 | 0 | 0 | 0 | 0 | 0 | 0 | 0 | 0 | 0 | 0 | 0 | 0 | 0 | 0 | 0 | 0 | 0 | 0 | 0 | 0 | 0 | 0 | 0 | 0 | 0 | 0 | 0 | 0 | 0 | 0 | 0 | 0 | 0 | 0 | 0 | 0 | 0 | 0 | 0 | 0 | 0 | 0 | 0 | 0 | 0 | 0 | 0 | 0 |  |  | 0 | 0 | 0 | 0 | 0 | 0 |  | 0 | 0 | 0 | 0 | 0 | 0 | 0 | 0 | 0 | 0 | 0 | 0 | 0 | 0 | 0 | 0 | 0 | 0 | 0
444 |  | 1 |  |  |  |  | 0 |  |  |  | 0 | 0 | [6 empty] | 0 |  |  |  |  | 0% | 0 | 0 | 0 | 0 | 0 | 0 |  |  | 0 | 0% | 0 | 0 | 0 | 0 | 0 | NewControlTypes | 0 | 0 | 0 | 0 | 0 | 0 | 0 | 0 | 0 | 0 | 0 | 0 | 0 | 0 | 0 | 0 | 0 | 0 | 0 | 0 | 0 | 0 | 0 | 0 | 0 | 0 | 0 | 0 | 0 | 0 | 0 | 0 | 0 | 0 | 0 | 0 | 0 | 0 | 0 | 0 | 0 | 0 | 0 | 0 | 0 | 0 | 0 | 0 | 0 | 0 | 0 | 0 | 0 | 0 | 0 | 0 | 0 | 0 | 0 | 0 | 0 | 0 | 0 | 0 | 0 | 0 | 0 | 0 | 0 | 0 | 0 | 0 | 0 | 0 | 0 | 0 | 0 | 0 | 0 | 0 | 0 |  |  | 0 | 0 | 0 | 0 | 0 | 0 |  | 0 | 0 | 0 | 0 | 0 | 0 | 0 | 0 | 0 | 0 | 0 | 0 | 0 | 0 | 0 | 0 | 0 | 0 | 0
445 |  | 1 |  |  |  |  | 0 |  |  |  | 0 | 0 | [6 empty] | 0 |  |  |  |  | 0% | 0 | 0 | 0 | 0 | 0 | 0 |  |  | 0 | 0% | 0 | 0 | 0 | 0 | 0 | NewControlTypes | 0 | 0 | 0 | 0 | 0 | 0 | 0 | 0 | 0 | 0 | 0 | 0 | 0 | 0 | 0 | 0 | 0 | 0 | 0 | 0 | 0 | 0 | 0 | 0 | 0 | 0 | 0 | 0 | 0 | 0 | 0 | 0 | 0 | 0 | 0 | 0 | 0 | 0 | 0 | 0 | 0 | 0 | 0 | 0 | 0 | 0 | 0 | 0 | 0 | 0 | 0 | 0 | 0 | 0 | 0 | 0 | 0 | 0 | 0 | 0 | 0 | 0 | 0 | 0 | 0 | 0 | 0 | 0 | 0 | 0 | 0 | 0 | 0 | 0 | 0 | 0 | 0 | 0 | 0 | 0 | 0 |  |  | 0 | 0 | 0 | 0 | 0 | 0 |  | 0 | 0 | 0 | 0 | 0 | 0 | 0 | 0 | 0 | 0 | 0 | 0 | 0 | 0 | 0 | 0 | 0 | 0 | 0
446 |  | 1 |  |  |  |  | 0 |  |  |  | 0 | 0 | [6 empty] | 0 |  |  |  |  | 0% | 0 | 0 | 0 | 0 | 0 | 0 |  |  | 0 | 0% | 0 | 0 | 0 | 0 | 0 | NewControlTypes | 0 | 0 | 0 | 0 | 0 | 0 | 0 | 0 | 0 | 0 | 0 | 0 | 0 | 0 | 0 | 0 | 0 | 0 | 0 | 0 | 0 | 0 | 0 | 0 | 0 | 0 | 0 | 0 | 0 | 0 | 0 | 0 | 0 | 0 | 0 | 0 | 0 | 0 | 0 | 0 | 0 | 0 | 0 | 0 | 0 | 0 | 0 | 0 | 0 | 0 | 0 | 0 | 0 | 0 | 0 | 0 | 0 | 0 | 0 | 0 | 0 | 0 | 0 | 0 | 0 | 0 | 0 | 0 | 0 | 0 | 0 | 0 | 0 | 0 | 0 | 0 | 0 | 0 | 0 | 0 | 0 |  |  | 0 | 0 | 0 | 0 | 0 | 0 |  | 0 | 0 | 0 | 0 | 0 | 0 | 0 | 0 | 0 | 0 | 0 | 0 | 0 | 0 | 0 | 0 | 0 | 0 | 0
447 |  | 1 |  |  |  |  | 0 |  |  |  | 0 | 0 | [6 empty] | 0 |  |  |  |  | 0% | 0 | 0 | 0 | 0 | 0 | 0 |  |  | 0 | 0% | 0 | 0 | 0 | 0 | 0 | NewControlTypes | 0 | 0 | 0 | 0 | 0 | 0 | 0 | 0 | 0 | 0 | 0 | 0 | 0 | 0 | 0 | 0 | 0 | 0 | 0 | 0 | 0 | 0 | 0 | 0 | 0 | 0 | 0 | 0 | 0 | 0 | 0 | 0 | 0 | 0 | 0 | 0 | 0 | 0 | 0 | 0 | 0 | 0 | 0 | 0 | 0 | 0 | 0 | 0 | 0 | 0 | 0 | 0 | 0 | 0 | 0 | 0 | 0 | 0 | 0 | 0 | 0 | 0 | 0 | 0 | 0 | 0 | 0 | 0 | 0 | 0 | 0 | 0 | 0 | 0 | 0 | 0 | 0 | 0 | 0 | 0 | 0 |  |  | 0 | 0 | 0 | 0 | 0 | 0 |  | 0 | 0 | 0 | 0 | 0 | 0 | 0 | 0 | 0 | 0 | 0 | 0 | 0 | 0 | 0 | 0 | 0 | 0 | 0
448 |  | 1 |  |  |  |  | 0 |  |  |  | 0 | 0 | [6 empty] | 0 |  |  |  |  | 0% | 0 | 0 | 0 | 0 | 0 | 0 |  |  | 0 | 0% | 0 | 0 | 0 | 0 | 0 | NewControlTypes | 0 | 0 | 0 | 0 | 0 | 0 | 0 | 0 | 0 | 0 | 0 | 0 | 0 | 0 | 0 | 0 | 0 | 0 | 0 | 0 | 0 | 0 | 0 | 0 | 0 | 0 | 0 | 0 | 0 | 0 | 0 | 0 | 0 | 0 | 0 | 0 | 0 | 0 | 0 | 0 | 0 | 0 | 0 | 0 | 0 | 0 | 0 | 0 | 0 | 0 | 0 | 0 | 0 | 0 | 0 | 0 | 0 | 0 | 0 | 0 | 0 | 0 | 0 | 0 | 0 | 0 | 0 | 0 | 0 | 0 | 0 | 0 | 0 | 0 | 0 | 0 | 0 | 0 | 0 | 0 | 0 |  |  | 0 | 0 | 0 | 0 | 0 | 0 |  | 0 | 0 | 0 | 0 | 0 | 0 | 0 | 0 | 0 | 0 | 0 | 0 | 0 | 0 | 0 | 0 | 0 | 0 | 0
449 |  | 1 |  |  |  |  | 0 |  |  |  | 0 | 0 | [6 empty] | 0 |  |  |  |  | 0% | 0 | 0 | 0 | 0 | 0 | 0 |  |  | 0 | 0% | 0 | 0 | 0 | 0 | 0 | NewControlTypes | 0 | 0 | 0 | 0 | 0 | 0 | 0 | 0 | 0 | 0 | 0 | 0 | 0 | 0 | 0 | 0 | 0 | 0 | 0 | 0 | 0 | 0 | 0 | 0 | 0 | 0 | 0 | 0 | 0 | 0 | 0 | 0 | 0 | 0 | 0 | 0 | 0 | 0 | 0 | 0 | 0 | 0 | 0 | 0 | 0 | 0 | 0 | 0 | 0 | 0 | 0 | 0 | 0 | 0 | 0 | 0 | 0 | 0 | 0 | 0 | 0 | 0 | 0 | 0 | 0 | 0 | 0 | 0 | 0 | 0 | 0 | 0 | 0 | 0 | 0 | 0 | 0 | 0 | 0 | 0 | 0 |  |  | 0 | 0 | 0 | 0 | 0 | 0 |  | 0 | 0 | 0 | 0 | 0 | 0 | 0 | 0 | 0 | 0 | 0 | 0 | 0 | 0 | 0 | 0 | 0 | 0 | 0
450 |  | 1 |  |  |  |  | 0 |  |  |  | 0 | 0 | [6 empty] | 0 |  |  |  |  | 0% | 0 | 0 | 0 | 0 | 0 | 0 |  |  | 0 | 0% | 0 | 0 | 0 | 0 | 0 | NewControlTypes | 0 | 0 | 0 | 0 | 0 | 0 | 0 | 0 | 0 | 0 | 0 | 0 | 0 | 0 | 0 | 0 | 0 | 0 | 0 | 0 | 0 | 0 | 0 | 0 | 0 | 0 | 0 | 0 | 0 | 0 | 0 | 0 | 0 | 0 | 0 | 0 | 0 | 0 | 0 | 0 | 0 | 0 | 0 | 0 | 0 | 0 | 0 | 0 | 0 | 0 | 0 | 0 | 0 | 0 | 0 | 0 | 0 | 0 | 0 | 0 | 0 | 0 | 0 | 0 | 0 | 0 | 0 | 0 | 0 | 0 | 0 | 0 | 0 | 0 | 0 | 0 | 0 | 0 | 0 | 0 | 0 |  |  | 0 | 0 | 0 | 0 | 0 | 0 |  | 0 | 0 | 0 | 0 | 0 | 0 | 0 | 0 | 0 | 0 | 0 | 0 | 0 | 0 | 0 | 0 | 0 | 0 | 0
451 |  | 1 |  |  |  |  | 0 |  |  |  | 0 | 0 | [6 empty] | 0 |  |  |  |  | 0% | 0 | 0 | 0 | 0 | 0 | 0 |  |  | 0 | 0% | 0 | 0 | 0 | 0 | 0 | NewControlTypes | 0 | 0 | 0 | 0 | 0 | 0 | 0 | 0 | 0 | 0 | 0 | 0 | 0 | 0 | 0 | 0 | 0 | 0 | 0 | 0 | 0 | 0 | 0 | 0 | 0 | 0 | 0 | 0 | 0 | 0 | 0 | 0 | 0 | 0 | 0 | 0 | 0 | 0 | 0 | 0 | 0 | 0 | 0 | 0 | 0 | 0 | 0 | 0 | 0 | 0 | 0 | 0 | 0 | 0 | 0 | 0 | 0 | 0 | 0 | 0 | 0 | 0 | 0 | 0 | 0 | 0 | 0 | 0 | 0 | 0 | 0 | 0 | 0 | 0 | 0 | 0 | 0 | 0 | 0 | 0 | 0 |  |  | 0 | 0 | 0 | 0 | 0 | 0 |  | 0 | 0 | 0 | 0 | 0 | 0 | 0 | 0 | 0 | 0 | 0 | 0 | 0 | 0 | 0 | 0 | 0 | 0 | 0
452 |  | 1 |  |  |  |  | 0 |  |  |  | 0 | 0 | [6 empty] | 0 |  |  |  |  | 0% | 0 | 0 | 0 | 0 | 0 | 0 |  |  | 0 | 0% | 0 | 0 | 0 | 0 | 0 | NewControlTypes | 0 | 0 | 0 | 0 | 0 | 0 | 0 | 0 | 0 | 0 | 0 | 0 | 0 | 0 | 0 | 0 | 0 | 0 | 0 | 0 | 0 | 0 | 0 | 0 | 0 | 0 | 0 | 0 | 0 | 0 | 0 | 0 | 0 | 0 | 0 | 0 | 0 | 0 | 0 | 0 | 0 | 0 | 0 | 0 | 0 | 0 | 0 | 0 | 0 | 0 | 0 | 0 | 0 | 0 | 0 | 0 | 0 | 0 | 0 | 0 | 0 | 0 | 0 | 0 | 0 | 0 | 0 | 0 | 0 | 0 | 0 | 0 | 0 | 0 | 0 | 0 | 0 | 0 | 0 | 0 | 0 |  |  | 0 | 0 | 0 | 0 | 0 | 0 |  | 0 | 0 | 0 | 0 | 0 | 0 | 0 | 0 | 0 | 0 | 0 | 0 | 0 | 0 | 0 | 0 | 0 | 0 | 0
453 |  | 1 |  |  |  |  | 0 |  |  |  | 0 | 0 | [6 empty] | 0 |  |  |  |  | 0% | 0 | 0 | 0 | 0 | 0 | 0 |  |  | 0 | 0% | 0 | 0 | 0 | 0 | 0 | NewControlTypes | 0 | 0 | 0 | 0 | 0 | 0 | 0 | 0 | 0 | 0 | 0 | 0 | 0 | 0 | 0 | 0 | 0 | 0 | 0 | 0 | 0 | 0 | 0 | 0 | 0 | 0 | 0 | 0 | 0 | 0 | 0 | 0 | 0 | 0 | 0 | 0 | 0 | 0 | 0 | 0 | 0 | 0 | 0 | 0 | 0 | 0 | 0 | 0 | 0 | 0 | 0 | 0 | 0 | 0 | 0 | 0 | 0 | 0 | 0 | 0 | 0 | 0 | 0 | 0 | 0 | 0 | 0 | 0 | 0 | 0 | 0 | 0 | 0 | 0 | 0 | 0 | 0 | 0 | 0 | 0 | 0 |  |  | 0 | 0 | 0 | 0 | 0 | 0 |  | 0 | 0 | 0 | 0 | 0 | 0 | 0 | 0 | 0 | 0 | 0 | 0 | 0 | 0 | 0 | 0 | 0 | 0 | 0
454 |  | 1 |  |  |  |  | 0 |  |  |  | 0 | 0 | [6 empty] | 0 |  |  |  |  | 0% | 0 | 0 | 0 | 0 | 0 | 0 |  |  | 0 | 0% | 0 | 0 | 0 | 0 | 0 | NewControlTypes | 0 | 0 | 0 | 0 | 0 | 0 | 0 | 0 | 0 | 0 | 0 | 0 | 0 | 0 | 0 | 0 | 0 | 0 | 0 | 0 | 0 | 0 | 0 | 0 | 0 | 0 | 0 | 0 | 0 | 0 | 0 | 0 | 0 | 0 | 0 | 0 | 0 | 0 | 0 | 0 | 0 | 0 | 0 | 0 | 0 | 0 | 0 | 0 | 0 | 0 | 0 | 0 | 0 | 0 | 0 | 0 | 0 | 0 | 0 | 0 | 0 | 0 | 0 | 0 | 0 | 0 | 0 | 0 | 0 | 0 | 0 | 0 | 0 | 0 | 0 | 0 | 0 | 0 | 0 | 0 | 0 |  |  | 0 | 0 | 0 | 0 | 0 | 0 |  | 0 | 0 | 0 | 0 | 0 | 0 | 0 | 0 | 0 | 0 | 0 | 0 | 0 | 0 | 0 | 0 | 0 | 0 | 0
455 |  | 1 |  |  |  |  | 0 |  |  |  | 0 | 0 | [6 empty] | 0 |  |  |  |  | 0% | 0 | 0 | 0 | 0 | 0 | 0 |  |  | 0 | 0% | 0 | 0 | 0 | 0 | 0 | NewControlTypes | 0 | 0 | 0 | 0 | 0 | 0 | 0 | 0 | 0 | 0 | 0 | 0 | 0 | 0 | 0 | 0 | 0 | 0 | 0 | 0 | 0 | 0 | 0 | 0 | 0 | 0 | 0 | 0 | 0 | 0 | 0 | 0 | 0 | 0 | 0 | 0 | 0 | 0 | 0 | 0 | 0 | 0 | 0 | 0 | 0 | 0 | 0 | 0 | 0 | 0 | 0 | 0 | 0 | 0 | 0 | 0 | 0 | 0 | 0 | 0 | 0 | 0 | 0 | 0 | 0 | 0 | 0 | 0 | 0 | 0 | 0 | 0 | 0 | 0 | 0 | 0 | 0 | 0 | 0 | 0 | 0 |  |  | 0 | 0 | 0 | 0 | 0 | 0 |  | 0 | 0 | 0 | 0 | 0 | 0 | 0 | 0 | 0 | 0 | 0 | 0 | 0 | 0 | 0 | 0 | 0 | 0 | 0
456 |  | 1 |  |  |  |  | 0 |  |  |  | 0 | 0 | [6 empty] | 0 |  |  |  |  | 0% | 0 | 0 | 0 | 0 | 0 | 0 |  |  | 0 | 0% | 0 | 0 | 0 | 0 | 0 | NewControlTypes | 0 | 0 | 0 | 0 | 0 | 0 | 0 | 0 | 0 | 0 | 0 | 0 | 0 | 0 | 0 | 0 | 0 | 0 | 0 | 0 | 0 | 0 | 0 | 0 | 0 | 0 | 0 | 0 | 0 | 0 | 0 | 0 | 0 | 0 | 0 | 0 | 0 | 0 | 0 | 0 | 0 | 0 | 0 | 0 | 0 | 0 | 0 | 0 | 0 | 0 | 0 | 0 | 0 | 0 | 0 | 0 | 0 | 0 | 0 | 0 | 0 | 0 | 0 | 0 | 0 | 0 | 0 | 0 | 0 | 0 | 0 | 0 | 0 | 0 | 0 | 0 | 0 | 0 | 0 | 0 | 0 |  |  | 0 | 0 | 0 | 0 | 0 | 0 |  | 0 | 0 | 0 | 0 | 0 | 0 | 0 | 0 | 0 | 0 | 0 | 0 | 0 | 0 | 0 | 0 | 0 | 0 | 0
457 |  | 1 |  |  |  |  | 0 |  |  |  | 0 | 0 | [6 empty] | 0 |  |  |  |  | 0% | 0 | 0 | 0 | 0 | 0 | 0 |  |  | 0 | 0% | 0 | 0 | 0 | 0 | 0 | NewControlTypes | 0 | 0 | 0 | 0 | 0 | 0 | 0 | 0 | 0 | 0 | 0 | 0 | 0 | 0 | 0 | 0 | 0 | 0 | 0 | 0 | 0 | 0 | 0 | 0 | 0 | 0 | 0 | 0 | 0 | 0 | 0 | 0 | 0 | 0 | 0 | 0 | 0 | 0 | 0 | 0 | 0 | 0 | 0 | 0 | 0 | 0 | 0 | 0 | 0 | 0 | 0 | 0 | 0 | 0 | 0 | 0 | 0 | 0 | 0 | 0 | 0 | 0 | 0 | 0 | 0 | 0 | 0 | 0 | 0 | 0 | 0 | 0 | 0 | 0 | 0 | 0 | 0 | 0 | 0 | 0 | 0 |  |  | 0 | 0 | 0 | 0 | 0 | 0 |  | 0 | 0 | 0 | 0 | 0 | 0 | 0 | 0 | 0 | 0 | 0 | 0 | 0 | 0 | 0 | 0 | 0 | 0 | 0
458 |  | 1 |  |  |  |  | 0 |  |  |  | 0 | 0 | [6 empty] | 0 |  |  |  |  | 0% | 0 | 0 | 0 | 0 | 0 | 0 |  |  | 0 | 0% | 0 | 0 | 0 | 0 | 0 | NewControlTypes | 0 | 0 | 0 | 0 | 0 | 0 | 0 | 0 | 0 | 0 | 0 | 0 | 0 | 0 | 0 | 0 | 0 | 0 | 0 | 0 | 0 | 0 | 0 | 0 | 0 | 0 | 0 | 0 | 0 | 0 | 0 | 0 | 0 | 0 | 0 | 0 | 0 | 0 | 0 | 0 | 0 | 0 | 0 | 0 | 0 | 0 | 0 | 0 | 0 | 0 | 0 | 0 | 0 | 0 | 0 | 0 | 0 | 0 | 0 | 0 | 0 | 0 | 0 | 0 | 0 | 0 | 0 | 0 | 0 | 0 | 0 | 0 | 0 | 0 | 0 | 0 | 0 | 0 | 0 | 0 | 0 |  |  | 0 | 0 | 0 | 0 | 0 | 0 |  | 0 | 0 | 0 | 0 | 0 | 0 | 0 | 0 | 0 | 0 | 0 | 0 | 0 | 0 | 0 | 0 | 0 | 0 | 0
459 |  | 1 |  |  |  |  | 0 |  |  |  | 0 | 0 | [6 empty] | 0 |  |  |  |  | 0% | 0 | 0 | 0 | 0 | 0 | 0 |  |  | 0 | 0% | 0 | 0 | 0 | 0 | 0 | NewControlTypes | 0 | 0 | 0 | 0 | 0 | 0 | 0 | 0 | 0 | 0 | 0 | 0 | 0 | 0 | 0 | 0 | 0 | 0 | 0 | 0 | 0 | 0 | 0 | 0 | 0 | 0 | 0 | 0 | 0 | 0 | 0 | 0 | 0 | 0 | 0 | 0 | 0 | 0 | 0 | 0 | 0 | 0 | 0 | 0 | 0 | 0 | 0 | 0 | 0 | 0 | 0 | 0 | 0 | 0 | 0 | 0 | 0 | 0 | 0 | 0 | 0 | 0 | 0 | 0 | 0 | 0 | 0 | 0 | 0 | 0 | 0 | 0 | 0 | 0 | 0 | 0 | 0 | 0 | 0 | 0 | 0 |  |  | 0 | 0 | 0 | 0 | 0 | 0 |  | 0 | 0 | 0 | 0 | 0 | 0 | 0 | 0 | 0 | 0 | 0 | 0 | 0 | 0 | 0 | 0 | 0 | 0 | 0
460 |  | 1 |  |  |  |  | 0 |  |  |  | 0 | 0 | [6 empty] | 0 |  |  |  |  | 0% | 0 | 0 | 0 | 0 | 0 | 0 |  |  | 0 | 0% | 0 | 0 | 0 | 0 | 0 | NewControlTypes | 0 | 0 | 0 | 0 | 0 | 0 | 0 | 0 | 0 | 0 | 0 | 0 | 0 | 0 | 0 | 0 | 0 | 0 | 0 | 0 | 0 | 0 | 0 | 0 | 0 | 0 | 0 | 0 | 0 | 0 | 0 | 0 | 0 | 0 | 0 | 0 | 0 | 0 | 0 | 0 | 0 | 0 | 0 | 0 | 0 | 0 | 0 | 0 | 0 | 0 | 0 | 0 | 0 | 0 | 0 | 0 | 0 | 0 | 0 | 0 | 0 | 0 | 0 | 0 | 0 | 0 | 0 | 0 | 0 | 0 | 0 | 0 | 0 | 0 | 0 | 0 | 0 | 0 | 0 | 0 | 0 |  |  | 0 | 0 | 0 | 0 | 0 | 0 |  | 0 | 0 | 0 | 0 | 0 | 0 | 0 | 0 | 0 | 0 | 0 | 0 | 0 | 0 | 0 | 0 | 0 | 0 | 0
461 |  | 1 |  |  |  |  | 0 |  |  |  | 0 | 0 | [6 empty] | 0 |  |  |  |  | 0% | 0 | 0 | 0 | 0 | 0 | 0 |  |  | 0 | 0% | 0 | 0 | 0 | 0 | 0 | NewControlTypes | 0 | 0 | 0 | 0 | 0 | 0 | 0 | 0 | 0 | 0 | 0 | 0 | 0 | 0 | 0 | 0 | 0 | 0 | 0 | 0 | 0 | 0 | 0 | 0 | 0 | 0 | 0 | 0 | 0 | 0 | 0 | 0 | 0 | 0 | 0 | 0 | 0 | 0 | 0 | 0 | 0 | 0 | 0 | 0 | 0 | 0 | 0 | 0 | 0 | 0 | 0 | 0 | 0 | 0 | 0 | 0 | 0 | 0 | 0 | 0 | 0 | 0 | 0 | 0 | 0 | 0 | 0 | 0 | 0 | 0 | 0 | 0 | 0 | 0 | 0 | 0 | 0 | 0 | 0 | 0 | 0 |  |  | 0 | 0 | 0 | 0 | 0 | 0 |  | 0 | 0 | 0 | 0 | 0 | 0 | 0 | 0 | 0 | 0 | 0 | 0 | 0 | 0 | 0 | 0 | 0 | 0 | 0
462 |  | 1 |  |  |  |  | 0 |  |  |  | 0 | 0 | [6 empty] | 0 |  |  |  |  | 0% | 0 | 0 | 0 | 0 | 0 | 0 |  |  | 0 | 0% | 0 | 0 | 0 | 0 | 0 | NewControlTypes | 0 | 0 | 0 | 0 | 0 | 0 | 0 | 0 | 0 | 0 | 0 | 0 | 0 | 0 | 0 | 0 | 0 | 0 | 0 | 0 | 0 | 0 | 0 | 0 | 0 | 0 | 0 | 0 | 0 | 0 | 0 | 0 | 0 | 0 | 0 | 0 | 0 | 0 | 0 | 0 | 0 | 0 | 0 | 0 | 0 | 0 | 0 | 0 | 0 | 0 | 0 | 0 | 0 | 0 | 0 | 0 | 0 | 0 | 0 | 0 | 0 | 0 | 0 | 0 | 0 | 0 | 0 | 0 | 0 | 0 | 0 | 0 | 0 | 0 | 0 | 0 | 0 | 0 | 0 | 0 | 0 |  |  | 0 | 0 | 0 | 0 | 0 | 0 |  | 0 | 0 | 0 | 0 | 0 | 0 | 0 | 0 | 0 | 0 | 0 | 0 | 0 | 0 | 0 | 0 | 0 | 0 | 0
463 |  | 1 |  |  |  |  | 0 |  |  |  | 0 | 0 | [6 empty] | 0 |  |  |  |  | 0% | 0 | 0 | 0 | 0 | 0 | 0 |  |  | 0 | 0% | 0 | 0 | 0 | 0 | 0 | NewControlTypes | 0 | 0 | 0 | 0 | 0 | 0 | 0 | 0 | 0 | 0 | 0 | 0 | 0 | 0 | 0 | 0 | 0 | 0 | 0 | 0 | 0 | 0 | 0 | 0 | 0 | 0 | 0 | 0 | 0 | 0 | 0 | 0 | 0 | 0 | 0 | 0 | 0 | 0 | 0 | 0 | 0 | 0 | 0 | 0 | 0 | 0 | 0 | 0 | 0 | 0 | 0 | 0 | 0 | 0 | 0 | 0 | 0 | 0 | 0 | 0 | 0 | 0 | 0 | 0 | 0 | 0 | 0 | 0 | 0 | 0 | 0 | 0 | 0 | 0 | 0 | 0 | 0 | 0 | 0 | 0 | 0 |  |  | 0 | 0 | 0 | 0 | 0 | 0 |  | 0 | 0 | 0 | 0 | 0 | 0 | 0 | 0 | 0 | 0 | 0 | 0 | 0 | 0 | 0 | 0 | 0 | 0 | 0
464 |  | 1 |  |  |  |  | 0 |  |  |  | 0 | 0 | [6 empty] | 0 |  |  |  |  | 0% | 0 | 0 | 0 | 0 | 0 | 0 |  |  | 0 | 0% | 0 | 0 | 0 | 0 | 0 | NewControlTypes | 0 | 0 | 0 | 0 | 0 | 0 | 0 | 0 | 0 | 0 | 0 | 0 | 0 | 0 | 0 | 0 | 0 | 0 | 0 | 0 | 0 | 0 | 0 | 0 | 0 | 0 | 0 | 0 | 0 | 0 | 0 | 0 | 0 | 0 | 0 | 0 | 0 | 0 | 0 | 0 | 0 | 0 | 0 | 0 | 0 | 0 | 0 | 0 | 0 | 0 | 0 | 0 | 0 | 0 | 0 | 0 | 0 | 0 | 0 | 0 | 0 | 0 | 0 | 0 | 0 | 0 | 0 | 0 | 0 | 0 | 0 | 0 | 0 | 0 | 0 | 0 | 0 | 0 | 0 | 0 | 0 |  |  | 0 | 0 | 0 | 0 | 0 | 0 |  | 0 | 0 | 0 | 0 | 0 | 0 | 0 | 0 | 0 | 0 | 0 | 0 | 0 | 0 | 0 | 0 | 0 | 0 | 0
465 |  | 1 |  |  |  |  | 0 |  |  |  | 0 | 0 | [6 empty] | 0 |  |  |  |  | 0% | 0 | 0 | 0 | 0 | 0 | 0 |  |  | 0 | 0% | 0 | 0 | 0 | 0 | 0 | NewControlTypes | 0 | 0 | 0 | 0 | 0 | 0 | 0 | 0 | 0 | 0 | 0 | 0 | 0 | 0 | 0 | 0 | 0 | 0 | 0 | 0 | 0 | 0 | 0 | 0 | 0 | 0 | 0 | 0 | 0 | 0 | 0 | 0 | 0 | 0 | 0 | 0 | 0 | 0 | 0 | 0 | 0 | 0 | 0 | 0 | 0 | 0 | 0 | 0 | 0 | 0 | 0 | 0 | 0 | 0 | 0 | 0 | 0 | 0 | 0 | 0 | 0 | 0 | 0 | 0 | 0 | 0 | 0 | 0 | 0 | 0 | 0 | 0 | 0 | 0 | 0 | 0 | 0 | 0 | 0 | 0 | 0 |  |  | 0 | 0 | 0 | 0 | 0 | 0 |  | 0 | 0 | 0 | 0 | 0 | 0 | 0 | 0 | 0 | 0 | 0 | 0 | 0 | 0 | 0 | 0 | 0 | 0 | 0
466 |  | 1 |  |  |  |  | 0 |  |  |  | 0 | 0 | [6 empty] | 0 |  |  |  |  | 0% | 0 | 0 | 0 | 0 | 0 | 0 |  |  | 0 | 0% | 0 | 0 | 0 | 0 | 0 | NewControlTypes | 0 | 0 | 0 | 0 | 0 | 0 | 0 | 0 | 0 | 0 | 0 | 0 | 0 | 0 | 0 | 0 | 0 | 0 | 0 | 0 | 0 | 0 | 0 | 0 | 0 | 0 | 0 | 0 | 0 | 0 | 0 | 0 | 0 | 0 | 0 | 0 | 0 | 0 | 0 | 0 | 0 | 0 | 0 | 0 | 0 | 0 | 0 | 0 | 0 | 0 | 0 | 0 | 0 | 0 | 0 | 0 | 0 | 0 | 0 | 0 | 0 | 0 | 0 | 0 | 0 | 0 | 0 | 0 | 0 | 0 | 0 | 0 | 0 | 0 | 0 | 0 | 0 | 0 | 0 | 0 | 0 |  |  | 0 | 0 | 0 | 0 | 0 | 0 |  | 0 | 0 | 0 | 0 | 0 | 0 | 0 | 0 | 0 | 0 | 0 | 0 | 0 | 0 | 0 | 0 | 0 | 0 | 0
467 |  | 1 |  |  |  |  | 0 |  |  |  | 0 | 0 | [6 empty] | 0 |  |  |  |  | 0% | 0 | 0 | 0 | 0 | 0 | 0 |  |  | 0 | 0% | 0 | 0 | 0 | 0 | 0 | NewControlTypes | 0 | 0 | 0 | 0 | 0 | 0 | 0 | 0 | 0 | 0 | 0 | 0 | 0 | 0 | 0 | 0 | 0 | 0 | 0 | 0 | 0 | 0 | 0 | 0 | 0 | 0 | 0 | 0 | 0 | 0 | 0 | 0 | 0 | 0 | 0 | 0 | 0 | 0 | 0 | 0 | 0 | 0 | 0 | 0 | 0 | 0 | 0 | 0 | 0 | 0 | 0 | 0 | 0 | 0 | 0 | 0 | 0 | 0 | 0 | 0 | 0 | 0 | 0 | 0 | 0 | 0 | 0 | 0 | 0 | 0 | 0 | 0 | 0 | 0 | 0 | 0 | 0 | 0 | 0 | 0 | 0 |  |  | 0 | 0 | 0 | 0 | 0 | 0 |  | 0 | 0 | 0 | 0 | 0 | 0 | 0 | 0 | 0 | 0 | 0 | 0 | 0 | 0 | 0 | 0 | 0 | 0 | 0
468 |  | 1 |  |  |  |  | 0 |  |  |  | 0 | 0 | [6 empty] | 0 |  |  |  |  | 0% | 0 | 0 | 0 | 0 | 0 | 0 |  |  | 0 | 0% | 0 | 0 | 0 | 0 | 0 | NewControlTypes | 0 | 0 | 0 | 0 | 0 | 0 | 0 | 0 | 0 | 0 | 0 | 0 | 0 | 0 | 0 | 0 | 0 | 0 | 0 | 0 | 0 | 0 | 0 | 0 | 0 | 0 | 0 | 0 | 0 | 0 | 0 | 0 | 0 | 0 | 0 | 0 | 0 | 0 | 0 | 0 | 0 | 0 | 0 | 0 | 0 | 0 | 0 | 0 | 0 | 0 | 0 | 0 | 0 | 0 | 0 | 0 | 0 | 0 | 0 | 0 | 0 | 0 | 0 | 0 | 0 | 0 | 0 | 0 | 0 | 0 | 0 | 0 | 0 | 0 | 0 | 0 | 0 | 0 | 0 | 0 | 0 |  |  | 0 | 0 | 0 | 0 | 0 | 0 |  | 0 | 0 | 0 | 0 | 0 | 0 | 0 | 0 | 0 | 0 | 0 | 0 | 0 | 0 | 0 | 0 | 0 | 0 | 0
469 |  | 1 |  |  |  |  | 0 |  |  |  | 0 | 0 | [6 empty] | 0 |  |  |  |  | 0% | 0 | 0 | 0 | 0 | 0 | 0 |  |  | 0 | 0% | 0 | 0 | 0 | 0 | 0 | NewControlTypes | 0 | 0 | 0 | 0 | 0 | 0 | 0 | 0 | 0 | 0 | 0 | 0 | 0 | 0 | 0 | 0 | 0 | 0 | 0 | 0 | 0 | 0 | 0 | 0 | 0 | 0 | 0 | 0 | 0 | 0 | 0 | 0 | 0 | 0 | 0 | 0 | 0 | 0 | 0 | 0 | 0 | 0 | 0 | 0 | 0 | 0 | 0 | 0 | 0 | 0 | 0 | 0 | 0 | 0 | 0 | 0 | 0 | 0 | 0 | 0 | 0 | 0 | 0 | 0 | 0 | 0 | 0 | 0 | 0 | 0 | 0 | 0 | 0 | 0 | 0 | 0 | 0 | 0 | 0 | 0 | 0 |  |  | 0 | 0 | 0 | 0 | 0 | 0 |  | 0 | 0 | 0 | 0 | 0 | 0 | 0 | 0 | 0 | 0 | 0 | 0 | 0 | 0 | 0 | 0 | 0 | 0 | 0
470 |  | 1 |  |  |  |  | 0 |  |  |  | 0 | 0 | [6 empty] | 0 |  |  |  |  | 0% | 0 | 0 | 0 | 0 | 0 | 0 |  |  | 0 | 0% | 0 | 0 | 0 | 0 | 0 | NewControlTypes | 0 | 0 | 0 | 0 | 0 | 0 | 0 | 0 | 0 | 0 | 0 | 0 | 0 | 0 | 0 | 0 | 0 | 0 | 0 | 0 | 0 | 0 | 0 | 0 | 0 | 0 | 0 | 0 | 0 | 0 | 0 | 0 | 0 | 0 | 0 | 0 | 0 | 0 | 0 | 0 | 0 | 0 | 0 | 0 | 0 | 0 | 0 | 0 | 0 | 0 | 0 | 0 | 0 | 0 | 0 | 0 | 0 | 0 | 0 | 0 | 0 | 0 | 0 | 0 | 0 | 0 | 0 | 0 | 0 | 0 | 0 | 0 | 0 | 0 | 0 | 0 | 0 | 0 | 0 | 0 | 0 |  |  | 0 | 0 | 0 | 0 | 0 | 0 |  | 0 | 0 | 0 | 0 | 0 | 0 | 0 | 0 | 0 | 0 | 0 | 0 | 0 | 0 | 0 | 0 | 0 | 0 | 0
471 |  | 1 |  |  |  |  | 0 |  |  |  | 0 | 0 | [6 empty] | 0 |  |  |  |  | 0% | 0 | 0 | 0 | 0 | 0 | 0 |  |  | 0 | 0% | 0 | 0 | 0 | 0 | 0 | NewControlTypes | 0 | 0 | 0 | 0 | 0 | 0 | 0 | 0 | 0 | 0 | 0 | 0 | 0 | 0 | 0 | 0 | 0 | 0 | 0 | 0 | 0 | 0 | 0 | 0 | 0 | 0 | 0 | 0 | 0 | 0 | 0 | 0 | 0 | 0 | 0 | 0 | 0 | 0 | 0 | 0 | 0 | 0 | 0 | 0 | 0 | 0 | 0 | 0 | 0 | 0 | 0 | 0 | 0 | 0 | 0 | 0 | 0 | 0 | 0 | 0 | 0 | 0 | 0 | 0 | 0 | 0 | 0 | 0 | 0 | 0 | 0 | 0 | 0 | 0 | 0 | 0 | 0 | 0 | 0 | 0 | 0 |  |  | 0 | 0 | 0 | 0 | 0 | 0 |  | 0 | 0 | 0 | 0 | 0 | 0 | 0 | 0 | 0 | 0 | 0 | 0 | 0 | 0 | 0 | 0 | 0 | 0 | 0
472 |  | 1 |  |  |  |  | 0 |  |  |  | 0 | 0 | [6 empty] | 0 |  |  |  |  | 0% | 0 | 0 | 0 | 0 | 0 | 0 |  |  | 0 | 0% | 0 | 0 | 0 | 0 | 0 | NewControlTypes | 0 | 0 | 0 | 0 | 0 | 0 | 0 | 0 | 0 | 0 | 0 | 0 | 0 | 0 | 0 | 0 | 0 | 0 | 0 | 0 | 0 | 0 | 0 | 0 | 0 | 0 | 0 | 0 | 0 | 0 | 0 | 0 | 0 | 0 | 0 | 0 | 0 | 0 | 0 | 0 | 0 | 0 | 0 | 0 | 0 | 0 | 0 | 0 | 0 | 0 | 0 | 0 | 0 | 0 | 0 | 0 | 0 | 0 | 0 | 0 | 0 | 0 | 0 | 0 | 0 | 0 | 0 | 0 | 0 | 0 | 0 | 0 | 0 | 0 | 0 | 0 | 0 | 0 | 0 | 0 | 0 |  |  | 0 | 0 | 0 | 0 | 0 | 0 |  | 0 | 0 | 0 | 0 | 0 | 0 | 0 | 0 | 0 | 0 | 0 | 0 | 0 | 0 | 0 | 0 | 0 | 0 | 0
473 |  | 1 |  |  |  |  | 0 |  |  |  | 0 | 0 | [6 empty] | 0 |  |  |  |  | 0% | 0 | 0 | 0 | 0 | 0 | 0 |  |  | 0 | 0% | 0 | 0 | 0 | 0 | 0 | NewControlTypes | 0 | 0 | 0 | 0 | 0 | 0 | 0 | 0 | 0 | 0 | 0 | 0 | 0 | 0 | 0 | 0 | 0 | 0 | 0 | 0 | 0 | 0 | 0 | 0 | 0 | 0 | 0 | 0 | 0 | 0 | 0 | 0 | 0 | 0 | 0 | 0 | 0 | 0 | 0 | 0 | 0 | 0 | 0 | 0 | 0 | 0 | 0 | 0 | 0 | 0 | 0 | 0 | 0 | 0 | 0 | 0 | 0 | 0 | 0 | 0 | 0 | 0 | 0 | 0 | 0 | 0 | 0 | 0 | 0 | 0 | 0 | 0 | 0 | 0 | 0 | 0 | 0 | 0 | 0 | 0 | 0 |  |  | 0 | 0 | 0 | 0 | 0 | 0 |  | 0 | 0 | 0 | 0 | 0 | 0 | 0 | 0 | 0 | 0 | 0 | 0 | 0 | 0 | 0 | 0 | 0 | 0 | 0
474 |  | 1 |  |  |  |  | 0 |  |  |  | 0 | 0 | [6 empty] | 0 |  |  |  |  | 0% | 0 | 0 | 0 | 0 | 0 | 0 |  |  | 0 | 0% | 0 | 0 | 0 | 0 | 0 | NewControlTypes | 0 | 0 | 0 | 0 | 0 | 0 | 0 | 0 | 0 | 0 | 0 | 0 | 0 | 0 | 0 | 0 | 0 | 0 | 0 | 0 | 0 | 0 | 0 | 0 | 0 | 0 | 0 | 0 | 0 | 0 | 0 | 0 | 0 | 0 | 0 | 0 | 0 | 0 | 0 | 0 | 0 | 0 | 0 | 0 | 0 | 0 | 0 | 0 | 0 | 0 | 0 | 0 | 0 | 0 | 0 | 0 | 0 | 0 | 0 | 0 | 0 | 0 | 0 | 0 | 0 | 0 | 0 | 0 | 0 | 0 | 0 | 0 | 0 | 0 | 0 | 0 | 0 | 0 | 0 | 0 | 0 |  |  | 0 | 0 | 0 | 0 | 0 | 0 |  | 0 | 0 | 0 | 0 | 0 | 0 | 0 | 0 | 0 | 0 | 0 | 0 | 0 | 0 | 0 | 0 | 0 | 0 | 0
475 |  | 1 |  |  |  |  | 0 |  |  |  | 0 | 0 | [6 empty] | 0 |  |  |  |  | 0% | 0 | 0 | 0 | 0 | 0 | 0 |  |  | 0 | 0% | 0 | 0 | 0 | 0 | 0 | NewControlTypes | 0 | 0 | 0 | 0 | 0 | 0 | 0 | 0 | 0 | 0 | 0 | 0 | 0 | 0 | 0 | 0 | 0 | 0 | 0 | 0 | 0 | 0 | 0 | 0 | 0 | 0 | 0 | 0 | 0 | 0 | 0 | 0 | 0 | 0 | 0 | 0 | 0 | 0 | 0 | 0 | 0 | 0 | 0 | 0 | 0 | 0 | 0 | 0 | 0 | 0 | 0 | 0 | 0 | 0 | 0 | 0 | 0 | 0 | 0 | 0 | 0 | 0 | 0 | 0 | 0 | 0 | 0 | 0 | 0 | 0 | 0 | 0 | 0 | 0 | 0 | 0 | 0 | 0 | 0 | 0 | 0 |  |  | 0 | 0 | 0 | 0 | 0 | 0 |  | 0 | 0 | 0 | 0 | 0 | 0 | 0 | 0 | 0 | 0 | 0 | 0 | 0 | 0 | 0 | 0 | 0 | 0 | 0
476 |  | 1 |  |  |  |  | 0 |  |  |  | 0 | 0 | [6 empty] | 0 |  |  |  |  | 0% | 0 | 0 | 0 | 0 | 0 | 0 |  |  | 0 | 0% | 0 | 0 | 0 | 0 | 0 | NewControlTypes | 0 | 0 | 0 | 0 | 0 | 0 | 0 | 0 | 0 | 0 | 0 | 0 | 0 | 0 | 0 | 0 | 0 | 0 | 0 | 0 | 0 | 0 | 0 | 0 | 0 | 0 | 0 | 0 | 0 | 0 | 0 | 0 | 0 | 0 | 0 | 0 | 0 | 0 | 0 | 0 | 0 | 0 | 0 | 0 | 0 | 0 | 0 | 0 | 0 | 0 | 0 | 0 | 0 | 0 | 0 | 0 | 0 | 0 | 0 | 0 | 0 | 0 | 0 | 0 | 0 | 0 | 0 | 0 | 0 | 0 | 0 | 0 | 0 | 0 | 0 | 0 | 0 | 0 | 0 | 0 | 0 |  |  | 0 | 0 | 0 | 0 | 0 | 0 |  | 0 | 0 | 0 | 0 | 0 | 0 | 0 | 0 | 0 | 0 | 0 | 0 | 0 | 0 | 0 | 0 | 0 | 0 | 0
477 |  | 1 |  |  |  |  | 0 |  |  |  | 0 | 0 | [6 empty] | 0 |  |  |  |  | 0% | 0 | 0 | 0 | 0 | 0 | 0 |  |  | 0 | 0% | 0 | 0 | 0 | 0 | 0 | NewControlTypes | 0 | 0 | 0 | 0 | 0 | 0 | 0 | 0 | 0 | 0 | 0 | 0 | 0 | 0 | 0 | 0 | 0 | 0 | 0 | 0 | 0 | 0 | 0 | 0 | 0 | 0 | 0 | 0 | 0 | 0 | 0 | 0 | 0 | 0 | 0 | 0 | 0 | 0 | 0 | 0 | 0 | 0 | 0 | 0 | 0 | 0 | 0 | 0 | 0 | 0 | 0 | 0 | 0 | 0 | 0 | 0 | 0 | 0 | 0 | 0 | 0 | 0 | 0 | 0 | 0 | 0 | 0 | 0 | 0 | 0 | 0 | 0 | 0 | 0 | 0 | 0 | 0 | 0 | 0 | 0 | 0 |  |  | 0 | 0 | 0 | 0 | 0 | 0 |  | 0 | 0 | 0 | 0 | 0 | 0 | 0 | 0 | 0 | 0 | 0 | 0 | 0 | 0 | 0 | 0 | 0 | 0 | 0
478 |  | 1 |  |  |  |  | 0 |  |  |  | 0 | 0 | [6 empty] | 0 |  |  |  |  | 0% | 0 | 0 | 0 | 0 | 0 | 0 |  |  | 0 | 0% | 0 | 0 | 0 | 0 | 0 | NewControlTypes | 0 | 0 | 0 | 0 | 0 | 0 | 0 | 0 | 0 | 0 | 0 | 0 | 0 | 0 | 0 | 0 | 0 | 0 | 0 | 0 | 0 | 0 | 0 | 0 | 0 | 0 | 0 | 0 | 0 | 0 | 0 | 0 | 0 | 0 | 0 | 0 | 0 | 0 | 0 | 0 | 0 | 0 | 0 | 0 | 0 | 0 | 0 | 0 | 0 | 0 | 0 | 0 | 0 | 0 | 0 | 0 | 0 | 0 | 0 | 0 | 0 | 0 | 0 | 0 | 0 | 0 | 0 | 0 | 0 | 0 | 0 | 0 | 0 | 0 | 0 | 0 | 0 | 0 | 0 | 0 | 0 |  |  | 0 | 0 | 0 | 0 | 0 | 0 |  | 0 | 0 | 0 | 0 | 0 | 0 | 0 | 0 | 0 | 0 | 0 | 0 | 0 | 0 | 0 | 0 | 0 | 0 | 0
479 |  | 1 |  |  |  |  | 0 |  |  |  | 0 | 0 | [6 empty] | 0 |  |  |  |  | 0% | 0 | 0 | 0 | 0 | 0 | 0 |  |  | 0 | 0% | 0 | 0 | 0 | 0 | 0 | NewControlTypes | 0 | 0 | 0 | 0 | 0 | 0 | 0 | 0 | 0 | 0 | 0 | 0 | 0 | 0 | 0 | 0 | 0 | 0 | 0 | 0 | 0 | 0 | 0 | 0 | 0 | 0 | 0 | 0 | 0 | 0 | 0 | 0 | 0 | 0 | 0 | 0 | 0 | 0 | 0 | 0 | 0 | 0 | 0 | 0 | 0 | 0 | 0 | 0 | 0 | 0 | 0 | 0 | 0 | 0 | 0 | 0 | 0 | 0 | 0 | 0 | 0 | 0 | 0 | 0 | 0 | 0 | 0 | 0 | 0 | 0 | 0 | 0 | 0 | 0 | 0 | 0 | 0 | 0 | 0 | 0 | 0 |  |  | 0 | 0 | 0 | 0 | 0 | 0 |  | 0 | 0 | 0 | 0 | 0 | 0 | 0 | 0 | 0 | 0 | 0 | 0 | 0 | 0 | 0 | 0 | 0 | 0 | 0
480 |  | 1 |  |  |  |  | 0 |  |  |  | 0 | 0 | [6 empty] | 0 |  |  |  |  | 0% | 0 | 0 | 0 | 0 | 0 | 0 |  |  | 0 | 0% | 0 | 0 | 0 | 0 | 0 | NewControlTypes | 0 | 0 | 0 | 0 | 0 | 0 | 0 | 0 | 0 | 0 | 0 | 0 | 0 | 0 | 0 | 0 | 0 | 0 | 0 | 0 | 0 | 0 | 0 | 0 | 0 | 0 | 0 | 0 | 0 | 0 | 0 | 0 | 0 | 0 | 0 | 0 | 0 | 0 | 0 | 0 | 0 | 0 | 0 | 0 | 0 | 0 | 0 | 0 | 0 | 0 | 0 | 0 | 0 | 0 | 0 | 0 | 0 | 0 | 0 | 0 | 0 | 0 | 0 | 0 | 0 | 0 | 0 | 0 | 0 | 0 | 0 | 0 | 0 | 0 | 0 | 0 | 0 | 0 | 0 | 0 | 0 |  |  | 0 | 0 | 0 | 0 | 0 | 0 |  | 0 | 0 | 0 | 0 | 0 | 0 | 0 | 0 | 0 | 0 | 0 | 0 | 0 | 0 | 0 | 0 | 0 | 0 | 0
481 |  | 1 |  |  |  |  | 0 |  |  |  | 0 | 0 | [6 empty] | 0 |  |  |  |  | 0% | 0 | 0 | 0 | 0 | 0 | 0 |  |  | 0 | 0% | 0 | 0 | 0 | 0 | 0 | NewControlTypes | 0 | 0 | 0 | 0 | 0 | 0 | 0 | 0 | 0 | 0 | 0 | 0 | 0 | 0 | 0 | 0 | 0 | 0 | 0 | 0 | 0 | 0 | 0 | 0 | 0 | 0 | 0 | 0 | 0 | 0 | 0 | 0 | 0 | 0 | 0 | 0 | 0 | 0 | 0 | 0 | 0 | 0 | 0 | 0 | 0 | 0 | 0 | 0 | 0 | 0 | 0 | 0 | 0 | 0 | 0 | 0 | 0 | 0 | 0 | 0 | 0 | 0 | 0 | 0 | 0 | 0 | 0 | 0 | 0 | 0 | 0 | 0 | 0 | 0 | 0 | 0 | 0 | 0 | 0 | 0 | 0 |  |  | 0 | 0 | 0 | 0 | 0 | 0 |  | 0 | 0 | 0 | 0 | 0 | 0 | 0 | 0 | 0 | 0 | 0 | 0 | 0 | 0 | 0 | 0 | 0 | 0 | 0
482 |  | 1 |  |  |  |  | 0 |  |  |  | 0 | 0 | [6 empty] | 0 |  |  |  |  | 0% | 0 | 0 | 0 | 0 | 0 | 0 |  |  | 0 | 0% | 0 | 0 | 0 | 0 | 0 | NewControlTypes | 0 | 0 | 0 | 0 | 0 | 0 | 0 | 0 | 0 | 0 | 0 | 0 | 0 | 0 | 0 | 0 | 0 | 0 | 0 | 0 | 0 | 0 | 0 | 0 | 0 | 0 | 0 | 0 | 0 | 0 | 0 | 0 | 0 | 0 | 0 | 0 | 0 | 0 | 0 | 0 | 0 | 0 | 0 | 0 | 0 | 0 | 0 | 0 | 0 | 0 | 0 | 0 | 0 | 0 | 0 | 0 | 0 | 0 | 0 | 0 | 0 | 0 | 0 | 0 | 0 | 0 | 0 | 0 | 0 | 0 | 0 | 0 | 0 | 0 | 0 | 0 | 0 | 0 | 0 | 0 | 0 |  |  | 0 | 0 | 0 | 0 | 0 | 0 |  | 0 | 0 | 0 | 0 | 0 | 0 | 0 | 0 | 0 | 0 | 0 | 0 | 0 | 0 | 0 | 0 | 0 | 0 | 0
483 |  | 1 |  |  |  |  | 0 |  |  |  | 0 | 0 | [6 empty] | 0 |  |  |  |  | 0% | 0 | 0 | 0 | 0 | 0 | 0 |  |  | 0 | 0% | 0 | 0 | 0 | 0 | 0 | NewControlTypes | 0 | 0 | 0 | 0 | 0 | 0 | 0 | 0 | 0 | 0 | 0 | 0 | 0 | 0 | 0 | 0 | 0 | 0 | 0 | 0 | 0 | 0 | 0 | 0 | 0 | 0 | 0 | 0 | 0 | 0 | 0 | 0 | 0 | 0 | 0 | 0 | 0 | 0 | 0 | 0 | 0 | 0 | 0 | 0 | 0 | 0 | 0 | 0 | 0 | 0 | 0 | 0 | 0 | 0 | 0 | 0 | 0 | 0 | 0 | 0 | 0 | 0 | 0 | 0 | 0 | 0 | 0 | 0 | 0 | 0 | 0 | 0 | 0 | 0 | 0 | 0 | 0 | 0 | 0 | 0 | 0 |  |  | 0 | 0 | 0 | 0 | 0 | 0 |  | 0 | 0 | 0 | 0 | 0 | 0 | 0 | 0 | 0 | 0 | 0 | 0 | 0 | 0 | 0 | 0 | 0 | 0 | 0
484 |  | 1 |  |  |  |  | 0 |  |  |  | 0 | 0 | [6 empty] | 0 |  |  |  |  | 0% | 0 | 0 | 0 | 0 | 0 | 0 |  |  | 0 | 0% | 0 | 0 | 0 | 0 | 0 | NewControlTypes | 0 | 0 | 0 | 0 | 0 | 0 | 0 | 0 | 0 | 0 | 0 | 0 | 0 | 0 | 0 | 0 | 0 | 0 | 0 | 0 | 0 | 0 | 0 | 0 | 0 | 0 | 0 | 0 | 0 | 0 | 0 | 0 | 0 | 0 | 0 | 0 | 0 | 0 | 0 | 0 | 0 | 0 | 0 | 0 | 0 | 0 | 0 | 0 | 0 | 0 | 0 | 0 | 0 | 0 | 0 | 0 | 0 | 0 | 0 | 0 | 0 | 0 | 0 | 0 | 0 | 0 | 0 | 0 | 0 | 0 | 0 | 0 | 0 | 0 | 0 | 0 | 0 | 0 | 0 | 0 | 0 |  |  | 0 | 0 | 0 | 0 | 0 | 0 |  | 0 | 0 | 0 | 0 | 0 | 0 | 0 | 0 | 0 | 0 | 0 | 0 | 0 | 0 | 0 | 0 | 0 | 0 | 0
485 |  | 1 |  |  |  |  | 0 |  |  |  | 0 | 0 | [6 empty] | 0 |  |  |  |  | 0% | 0 | 0 | 0 | 0 | 0 | 0 |  |  | 0 | 0% | 0 | 0 | 0 | 0 | 0 | NewControlTypes | 0 | 0 | 0 | 0 | 0 | 0 | 0 | 0 | 0 | 0 | 0 | 0 | 0 | 0 | 0 | 0 | 0 | 0 | 0 | 0 | 0 | 0 | 0 | 0 | 0 | 0 | 0 | 0 | 0 | 0 | 0 | 0 | 0 | 0 | 0 | 0 | 0 | 0 | 0 | 0 | 0 | 0 | 0 | 0 | 0 | 0 | 0 | 0 | 0 | 0 | 0 | 0 | 0 | 0 | 0 | 0 | 0 | 0 | 0 | 0 | 0 | 0 | 0 | 0 | 0 | 0 | 0 | 0 | 0 | 0 | 0 | 0 | 0 | 0 | 0 | 0 | 0 | 0 | 0 | 0 | 0 |  |  | 0 | 0 | 0 | 0 | 0 | 0 |  | 0 | 0 | 0 | 0 | 0 | 0 | 0 | 0 | 0 | 0 | 0 | 0 | 0 | 0 | 0 | 0 | 0 | 0 | 0
486 |  | 1 |  |  |  |  | 0 |  |  |  | 0 | 0 | [6 empty] | 0 |  |  |  |  | 0% | 0 | 0 | 0 | 0 | 0 | 0 |  |  | 0 | 0% | 0 | 0 | 0 | 0 | 0 | NewControlTypes | 0 | 0 | 0 | 0 | 0 | 0 | 0 | 0 | 0 | 0 | 0 | 0 | 0 | 0 | 0 | 0 | 0 | 0 | 0 | 0 | 0 | 0 | 0 | 0 | 0 | 0 | 0 | 0 | 0 | 0 | 0 | 0 | 0 | 0 | 0 | 0 | 0 | 0 | 0 | 0 | 0 | 0 | 0 | 0 | 0 | 0 | 0 | 0 | 0 | 0 | 0 | 0 | 0 | 0 | 0 | 0 | 0 | 0 | 0 | 0 | 0 | 0 | 0 | 0 | 0 | 0 | 0 | 0 | 0 | 0 | 0 | 0 | 0 | 0 | 0 | 0 | 0 | 0 | 0 | 0 | 0 |  |  | 0 | 0 | 0 | 0 | 0 | 0 |  | 0 | 0 | 0 | 0 | 0 | 0 | 0 | 0 | 0 | 0 | 0 | 0 | 0 | 0 | 0 | 0 | 0 | 0 | 0
487 |  | 1 |  |  |  |  | 0 |  |  |  | 0 | 0 | [6 empty] | 0 |  |  |  |  | 0% | 0 | 0 | 0 | 0 | 0 | 0 |  |  | 0 | 0% | 0 | 0 | 0 | 0 | 0 | NewControlTypes | 0 | 0 | 0 | 0 | 0 | 0 | 0 | 0 | 0 | 0 | 0 | 0 | 0 | 0 | 0 | 0 | 0 | 0 | 0 | 0 | 0 | 0 | 0 | 0 | 0 | 0 | 0 | 0 | 0 | 0 | 0 | 0 | 0 | 0 | 0 | 0 | 0 | 0 | 0 | 0 | 0 | 0 | 0 | 0 | 0 | 0 | 0 | 0 | 0 | 0 | 0 | 0 | 0 | 0 | 0 | 0 | 0 | 0 | 0 | 0 | 0 | 0 | 0 | 0 | 0 | 0 | 0 | 0 | 0 | 0 | 0 | 0 | 0 | 0 | 0 | 0 | 0 | 0 | 0 | 0 | 0 |  |  | 0 | 0 | 0 | 0 | 0 | 0 |  | 0 | 0 | 0 | 0 | 0 | 0 | 0 | 0 | 0 | 0 | 0 | 0 | 0 | 0 | 0 | 0 | 0 | 0 | 0
488 |  | 1 |  |  |  |  | 0 |  |  |  | 0 | 0 | [6 empty] | 0 |  |  |  |  | 0% | 0 | 0 | 0 | 0 | 0 | 0 |  |  | 0 | 0% | 0 | 0 | 0 | 0 | 0 | NewControlTypes | 0 | 0 | 0 | 0 | 0 | 0 | 0 | 0 | 0 | 0 | 0 | 0 | 0 | 0 | 0 | 0 | 0 | 0 | 0 | 0 | 0 | 0 | 0 | 0 | 0 | 0 | 0 | 0 | 0 | 0 | 0 | 0 | 0 | 0 | 0 | 0 | 0 | 0 | 0 | 0 | 0 | 0 | 0 | 0 | 0 | 0 | 0 | 0 | 0 | 0 | 0 | 0 | 0 | 0 | 0 | 0 | 0 | 0 | 0 | 0 | 0 | 0 | 0 | 0 | 0 | 0 | 0 | 0 | 0 | 0 | 0 | 0 | 0 | 0 | 0 | 0 | 0 | 0 | 0 | 0 | 0 |  |  | 0 | 0 | 0 | 0 | 0 | 0 |  | 0 | 0 | 0 | 0 | 0 | 0 | 0 | 0 | 0 | 0 | 0 | 0 | 0 | 0 | 0 | 0 | 0 | 0 | 0
489 |  | 1 |  |  |  |  | 0 |  |  |  | 0 | 0 | [6 empty] | 0 |  |  |  |  | 0% | 0 | 0 | 0 | 0 | 0 | 0 |  |  | 0 | 0% | 0 | 0 | 0 | 0 | 0 | NewControlTypes | 0 | 0 | 0 | 0 | 0 | 0 | 0 | 0 | 0 | 0 | 0 | 0 | 0 | 0 | 0 | 0 | 0 | 0 | 0 | 0 | 0 | 0 | 0 | 0 | 0 | 0 | 0 | 0 | 0 | 0 | 0 | 0 | 0 | 0 | 0 | 0 | 0 | 0 | 0 | 0 | 0 | 0 | 0 | 0 | 0 | 0 | 0 | 0 | 0 | 0 | 0 | 0 | 0 | 0 | 0 | 0 | 0 | 0 | 0 | 0 | 0 | 0 | 0 | 0 | 0 | 0 | 0 | 0 | 0 | 0 | 0 | 0 | 0 | 0 | 0 | 0 | 0 | 0 | 0 | 0 | 0 |  |  | 0 | 0 | 0 | 0 | 0 | 0 |  | 0 | 0 | 0 | 0 | 0 | 0 | 0 | 0 | 0 | 0 | 0 | 0 | 0 | 0 | 0 | 0 | 0 | 0 | 0
490 |  | 1 |  |  |  |  | 0 |  |  |  | 0 | 0 | [6 empty] | 0 |  |  |  |  | 0% | 0 | 0 | 0 | 0 | 0 | 0 |  |  | 0 | 0% | 0 | 0 | 0 | 0 | 0 | NewControlTypes | 0 | 0 | 0 | 0 | 0 | 0 | 0 | 0 | 0 | 0 | 0 | 0 | 0 | 0 | 0 | 0 | 0 | 0 | 0 | 0 | 0 | 0 | 0 | 0 | 0 | 0 | 0 | 0 | 0 | 0 | 0 | 0 | 0 | 0 | 0 | 0 | 0 | 0 | 0 | 0 | 0 | 0 | 0 | 0 | 0 | 0 | 0 | 0 | 0 | 0 | 0 | 0 | 0 | 0 | 0 | 0 | 0 | 0 | 0 | 0 | 0 | 0 | 0 | 0 | 0 | 0 | 0 | 0 | 0 | 0 | 0 | 0 | 0 | 0 | 0 | 0 | 0 | 0 | 0 | 0 | 0 |  |  | 0 | 0 | 0 | 0 | 0 | 0 |  | 0 | 0 | 0 | 0 | 0 | 0 | 0 | 0 | 0 | 0 | 0 | 0 | 0 | 0 | 0 | 0 | 0 | 0 | 0
491 |  | 1 |  |  |  |  | 0 |  |  |  | 0 | 0 | [6 empty] | 0 |  |  |  |  | 0% | 0 | 0 | 0 | 0 | 0 | 0 |  |  | 0 | 0% | 0 | 0 | 0 | 0 | 0 | NewControlTypes | 0 | 0 | 0 | 0 | 0 | 0 | 0 | 0 | 0 | 0 | 0 | 0 | 0 | 0 | 0 | 0 | 0 | 0 | 0 | 0 | 0 | 0 | 0 | 0 | 0 | 0 | 0 | 0 | 0 | 0 | 0 | 0 | 0 | 0 | 0 | 0 | 0 | 0 | 0 | 0 | 0 | 0 | 0 | 0 | 0 | 0 | 0 | 0 | 0 | 0 | 0 | 0 | 0 | 0 | 0 | 0 | 0 | 0 | 0 | 0 | 0 | 0 | 0 | 0 | 0 | 0 | 0 | 0 | 0 | 0 | 0 | 0 | 0 | 0 | 0 | 0 | 0 | 0 | 0 | 0 | 0 |  |  | 0 | 0 | 0 | 0 | 0 | 0 |  | 0 | 0 | 0 | 0 | 0 | 0 | 0 | 0 | 0 | 0 | 0 | 0 | 0 | 0 | 0 | 0 | 0 | 0 | 0
492 |  | 1 |  |  |  |  | 0 |  |  |  | 0 | 0 | [6 empty] | 0 |  |  |  |  | 0% | 0 | 0 | 0 | 0 | 0 | 0 |  |  | 0 | 0% | 0 | 0 | 0 | 0 | 0 | NewControlTypes | 0 | 0 | 0 | 0 | 0 | 0 | 0 | 0 | 0 | 0 | 0 | 0 | 0 | 0 | 0 | 0 | 0 | 0 | 0 | 0 | 0 | 0 | 0 | 0 | 0 | 0 | 0 | 0 | 0 | 0 | 0 | 0 | 0 | 0 | 0 | 0 | 0 | 0 | 0 | 0 | 0 | 0 | 0 | 0 | 0 | 0 | 0 | 0 | 0 | 0 | 0 | 0 | 0 | 0 | 0 | 0 | 0 | 0 | 0 | 0 | 0 | 0 | 0 | 0 | 0 | 0 | 0 | 0 | 0 | 0 | 0 | 0 | 0 | 0 | 0 | 0 | 0 | 0 | 0 | 0 | 0 |  |  | 0 | 0 | 0 | 0 | 0 | 0 |  | 0 | 0 | 0 | 0 | 0 | 0 | 0 | 0 | 0 | 0 | 0 | 0 | 0 | 0 | 0 | 0 | 0 | 0 | 0
493 |  | 1 |  |  |  |  | 0 |  |  |  | 0 | 0 | [6 empty] | 0 |  |  |  |  | 0% | 0 | 0 | 0 | 0 | 0 | 0 |  |  | 0 | 0% | 0 | 0 | 0 | 0 | 0 | NewControlTypes | 0 | 0 | 0 | 0 | 0 | 0 | 0 | 0 | 0 | 0 | 0 | 0 | 0 | 0 | 0 | 0 | 0 | 0 | 0 | 0 | 0 | 0 | 0 | 0 | 0 | 0 | 0 | 0 | 0 | 0 | 0 | 0 | 0 | 0 | 0 | 0 | 0 | 0 | 0 | 0 | 0 | 0 | 0 | 0 | 0 | 0 | 0 | 0 | 0 | 0 | 0 | 0 | 0 | 0 | 0 | 0 | 0 | 0 | 0 | 0 | 0 | 0 | 0 | 0 | 0 | 0 | 0 | 0 | 0 | 0 | 0 | 0 | 0 | 0 | 0 | 0 | 0 | 0 | 0 | 0 | 0 |  |  | 0 | 0 | 0 | 0 | 0 | 0 |  | 0 | 0 | 0 | 0 | 0 | 0 | 0 | 0 | 0 | 0 | 0 | 0 | 0 | 0 | 0 | 0 | 0 | 0 | 0
494 |  | 1 |  |  |  |  | 0 |  |  |  | 0 | 0 | [6 empty] | 0 |  |  |  |  | 0% | 0 | 0 | 0 | 0 | 0 | 0 |  |  | 0 | 0% | 0 | 0 | 0 | 0 | 0 | NewControlTypes | 0 | 0 | 0 | 0 | 0 | 0 | 0 | 0 | 0 | 0 | 0 | 0 | 0 | 0 | 0 | 0 | 0 | 0 | 0 | 0 | 0 | 0 | 0 | 0 | 0 | 0 | 0 | 0 | 0 | 0 | 0 | 0 | 0 | 0 | 0 | 0 | 0 | 0 | 0 | 0 | 0 | 0 | 0 | 0 | 0 | 0 | 0 | 0 | 0 | 0 | 0 | 0 | 0 | 0 | 0 | 0 | 0 | 0 | 0 | 0 | 0 | 0 | 0 | 0 | 0 | 0 | 0 | 0 | 0 | 0 | 0 | 0 | 0 | 0 | 0 | 0 | 0 | 0 | 0 | 0 | 0 |  |  | 0 | 0 | 0 | 0 | 0 | 0 |  | 0 | 0 | 0 | 0 | 0 | 0 | 0 | 0 | 0 | 0 | 0 | 0 | 0 | 0 | 0 | 0 | 0 | 0 | 0
495 |  | 1 |  |  |  |  | 0 |  |  |  | 0 | 0 | [6 empty] | 0 |  |  |  |  | 0% | 0 | 0 | 0 | 0 | 0 | 0 |  |  | 0 | 0% | 0 | 0 | 0 | 0 | 0 | NewControlTypes | 0 | 0 | 0 | 0 | 0 | 0 | 0 | 0 | 0 | 0 | 0 | 0 | 0 | 0 | 0 | 0 | 0 | 0 | 0 | 0 | 0 | 0 | 0 | 0 | 0 | 0 | 0 | 0 | 0 | 0 | 0 | 0 | 0 | 0 | 0 | 0 | 0 | 0 | 0 | 0 | 0 | 0 | 0 | 0 | 0 | 0 | 0 | 0 | 0 | 0 | 0 | 0 | 0 | 0 | 0 | 0 | 0 | 0 | 0 | 0 | 0 | 0 | 0 | 0 | 0 | 0 | 0 | 0 | 0 | 0 | 0 | 0 | 0 | 0 | 0 | 0 | 0 | 0 | 0 | 0 | 0 |  |  | 0 | 0 | 0 | 0 | 0 | 0 |  | 0 | 0 | 0 | 0 | 0 | 0 | 0 | 0 | 0 | 0 | 0 | 0 | 0 | 0 | 0 | 0 | 0 | 0 | 0
496 |  | 1 |  |  |  |  | 0 |  |  |  | 0 | 0 | [6 empty] | 0 |  |  |  |  | 0% | 0 | 0 | 0 | 0 | 0 | 0 |  |  | 0 | 0% | 0 | 0 | 0 | 0 | 0 | NewControlTypes | 0 | 0 | 0 | 0 | 0 | 0 | 0 | 0 | 0 | 0 | 0 | 0 | 0 | 0 | 0 | 0 | 0 | 0 | 0 | 0 | 0 | 0 | 0 | 0 | 0 | 0 | 0 | 0 | 0 | 0 | 0 | 0 | 0 | 0 | 0 | 0 | 0 | 0 | 0 | 0 | 0 | 0 | 0 | 0 | 0 | 0 | 0 | 0 | 0 | 0 | 0 | 0 | 0 | 0 | 0 | 0 | 0 | 0 | 0 | 0 | 0 | 0 | 0 | 0 | 0 | 0 | 0 | 0 | 0 | 0 | 0 | 0 | 0 | 0 | 0 | 0 | 0 | 0 | 0 | 0 | 0 |  |  | 0 | 0 | 0 | 0 | 0 | 0 |  | 0 | 0 | 0 | 0 | 0 | 0 | 0 | 0 | 0 | 0 | 0 | 0 | 0 | 0 | 0 | 0 | 0 | 0 | 0
497 |  | 1 |  |  |  |  | 0 |  |  |  | 0 | 0 | [6 empty] | 0 |  |  |  |  | 0% | 0 | 0 | 0 | 0 | 0 | 0 |  |  | 0 | 0% | 0 | 0 | 0 | 0 | 0 | NewControlTypes | 0 | 0 | 0 | 0 | 0 | 0 | 0 | 0 | 0 | 0 | 0 | 0 | 0 | 0 | 0 | 0 | 0 | 0 | 0 | 0 | 0 | 0 | 0 | 0 | 0 | 0 | 0 | 0 | 0 | 0 | 0 | 0 | 0 | 0 | 0 | 0 | 0 | 0 | 0 | 0 | 0 | 0 | 0 | 0 | 0 | 0 | 0 | 0 | 0 | 0 | 0 | 0 | 0 | 0 | 0 | 0 | 0 | 0 | 0 | 0 | 0 | 0 | 0 | 0 | 0 | 0 | 0 | 0 | 0 | 0 | 0 | 0 | 0 | 0 | 0 | 0 | 0 | 0 | 0 | 0 | 0 |  |  | 0 | 0 | 0 | 0 | 0 | 0 |  | 0 | 0 | 0 | 0 | 0 | 0 | 0 | 0 | 0 | 0 | 0 | 0 | 0 | 0 | 0 | 0 | 0 | 0 | 0
498 |  | 1 |  |  |  |  | 0 |  |  |  | 0 | 0 | [6 empty] | 0 |  |  |  |  | 0% | 0 | 0 | 0 | 0 | 0 | 0 |  |  | 0 | 0% | 0 | 0 | 0 | 0 | 0 | NewControlTypes | 0 | 0 | 0 | 0 | 0 | 0 | 0 | 0 | 0 | 0 | 0 | 0 | 0 | 0 | 0 | 0 | 0 | 0 | 0 | 0 | 0 | 0 | 0 | 0 | 0 | 0 | 0 | 0 | 0 | 0 | 0 | 0 | 0 | 0 | 0 | 0 | 0 | 0 | 0 | 0 | 0 | 0 | 0 | 0 | 0 | 0 | 0 | 0 | 0 | 0 | 0 | 0 | 0 | 0 | 0 | 0 | 0 | 0 | 0 | 0 | 0 | 0 | 0 | 0 | 0 | 0 | 0 | 0 | 0 | 0 | 0 | 0 | 0 | 0 | 0 | 0 | 0 | 0 | 0 | 0 | 0 |  |  | 0 | 0 | 0 | 0 | 0 | 0 |  | 0 | 0 | 0 | 0 | 0 | 0 | 0 | 0 | 0 | 0 | 0 | 0 | 0 | 0 | 0 | 0 | 0 | 0 | 0
499 |  | 1 |  |  |  |  | 0 |  |  |  | 0 | 0 | [6 empty] | 0 |  |  |  |  | 0% | 0 | 0 | 0 | 0 | 0 | 0 |  |  | 0 | 0% | 0 | 0 | 0 | 0 | 0 | NewControlTypes | 0 | 0 | 0 | 0 | 0 | 0 | 0 | 0 | 0 | 0 | 0 | 0 | 0 | 0 | 0 | 0 | 0 | 0 | 0 | 0 | 0 | 0 | 0 | 0 | 0 | 0 | 0 | 0 | 0 | 0 | 0 | 0 | 0 | 0 | 0 | 0 | 0 | 0 | 0 | 0 | 0 | 0 | 0 | 0 | 0 | 0 | 0 | 0 | 0 | 0 | 0 | 0 | 0 | 0 | 0 | 0 | 0 | 0 | 0 | 0 | 0 | 0 | 0 | 0 | 0 | 0 | 0 | 0 | 0 | 0 | 0 | 0 | 0 | 0 | 0 | 0 | 0 | 0 | 0 | 0 | 0 |  |  | 0 | 0 | 0 | 0 | 0 | 0 |  | 0 | 0 | 0 | 0 | 0 | 0 | 0 | 0 | 0 | 0 | 0 | 0 | 0 | 0 | 0 | 0 | 0 | 0 | 0
500 |  | 1 |  |  |  |  | 0 |  |  |  | 0 | 0 | [6 empty] | 0 |  |  |  |  | 0% | 0 | 0 | 0 | 0 | 0 | 0 |  |  | 0 | 0% | 0 | 0 | 0 | 0 | 0 | NewControlTypes | 0 | 0 | 0 | 0 | 0 | 0 | 0 | 0 | 0 | 0 | 0 | 0 | 0 | 0 | 0 | 0 | 0 | 0 | 0 | 0 | 0 | 0 | 0 | 0 | 0 | 0 | 0 | 0 | 0 | 0 | 0 | 0 | 0 | 0 | 0 | 0 | 0 | 0 | 0 | 0 | 0 | 0 | 0 | 0 | 0 | 0 | 0 | 0 | 0 | 0 | 0 | 0 | 0 | 0 | 0 | 0 | 0 | 0 | 0 | 0 | 0 | 0 | 0 | 0 | 0 | 0 | 0 | 0 | 0 | 0 | 0 | 0 | 0 | 0 | 0 | 0 | 0 | 0 | 0 | 0 | 0 |  |  | 0 | 0 | 0 | 0 | 0 | 0 |  | 0 | 0 | 0 | 0 | 0 | 0 | 0 | 0 | 0 | 0 | 0 | 0 | 0 | 0 | 0 | 0 | 0 | 0 | 0
501 |  | 1 |  |  |  |  | 0 |  |  |  | 0 | 0 | [6 empty] | 0 |  |  |  |  | 0% | 0 | 0 | 0 | 0 | 0 | 0 |  |  | 0 | 0% | 0 | 0 | 0 | 0 | 0 | NewControlTypes | 0 | 0 | 0 | 0 | 0 | 0 | 0 | 0 | 0 | 0 | 0 | 0 | 0 | 0 | 0 | 0 | 0 | 0 | 0 | 0 | 0 | 0 | 0 | 0 | 0 | 0 | 0 | 0 | 0 | 0 | 0 | 0 | 0 | 0 | 0 | 0 | 0 | 0 | 0 | 0 | 0 | 0 | 0 | 0 | 0 | 0 | 0 | 0 | 0 | 0 | 0 | 0 | 0 | 0 | 0 | 0 | 0 | 0 | 0 | 0 | 0 | 0 | 0 | 0 | 0 | 0 | 0 | 0 | 0 | 0 | 0 | 0 | 0 | 0 | 0 | 0 | 0 | 0 | 0 | 0 | 0 |  |  | 0 | 0 | 0 | 0 | 0 | 0 |  | 0 | 0 | 0 | 0 | 0 | 0 | 0 | 0 | 0 | 0 | 0 | 0 | 0 | 0 | 0 | 0 | 0 | 0 | 0
502 |  | 1 |  |  |  |  | 0 |  |  |  | 0 | 0 | [6 empty] | 0 |  |  |  |  | 0% | 0 | 0 | 0 | 0 | 0 | 0 |  |  | 0 | 0% | 0 | 0 | 0 | 0 | 0 | NewControlTypes | 0 | 0 | 0 | 0 | 0 | 0 | 0 | 0 | 0 | 0 | 0 | 0 | 0 | 0 | 0 | 0 | 0 | 0 | 0 | 0 | 0 | 0 | 0 | 0 | 0 | 0 | 0 | 0 | 0 | 0 | 0 | 0 | 0 | 0 | 0 | 0 | 0 | 0 | 0 | 0 | 0 | 0 | 0 | 0 | 0 | 0 | 0 | 0 | 0 | 0 | 0 | 0 | 0 | 0 | 0 | 0 | 0 | 0 | 0 | 0 | 0 | 0 | 0 | 0 | 0 | 0 | 0 | 0 | 0 | 0 | 0 | 0 | 0 | 0 | 0 | 0 | 0 | 0 | 0 | 0 | 0 |  |  | 0 | 0 | 0 | 0 | 0 | 0 |  | 0 | 0 | 0 | 0 | 0 | 0 | 0 | 0 | 0 | 0 | 0 | 0 | 0 | 0 | 0 | 0 | 0 | 0 | 0
503 |  | 1 |  |  |  |  | 0 |  |  |  | 0 | 0 | [6 empty] | 0 |  |  |  |  | 0% | 0 | 0 | 0 | 0 | 0 | 0 |  |  | 0 | 0% | 0 | 0 | 0 | 0 | 0 | NewControlTypes | 0 | 0 | 0 | 0 | 0 | 0 | 0 | 0 | 0 | 0 | 0 | 0 | 0 | 0 | 0 | 0 | 0 | 0 | 0 | 0 | 0 | 0 | 0 | 0 | 0 | 0 | 0 | 0 | 0 | 0 | 0 | 0 | 0 | 0 | 0 | 0 | 0 | 0 | 0 | 0 | 0 | 0 | 0 | 0 | 0 | 0 | 0 | 0 | 0 | 0 | 0 | 0 | 0 | 0 | 0 | 0 | 0 | 0 | 0 | 0 | 0 | 0 | 0 | 0 | 0 | 0 | 0 | 0 | 0 | 0 | 0 | 0 | 0 | 0 | 0 | 0 | 0 | 0 | 0 | 0 | 0 |  |  | 0 | 0 | 0 | 0 | 0 | 0 |  | 0 | 0 | 0 | 0 | 0 | 0 | 0 | 0 | 0 | 0 | 0 | 0 | 0 | 0 | 0 | 0 | 0 | 0 | 0
504 |  | 1 |  |  |  |  | 0 |  |  |  | 0 | 0 | [6 empty] | 0 |  |  |  |  | 0% | 0 | 0 | 0 | 0 | 0 | 0 |  |  | 0 | 0% | 0 | 0 | 0 | 0 | 0 | NewControlTypes | 0 | 0 | 0 | 0 | 0 | 0 | 0 | 0 | 0 | 0 | 0 | 0 | 0 | 0 | 0 | 0 | 0 | 0 | 0 | 0 | 0 | 0 | 0 | 0 | 0 | 0 | 0 | 0 | 0 | 0 | 0 | 0 | 0 | 0 | 0 | 0 | 0 | 0 | 0 | 0 | 0 | 0 | 0 | 0 | 0 | 0 | 0 | 0 | 0 | 0 | 0 | 0 | 0 | 0 | 0 | 0 | 0 | 0 | 0 | 0 | 0 | 0 | 0 | 0 | 0 | 0 | 0 | 0 | 0 | 0 | 0 | 0 | 0 | 0 | 0 | 0 | 0 | 0 | 0 | 0 | 0 |  |  | 0 | 0 | 0 | 0 | 0 | 0 |  | 0 | 0 | 0 | 0 | 0 | 0 | 0 | 0 | 0 | 0 | 0 | 0 | 0 | 0 | 0 | 0 | 0 | 0 | 0
505 |  | 1 |  |  |  |  | 0 |  |  |  | 0 | 0 | [6 empty] | 0 |  |  |  |  | 0% | 0 | 0 | 0 | 0 | 0 | 0 |  |  | 0 | 0% | 0 | 0 | 0 | 0 | 0 | NewControlTypes | 0 | 0 | 0 | 0 | 0 | 0 | 0 | 0 | 0 | 0 | 0 | 0 | 0 | 0 | 0 | 0 | 0 | 0 | 0 | 0 | 0 | 0 | 0 | 0 | 0 | 0 | 0 | 0 | 0 | 0 | 0 | 0 | 0 | 0 | 0 | 0 | 0 | 0 | 0 | 0 | 0 | 0 | 0 | 0 | 0 | 0 | 0 | 0 | 0 | 0 | 0 | 0 | 0 | 0 | 0 | 0 | 0 | 0 | 0 | 0 | 0 | 0 | 0 | 0 | 0 | 0 | 0 | 0 | 0 | 0 | 0 | 0 | 0 | 0 | 0 | 0 | 0 | 0 | 0 | 0 | 0 |  |  | 0 | 0 | 0 | 0 | 0 | 0 |  | 0 | 0 | 0 | 0 | 0 | 0 | 0 | 0 | 0 | 0 | 0 | 0 | 0 | 0 | 0 | 0 | 0 | 0 | 0
506 |  | 1 |  |  |  |  | 0 |  |  |  | 0 | 0 | [6 empty] | 0 |  |  |  |  | 0% | 0 | 0 | 0 | 0 | 0 | 0 |  |  | 0 | 0% | 0 | 0 | 0 | 0 | 0 | NewControlTypes | 0 | 0 | 0 | 0 | 0 | 0 | 0 | 0 | 0 | 0 | 0 | 0 | 0 | 0 | 0 | 0 | 0 | 0 | 0 | 0 | 0 | 0 | 0 | 0 | 0 | 0 | 0 | 0 | 0 | 0 | 0 | 0 | 0 | 0 | 0 | 0 | 0 | 0 | 0 | 0 | 0 | 0 | 0 | 0 | 0 | 0 | 0 | 0 | 0 | 0 | 0 | 0 | 0 | 0 | 0 | 0 | 0 | 0 | 0 | 0 | 0 | 0 | 0 | 0 | 0 | 0 | 0 | 0 | 0 | 0 | 0 | 0 | 0 | 0 | 0 | 0 | 0 | 0 | 0 | 0 | 0 |  |  | 0 | 0 | 0 | 0 | 0 | 0 |  | 0 | 0 | 0 | 0 | 0 | 0 | 0 | 0 | 0 | 0 | 0 | 0 | 0 | 0 | 0 | 0 | 0 | 0 | 0
507 |  | 1 |  |  |  |  | 0 |  |  |  | 0 | 0 | [6 empty] | 0 |  |  |  |  | 0% | 0 | 0 | 0 | 0 | 0 | 0 |  |  | 0 | 0% | 0 | 0 | 0 | 0 | 0 | NewControlTypes | 0 | 0 | 0 | 0 | 0 | 0 | 0 | 0 | 0 | 0 | 0 | 0 | 0 | 0 | 0 | 0 | 0 | 0 | 0 | 0 | 0 | 0 | 0 | 0 | 0 | 0 | 0 | 0 | 0 | 0 | 0 | 0 | 0 | 0 | 0 | 0 | 0 | 0 | 0 | 0 | 0 | 0 | 0 | 0 | 0 | 0 | 0 | 0 | 0 | 0 | 0 | 0 | 0 | 0 | 0 | 0 | 0 | 0 | 0 | 0 | 0 | 0 | 0 | 0 | 0 | 0 | 0 | 0 | 0 | 0 | 0 | 0 | 0 | 0 | 0 | 0 | 0 | 0 | 0 | 0 | 0 |  |  | 0 | 0 | 0 | 0 | 0 | 0 |  | 0 | 0 | 0 | 0 | 0 | 0 | 0 | 0 | 0 | 0 | 0 | 0 | 0 | 0 | 0 | 0 | 0 | 0 | 0
508 |  | 1 |  |  |  |  | 0 |  |  |  | 0 | 0 | [6 empty] | 0 |  |  |  |  | 0% | 0 | 0 | 0 | 0 | 0 | 0 |  |  | 0 | 0% | 0 | 0 | 0 | 0 | 0 | NewControlTypes | 0 | 0 | 0 | 0 | 0 | 0 | 0 | 0 | 0 | 0 | 0 | 0 | 0 | 0 | 0 | 0 | 0 | 0 | 0 | 0 | 0 | 0 | 0 | 0 | 0 | 0 | 0 | 0 | 0 | 0 | 0 | 0 | 0 | 0 | 0 | 0 | 0 | 0 | 0 | 0 | 0 | 0 | 0 | 0 | 0 | 0 | 0 | 0 | 0 | 0 | 0 | 0 | 0 | 0 | 0 | 0 | 0 | 0 | 0 | 0 | 0 | 0 | 0 | 0 | 0 | 0 | 0 | 0 | 0 | 0 | 0 | 0 | 0 | 0 | 0 | 0 | 0 | 0 | 0 | 0 | 0 |  |  | 0 | 0 | 0 | 0 | 0 | 0 |  | 0 | 0 | 0 | 0 | 0 | 0 | 0 | 0 | 0 | 0 | 0 | 0 | 0 | 0 | 0 | 0 | 0 | 0 | 0
509 |  | 1 |  |  |  |  | 0 |  |  |  | 0 | 0 | [6 empty] | 0 |  |  |  |  | 0% | 0 | 0 | 0 | 0 | 0 | 0 |  |  | 0 | 0% | 0 | 0 | 0 | 0 | 0 | NewControlTypes | 0 | 0 | 0 | 0 | 0 | 0 | 0 | 0 | 0 | 0 | 0 | 0 | 0 | 0 | 0 | 0 | 0 | 0 | 0 | 0 | 0 | 0 | 0 | 0 | 0 | 0 | 0 | 0 | 0 | 0 | 0 | 0 | 0 | 0 | 0 | 0 | 0 | 0 | 0 | 0 | 0 | 0 | 0 | 0 | 0 | 0 | 0 | 0 | 0 | 0 | 0 | 0 | 0 | 0 | 0 | 0 | 0 | 0 | 0 | 0 | 0 | 0 | 0 | 0 | 0 | 0 | 0 | 0 | 0 | 0 | 0 | 0 | 0 | 0 | 0 | 0 | 0 | 0 | 0 | 0 | 0 |  |  | 0 | 0 | 0 | 0 | 0 | 0 |  | 0 | 0 | 0 | 0 | 0 | 0 | 0 | 0 | 0 | 0 | 0 | 0 | 0 | 0 | 0 | 0 | 0 | 0 | 0
510 |  | 1 |  |  |  |  | 0 |  |  |  | 0 | 0 | [6 empty] | 0 |  |  |  |  | 0% | 0 | 0 | 0 | 0 | 0 | 0 |  |  | 0 | 0% | 0 | 0 | 0 | 0 | 0 | NewControlTypes | 0 | 0 | 0 | 0 | 0 | 0 | 0 | 0 | 0 | 0 | 0 | 0 | 0 | 0 | 0 | 0 | 0 | 0 | 0 | 0 | 0 | 0 | 0 | 0 | 0 | 0 | 0 | 0 | 0 | 0 | 0 | 0 | 0 | 0 | 0 | 0 | 0 | 0 | 0 | 0 | 0 | 0 | 0 | 0 | 0 | 0 | 0 | 0 | 0 | 0 | 0 | 0 | 0 | 0 | 0 | 0 | 0 | 0 | 0 | 0 | 0 | 0 | 0 | 0 | 0 | 0 | 0 | 0 | 0 | 0 | 0 | 0 | 0 | 0 | 0 | 0 | 0 | 0 | 0 | 0 | 0 |  |  | 0 | 0 | 0 | 0 | 0 | 0 |  | 0 | 0 | 0 | 0 | 0 | 0 | 0 | 0 | 0 | 0 | 0 | 0 | 0 | 0 | 0 | 0 | 0 | 0 | 0
511 |  | 1 |  |  |  |  | 0 |  |  |  | 0 | 0 | [6 empty] | 0 |  |  |  |  | 0% | 0 | 0 | 0 | 0 | 0 | 0 |  |  | 0 | 0% | 0 | 0 | 0 | 0 | 0 | NewControlTypes | 0 | 0 | 0 | 0 | 0 | 0 | 0 | 0 | 0 | 0 | 0 | 0 | 0 | 0 | 0 | 0 | 0 | 0 | 0 | 0 | 0 | 0 | 0 | 0 | 0 | 0 | 0 | 0 | 0 | 0 | 0 | 0 | 0 | 0 | 0 | 0 | 0 | 0 | 0 | 0 | 0 | 0 | 0 | 0 | 0 | 0 | 0 | 0 | 0 | 0 | 0 | 0 | 0 | 0 | 0 | 0 | 0 | 0 | 0 | 0 | 0 | 0 | 0 | 0 | 0 | 0 | 0 | 0 | 0 | 0 | 0 | 0 | 0 | 0 | 0 | 0 | 0 | 0 | 0 | 0 | 0 |  |  | 0 | 0 | 0 | 0 | 0 | 0 |  | 0 | 0 | 0 | 0 | 0 | 0 | 0 | 0 | 0 | 0 | 0 | 0 | 0 | 0 | 0 | 0 | 0 | 0 | 0
512 |  | 1 |  |  |  |  | 0 |  |  |  | 0 | 0 | [6 empty] | 0 |  |  |  |  | 0% | 0 | 0 | 0 | 0 | 0 | 0 |  |  | 0 | 0% | 0 | 0 | 0 | 0 | 0 | NewControlTypes | 0 | 0 | 0 | 0 | 0 | 0 | 0 | 0 | 0 | 0 | 0 | 0 | 0 | 0 | 0 | 0 | 0 | 0 | 0 | 0 | 0 | 0 | 0 | 0 | 0 | 0 | 0 | 0 | 0 | 0 | 0 | 0 | 0 | 0 | 0 | 0 | 0 | 0 | 0 | 0 | 0 | 0 | 0 | 0 | 0 | 0 | 0 | 0 | 0 | 0 | 0 | 0 | 0 | 0 | 0 | 0 | 0 | 0 | 0 | 0 | 0 | 0 | 0 | 0 | 0 | 0 | 0 | 0 | 0 | 0 | 0 | 0 | 0 | 0 | 0 | 0 | 0 | 0 | 0 | 0 | 0 |  |  | 0 | 0 | 0 | 0 | 0 | 0 |  | 0 | 0 | 0 | 0 | 0 | 0 | 0 | 0 | 0 | 0 | 0 | 0 | 0 | 0 | 0 | 0 | 0 | 0 | 0
513 |  | 1 |  |  |  |  | 0 |  |  |  | 0 | 0 | [6 empty] | 0 |  |  |  |  | 0% | 0 | 0 | 0 | 0 | 0 | 0 |  |  | 0 | 0% | 0 | 0 | 0 | 0 | 0 | NewControlTypes | 0 | 0 | 0 | 0 | 0 | 0 | 0 | 0 | 0 | 0 | 0 | 0 | 0 | 0 | 0 | 0 | 0 | 0 | 0 | 0 | 0 | 0 | 0 | 0 | 0 | 0 | 0 | 0 | 0 | 0 | 0 | 0 | 0 | 0 | 0 | 0 | 0 | 0 | 0 | 0 | 0 | 0 | 0 | 0 | 0 | 0 | 0 | 0 | 0 | 0 | 0 | 0 | 0 | 0 | 0 | 0 | 0 | 0 | 0 | 0 | 0 | 0 | 0 | 0 | 0 | 0 | 0 | 0 | 0 | 0 | 0 | 0 | 0 | 0 | 0 | 0 | 0 | 0 | 0 | 0 | 0 |  |  | 0 | 0 | 0 | 0 | 0 | 0 |  | 0 | 0 | 0 | 0 | 0 | 0 | 0 | 0 | 0 | 0 | 0 | 0 | 0 | 0 | 0 | 0 | 0 | 0 | 0
514 |  | 1 |  |  |  |  | 0 |  |  |  | 0 | 0 | [6 empty] | 0 |  |  |  |  | 0% | 0 | 0 | 0 | 0 | 0 | 0 |  |  | 0 | 0% | 0 | 0 | 0 | 0 | 0 | NewControlTypes | 0 | 0 | 0 | 0 | 0 | 0 | 0 | 0 | 0 | 0 | 0 | 0 | 0 | 0 | 0 | 0 | 0 | 0 | 0 | 0 | 0 | 0 | 0 | 0 | 0 | 0 | 0 | 0 | 0 | 0 | 0 | 0 | 0 | 0 | 0 | 0 | 0 | 0 | 0 | 0 | 0 | 0 | 0 | 0 | 0 | 0 | 0 | 0 | 0 | 0 | 0 | 0 | 0 | 0 | 0 | 0 | 0 | 0 | 0 | 0 | 0 | 0 | 0 | 0 | 0 | 0 | 0 | 0 | 0 | 0 | 0 | 0 | 0 | 0 | 0 | 0 | 0 | 0 | 0 | 0 | 0 |  |  | 0 | 0 | 0 | 0 | 0 | 0 |  | 0 | 0 | 0 | 0 | 0 | 0 | 0 | 0 | 0 | 0 | 0 | 0 | 0 | 0 | 0 | 0 | 0 | 0 | 0
515 |  | 1 |  |  |  |  | 0 |  |  |  | 0 | 0 | [6 empty] | 0 |  |  |  |  | 0% | 0 | 0 | 0 | 0 | 0 | 0 |  |  | 0 | 0% | 0 | 0 | 0 | 0 | 0 | NewControlTypes | 0 | 0 | 0 | 0 | 0 | 0 | 0 | 0 | 0 | 0 | 0 | 0 | 0 | 0 | 0 | 0 | 0 | 0 | 0 | 0 | 0 | 0 | 0 | 0 | 0 | 0 | 0 | 0 | 0 | 0 | 0 | 0 | 0 | 0 | 0 | 0 | 0 | 0 | 0 | 0 | 0 | 0 | 0 | 0 | 0 | 0 | 0 | 0 | 0 | 0 | 0 | 0 | 0 | 0 | 0 | 0 | 0 | 0 | 0 | 0 | 0 | 0 | 0 | 0 | 0 | 0 | 0 | 0 | 0 | 0 | 0 | 0 | 0 | 0 | 0 | 0 | 0 | 0 | 0 | 0 | 0 |  |  | 0 | 0 | 0 | 0 | 0 | 0 |  | 0 | 0 | 0 | 0 | 0 | 0 | 0 | 0 | 0 | 0 | 0 | 0 | 0 | 0 | 0 | 0 | 0 | 0 | 0
516 |  | 1 |  |  |  |  | 0 |  |  |  | 0 | 0 | [6 empty] | 0 |  |  |  |  | 0% | 0 | 0 | 0 | 0 | 0 | 0 |  |  | 0 | 0% | 0 | 0 | 0 | 0 | 0 | NewControlTypes | 0 | 0 | 0 | 0 | 0 | 0 | 0 | 0 | 0 | 0 | 0 | 0 | 0 | 0 | 0 | 0 | 0 | 0 | 0 | 0 | 0 | 0 | 0 | 0 | 0 | 0 | 0 | 0 | 0 | 0 | 0 | 0 | 0 | 0 | 0 | 0 | 0 | 0 | 0 | 0 | 0 | 0 | 0 | 0 | 0 | 0 | 0 | 0 | 0 | 0 | 0 | 0 | 0 | 0 | 0 | 0 | 0 | 0 | 0 | 0 | 0 | 0 | 0 | 0 | 0 | 0 | 0 | 0 | 0 | 0 | 0 | 0 | 0 | 0 | 0 | 0 | 0 | 0 | 0 | 0 | 0 |  |  | 0 | 0 | 0 | 0 | 0 | 0 |  | 0 | 0 | 0 | 0 | 0 | 0 | 0 | 0 | 0 | 0 | 0 | 0 | 0 | 0 | 0 | 0 | 0 | 0 | 0
517 |  | 1 |  |  |  |  | 0 |  |  |  | 0 | 0 | [6 empty] | 0 |  |  |  |  | 0% | 0 | 0 | 0 | 0 | 0 | 0 |  |  | 0 | 0% | 0 | 0 | 0 | 0 | 0 | NewControlTypes | 0 | 0 | 0 | 0 | 0 | 0 | 0 | 0 | 0 | 0 | 0 | 0 | 0 | 0 | 0 | 0 | 0 | 0 | 0 | 0 | 0 | 0 | 0 | 0 | 0 | 0 | 0 | 0 | 0 | 0 | 0 | 0 | 0 | 0 | 0 | 0 | 0 | 0 | 0 | 0 | 0 | 0 | 0 | 0 | 0 | 0 | 0 | 0 | 0 | 0 | 0 | 0 | 0 | 0 | 0 | 0 | 0 | 0 | 0 | 0 | 0 | 0 | 0 | 0 | 0 | 0 | 0 | 0 | 0 | 0 | 0 | 0 | 0 | 0 | 0 | 0 | 0 | 0 | 0 | 0 | 0 |  |  | 0 | 0 | 0 | 0 | 0 | 0 |  | 0 | 0 | 0 | 0 | 0 | 0 | 0 | 0 | 0 | 0 | 0 | 0 | 0 | 0 | 0 | 0 | 0 | 0 | 0
518 |  | 1 |  |  |  |  | 0 |  |  |  | 0 | 0 | [6 empty] | 0 |  |  |  |  | 0% | 0 | 0 | 0 | 0 | 0 | 0 |  |  | 0 | 0% | 0 | 0 | 0 | 0 | 0 | NewControlTypes | 0 | 0 | 0 | 0 | 0 | 0 | 0 | 0 | 0 | 0 | 0 | 0 | 0 | 0 | 0 | 0 | 0 | 0 | 0 | 0 | 0 | 0 | 0 | 0 | 0 | 0 | 0 | 0 | 0 | 0 | 0 | 0 | 0 | 0 | 0 | 0 | 0 | 0 | 0 | 0 | 0 | 0 | 0 | 0 | 0 | 0 | 0 | 0 | 0 | 0 | 0 | 0 | 0 | 0 | 0 | 0 | 0 | 0 | 0 | 0 | 0 | 0 | 0 | 0 | 0 | 0 | 0 | 0 | 0 | 0 | 0 | 0 | 0 | 0 | 0 | 0 | 0 | 0 | 0 | 0 | 0 |  |  | 0 | 0 | 0 | 0 | 0 | 0 |  | 0 | 0 | 0 | 0 | 0 | 0 | 0 | 0 | 0 | 0 | 0 | 0 | 0 | 0 | 0 | 0 | 0 | 0 | 0
519 |  | 1 |  |  |  |  | 0 |  |  |  | 0 | 0 | [6 empty] | 0 |  |  |  |  | 0% | 0 | 0 | 0 | 0 | 0 | 0 |  |  | 0 | 0% | 0 | 0 | 0 | 0 | 0 | NewControlTypes | 0 | 0 | 0 | 0 | 0 | 0 | 0 | 0 | 0 | 0 | 0 | 0 | 0 | 0 | 0 | 0 | 0 | 0 | 0 | 0 | 0 | 0 | 0 | 0 | 0 | 0 | 0 | 0 | 0 | 0 | 0 | 0 | 0 | 0 | 0 | 0 | 0 | 0 | 0 | 0 | 0 | 0 | 0 | 0 | 0 | 0 | 0 | 0 | 0 | 0 | 0 | 0 | 0 | 0 | 0 | 0 | 0 | 0 | 0 | 0 | 0 | 0 | 0 | 0 | 0 | 0 | 0 | 0 | 0 | 0 | 0 | 0 | 0 | 0 | 0 | 0 | 0 | 0 | 0 | 0 | 0 |  |  | 0 | 0 | 0 | 0 | 0 | 0 |  | 0 | 0 | 0 | 0 | 0 | 0 | 0 | 0 | 0 | 0 | 0 | 0 | 0 | 0 | 0 | 0 | 0 | 0 | 0
520 |  | 1 |  |  |  |  | 0 |  |  |  | 0 | 0 | [6 empty] | 0 |  |  |  |  | 0% | 0 | 0 | 0 | 0 | 0 | 0 |  |  | 0 | 0% | 0 | 0 | 0 | 0 | 0 | NewControlTypes | 0 | 0 | 0 | 0 | 0 | 0 | 0 | 0 | 0 | 0 | 0 | 0 | 0 | 0 | 0 | 0 | 0 | 0 | 0 | 0 | 0 | 0 | 0 | 0 | 0 | 0 | 0 | 0 | 0 | 0 | 0 | 0 | 0 | 0 | 0 | 0 | 0 | 0 | 0 | 0 | 0 | 0 | 0 | 0 | 0 | 0 | 0 | 0 | 0 | 0 | 0 | 0 | 0 | 0 | 0 | 0 | 0 | 0 | 0 | 0 | 0 | 0 | 0 | 0 | 0 | 0 | 0 | 0 | 0 | 0 | 0 | 0 | 0 | 0 | 0 | 0 | 0 | 0 | 0 | 0 | 0 |  |  | 0 | 0 | 0 | 0 | 0 | 0 |  | 0 | 0 | 0 | 0 | 0 | 0 | 0 | 0 | 0 | 0 | 0 | 0 | 0 | 0 | 0 | 0 | 0 | 0 | 0
521 |  | 1 |  |  |  |  | 0 |  |  |  | 0 | 0 | [6 empty] | 0 |  |  |  |  | 0% | 0 | 0 | 0 | 0 | 0 | 0 |  |  | 0 | 0% | 0 | 0 | 0 | 0 | 0 | NewControlTypes | 0 | 0 | 0 | 0 | 0 | 0 | 0 | 0 | 0 | 0 | 0 | 0 | 0 | 0 | 0 | 0 | 0 | 0 | 0 | 0 | 0 | 0 | 0 | 0 | 0 | 0 | 0 | 0 | 0 | 0 | 0 | 0 | 0 | 0 | 0 | 0 | 0 | 0 | 0 | 0 | 0 | 0 | 0 | 0 | 0 | 0 | 0 | 0 | 0 | 0 | 0 | 0 | 0 | 0 | 0 | 0 | 0 | 0 | 0 | 0 | 0 | 0 | 0 | 0 | 0 | 0 | 0 | 0 | 0 | 0 | 0 | 0 | 0 | 0 | 0 | 0 | 0 | 0 | 0 | 0 | 0 |  |  | 0 | 0 | 0 | 0 | 0 | 0 |  | 0 | 0 | 0 | 0 | 0 | 0 | 0 | 0 | 0 | 0 | 0 | 0 | 0 | 0 | 0 | 0 | 0 | 0 | 0
522 |  | 1 |  |  |  |  | 0 |  |  |  | 0 | 0 | [6 empty] | 0 |  |  |  |  | 0% | 0 | 0 | 0 | 0 | 0 | 0 |  |  | 0 | 0% | 0 | 0 | 0 | 0 | 0 | NewControlTypes | 0 | 0 | 0 | 0 | 0 | 0 | 0 | 0 | 0 | 0 | 0 | 0 | 0 | 0 | 0 | 0 | 0 | 0 | 0 | 0 | 0 | 0 | 0 | 0 | 0 | 0 | 0 | 0 | 0 | 0 | 0 | 0 | 0 | 0 | 0 | 0 | 0 | 0 | 0 | 0 | 0 | 0 | 0 | 0 | 0 | 0 | 0 | 0 | 0 | 0 | 0 | 0 | 0 | 0 | 0 | 0 | 0 | 0 | 0 | 0 | 0 | 0 | 0 | 0 | 0 | 0 | 0 | 0 | 0 | 0 | 0 | 0 | 0 | 0 | 0 | 0 | 0 | 0 | 0 | 0 | 0 |  |  | 0 | 0 | 0 | 0 | 0 | 0 |  | 0 | 0 | 0 | 0 | 0 | 0 | 0 | 0 | 0 | 0 | 0 | 0 | 0 | 0 | 0 | 0 | 0 | 0 | 0
523 |  | 1 |  |  |  |  | 0 |  |  |  | 0 | 0 | [6 empty] | 0 |  |  |  |  | 0% | 0 | 0 | 0 | 0 | 0 | 0 |  |  | 0 | 0% | 0 | 0 | 0 | 0 | 0 | NewControlTypes | 0 | 0 | 0 | 0 | 0 | 0 | 0 | 0 | 0 | 0 | 0 | 0 | 0 | 0 | 0 | 0 | 0 | 0 | 0 | 0 | 0 | 0 | 0 | 0 | 0 | 0 | 0 | 0 | 0 | 0 | 0 | 0 | 0 | 0 | 0 | 0 | 0 | 0 | 0 | 0 | 0 | 0 | 0 | 0 | 0 | 0 | 0 | 0 | 0 | 0 | 0 | 0 | 0 | 0 | 0 | 0 | 0 | 0 | 0 | 0 | 0 | 0 | 0 | 0 | 0 | 0 | 0 | 0 | 0 | 0 | 0 | 0 | 0 | 0 | 0 | 0 | 0 | 0 | 0 | 0 | 0 |  |  | 0 | 0 | 0 | 0 | 0 | 0 |  | 0 | 0 | 0 | 0 | 0 | 0 | 0 | 0 | 0 | 0 | 0 | 0 | 0 | 0 | 0 | 0 | 0 | 0 | 0
524 |  | 1 |  |  |  |  | 0 |  |  |  | 0 | 0 | [6 empty] | 0 |  |  |  |  | 0% | 0 | 0 | 0 | 0 | 0 | 0 |  |  | 0 | 0% | 0 | 0 | 0 | 0 | 0 | NewControlTypes | 0 | 0 | 0 | 0 | 0 | 0 | 0 | 0 | 0 | 0 | 0 | 0 | 0 | 0 | 0 | 0 | 0 | 0 | 0 | 0 | 0 | 0 | 0 | 0 | 0 | 0 | 0 | 0 | 0 | 0 | 0 | 0 | 0 | 0 | 0 | 0 | 0 | 0 | 0 | 0 | 0 | 0 | 0 | 0 | 0 | 0 | 0 | 0 | 0 | 0 | 0 | 0 | 0 | 0 | 0 | 0 | 0 | 0 | 0 | 0 | 0 | 0 | 0 | 0 | 0 | 0 | 0 | 0 | 0 | 0 | 0 | 0 | 0 | 0 | 0 | 0 | 0 | 0 | 0 | 0 | 0 |  |  | 0 | 0 | 0 | 0 | 0 | 0 |  | 0 | 0 | 0 | 0 | 0 | 0 | 0 | 0 | 0 | 0 | 0 | 0 | 0 | 0 | 0 | 0 | 0 | 0 | 0
525 |  | 1 |  |  |  |  | 0 |  |  |  | 0 | 0 | [6 empty] | 0 |  |  |  |  | 0% | 0 | 0 | 0 | 0 | 0 | 0 |  |  | 0 | 0% | 0 | 0 | 0 | 0 | 0 | NewControlTypes | 0 | 0 | 0 | 0 | 0 | 0 | 0 | 0 | 0 | 0 | 0 | 0 | 0 | 0 | 0 | 0 | 0 | 0 | 0 | 0 | 0 | 0 | 0 | 0 | 0 | 0 | 0 | 0 | 0 | 0 | 0 | 0 | 0 | 0 | 0 | 0 | 0 | 0 | 0 | 0 | 0 | 0 | 0 | 0 | 0 | 0 | 0 | 0 | 0 | 0 | 0 | 0 | 0 | 0 | 0 | 0 | 0 | 0 | 0 | 0 | 0 | 0 | 0 | 0 | 0 | 0 | 0 | 0 | 0 | 0 | 0 | 0 | 0 | 0 | 0 | 0 | 0 | 0 | 0 | 0 | 0 |  |  | 0 | 0 | 0 | 0 | 0 | 0 |  | 0 | 0 | 0 | 0 | 0 | 0 | 0 | 0 | 0 | 0 | 0 | 0 | 0 | 0 | 0 | 0 | 0 | 0 | 0
526 |  | 1 |  |  |  |  | 0 |  |  |  | 0 | 0 | [6 empty] | 0 |  |  |  |  | 0% | 0 | 0 | 0 | 0 | 0 | 0 |  |  | 0 | 0% | 0 | 0 | 0 | 0 | 0 | NewControlTypes | 0 | 0 | 0 | 0 | 0 | 0 | 0 | 0 | 0 | 0 | 0 | 0 | 0 | 0 | 0 | 0 | 0 | 0 | 0 | 0 | 0 | 0 | 0 | 0 | 0 | 0 | 0 | 0 | 0 | 0 | 0 | 0 | 0 | 0 | 0 | 0 | 0 | 0 | 0 | 0 | 0 | 0 | 0 | 0 | 0 | 0 | 0 | 0 | 0 | 0 | 0 | 0 | 0 | 0 | 0 | 0 | 0 | 0 | 0 | 0 | 0 | 0 | 0 | 0 | 0 | 0 | 0 | 0 | 0 | 0 | 0 | 0 | 0 | 0 | 0 | 0 | 0 | 0 | 0 | 0 | 0 |  |  | 0 | 0 | 0 | 0 | 0 | 0 |  | 0 | 0 | 0 | 0 | 0 | 0 | 0 | 0 | 0 | 0 | 0 | 0 | 0 | 0 | 0 | 0 | 0 | 0 | 0
527 |  | 1 |  |  |  |  | 0 |  |  |  | 0 | 0 | [6 empty] | 0 |  |  |  |  | 0% | 0 | 0 | 0 | 0 | 0 | 0 |  |  | 0 | 0% | 0 | 0 | 0 | 0 | 0 | NewControlTypes | 0 | 0 | 0 | 0 | 0 | 0 | 0 | 0 | 0 | 0 | 0 | 0 | 0 | 0 | 0 | 0 | 0 | 0 | 0 | 0 | 0 | 0 | 0 | 0 | 0 | 0 | 0 | 0 | 0 | 0 | 0 | 0 | 0 | 0 | 0 | 0 | 0 | 0 | 0 | 0 | 0 | 0 | 0 | 0 | 0 | 0 | 0 | 0 | 0 | 0 | 0 | 0 | 0 | 0 | 0 | 0 | 0 | 0 | 0 | 0 | 0 | 0 | 0 | 0 | 0 | 0 | 0 | 0 | 0 | 0 | 0 | 0 | 0 | 0 | 0 | 0 | 0 | 0 | 0 | 0 | 0 |  |  | 0 | 0 | 0 | 0 | 0 | 0 |  | 0 | 0 | 0 | 0 | 0 | 0 | 0 | 0 | 0 | 0 | 0 | 0 | 0 | 0 | 0 | 0 | 0 | 0 | 0
528 |  | 1 |  |  |  |  | 0 |  |  |  | 0 | 0 | [6 empty] | 0 |  |  |  |  | 0% | 0 | 0 | 0 | 0 | 0 | 0 |  |  | 0 | 0% | 0 | 0 | 0 | 0 | 0 | NewControlTypes | 0 | 0 | 0 | 0 | 0 | 0 | 0 | 0 | 0 | 0 | 0 | 0 | 0 | 0 | 0 | 0 | 0 | 0 | 0 | 0 | 0 | 0 | 0 | 0 | 0 | 0 | 0 | 0 | 0 | 0 | 0 | 0 | 0 | 0 | 0 | 0 | 0 | 0 | 0 | 0 | 0 | 0 | 0 | 0 | 0 | 0 | 0 | 0 | 0 | 0 | 0 | 0 | 0 | 0 | 0 | 0 | 0 | 0 | 0 | 0 | 0 | 0 | 0 | 0 | 0 | 0 | 0 | 0 | 0 | 0 | 0 | 0 | 0 | 0 | 0 | 0 | 0 | 0 | 0 | 0 | 0 |  |  | 0 | 0 | 0 | 0 | 0 | 0 |  | 0 | 0 | 0 | 0 | 0 | 0 | 0 | 0 | 0 | 0 | 0 | 0 | 0 | 0 | 0 | 0 | 0 | 0 | 0
529 |  | 1 |  |  |  |  | 0 |  |  |  | 0 | 0 | [6 empty] | 0 |  |  |  |  | 0% | 0 | 0 | 0 | 0 | 0 | 0 |  |  | 0 | 0% | 0 | 0 | 0 | 0 | 0 | NewControlTypes | 0 | 0 | 0 | 0 | 0 | 0 | 0 | 0 | 0 | 0 | 0 | 0 | 0 | 0 | 0 | 0 | 0 | 0 | 0 | 0 | 0 | 0 | 0 | 0 | 0 | 0 | 0 | 0 | 0 | 0 | 0 | 0 | 0 | 0 | 0 | 0 | 0 | 0 | 0 | 0 | 0 | 0 | 0 | 0 | 0 | 0 | 0 | 0 | 0 | 0 | 0 | 0 | 0 | 0 | 0 | 0 | 0 | 0 | 0 | 0 | 0 | 0 | 0 | 0 | 0 | 0 | 0 | 0 | 0 | 0 | 0 | 0 | 0 | 0 | 0 | 0 | 0 | 0 | 0 | 0 | 0 |  |  | 0 | 0 | 0 | 0 | 0 | 0 |  | 0 | 0 | 0 | 0 | 0 | 0 | 0 | 0 | 0 | 0 | 0 | 0 | 0 | 0 | 0 | 0 | 0 | 0 | 0
530 |  | 1 |  |  |  |  | 0 |  |  |  | 0 | 0 | [6 empty] | 0 |  |  |  |  | 0% | 0 | 0 | 0 | 0 | 0 | 0 |  |  | 0 | 0% | 0 | 0 | 0 | 0 | 0 | NewControlTypes | 0 | 0 | 0 | 0 | 0 | 0 | 0 | 0 | 0 | 0 | 0 | 0 | 0 | 0 | 0 | 0 | 0 | 0 | 0 | 0 | 0 | 0 | 0 | 0 | 0 | 0 | 0 | 0 | 0 | 0 | 0 | 0 | 0 | 0 | 0 | 0 | 0 | 0 | 0 | 0 | 0 | 0 | 0 | 0 | 0 | 0 | 0 | 0 | 0 | 0 | 0 | 0 | 0 | 0 | 0 | 0 | 0 | 0 | 0 | 0 | 0 | 0 | 0 | 0 | 0 | 0 | 0 | 0 | 0 | 0 | 0 | 0 | 0 | 0 | 0 | 0 | 0 | 0 | 0 | 0 | 0 |  |  | 0 | 0 | 0 | 0 | 0 | 0 |  | 0 | 0 | 0 | 0 | 0 | 0 | 0 | 0 | 0 | 0 | 0 | 0 | 0 | 0 | 0 | 0 | 0 | 0 | 0
531 |  | 1 |  |  |  |  | 0 |  |  |  | 0 | 0 | [6 empty] | 0 |  |  |  |  | 0% | 0 | 0 | 0 | 0 | 0 | 0 |  |  | 0 | 0% | 0 | 0 | 0 | 0 | 0 | NewControlTypes | 0 | 0 | 0 | 0 | 0 | 0 | 0 | 0 | 0 | 0 | 0 | 0 | 0 | 0 | 0 | 0 | 0 | 0 | 0 | 0 | 0 | 0 | 0 | 0 | 0 | 0 | 0 | 0 | 0 | 0 | 0 | 0 | 0 | 0 | 0 | 0 | 0 | 0 | 0 | 0 | 0 | 0 | 0 | 0 | 0 | 0 | 0 | 0 | 0 | 0 | 0 | 0 | 0 | 0 | 0 | 0 | 0 | 0 | 0 | 0 | 0 | 0 | 0 | 0 | 0 | 0 | 0 | 0 | 0 | 0 | 0 | 0 | 0 | 0 | 0 | 0 | 0 | 0 | 0 | 0 | 0 |  |  | 0 | 0 | 0 | 0 | 0 | 0 |  | 0 | 0 | 0 | 0 | 0 | 0 | 0 | 0 | 0 | 0 | 0 | 0 | 0 | 0 | 0 | 0 | 0 | 0 | 0
532 |  | 1 |  |  |  |  | 0 |  |  |  | 0 | 0 | [6 empty] | 0 |  |  |  |  | 0% | 0 | 0 | 0 | 0 | 0 | 0 |  |  | 0 | 0% | 0 | 0 | 0 | 0 | 0 | NewControlTypes | 0 | 0 | 0 | 0 | 0 | 0 | 0 | 0 | 0 | 0 | 0 | 0 | 0 | 0 | 0 | 0 | 0 | 0 | 0 | 0 | 0 | 0 | 0 | 0 | 0 | 0 | 0 | 0 | 0 | 0 | 0 | 0 | 0 | 0 | 0 | 0 | 0 | 0 | 0 | 0 | 0 | 0 | 0 | 0 | 0 | 0 | 0 | 0 | 0 | 0 | 0 | 0 | 0 | 0 | 0 | 0 | 0 | 0 | 0 | 0 | 0 | 0 | 0 | 0 | 0 | 0 | 0 | 0 | 0 | 0 | 0 | 0 | 0 | 0 | 0 | 0 | 0 | 0 | 0 | 0 | 0 |  |  | 0 | 0 | 0 | 0 | 0 | 0 |  | 0 | 0 | 0 | 0 | 0 | 0 | 0 | 0 | 0 | 0 | 0 | 0 | 0 | 0 | 0 | 0 | 0 | 0 | 0
533 |  | 1 |  |  |  |  | 0 |  |  |  | 0 | 0 | [6 empty] | 0 |  |  |  |  | 0% | 0 | 0 | 0 | 0 | 0 | 0 |  |  | 0 | 0% | 0 | 0 | 0 | 0 | 0 | NewControlTypes | 0 | 0 | 0 | 0 | 0 | 0 | 0 | 0 | 0 | 0 | 0 | 0 | 0 | 0 | 0 | 0 | 0 | 0 | 0 | 0 | 0 | 0 | 0 | 0 | 0 | 0 | 0 | 0 | 0 | 0 | 0 | 0 | 0 | 0 | 0 | 0 | 0 | 0 | 0 | 0 | 0 | 0 | 0 | 0 | 0 | 0 | 0 | 0 | 0 | 0 | 0 | 0 | 0 | 0 | 0 | 0 | 0 | 0 | 0 | 0 | 0 | 0 | 0 | 0 | 0 | 0 | 0 | 0 | 0 | 0 | 0 | 0 | 0 | 0 | 0 | 0 | 0 | 0 | 0 | 0 | 0 |  |  | 0 | 0 | 0 | 0 | 0 | 0 |  | 0 | 0 | 0 | 0 | 0 | 0 | 0 | 0 | 0 | 0 | 0 | 0 | 0 | 0 | 0 | 0 | 0 | 0 | 0
534 |  | 1 |  |  |  |  | 0 |  |  |  | 0 | 0 | [6 empty] | 0 |  |  |  |  | 0% | 0 | 0 | 0 | 0 | 0 | 0 |  |  | 0 | 0% | 0 | 0 | 0 | 0 | 0 | NewControlTypes | 0 | 0 | 0 | 0 | 0 | 0 | 0 | 0 | 0 | 0 | 0 | 0 | 0 | 0 | 0 | 0 | 0 | 0 | 0 | 0 | 0 | 0 | 0 | 0 | 0 | 0 | 0 | 0 | 0 | 0 | 0 | 0 | 0 | 0 | 0 | 0 | 0 | 0 | 0 | 0 | 0 | 0 | 0 | 0 | 0 | 0 | 0 | 0 | 0 | 0 | 0 | 0 | 0 | 0 | 0 | 0 | 0 | 0 | 0 | 0 | 0 | 0 | 0 | 0 | 0 | 0 | 0 | 0 | 0 | 0 | 0 | 0 | 0 | 0 | 0 | 0 | 0 | 0 | 0 | 0 | 0 |  |  | 0 | 0 | 0 | 0 | 0 | 0 |  | 0 | 0 | 0 | 0 | 0 | 0 | 0 | 0 | 0 | 0 | 0 | 0 | 0 | 0 | 0 | 0 | 0 | 0 | 0
535 |  | 1 |  |  |  |  | 0 |  |  |  | 0 | 0 | [6 empty] | 0 |  |  |  |  | 0% | 0 | 0 | 0 | 0 | 0 | 0 |  |  | 0 | 0% | 0 | 0 | 0 | 0 | 0 | NewControlTypes | 0 | 0 | 0 | 0 | 0 | 0 | 0 | 0 | 0 | 0 | 0 | 0 | 0 | 0 | 0 | 0 | 0 | 0 | 0 | 0 | 0 | 0 | 0 | 0 | 0 | 0 | 0 | 0 | 0 | 0 | 0 | 0 | 0 | 0 | 0 | 0 | 0 | 0 | 0 | 0 | 0 | 0 | 0 | 0 | 0 | 0 | 0 | 0 | 0 | 0 | 0 | 0 | 0 | 0 | 0 | 0 | 0 | 0 | 0 | 0 | 0 | 0 | 0 | 0 | 0 | 0 | 0 | 0 | 0 | 0 | 0 | 0 | 0 | 0 | 0 | 0 | 0 | 0 | 0 | 0 | 0 |  |  | 0 | 0 | 0 | 0 | 0 | 0 |  | 0 | 0 | 0 | 0 | 0 | 0 | 0 | 0 | 0 | 0 | 0 | 0 | 0 | 0 | 0 | 0 | 0 | 0 | 0
536 |  | 1 |  |  |  |  | 0 |  |  |  | 0 | 0 | [6 empty] | 0 |  |  |  |  | 0% | 0 | 0 | 0 | 0 | 0 | 0 |  |  | 0 | 0% | 0 | 0 | 0 | 0 | 0 | NewControlTypes | 0 | 0 | 0 | 0 | 0 | 0 | 0 | 0 | 0 | 0 | 0 | 0 | 0 | 0 | 0 | 0 | 0 | 0 | 0 | 0 | 0 | 0 | 0 | 0 | 0 | 0 | 0 | 0 | 0 | 0 | 0 | 0 | 0 | 0 | 0 | 0 | 0 | 0 | 0 | 0 | 0 | 0 | 0 | 0 | 0 | 0 | 0 | 0 | 0 | 0 | 0 | 0 | 0 | 0 | 0 | 0 | 0 | 0 | 0 | 0 | 0 | 0 | 0 | 0 | 0 | 0 | 0 | 0 | 0 | 0 | 0 | 0 | 0 | 0 | 0 | 0 | 0 | 0 | 0 | 0 | 0 |  |  | 0 | 0 | 0 | 0 | 0 | 0 |  | 0 | 0 | 0 | 0 | 0 | 0 | 0 | 0 | 0 | 0 | 0 | 0 | 0 | 0 | 0 | 0 | 0 | 0 | 0
537 |  | 1 |  |  |  |  | 0 |  |  |  | 0 | 0 | [6 empty] | 0 |  |  |  |  | 0% | 0 | 0 | 0 | 0 | 0 | 0 |  |  | 0 | 0% | 0 | 0 | 0 | 0 | 0 | NewControlTypes | 0 | 0 | 0 | 0 | 0 | 0 | 0 | 0 | 0 | 0 | 0 | 0 | 0 | 0 | 0 | 0 | 0 | 0 | 0 | 0 | 0 | 0 | 0 | 0 | 0 | 0 | 0 | 0 | 0 | 0 | 0 | 0 | 0 | 0 | 0 | 0 | 0 | 0 | 0 | 0 | 0 | 0 | 0 | 0 | 0 | 0 | 0 | 0 | 0 | 0 | 0 | 0 | 0 | 0 | 0 | 0 | 0 | 0 | 0 | 0 | 0 | 0 | 0 | 0 | 0 | 0 | 0 | 0 | 0 | 0 | 0 | 0 | 0 | 0 | 0 | 0 | 0 | 0 | 0 | 0 | 0 |  |  | 0 | 0 | 0 | 0 | 0 | 0 |  | 0 | 0 | 0 | 0 | 0 | 0 | 0 | 0 | 0 | 0 | 0 | 0 | 0 | 0 | 0 | 0 | 0 | 0 | 0
538 |  | 1 |  |  |  |  | 0 |  |  |  | 0 | 0 | [6 empty] | 0 |  |  |  |  | 0% | 0 | 0 | 0 | 0 | 0 | 0 |  |  | 0 | 0% | 0 | 0 | 0 | 0 | 0 | NewControlTypes | 0 | 0 | 0 | 0 | 0 | 0 | 0 | 0 | 0 | 0 | 0 | 0 | 0 | 0 | 0 | 0 | 0 | 0 | 0 | 0 | 0 | 0 | 0 | 0 | 0 | 0 | 0 | 0 | 0 | 0 | 0 | 0 | 0 | 0 | 0 | 0 | 0 | 0 | 0 | 0 | 0 | 0 | 0 | 0 | 0 | 0 | 0 | 0 | 0 | 0 | 0 | 0 | 0 | 0 | 0 | 0 | 0 | 0 | 0 | 0 | 0 | 0 | 0 | 0 | 0 | 0 | 0 | 0 | 0 | 0 | 0 | 0 | 0 | 0 | 0 | 0 | 0 | 0 | 0 | 0 | 0 |  |  | 0 | 0 | 0 | 0 | 0 | 0 |  | 0 | 0 | 0 | 0 | 0 | 0 | 0 | 0 | 0 | 0 | 0 | 0 | 0 | 0 | 0 | 0 | 0 | 0 | 0
539 |  | 1 |  |  |  |  | 0 |  |  |  | 0 | 0 | [6 empty] | 0 |  |  |  |  | 0% | 0 | 0 | 0 | 0 | 0 | 0 |  |  | 0 | 0% | 0 | 0 | 0 | 0 | 0 | NewControlTypes | 0 | 0 | 0 | 0 | 0 | 0 | 0 | 0 | 0 | 0 | 0 | 0 | 0 | 0 | 0 | 0 | 0 | 0 | 0 | 0 | 0 | 0 | 0 | 0 | 0 | 0 | 0 | 0 | 0 | 0 | 0 | 0 | 0 | 0 | 0 | 0 | 0 | 0 | 0 | 0 | 0 | 0 | 0 | 0 | 0 | 0 | 0 | 0 | 0 | 0 | 0 | 0 | 0 | 0 | 0 | 0 | 0 | 0 | 0 | 0 | 0 | 0 | 0 | 0 | 0 | 0 | 0 | 0 | 0 | 0 | 0 | 0 | 0 | 0 | 0 | 0 | 0 | 0 | 0 | 0 | 0 |  |  | 0 | 0 | 0 | 0 | 0 | 0 |  | 0 | 0 | 0 | 0 | 0 | 0 | 0 | 0 | 0 | 0 | 0 | 0 | 0 | 0 | 0 | 0 | 0 | 0 | 0
540 |  | 1 |  |  |  |  | 0 |  |  |  | 0 | 0 | [6 empty] | 0 |  |  |  |  | 0% | 0 | 0 | 0 | 0 | 0 | 0 |  |  | 0 | 0% | 0 | 0 | 0 | 0 | 0 | NewControlTypes | 0 | 0 | 0 | 0 | 0 | 0 | 0 | 0 | 0 | 0 | 0 | 0 | 0 | 0 | 0 | 0 | 0 | 0 | 0 | 0 | 0 | 0 | 0 | 0 | 0 | 0 | 0 | 0 | 0 | 0 | 0 | 0 | 0 | 0 | 0 | 0 | 0 | 0 | 0 | 0 | 0 | 0 | 0 | 0 | 0 | 0 | 0 | 0 | 0 | 0 | 0 | 0 | 0 | 0 | 0 | 0 | 0 | 0 | 0 | 0 | 0 | 0 | 0 | 0 | 0 | 0 | 0 | 0 | 0 | 0 | 0 | 0 | 0 | 0 | 0 | 0 | 0 | 0 | 0 | 0 | 0 |  |  | 0 | 0 | 0 | 0 | 0 | 0 |  | 0 | 0 | 0 | 0 | 0 | 0 | 0 | 0 | 0 | 0 | 0 | 0 | 0 | 0 | 0 | 0 | 0 | 0 | 0
541 |  | 1 |  |  |  |  | 0 |  |  |  | 0 | 0 | [6 empty] | 0 |  |  |  |  | 0% | 0 | 0 | 0 | 0 | 0 | 0 |  |  | 0 | 0% | 0 | 0 | 0 | 0 | 0 | NewControlTypes | 0 | 0 | 0 | 0 | 0 | 0 | 0 | 0 | 0 | 0 | 0 | 0 | 0 | 0 | 0 | 0 | 0 | 0 | 0 | 0 | 0 | 0 | 0 | 0 | 0 | 0 | 0 | 0 | 0 | 0 | 0 | 0 | 0 | 0 | 0 | 0 | 0 | 0 | 0 | 0 | 0 | 0 | 0 | 0 | 0 | 0 | 0 | 0 | 0 | 0 | 0 | 0 | 0 | 0 | 0 | 0 | 0 | 0 | 0 | 0 | 0 | 0 | 0 | 0 | 0 | 0 | 0 | 0 | 0 | 0 | 0 | 0 | 0 | 0 | 0 | 0 | 0 | 0 | 0 | 0 | 0 |  |  | 0 | 0 | 0 | 0 | 0 | 0 |  | 0 | 0 | 0 | 0 | 0 | 0 | 0 | 0 | 0 | 0 | 0 | 0 | 0 | 0 | 0 | 0 | 0 | 0 | 0
542 |  | 1 |  |  |  |  | 0 |  |  |  | 0 | 0 | [6 empty] | 0 |  |  |  |  | 0% | 0 | 0 | 0 | 0 | 0 | 0 |  |  | 0 | 0% | 0 | 0 | 0 | 0 | 0 | NewControlTypes | 0 | 0 | 0 | 0 | 0 | 0 | 0 | 0 | 0 | 0 | 0 | 0 | 0 | 0 | 0 | 0 | 0 | 0 | 0 | 0 | 0 | 0 | 0 | 0 | 0 | 0 | 0 | 0 | 0 | 0 | 0 | 0 | 0 | 0 | 0 | 0 | 0 | 0 | 0 | 0 | 0 | 0 | 0 | 0 | 0 | 0 | 0 | 0 | 0 | 0 | 0 | 0 | 0 | 0 | 0 | 0 | 0 | 0 | 0 | 0 | 0 | 0 | 0 | 0 | 0 | 0 | 0 | 0 | 0 | 0 | 0 | 0 | 0 | 0 | 0 | 0 | 0 | 0 | 0 | 0 | 0 |  |  | 0 | 0 | 0 | 0 | 0 | 0 |  | 0 | 0 | 0 | 0 | 0 | 0 | 0 | 0 | 0 | 0 | 0 | 0 | 0 | 0 | 0 | 0 | 0 | 0 | 0
543 |  | 1 |  |  |  |  | 0 |  |  |  | 0 | 0 | [6 empty] | 0 |  |  |  |  | 0% | 0 | 0 | 0 | 0 | 0 | 0 |  |  | 0 | 0% | 0 | 0 | 0 | 0 | 0 | NewControlTypes | 0 | 0 | 0 | 0 | 0 | 0 | 0 | 0 | 0 | 0 | 0 | 0 | 0 | 0 | 0 | 0 | 0 | 0 | 0 | 0 | 0 | 0 | 0 | 0 | 0 | 0 | 0 | 0 | 0 | 0 | 0 | 0 | 0 | 0 | 0 | 0 | 0 | 0 | 0 | 0 | 0 | 0 | 0 | 0 | 0 | 0 | 0 | 0 | 0 | 0 | 0 | 0 | 0 | 0 | 0 | 0 | 0 | 0 | 0 | 0 | 0 | 0 | 0 | 0 | 0 | 0 | 0 | 0 | 0 | 0 | 0 | 0 | 0 | 0 | 0 | 0 | 0 | 0 | 0 | 0 | 0 |  |  | 0 | 0 | 0 | 0 | 0 | 0 |  | 0 | 0 | 0 | 0 | 0 | 0 | 0 | 0 | 0 | 0 | 0 | 0 | 0 | 0 | 0 | 0 | 0 | 0 | 0
544 |  | 1 |  |  |  |  | 0 |  |  |  | 0 | 0 | [6 empty] | 0 |  |  |  |  | 0% | 0 | 0 | 0 | 0 | 0 | 0 |  |  | 0 | 0% | 0 | 0 | 0 | 0 | 0 | NewControlTypes | 0 | 0 | 0 | 0 | 0 | 0 | 0 | 0 | 0 | 0 | 0 | 0 | 0 | 0 | 0 | 0 | 0 | 0 | 0 | 0 | 0 | 0 | 0 | 0 | 0 | 0 | 0 | 0 | 0 | 0 | 0 | 0 | 0 | 0 | 0 | 0 | 0 | 0 | 0 | 0 | 0 | 0 | 0 | 0 | 0 | 0 | 0 | 0 | 0 | 0 | 0 | 0 | 0 | 0 | 0 | 0 | 0 | 0 | 0 | 0 | 0 | 0 | 0 | 0 | 0 | 0 | 0 | 0 | 0 | 0 | 0 | 0 | 0 | 0 | 0 | 0 | 0 | 0 | 0 | 0 | 0 |  |  | 0 | 0 | 0 | 0 | 0 | 0 |  | 0 | 0 | 0 | 0 | 0 | 0 | 0 | 0 | 0 | 0 | 0 | 0 | 0 | 0 | 0 | 0 | 0 | 0 | 0
545 |  | 1 |  |  |  |  | 0 |  |  |  | 0 | 0 | [6 empty] | 0 |  |  |  |  | 0% | 0 | 0 | 0 | 0 | 0 | 0 |  |  | 0 | 0% | 0 | 0 | 0 | 0 | 0 | NewControlTypes | 0 | 0 | 0 | 0 | 0 | 0 | 0 | 0 | 0 | 0 | 0 | 0 | 0 | 0 | 0 | 0 | 0 | 0 | 0 | 0 | 0 | 0 | 0 | 0 | 0 | 0 | 0 | 0 | 0 | 0 | 0 | 0 | 0 | 0 | 0 | 0 | 0 | 0 | 0 | 0 | 0 | 0 | 0 | 0 | 0 | 0 | 0 | 0 | 0 | 0 | 0 | 0 | 0 | 0 | 0 | 0 | 0 | 0 | 0 | 0 | 0 | 0 | 0 | 0 | 0 | 0 | 0 | 0 | 0 | 0 | 0 | 0 | 0 | 0 | 0 | 0 | 0 | 0 | 0 | 0 | 0 |  |  | 0 | 0 | 0 | 0 | 0 | 0 |  | 0 | 0 | 0 | 0 | 0 | 0 | 0 | 0 | 0 | 0 | 0 | 0 | 0 | 0 | 0 | 0 | 0 | 0 | 0
546 |  | 1 |  |  |  |  | 0 |  |  |  | 0 | 0 | [6 empty] | 0 |  |  |  |  | 0% | 0 | 0 | 0 | 0 | 0 | 0 |  |  | 0 | 0% | 0 | 0 | 0 | 0 | 0 | NewControlTypes | 0 | 0 | 0 | 0 | 0 | 0 | 0 | 0 | 0 | 0 | 0 | 0 | 0 | 0 | 0 | 0 | 0 | 0 | 0 | 0 | 0 | 0 | 0 | 0 | 0 | 0 | 0 | 0 | 0 | 0 | 0 | 0 | 0 | 0 | 0 | 0 | 0 | 0 | 0 | 0 | 0 | 0 | 0 | 0 | 0 | 0 | 0 | 0 | 0 | 0 | 0 | 0 | 0 | 0 | 0 | 0 | 0 | 0 | 0 | 0 | 0 | 0 | 0 | 0 | 0 | 0 | 0 | 0 | 0 | 0 | 0 | 0 | 0 | 0 | 0 | 0 | 0 | 0 | 0 | 0 | 0 |  |  | 0 | 0 | 0 | 0 | 0 | 0 |  | 0 | 0 | 0 | 0 | 0 | 0 | 0 | 0 | 0 | 0 | 0 | 0 | 0 | 0 | 0 | 0 | 0 | 0 | 0
547 |  | 1 |  |  |  |  | 0 |  |  |  | 0 | 0 | [6 empty] | 0 |  |  |  |  | 0% | 0 | 0 | 0 | 0 | 0 | 0 |  |  | 0 | 0% | 0 | 0 | 0 | 0 | 0 | NewControlTypes | 0 | 0 | 0 | 0 | 0 | 0 | 0 | 0 | 0 | 0 | 0 | 0 | 0 | 0 | 0 | 0 | 0 | 0 | 0 | 0 | 0 | 0 | 0 | 0 | 0 | 0 | 0 | 0 | 0 | 0 | 0 | 0 | 0 | 0 | 0 | 0 | 0 | 0 | 0 | 0 | 0 | 0 | 0 | 0 | 0 | 0 | 0 | 0 | 0 | 0 | 0 | 0 | 0 | 0 | 0 | 0 | 0 | 0 | 0 | 0 | 0 | 0 | 0 | 0 | 0 | 0 | 0 | 0 | 0 | 0 | 0 | 0 | 0 | 0 | 0 | 0 | 0 | 0 | 0 | 0 | 0 |  |  | 0 | 0 | 0 | 0 | 0 | 0 |  | 0 | 0 | 0 | 0 | 0 | 0 | 0 | 0 | 0 | 0 | 0 | 0 | 0 | 0 | 0 | 0 | 0 | 0 | 0
548 |  | 1 |  |  |  |  | 0 |  |  |  | 0 | 0 | [6 empty] | 0 |  |  |  |  | 0% | 0 | 0 | 0 | 0 | 0 | 0 |  |  | 0 | 0% | 0 | 0 | 0 | 0 | 0 | NewControlTypes | 0 | 0 | 0 | 0 | 0 | 0 | 0 | 0 | 0 | 0 | 0 | 0 | 0 | 0 | 0 | 0 | 0 | 0 | 0 | 0 | 0 | 0 | 0 | 0 | 0 | 0 | 0 | 0 | 0 | 0 | 0 | 0 | 0 | 0 | 0 | 0 | 0 | 0 | 0 | 0 | 0 | 0 | 0 | 0 | 0 | 0 | 0 | 0 | 0 | 0 | 0 | 0 | 0 | 0 | 0 | 0 | 0 | 0 | 0 | 0 | 0 | 0 | 0 | 0 | 0 | 0 | 0 | 0 | 0 | 0 | 0 | 0 | 0 | 0 | 0 | 0 | 0 | 0 | 0 | 0 | 0 |  |  | 0 | 0 | 0 | 0 | 0 | 0 |  | 0 | 0 | 0 | 0 | 0 | 0 | 0 | 0 | 0 | 0 | 0 | 0 | 0 | 0 | 0 | 0 | 0 | 0 | 0
549 |  | 1 |  |  |  |  | 0 |  |  |  | 0 | 0 | [6 empty] | 0 |  |  |  |  | 0% | 0 | 0 | 0 | 0 | 0 | 0 |  |  | 0 | 0% | 0 | 0 | 0 | 0 | 0 | NewControlTypes | 0 | 0 | 0 | 0 | 0 | 0 | 0 | 0 | 0 | 0 | 0 | 0 | 0 | 0 | 0 | 0 | 0 | 0 | 0 | 0 | 0 | 0 | 0 | 0 | 0 | 0 | 0 | 0 | 0 | 0 | 0 | 0 | 0 | 0 | 0 | 0 | 0 | 0 | 0 | 0 | 0 | 0 | 0 | 0 | 0 | 0 | 0 | 0 | 0 | 0 | 0 | 0 | 0 | 0 | 0 | 0 | 0 | 0 | 0 | 0 | 0 | 0 | 0 | 0 | 0 | 0 | 0 | 0 | 0 | 0 | 0 | 0 | 0 | 0 | 0 | 0 | 0 | 0 | 0 | 0 | 0 |  |  | 0 | 0 | 0 | 0 | 0 | 0 |  | 0 | 0 | 0 | 0 | 0 | 0 | 0 | 0 | 0 | 0 | 0 | 0 | 0 | 0 | 0 | 0 | 0 | 0 | 0
550 |  | 1 |  |  |  |  | 0 |  |  |  | 0 | 0 | [6 empty] | 0 |  |  |  |  | 0% | 0 | 0 | 0 | 0 | 0 | 0 |  |  | 0 | 0% | 0 | 0 | 0 | 0 | 0 | NewControlTypes | 0 | 0 | 0 | 0 | 0 | 0 | 0 | 0 | 0 | 0 | 0 | 0 | 0 | 0 | 0 | 0 | 0 | 0 | 0 | 0 | 0 | 0 | 0 | 0 | 0 | 0 | 0 | 0 | 0 | 0 | 0 | 0 | 0 | 0 | 0 | 0 | 0 | 0 | 0 | 0 | 0 | 0 | 0 | 0 | 0 | 0 | 0 | 0 | 0 | 0 | 0 | 0 | 0 | 0 | 0 | 0 | 0 | 0 | 0 | 0 | 0 | 0 | 0 | 0 | 0 | 0 | 0 | 0 | 0 | 0 | 0 | 0 | 0 | 0 | 0 | 0 | 0 | 0 | 0 | 0 | 0 |  |  | 0 | 0 | 0 | 0 | 0 | 0 |  | 0 | 0 | 0 | 0 | 0 | 0 | 0 | 0 | 0 | 0 | 0 | 0 | 0 | 0 | 0 | 0 | 0 | 0 | 0
551 |  | 1 |  |  |  |  | 0 |  |  |  | 0 | 0 | [6 empty] | 0 |  |  |  |  | 0% | 0 | 0 | 0 | 0 | 0 | 0 |  |  | 0 | 0% | 0 | 0 | 0 | 0 | 0 | NewControlTypes | 0 | 0 | 0 | 0 | 0 | 0 | 0 | 0 | 0 | 0 | 0 | 0 | 0 | 0 | 0 | 0 | 0 | 0 | 0 | 0 | 0 | 0 | 0 | 0 | 0 | 0 | 0 | 0 | 0 | 0 | 0 | 0 | 0 | 0 | 0 | 0 | 0 | 0 | 0 | 0 | 0 | 0 | 0 | 0 | 0 | 0 | 0 | 0 | 0 | 0 | 0 | 0 | 0 | 0 | 0 | 0 | 0 | 0 | 0 | 0 | 0 | 0 | 0 | 0 | 0 | 0 | 0 | 0 | 0 | 0 | 0 | 0 | 0 | 0 | 0 | 0 | 0 | 0 | 0 | 0 | 0 |  |  | 0 | 0 | 0 | 0 | 0 | 0 |  | 0 | 0 | 0 | 0 | 0 | 0 | 0 | 0 | 0 | 0 | 0 | 0 | 0 | 0 | 0 | 0 | 0 | 0 | 0
552 |  | 1 |  |  |  |  | 0 |  |  |  | 0 | 0 | [6 empty] | 0 |  |  |  |  | 0% | 0 | 0 | 0 | 0 | 0 | 0 |  |  | 0 | 0% | 0 | 0 | 0 | 0 | 0 | NewControlTypes | 0 | 0 | 0 | 0 | 0 | 0 | 0 | 0 | 0 | 0 | 0 | 0 | 0 | 0 | 0 | 0 | 0 | 0 | 0 | 0 | 0 | 0 | 0 | 0 | 0 | 0 | 0 | 0 | 0 | 0 | 0 | 0 | 0 | 0 | 0 | 0 | 0 | 0 | 0 | 0 | 0 | 0 | 0 | 0 | 0 | 0 | 0 | 0 | 0 | 0 | 0 | 0 | 0 | 0 | 0 | 0 | 0 | 0 | 0 | 0 | 0 | 0 | 0 | 0 | 0 | 0 | 0 | 0 | 0 | 0 | 0 | 0 | 0 | 0 | 0 | 0 | 0 | 0 | 0 | 0 | 0 |  |  | 0 | 0 | 0 | 0 | 0 | 0 |  | 0 | 0 | 0 | 0 | 0 | 0 | 0 | 0 | 0 | 0 | 0 | 0 | 0 | 0 | 0 | 0 | 0 | 0 | 0
553 |  | 1 |  |  |  |  | 0 |  |  |  | 0 | 0 | [6 empty] | 0 |  |  |  |  | 0% | 0 | 0 | 0 | 0 | 0 | 0 |  |  | 0 | 0% | 0 | 0 | 0 | 0 | 0 | NewControlTypes | 0 | 0 | 0 | 0 | 0 | 0 | 0 | 0 | 0 | 0 | 0 | 0 | 0 | 0 | 0 | 0 | 0 | 0 | 0 | 0 | 0 | 0 | 0 | 0 | 0 | 0 | 0 | 0 | 0 | 0 | 0 | 0 | 0 | 0 | 0 | 0 | 0 | 0 | 0 | 0 | 0 | 0 | 0 | 0 | 0 | 0 | 0 | 0 | 0 | 0 | 0 | 0 | 0 | 0 | 0 | 0 | 0 | 0 | 0 | 0 | 0 | 0 | 0 | 0 | 0 | 0 | 0 | 0 | 0 | 0 | 0 | 0 | 0 | 0 | 0 | 0 | 0 | 0 | 0 | 0 | 0 |  |  | 0 | 0 | 0 | 0 | 0 | 0 |  | 0 | 0 | 0 | 0 | 0 | 0 | 0 | 0 | 0 | 0 | 0 | 0 | 0 | 0 | 0 | 0 | 0 | 0 | 0
554 |  | 1 |  |  |  |  | 0 |  |  |  | 0 | 0 | [6 empty] | 0 |  |  |  |  | 0% | 0 | 0 | 0 | 0 | 0 | 0 |  |  | 0 | 0% | 0 | 0 | 0 | 0 | 0 | NewControlTypes | 0 | 0 | 0 | 0 | 0 | 0 | 0 | 0 | 0 | 0 | 0 | 0 | 0 | 0 | 0 | 0 | 0 | 0 | 0 | 0 | 0 | 0 | 0 | 0 | 0 | 0 | 0 | 0 | 0 | 0 | 0 | 0 | 0 | 0 | 0 | 0 | 0 | 0 | 0 | 0 | 0 | 0 | 0 | 0 | 0 | 0 | 0 | 0 | 0 | 0 | 0 | 0 | 0 | 0 | 0 | 0 | 0 | 0 | 0 | 0 | 0 | 0 | 0 | 0 | 0 | 0 | 0 | 0 | 0 | 0 | 0 | 0 | 0 | 0 | 0 | 0 | 0 | 0 | 0 | 0 | 0 |  |  | 0 | 0 | 0 | 0 | 0 | 0 |  | 0 | 0 | 0 | 0 | 0 | 0 | 0 | 0 | 0 | 0 | 0 | 0 | 0 | 0 | 0 | 0 | 0 | 0 | 0
555 |  | 1 |  |  |  |  | 0 |  |  |  | 0 | 0 | [6 empty] | 0 |  |  |  |  | 0% | 0 | 0 | 0 | 0 | 0 | 0 |  |  | 0 | 0% | 0 | 0 | 0 | 0 | 0 | NewControlTypes | 0 | 0 | 0 | 0 | 0 | 0 | 0 | 0 | 0 | 0 | 0 | 0 | 0 | 0 | 0 | 0 | 0 | 0 | 0 | 0 | 0 | 0 | 0 | 0 | 0 | 0 | 0 | 0 | 0 | 0 | 0 | 0 | 0 | 0 | 0 | 0 | 0 | 0 | 0 | 0 | 0 | 0 | 0 | 0 | 0 | 0 | 0 | 0 | 0 | 0 | 0 | 0 | 0 | 0 | 0 | 0 | 0 | 0 | 0 | 0 | 0 | 0 | 0 | 0 | 0 | 0 | 0 | 0 | 0 | 0 | 0 | 0 | 0 | 0 | 0 | 0 | 0 | 0 | 0 | 0 | 0 |  |  | 0 | 0 | 0 | 0 | 0 | 0 |  | 0 | 0 | 0 | 0 | 0 | 0 | 0 | 0 | 0 | 0 | 0 | 0 | 0 | 0 | 0 | 0 | 0 | 0 | 0
556 |  | 1 |  |  |  |  | 0 |  |  |  | 0 | 0 | [6 empty] | 0 |  |  |  |  | 0% | 0 | 0 | 0 | 0 | 0 | 0 |  |  | 0 | 0% | 0 | 0 | 0 | 0 | 0 | NewControlTypes | 0 | 0 | 0 | 0 | 0 | 0 | 0 | 0 | 0 | 0 | 0 | 0 | 0 | 0 | 0 | 0 | 0 | 0 | 0 | 0 | 0 | 0 | 0 | 0 | 0 | 0 | 0 | 0 | 0 | 0 | 0 | 0 | 0 | 0 | 0 | 0 | 0 | 0 | 0 | 0 | 0 | 0 | 0 | 0 | 0 | 0 | 0 | 0 | 0 | 0 | 0 | 0 | 0 | 0 | 0 | 0 | 0 | 0 | 0 | 0 | 0 | 0 | 0 | 0 | 0 | 0 | 0 | 0 | 0 | 0 | 0 | 0 | 0 | 0 | 0 | 0 | 0 | 0 | 0 | 0 | 0 |  |  | 0 | 0 | 0 | 0 | 0 | 0 |  | 0 | 0 | 0 | 0 | 0 | 0 | 0 | 0 | 0 | 0 | 0 | 0 | 0 | 0 | 0 | 0 | 0 | 0 | 0
557 |  | 1 |  |  |  |  | 0 |  |  |  | 0 | 0 | [6 empty] | 0 |  |  |  |  | 0% | 0 | 0 | 0 | 0 | 0 | 0 |  |  | 0 | 0% | 0 | 0 | 0 | 0 | 0 | NewControlTypes | 0 | 0 | 0 | 0 | 0 | 0 | 0 | 0 | 0 | 0 | 0 | 0 | 0 | 0 | 0 | 0 | 0 | 0 | 0 | 0 | 0 | 0 | 0 | 0 | 0 | 0 | 0 | 0 | 0 | 0 | 0 | 0 | 0 | 0 | 0 | 0 | 0 | 0 | 0 | 0 | 0 | 0 | 0 | 0 | 0 | 0 | 0 | 0 | 0 | 0 | 0 | 0 | 0 | 0 | 0 | 0 | 0 | 0 | 0 | 0 | 0 | 0 | 0 | 0 | 0 | 0 | 0 | 0 | 0 | 0 | 0 | 0 | 0 | 0 | 0 | 0 | 0 | 0 | 0 | 0 | 0 |  |  | 0 | 0 | 0 | 0 | 0 | 0 |  | 0 | 0 | 0 | 0 | 0 | 0 | 0 | 0 | 0 | 0 | 0 | 0 | 0 | 0 | 0 | 0 | 0 | 0 | 0
558 |  | 1 |  |  |  |  | 0 |  |  |  | 0 | 0 | [6 empty] | 0 |  |  |  |  | 0% | 0 | 0 | 0 | 0 | 0 | 0 |  |  | 0 | 0% | 0 | 0 | 0 | 0 | 0 | NewControlTypes | 0 | 0 | 0 | 0 | 0 | 0 | 0 | 0 | 0 | 0 | 0 | 0 | 0 | 0 | 0 | 0 | 0 | 0 | 0 | 0 | 0 | 0 | 0 | 0 | 0 | 0 | 0 | 0 | 0 | 0 | 0 | 0 | 0 | 0 | 0 | 0 | 0 | 0 | 0 | 0 | 0 | 0 | 0 | 0 | 0 | 0 | 0 | 0 | 0 | 0 | 0 | 0 | 0 | 0 | 0 | 0 | 0 | 0 | 0 | 0 | 0 | 0 | 0 | 0 | 0 | 0 | 0 | 0 | 0 | 0 | 0 | 0 | 0 | 0 | 0 | 0 | 0 | 0 | 0 | 0 | 0 |  |  | 0 | 0 | 0 | 0 | 0 | 0 |  | 0 | 0 | 0 | 0 | 0 | 0 | 0 | 0 | 0 | 0 | 0 | 0 | 0 | 0 | 0 | 0 | 0 | 0 | 0
559 |  | 1 |  |  |  |  | 0 |  |  |  | 0 | 0 | [6 empty] | 0 |  |  |  |  | 0% | 0 | 0 | 0 | 0 | 0 | 0 |  |  | 0 | 0% | 0 | 0 | 0 | 0 | 0 | NewControlTypes | 0 | 0 | 0 | 0 | 0 | 0 | 0 | 0 | 0 | 0 | 0 | 0 | 0 | 0 | 0 | 0 | 0 | 0 | 0 | 0 | 0 | 0 | 0 | 0 | 0 | 0 | 0 | 0 | 0 | 0 | 0 | 0 | 0 | 0 | 0 | 0 | 0 | 0 | 0 | 0 | 0 | 0 | 0 | 0 | 0 | 0 | 0 | 0 | 0 | 0 | 0 | 0 | 0 | 0 | 0 | 0 | 0 | 0 | 0 | 0 | 0 | 0 | 0 | 0 | 0 | 0 | 0 | 0 | 0 | 0 | 0 | 0 | 0 | 0 | 0 | 0 | 0 | 0 | 0 | 0 | 0 |  |  | 0 | 0 | 0 | 0 | 0 | 0 |  | 0 | 0 | 0 | 0 | 0 | 0 | 0 | 0 | 0 | 0 | 0 | 0 | 0 | 0 | 0 | 0 | 0 | 0 | 0
560 |  | 1 |  |  |  |  | 0 |  |  |  | 0 | 0 | [6 empty] | 0 |  |  |  |  | 0% | 0 | 0 | 0 | 0 | 0 | 0 |  |  | 0 | 0% | 0 | 0 | 0 | 0 | 0 | NewControlTypes | 0 | 0 | 0 | 0 | 0 | 0 | 0 | 0 | 0 | 0 | 0 | 0 | 0 | 0 | 0 | 0 | 0 | 0 | 0 | 0 | 0 | 0 | 0 | 0 | 0 | 0 | 0 | 0 | 0 | 0 | 0 | 0 | 0 | 0 | 0 | 0 | 0 | 0 | 0 | 0 | 0 | 0 | 0 | 0 | 0 | 0 | 0 | 0 | 0 | 0 | 0 | 0 | 0 | 0 | 0 | 0 | 0 | 0 | 0 | 0 | 0 | 0 | 0 | 0 | 0 | 0 | 0 | 0 | 0 | 0 | 0 | 0 | 0 | 0 | 0 | 0 | 0 | 0 | 0 | 0 | 0 |  |  | 0 | 0 | 0 | 0 | 0 | 0 |  | 0 | 0 | 0 | 0 | 0 | 0 | 0 | 0 | 0 | 0 | 0 | 0 | 0 | 0 | 0 | 0 | 0 | 0 | 0
561 |  | 1 |  |  |  |  | 0 |  |  |  | 0 | 0 | [6 empty] | 0 |  |  |  |  | 0% | 0 | 0 | 0 | 0 | 0 | 0 |  |  | 0 | 0% | 0 | 0 | 0 | 0 | 0 | NewControlTypes | 0 | 0 | 0 | 0 | 0 | 0 | 0 | 0 | 0 | 0 | 0 | 0 | 0 | 0 | 0 | 0 | 0 | 0 | 0 | 0 | 0 | 0 | 0 | 0 | 0 | 0 | 0 | 0 | 0 | 0 | 0 | 0 | 0 | 0 | 0 | 0 | 0 | 0 | 0 | 0 | 0 | 0 | 0 | 0 | 0 | 0 | 0 | 0 | 0 | 0 | 0 | 0 | 0 | 0 | 0 | 0 | 0 | 0 | 0 | 0 | 0 | 0 | 0 | 0 | 0 | 0 | 0 | 0 | 0 | 0 | 0 | 0 | 0 | 0 | 0 | 0 | 0 | 0 | 0 | 0 | 0 |  |  | 0 | 0 | 0 | 0 | 0 | 0 |  | 0 | 0 | 0 | 0 | 0 | 0 | 0 | 0 | 0 | 0 | 0 | 0 | 0 | 0 | 0 | 0 | 0 | 0 | 0
562 |  | 1 |  |  |  |  | 0 |  |  |  | 0 | 0 | [6 empty] | 0 |  |  |  |  | 0% | 0 | 0 | 0 | 0 | 0 | 0 |  |  | 0 | 0% | 0 | 0 | 0 | 0 | 0 | NewControlTypes | 0 | 0 | 0 | 0 | 0 | 0 | 0 | 0 | 0 | 0 | 0 | 0 | 0 | 0 | 0 | 0 | 0 | 0 | 0 | 0 | 0 | 0 | 0 | 0 | 0 | 0 | 0 | 0 | 0 | 0 | 0 | 0 | 0 | 0 | 0 | 0 | 0 | 0 | 0 | 0 | 0 | 0 | 0 | 0 | 0 | 0 | 0 | 0 | 0 | 0 | 0 | 0 | 0 | 0 | 0 | 0 | 0 | 0 | 0 | 0 | 0 | 0 | 0 | 0 | 0 | 0 | 0 | 0 | 0 | 0 | 0 | 0 | 0 | 0 | 0 | 0 | 0 | 0 | 0 | 0 | 0 |  |  | 0 | 0 | 0 | 0 | 0 | 0 |  | 0 | 0 | 0 | 0 | 0 | 0 | 0 | 0 | 0 | 0 | 0 | 0 | 0 | 0 | 0 | 0 | 0 | 0 | 0
563 |  | 1 |  |  |  |  | 0 |  |  |  | 0 | 0 | [6 empty] | 0 |  |  |  |  | 0% | 0 | 0 | 0 | 0 | 0 | 0 |  |  | 0 | 0% | 0 | 0 | 0 | 0 | 0 | NewControlTypes | 0 | 0 | 0 | 0 | 0 | 0 | 0 | 0 | 0 | 0 | 0 | 0 | 0 | 0 | 0 | 0 | 0 | 0 | 0 | 0 | 0 | 0 | 0 | 0 | 0 | 0 | 0 | 0 | 0 | 0 | 0 | 0 | 0 | 0 | 0 | 0 | 0 | 0 | 0 | 0 | 0 | 0 | 0 | 0 | 0 | 0 | 0 | 0 | 0 | 0 | 0 | 0 | 0 | 0 | 0 | 0 | 0 | 0 | 0 | 0 | 0 | 0 | 0 | 0 | 0 | 0 | 0 | 0 | 0 | 0 | 0 | 0 | 0 | 0 | 0 | 0 | 0 | 0 | 0 | 0 | 0 |  |  | 0 | 0 | 0 | 0 | 0 | 0 |  | 0 | 0 | 0 | 0 | 0 | 0 | 0 | 0 | 0 | 0 | 0 | 0 | 0 | 0 | 0 | 0 | 0 | 0 | 0
564 |  | 1 |  |  |  |  | 0 |  |  |  | 0 | 0 | [6 empty] | 0 |  |  |  |  | 0% | 0 | 0 | 0 | 0 | 0 | 0 |  |  | 0 | 0% | 0 | 0 | 0 | 0 | 0 | NewControlTypes | 0 | 0 | 0 | 0 | 0 | 0 | 0 | 0 | 0 | 0 | 0 | 0 | 0 | 0 | 0 | 0 | 0 | 0 | 0 | 0 | 0 | 0 | 0 | 0 | 0 | 0 | 0 | 0 | 0 | 0 | 0 | 0 | 0 | 0 | 0 | 0 | 0 | 0 | 0 | 0 | 0 | 0 | 0 | 0 | 0 | 0 | 0 | 0 | 0 | 0 | 0 | 0 | 0 | 0 | 0 | 0 | 0 | 0 | 0 | 0 | 0 | 0 | 0 | 0 | 0 | 0 | 0 | 0 | 0 | 0 | 0 | 0 | 0 | 0 | 0 | 0 | 0 | 0 | 0 | 0 | 0 |  |  | 0 | 0 | 0 | 0 | 0 | 0 |  | 0 | 0 | 0 | 0 | 0 | 0 | 0 | 0 | 0 | 0 | 0 | 0 | 0 | 0 | 0 | 0 | 0 | 0 | 0
565 |  | 1 |  |  |  |  | 0 |  |  |  | 0 | 0 | [6 empty] | 0 |  |  |  |  | 0% | 0 | 0 | 0 | 0 | 0 | 0 |  |  | 0 | 0% | 0 | 0 | 0 | 0 | 0 | NewControlTypes | 0 | 0 | 0 | 0 | 0 | 0 | 0 | 0 | 0 | 0 | 0 | 0 | 0 | 0 | 0 | 0 | 0 | 0 | 0 | 0 | 0 | 0 | 0 | 0 | 0 | 0 | 0 | 0 | 0 | 0 | 0 | 0 | 0 | 0 | 0 | 0 | 0 | 0 | 0 | 0 | 0 | 0 | 0 | 0 | 0 | 0 | 0 | 0 | 0 | 0 | 0 | 0 | 0 | 0 | 0 | 0 | 0 | 0 | 0 | 0 | 0 | 0 | 0 | 0 | 0 | 0 | 0 | 0 | 0 | 0 | 0 | 0 | 0 | 0 | 0 | 0 | 0 | 0 | 0 | 0 | 0 |  |  | 0 | 0 | 0 | 0 | 0 | 0 |  | 0 | 0 | 0 | 0 | 0 | 0 | 0 | 0 | 0 | 0 | 0 | 0 | 0 | 0 | 0 | 0 | 0 | 0 | 0
566 |  | 1 |  |  |  |  | 0 |  |  |  | 0 | 0 | [6 empty] | 0 |  |  |  |  | 0% | 0 | 0 | 0 | 0 | 0 | 0 |  |  | 0 | 0% | 0 | 0 | 0 | 0 | 0 | NewControlTypes | 0 | 0 | 0 | 0 | 0 | 0 | 0 | 0 | 0 | 0 | 0 | 0 | 0 | 0 | 0 | 0 | 0 | 0 | 0 | 0 | 0 | 0 | 0 | 0 | 0 | 0 | 0 | 0 | 0 | 0 | 0 | 0 | 0 | 0 | 0 | 0 | 0 | 0 | 0 | 0 | 0 | 0 | 0 | 0 | 0 | 0 | 0 | 0 | 0 | 0 | 0 | 0 | 0 | 0 | 0 | 0 | 0 | 0 | 0 | 0 | 0 | 0 | 0 | 0 | 0 | 0 | 0 | 0 | 0 | 0 | 0 | 0 | 0 | 0 | 0 | 0 | 0 | 0 | 0 | 0 | 0 |  |  | 0 | 0 | 0 | 0 | 0 | 0 |  | 0 | 0 | 0 | 0 | 0 | 0 | 0 | 0 | 0 | 0 | 0 | 0 | 0 | 0 | 0 | 0 | 0 | 0 | 0
567 |  | 1 |  |  |  |  | 0 |  |  |  | 0 | 0 | [6 empty] | 0 |  |  |  |  | 0% | 0 | 0 | 0 | 0 | 0 | 0 |  |  | 0 | 0% | 0 | 0 | 0 | 0 | 0 | NewControlTypes | 0 | 0 | 0 | 0 | 0 | 0 | 0 | 0 | 0 | 0 | 0 | 0 | 0 | 0 | 0 | 0 | 0 | 0 | 0 | 0 | 0 | 0 | 0 | 0 | 0 | 0 | 0 | 0 | 0 | 0 | 0 | 0 | 0 | 0 | 0 | 0 | 0 | 0 | 0 | 0 | 0 | 0 | 0 | 0 | 0 | 0 | 0 | 0 | 0 | 0 | 0 | 0 | 0 | 0 | 0 | 0 | 0 | 0 | 0 | 0 | 0 | 0 | 0 | 0 | 0 | 0 | 0 | 0 | 0 | 0 | 0 | 0 | 0 | 0 | 0 | 0 | 0 | 0 | 0 | 0 | 0 |  |  | 0 | 0 | 0 | 0 | 0 | 0 |  | 0 | 0 | 0 | 0 | 0 | 0 | 0 | 0 | 0 | 0 | 0 | 0 | 0 | 0 | 0 | 0 | 0 | 0 | 0
568 |  | 1 |  |  |  |  | 0 |  |  |  | 0 | 0 | [6 empty] | 0 |  |  |  |  | 0% | 0 | 0 | 0 | 0 | 0 | 0 |  |  | 0 | 0% | 0 | 0 | 0 | 0 | 0 | NewControlTypes | 0 | 0 | 0 | 0 | 0 | 0 | 0 | 0 | 0 | 0 | 0 | 0 | 0 | 0 | 0 | 0 | 0 | 0 | 0 | 0 | 0 | 0 | 0 | 0 | 0 | 0 | 0 | 0 | 0 | 0 | 0 | 0 | 0 | 0 | 0 | 0 | 0 | 0 | 0 | 0 | 0 | 0 | 0 | 0 | 0 | 0 | 0 | 0 | 0 | 0 | 0 | 0 | 0 | 0 | 0 | 0 | 0 | 0 | 0 | 0 | 0 | 0 | 0 | 0 | 0 | 0 | 0 | 0 | 0 | 0 | 0 | 0 | 0 | 0 | 0 | 0 | 0 | 0 | 0 | 0 | 0 |  |  | 0 | 0 | 0 | 0 | 0 | 0 |  | 0 | 0 | 0 | 0 | 0 | 0 | 0 | 0 | 0 | 0 | 0 | 0 | 0 | 0 | 0 | 0 | 0 | 0 | 0
569 |  | 1 |  |  |  |  | 0 |  |  |  | 0 | 0 | [6 empty] | 0 |  |  |  |  | 0% | 0 | 0 | 0 | 0 | 0 | 0 |  |  | 0 | 0% | 0 | 0 | 0 | 0 | 0 | NewControlTypes | 0 | 0 | 0 | 0 | 0 | 0 | 0 | 0 | 0 | 0 | 0 | 0 | 0 | 0 | 0 | 0 | 0 | 0 | 0 | 0 | 0 | 0 | 0 | 0 | 0 | 0 | 0 | 0 | 0 | 0 | 0 | 0 | 0 | 0 | 0 | 0 | 0 | 0 | 0 | 0 | 0 | 0 | 0 | 0 | 0 | 0 | 0 | 0 | 0 | 0 | 0 | 0 | 0 | 0 | 0 | 0 | 0 | 0 | 0 | 0 | 0 | 0 | 0 | 0 | 0 | 0 | 0 | 0 | 0 | 0 | 0 | 0 | 0 | 0 | 0 | 0 | 0 | 0 | 0 | 0 | 0 |  |  | 0 | 0 | 0 | 0 | 0 | 0 |  | 0 | 0 | 0 | 0 | 0 | 0 | 0 | 0 | 0 | 0 | 0 | 0 | 0 | 0 | 0 | 0 | 0 | 0 | 0
570 |  | 1 |  |  |  |  | 0 |  |  |  | 0 | 0 | [6 empty] | 0 |  |  |  |  | 0% | 0 | 0 | 0 | 0 | 0 | 0 |  |  | 0 | 0% | 0 | 0 | 0 | 0 | 0 | NewControlTypes | 0 | 0 | 0 | 0 | 0 | 0 | 0 | 0 | 0 | 0 | 0 | 0 | 0 | 0 | 0 | 0 | 0 | 0 | 0 | 0 | 0 | 0 | 0 | 0 | 0 | 0 | 0 | 0 | 0 | 0 | 0 | 0 | 0 | 0 | 0 | 0 | 0 | 0 | 0 | 0 | 0 | 0 | 0 | 0 | 0 | 0 | 0 | 0 | 0 | 0 | 0 | 0 | 0 | 0 | 0 | 0 | 0 | 0 | 0 | 0 | 0 | 0 | 0 | 0 | 0 | 0 | 0 | 0 | 0 | 0 | 0 | 0 | 0 | 0 | 0 | 0 | 0 | 0 | 0 | 0 | 0 |  |  | 0 | 0 | 0 | 0 | 0 | 0 |  | 0 | 0 | 0 | 0 | 0 | 0 | 0 | 0 | 0 | 0 | 0 | 0 | 0 | 0 | 0 | 0 | 0 | 0 | 0
571 |  | 1 |  |  |  |  | 0 |  |  |  | 0 | 0 | [6 empty] | 0 |  |  |  |  | 0% | 0 | 0 | 0 | 0 | 0 | 0 |  |  | 0 | 0% | 0 | 0 | 0 | 0 | 0 | NewControlTypes | 0 | 0 | 0 | 0 | 0 | 0 | 0 | 0 | 0 | 0 | 0 | 0 | 0 | 0 | 0 | 0 | 0 | 0 | 0 | 0 | 0 | 0 | 0 | 0 | 0 | 0 | 0 | 0 | 0 | 0 | 0 | 0 | 0 | 0 | 0 | 0 | 0 | 0 | 0 | 0 | 0 | 0 | 0 | 0 | 0 | 0 | 0 | 0 | 0 | 0 | 0 | 0 | 0 | 0 | 0 | 0 | 0 | 0 | 0 | 0 | 0 | 0 | 0 | 0 | 0 | 0 | 0 | 0 | 0 | 0 | 0 | 0 | 0 | 0 | 0 | 0 | 0 | 0 | 0 | 0 | 0 |  |  | 0 | 0 | 0 | 0 | 0 | 0 |  | 0 | 0 | 0 | 0 | 0 | 0 | 0 | 0 | 0 | 0 | 0 | 0 | 0 | 0 | 0 | 0 | 0 | 0 | 0
572 |  | 1 |  |  |  |  | 0 |  |  |  | 0 | 0 | [6 empty] | 0 |  |  |  |  | 0% | 0 | 0 | 0 | 0 | 0 | 0 |  |  | 0 | 0% | 0 | 0 | 0 | 0 | 0 | NewControlTypes | 0 | 0 | 0 | 0 | 0 | 0 | 0 | 0 | 0 | 0 | 0 | 0 | 0 | 0 | 0 | 0 | 0 | 0 | 0 | 0 | 0 | 0 | 0 | 0 | 0 | 0 | 0 | 0 | 0 | 0 | 0 | 0 | 0 | 0 | 0 | 0 | 0 | 0 | 0 | 0 | 0 | 0 | 0 | 0 | 0 | 0 | 0 | 0 | 0 | 0 | 0 | 0 | 0 | 0 | 0 | 0 | 0 | 0 | 0 | 0 | 0 | 0 | 0 | 0 | 0 | 0 | 0 | 0 | 0 | 0 | 0 | 0 | 0 | 0 | 0 | 0 | 0 | 0 | 0 | 0 | 0 |  |  | 0 | 0 | 0 | 0 | 0 | 0 |  | 0 | 0 | 0 | 0 | 0 | 0 | 0 | 0 | 0 | 0 | 0 | 0 | 0 | 0 | 0 | 0 | 0 | 0 | 0
573 |  | 1 |  |  |  |  | 0 |  |  |  | 0 | 0 | [6 empty] | 0 |  |  |  |  | 0% | 0 | 0 | 0 | 0 | 0 | 0 |  |  | 0 | 0% | 0 | 0 | 0 | 0 | 0 | NewControlTypes | 0 | 0 | 0 | 0 | 0 | 0 | 0 | 0 | 0 | 0 | 0 | 0 | 0 | 0 | 0 | 0 | 0 | 0 | 0 | 0 | 0 | 0 | 0 | 0 | 0 | 0 | 0 | 0 | 0 | 0 | 0 | 0 | 0 | 0 | 0 | 0 | 0 | 0 | 0 | 0 | 0 | 0 | 0 | 0 | 0 | 0 | 0 | 0 | 0 | 0 | 0 | 0 | 0 | 0 | 0 | 0 | 0 | 0 | 0 | 0 | 0 | 0 | 0 | 0 | 0 | 0 | 0 | 0 | 0 | 0 | 0 | 0 | 0 | 0 | 0 | 0 | 0 | 0 | 0 | 0 | 0 |  |  | 0 | 0 | 0 | 0 | 0 | 0 |  | 0 | 0 | 0 | 0 | 0 | 0 | 0 | 0 | 0 | 0 | 0 | 0 | 0 | 0 | 0 | 0 | 0 | 0 | 0
574 |  | 1 |  |  |  |  | 0 |  |  |  | 0 | 0 | [6 empty] | 0 |  |  |  |  | 0% | 0 | 0 | 0 | 0 | 0 | 0 |  |  | 0 | 0% | 0 | 0 | 0 | 0 | 0 | NewControlTypes | 0 | 0 | 0 | 0 | 0 | 0 | 0 | 0 | 0 | 0 | 0 | 0 | 0 | 0 | 0 | 0 | 0 | 0 | 0 | 0 | 0 | 0 | 0 | 0 | 0 | 0 | 0 | 0 | 0 | 0 | 0 | 0 | 0 | 0 | 0 | 0 | 0 | 0 | 0 | 0 | 0 | 0 | 0 | 0 | 0 | 0 | 0 | 0 | 0 | 0 | 0 | 0 | 0 | 0 | 0 | 0 | 0 | 0 | 0 | 0 | 0 | 0 | 0 | 0 | 0 | 0 | 0 | 0 | 0 | 0 | 0 | 0 | 0 | 0 | 0 | 0 | 0 | 0 | 0 | 0 | 0 |  |  | 0 | 0 | 0 | 0 | 0 | 0 |  | 0 | 0 | 0 | 0 | 0 | 0 | 0 | 0 | 0 | 0 | 0 | 0 | 0 | 0 | 0 | 0 | 0 | 0 | 0
575 |  | 1 |  |  |  |  | 0 |  |  |  | 0 | 0 | [6 empty] | 0 |  |  |  |  | 0% | 0 | 0 | 0 | 0 | 0 | 0 |  |  | 0 | 0% | 0 | 0 | 0 | 0 | 0 | NewControlTypes | 0 | 0 | 0 | 0 | 0 | 0 | 0 | 0 | 0 | 0 | 0 | 0 | 0 | 0 | 0 | 0 | 0 | 0 | 0 | 0 | 0 | 0 | 0 | 0 | 0 | 0 | 0 | 0 | 0 | 0 | 0 | 0 | 0 | 0 | 0 | 0 | 0 | 0 | 0 | 0 | 0 | 0 | 0 | 0 | 0 | 0 | 0 | 0 | 0 | 0 | 0 | 0 | 0 | 0 | 0 | 0 | 0 | 0 | 0 | 0 | 0 | 0 | 0 | 0 | 0 | 0 | 0 | 0 | 0 | 0 | 0 | 0 | 0 | 0 | 0 | 0 | 0 | 0 | 0 | 0 | 0 |  |  | 0 | 0 | 0 | 0 | 0 | 0 |  | 0 | 0 | 0 | 0 | 0 | 0 | 0 | 0 | 0 | 0 | 0 | 0 | 0 | 0 | 0 | 0 | 0 | 0 | 0
576 |  | 1 |  |  |  |  | 0 |  |  |  | 0 | 0 | [6 empty] | 0 |  |  |  |  | 0% | 0 | 0 | 0 | 0 | 0 | 0 |  |  | 0 | 0% | 0 | 0 | 0 | 0 | 0 | NewControlTypes | 0 | 0 | 0 | 0 | 0 | 0 | 0 | 0 | 0 | 0 | 0 | 0 | 0 | 0 | 0 | 0 | 0 | 0 | 0 | 0 | 0 | 0 | 0 | 0 | 0 | 0 | 0 | 0 | 0 | 0 | 0 | 0 | 0 | 0 | 0 | 0 | 0 | 0 | 0 | 0 | 0 | 0 | 0 | 0 | 0 | 0 | 0 | 0 | 0 | 0 | 0 | 0 | 0 | 0 | 0 | 0 | 0 | 0 | 0 | 0 | 0 | 0 | 0 | 0 | 0 | 0 | 0 | 0 | 0 | 0 | 0 | 0 | 0 | 0 | 0 | 0 | 0 | 0 | 0 | 0 | 0 |  |  | 0 | 0 | 0 | 0 | 0 | 0 |  | 0 | 0 | 0 | 0 | 0 | 0 | 0 | 0 | 0 | 0 | 0 | 0 | 0 | 0 | 0 | 0 | 0 | 0 | 0
577 |  | 1 |  |  |  |  | 0 |  |  |  | 0 | 0 | [6 empty] | 0 |  |  |  |  | 0% | 0 | 0 | 0 | 0 | 0 | 0 |  |  | 0 | 0% | 0 | 0 | 0 | 0 | 0 | NewControlTypes | 0 | 0 | 0 | 0 | 0 | 0 | 0 | 0 | 0 | 0 | 0 | 0 | 0 | 0 | 0 | 0 | 0 | 0 | 0 | 0 | 0 | 0 | 0 | 0 | 0 | 0 | 0 | 0 | 0 | 0 | 0 | 0 | 0 | 0 | 0 | 0 | 0 | 0 | 0 | 0 | 0 | 0 | 0 | 0 | 0 | 0 | 0 | 0 | 0 | 0 | 0 | 0 | 0 | 0 | 0 | 0 | 0 | 0 | 0 | 0 | 0 | 0 | 0 | 0 | 0 | 0 | 0 | 0 | 0 | 0 | 0 | 0 | 0 | 0 | 0 | 0 | 0 | 0 | 0 | 0 | 0 |  |  | 0 | 0 | 0 | 0 | 0 | 0 |  | 0 | 0 | 0 | 0 | 0 | 0 | 0 | 0 | 0 | 0 | 0 | 0 | 0 | 0 | 0 | 0 | 0 | 0 | 0
578 |  | 1 |  |  |  |  | 0 |  |  |  | 0 | 0 | [6 empty] | 0 |  |  |  |  | 0% | 0 | 0 | 0 | 0 | 0 | 0 |  |  | 0 | 0% | 0 | 0 | 0 | 0 | 0 | NewControlTypes | 0 | 0 | 0 | 0 | 0 | 0 | 0 | 0 | 0 | 0 | 0 | 0 | 0 | 0 | 0 | 0 | 0 | 0 | 0 | 0 | 0 | 0 | 0 | 0 | 0 | 0 | 0 | 0 | 0 | 0 | 0 | 0 | 0 | 0 | 0 | 0 | 0 | 0 | 0 | 0 | 0 | 0 | 0 | 0 | 0 | 0 | 0 | 0 | 0 | 0 | 0 | 0 | 0 | 0 | 0 | 0 | 0 | 0 | 0 | 0 | 0 | 0 | 0 | 0 | 0 | 0 | 0 | 0 | 0 | 0 | 0 | 0 | 0 | 0 | 0 | 0 | 0 | 0 | 0 | 0 | 0 |  |  | 0 | 0 | 0 | 0 | 0 | 0 |  | 0 | 0 | 0 | 0 | 0 | 0 | 0 | 0 | 0 | 0 | 0 | 0 | 0 | 0 | 0 | 0 | 0 | 0 | 0
579 |  | 1 |  |  |  |  | 0 |  |  |  | 0 | 0 | [6 empty] | 0 |  |  |  |  | 0% | 0 | 0 | 0 | 0 | 0 | 0 |  |  | 0 | 0% | 0 | 0 | 0 | 0 | 0 | NewControlTypes | 0 | 0 | 0 | 0 | 0 | 0 | 0 | 0 | 0 | 0 | 0 | 0 | 0 | 0 | 0 | 0 | 0 | 0 | 0 | 0 | 0 | 0 | 0 | 0 | 0 | 0 | 0 | 0 | 0 | 0 | 0 | 0 | 0 | 0 | 0 | 0 | 0 | 0 | 0 | 0 | 0 | 0 | 0 | 0 | 0 | 0 | 0 | 0 | 0 | 0 | 0 | 0 | 0 | 0 | 0 | 0 | 0 | 0 | 0 | 0 | 0 | 0 | 0 | 0 | 0 | 0 | 0 | 0 | 0 | 0 | 0 | 0 | 0 | 0 | 0 | 0 | 0 | 0 | 0 | 0 | 0 |  |  | 0 | 0 | 0 | 0 | 0 | 0 |  | 0 | 0 | 0 | 0 | 0 | 0 | 0 | 0 | 0 | 0 | 0 | 0 | 0 | 0 | 0 | 0 | 0 | 0 | 0
580 |  | 1 |  |  |  |  | 0 |  |  |  | 0 | 0 | [6 empty] | 0 |  |  |  |  | 0% | 0 | 0 | 0 | 0 | 0 | 0 |  |  | 0 | 0% | 0 | 0 | 0 | 0 | 0 | NewControlTypes | 0 | 0 | 0 | 0 | 0 | 0 | 0 | 0 | 0 | 0 | 0 | 0 | 0 | 0 | 0 | 0 | 0 | 0 | 0 | 0 | 0 | 0 | 0 | 0 | 0 | 0 | 0 | 0 | 0 | 0 | 0 | 0 | 0 | 0 | 0 | 0 | 0 | 0 | 0 | 0 | 0 | 0 | 0 | 0 | 0 | 0 | 0 | 0 | 0 | 0 | 0 | 0 | 0 | 0 | 0 | 0 | 0 | 0 | 0 | 0 | 0 | 0 | 0 | 0 | 0 | 0 | 0 | 0 | 0 | 0 | 0 | 0 | 0 | 0 | 0 | 0 | 0 | 0 | 0 | 0 | 0 |  |  | 0 | 0 | 0 | 0 | 0 | 0 |  | 0 | 0 | 0 | 0 | 0 | 0 | 0 | 0 | 0 | 0 | 0 | 0 | 0 | 0 | 0 | 0 | 0 | 0 | 0
581 |  | 1 |  |  |  |  | 0 |  |  |  | 0 | 0 | [6 empty] | 0 |  |  |  |  | 0% | 0 | 0 | 0 | 0 | 0 | 0 |  |  | 0 | 0% | 0 | 0 | 0 | 0 | 0 | NewControlTypes | 0 | 0 | 0 | 0 | 0 | 0 | 0 | 0 | 0 | 0 | 0 | 0 | 0 | 0 | 0 | 0 | 0 | 0 | 0 | 0 | 0 | 0 | 0 | 0 | 0 | 0 | 0 | 0 | 0 | 0 | 0 | 0 | 0 | 0 | 0 | 0 | 0 | 0 | 0 | 0 | 0 | 0 | 0 | 0 | 0 | 0 | 0 | 0 | 0 | 0 | 0 | 0 | 0 | 0 | 0 | 0 | 0 | 0 | 0 | 0 | 0 | 0 | 0 | 0 | 0 | 0 | 0 | 0 | 0 | 0 | 0 | 0 | 0 | 0 | 0 | 0 | 0 | 0 | 0 | 0 | 0 |  |  | 0 | 0 | 0 | 0 | 0 | 0 |  | 0 | 0 | 0 | 0 | 0 | 0 | 0 | 0 | 0 | 0 | 0 | 0 | 0 | 0 | 0 | 0 | 0 | 0 | 0
582 |  | 1 |  |  |  |  | 0 |  |  |  | 0 | 0 | [6 empty] | 0 |  |  |  |  | 0% | 0 | 0 | 0 | 0 | 0 | 0 |  |  | 0 | 0% | 0 | 0 | 0 | 0 | 0 | NewControlTypes | 0 | 0 | 0 | 0 | 0 | 0 | 0 | 0 | 0 | 0 | 0 | 0 | 0 | 0 | 0 | 0 | 0 | 0 | 0 | 0 | 0 | 0 | 0 | 0 | 0 | 0 | 0 | 0 | 0 | 0 | 0 | 0 | 0 | 0 | 0 | 0 | 0 | 0 | 0 | 0 | 0 | 0 | 0 | 0 | 0 | 0 | 0 | 0 | 0 | 0 | 0 | 0 | 0 | 0 | 0 | 0 | 0 | 0 | 0 | 0 | 0 | 0 | 0 | 0 | 0 | 0 | 0 | 0 | 0 | 0 | 0 | 0 | 0 | 0 | 0 | 0 | 0 | 0 | 0 | 0 | 0 |  |  | 0 | 0 | 0 | 0 | 0 | 0 |  | 0 | 0 | 0 | 0 | 0 | 0 | 0 | 0 | 0 | 0 | 0 | 0 | 0 | 0 | 0 | 0 | 0 | 0 | 0
583 |  | 1 |  |  |  |  | 0 |  |  |  | 0 | 0 | [6 empty] | 0 |  |  |  |  | 0% | 0 | 0 | 0 | 0 | 0 | 0 |  |  | 0 | 0% | 0 | 0 | 0 | 0 | 0 | NewControlTypes | 0 | 0 | 0 | 0 | 0 | 0 | 0 | 0 | 0 | 0 | 0 | 0 | 0 | 0 | 0 | 0 | 0 | 0 | 0 | 0 | 0 | 0 | 0 | 0 | 0 | 0 | 0 | 0 | 0 | 0 | 0 | 0 | 0 | 0 | 0 | 0 | 0 | 0 | 0 | 0 | 0 | 0 | 0 | 0 | 0 | 0 | 0 | 0 | 0 | 0 | 0 | 0 | 0 | 0 | 0 | 0 | 0 | 0 | 0 | 0 | 0 | 0 | 0 | 0 | 0 | 0 | 0 | 0 | 0 | 0 | 0 | 0 | 0 | 0 | 0 | 0 | 0 | 0 | 0 | 0 | 0 |  |  | 0 | 0 | 0 | 0 | 0 | 0 |  | 0 | 0 | 0 | 0 | 0 | 0 | 0 | 0 | 0 | 0 | 0 | 0 | 0 | 0 | 0 | 0 | 0 | 0 | 0
584 |  | 1 |  |  |  |  | 0 |  |  |  | 0 | 0 | [6 empty] | 0 |  |  |  |  | 0% | 0 | 0 | 0 | 0 | 0 | 0 |  |  | 0 | 0% | 0 | 0 | 0 | 0 | 0 | NewControlTypes | 0 | 0 | 0 | 0 | 0 | 0 | 0 | 0 | 0 | 0 | 0 | 0 | 0 | 0 | 0 | 0 | 0 | 0 | 0 | 0 | 0 | 0 | 0 | 0 | 0 | 0 | 0 | 0 | 0 | 0 | 0 | 0 | 0 | 0 | 0 | 0 | 0 | 0 | 0 | 0 | 0 | 0 | 0 | 0 | 0 | 0 | 0 | 0 | 0 | 0 | 0 | 0 | 0 | 0 | 0 | 0 | 0 | 0 | 0 | 0 | 0 | 0 | 0 | 0 | 0 | 0 | 0 | 0 | 0 | 0 | 0 | 0 | 0 | 0 | 0 | 0 | 0 | 0 | 0 | 0 | 0 |  |  | 0 | 0 | 0 | 0 | 0 | 0 |  | 0 | 0 | 0 | 0 | 0 | 0 | 0 | 0 | 0 | 0 | 0 | 0 | 0 | 0 | 0 | 0 | 0 | 0 | 0
585 |  | 1 |  |  |  |  | 0 |  |  |  | 0 | 0 | [6 empty] | 0 |  |  |  |  | 0% | 0 | 0 | 0 | 0 | 0 | 0 |  |  | 0 | 0% | 0 | 0 | 0 | 0 | 0 | NewControlTypes | 0 | 0 | 0 | 0 | 0 | 0 | 0 | 0 | 0 | 0 | 0 | 0 | 0 | 0 | 0 | 0 | 0 | 0 | 0 | 0 | 0 | 0 | 0 | 0 | 0 | 0 | 0 | 0 | 0 | 0 | 0 | 0 | 0 | 0 | 0 | 0 | 0 | 0 | 0 | 0 | 0 | 0 | 0 | 0 | 0 | 0 | 0 | 0 | 0 | 0 | 0 | 0 | 0 | 0 | 0 | 0 | 0 | 0 | 0 | 0 | 0 | 0 | 0 | 0 | 0 | 0 | 0 | 0 | 0 | 0 | 0 | 0 | 0 | 0 | 0 | 0 | 0 | 0 | 0 | 0 | 0 |  |  | 0 | 0 | 0 | 0 | 0 | 0 |  | 0 | 0 | 0 | 0 | 0 | 0 | 0 | 0 | 0 | 0 | 0 | 0 | 0 | 0 | 0 | 0 | 0 | 0 | 0
586 |  | 1 |  |  |  |  | 0 |  |  |  | 0 | 0 | [6 empty] | 0 |  |  |  |  | 0% | 0 | 0 | 0 | 0 | 0 | 0 |  |  | 0 | 0% | 0 | 0 | 0 | 0 | 0 | NewControlTypes | 0 | 0 | 0 | 0 | 0 | 0 | 0 | 0 | 0 | 0 | 0 | 0 | 0 | 0 | 0 | 0 | 0 | 0 | 0 | 0 | 0 | 0 | 0 | 0 | 0 | 0 | 0 | 0 | 0 | 0 | 0 | 0 | 0 | 0 | 0 | 0 | 0 | 0 | 0 | 0 | 0 | 0 | 0 | 0 | 0 | 0 | 0 | 0 | 0 | 0 | 0 | 0 | 0 | 0 | 0 | 0 | 0 | 0 | 0 | 0 | 0 | 0 | 0 | 0 | 0 | 0 | 0 | 0 | 0 | 0 | 0 | 0 | 0 | 0 | 0 | 0 | 0 | 0 | 0 | 0 | 0 |  |  | 0 | 0 | 0 | 0 | 0 | 0 |  | 0 | 0 | 0 | 0 | 0 | 0 | 0 | 0 | 0 | 0 | 0 | 0 | 0 | 0 | 0 | 0 | 0 | 0 | 0
587 |  | 1 |  |  |  |  | 0 |  |  |  | 0 | 0 | [6 empty] | 0 |  |  |  |  | 0% | 0 | 0 | 0 | 0 | 0 | 0 |  |  | 0 | 0% | 0 | 0 | 0 | 0 | 0 | NewControlTypes | 0 | 0 | 0 | 0 | 0 | 0 | 0 | 0 | 0 | 0 | 0 | 0 | 0 | 0 | 0 | 0 | 0 | 0 | 0 | 0 | 0 | 0 | 0 | 0 | 0 | 0 | 0 | 0 | 0 | 0 | 0 | 0 | 0 | 0 | 0 | 0 | 0 | 0 | 0 | 0 | 0 | 0 | 0 | 0 | 0 | 0 | 0 | 0 | 0 | 0 | 0 | 0 | 0 | 0 | 0 | 0 | 0 | 0 | 0 | 0 | 0 | 0 | 0 | 0 | 0 | 0 | 0 | 0 | 0 | 0 | 0 | 0 | 0 | 0 | 0 | 0 | 0 | 0 | 0 | 0 | 0 |  |  | 0 | 0 | 0 | 0 | 0 | 0 |  | 0 | 0 | 0 | 0 | 0 | 0 | 0 | 0 | 0 | 0 | 0 | 0 | 0 | 0 | 0 | 0 | 0 | 0 | 0
588 |  | 1 |  |  |  |  | 0 |  |  |  | 0 | 0 | [6 empty] | 0 |  |  |  |  | 0% | 0 | 0 | 0 | 0 | 0 | 0 |  |  | 0 | 0% | 0 | 0 | 0 | 0 | 0 | NewControlTypes | 0 | 0 | 0 | 0 | 0 | 0 | 0 | 0 | 0 | 0 | 0 | 0 | 0 | 0 | 0 | 0 | 0 | 0 | 0 | 0 | 0 | 0 | 0 | 0 | 0 | 0 | 0 | 0 | 0 | 0 | 0 | 0 | 0 | 0 | 0 | 0 | 0 | 0 | 0 | 0 | 0 | 0 | 0 | 0 | 0 | 0 | 0 | 0 | 0 | 0 | 0 | 0 | 0 | 0 | 0 | 0 | 0 | 0 | 0 | 0 | 0 | 0 | 0 | 0 | 0 | 0 | 0 | 0 | 0 | 0 | 0 | 0 | 0 | 0 | 0 | 0 | 0 | 0 | 0 | 0 | 0 |  |  | 0 | 0 | 0 | 0 | 0 | 0 |  | 0 | 0 | 0 | 0 | 0 | 0 | 0 | 0 | 0 | 0 | 0 | 0 | 0 | 0 | 0 | 0 | 0 | 0 | 0
589 |  | 1 |  |  |  |  | 0 |  |  |  | 0 | 0 | [6 empty] | 0 |  |  |  |  | 0% | 0 | 0 | 0 | 0 | 0 | 0 |  |  | 0 | 0% | 0 | 0 | 0 | 0 | 0 | NewControlTypes | 0 | 0 | 0 | 0 | 0 | 0 | 0 | 0 | 0 | 0 | 0 | 0 | 0 | 0 | 0 | 0 | 0 | 0 | 0 | 0 | 0 | 0 | 0 | 0 | 0 | 0 | 0 | 0 | 0 | 0 | 0 | 0 | 0 | 0 | 0 | 0 | 0 | 0 | 0 | 0 | 0 | 0 | 0 | 0 | 0 | 0 | 0 | 0 | 0 | 0 | 0 | 0 | 0 | 0 | 0 | 0 | 0 | 0 | 0 | 0 | 0 | 0 | 0 | 0 | 0 | 0 | 0 | 0 | 0 | 0 | 0 | 0 | 0 | 0 | 0 | 0 | 0 | 0 | 0 | 0 | 0 |  |  | 0 | 0 | 0 | 0 | 0 | 0 |  | 0 | 0 | 0 | 0 | 0 | 0 | 0 | 0 | 0 | 0 | 0 | 0 | 0 | 0 | 0 | 0 | 0 | 0 | 0
590 |  | 1 |  |  |  |  | 0 |  |  |  | 0 | 0 | [6 empty] | 0 |  |  |  |  | 0% | 0 | 0 | 0 | 0 | 0 | 0 |  |  | 0 | 0% | 0 | 0 | 0 | 0 | 0 | NewControlTypes | 0 | 0 | 0 | 0 | 0 | 0 | 0 | 0 | 0 | 0 | 0 | 0 | 0 | 0 | 0 | 0 | 0 | 0 | 0 | 0 | 0 | 0 | 0 | 0 | 0 | 0 | 0 | 0 | 0 | 0 | 0 | 0 | 0 | 0 | 0 | 0 | 0 | 0 | 0 | 0 | 0 | 0 | 0 | 0 | 0 | 0 | 0 | 0 | 0 | 0 | 0 | 0 | 0 | 0 | 0 | 0 | 0 | 0 | 0 | 0 | 0 | 0 | 0 | 0 | 0 | 0 | 0 | 0 | 0 | 0 | 0 | 0 | 0 | 0 | 0 | 0 | 0 | 0 | 0 | 0 | 0 |  |  | 0 | 0 | 0 | 0 | 0 | 0 |  | 0 | 0 | 0 | 0 | 0 | 0 | 0 | 0 | 0 | 0 | 0 | 0 | 0 | 0 | 0 | 0 | 0 | 0 | 0
591 |  | 1 |  |  |  |  | 0 |  |  |  | 0 | 0 | [6 empty] | 0 |  |  |  |  | 0% | 0 | 0 | 0 | 0 | 0 | 0 |  |  | 0 | 0% | 0 | 0 | 0 | 0 | 0 | NewControlTypes | 0 | 0 | 0 | 0 | 0 | 0 | 0 | 0 | 0 | 0 | 0 | 0 | 0 | 0 | 0 | 0 | 0 | 0 | 0 | 0 | 0 | 0 | 0 | 0 | 0 | 0 | 0 | 0 | 0 | 0 | 0 | 0 | 0 | 0 | 0 | 0 | 0 | 0 | 0 | 0 | 0 | 0 | 0 | 0 | 0 | 0 | 0 | 0 | 0 | 0 | 0 | 0 | 0 | 0 | 0 | 0 | 0 | 0 | 0 | 0 | 0 | 0 | 0 | 0 | 0 | 0 | 0 | 0 | 0 | 0 | 0 | 0 | 0 | 0 | 0 | 0 | 0 | 0 | 0 | 0 | 0 |  |  | 0 | 0 | 0 | 0 | 0 | 0 |  | 0 | 0 | 0 | 0 | 0 | 0 | 0 | 0 | 0 | 0 | 0 | 0 | 0 | 0 | 0 | 0 | 0 | 0 | 0
592 |  | 1 |  |  |  |  | 0 |  |  |  | 0 | 0 | [6 empty] | 0 |  |  |  |  | 0% | 0 | 0 | 0 | 0 | 0 | 0 |  |  | 0 | 0% | 0 | 0 | 0 | 0 | 0 | NewControlTypes | 0 | 0 | 0 | 0 | 0 | 0 | 0 | 0 | 0 | 0 | 0 | 0 | 0 | 0 | 0 | 0 | 0 | 0 | 0 | 0 | 0 | 0 | 0 | 0 | 0 | 0 | 0 | 0 | 0 | 0 | 0 | 0 | 0 | 0 | 0 | 0 | 0 | 0 | 0 | 0 | 0 | 0 | 0 | 0 | 0 | 0 | 0 | 0 | 0 | 0 | 0 | 0 | 0 | 0 | 0 | 0 | 0 | 0 | 0 | 0 | 0 | 0 | 0 | 0 | 0 | 0 | 0 | 0 | 0 | 0 | 0 | 0 | 0 | 0 | 0 | 0 | 0 | 0 | 0 | 0 | 0 |  |  | 0 | 0 | 0 | 0 | 0 | 0 |  | 0 | 0 | 0 | 0 | 0 | 0 | 0 | 0 | 0 | 0 | 0 | 0 | 0 | 0 | 0 | 0 | 0 | 0 | 0
593 |  | 1 |  |  |  |  | 0 |  |  |  | 0 | 0 | [6 empty] | 0 |  |  |  |  | 0% | 0 | 0 | 0 | 0 | 0 | 0 |  |  | 0 | 0% | 0 | 0 | 0 | 0 | 0 | NewControlTypes | 0 | 0 | 0 | 0 | 0 | 0 | 0 | 0 | 0 | 0 | 0 | 0 | 0 | 0 | 0 | 0 | 0 | 0 | 0 | 0 | 0 | 0 | 0 | 0 | 0 | 0 | 0 | 0 | 0 | 0 | 0 | 0 | 0 | 0 | 0 | 0 | 0 | 0 | 0 | 0 | 0 | 0 | 0 | 0 | 0 | 0 | 0 | 0 | 0 | 0 | 0 | 0 | 0 | 0 | 0 | 0 | 0 | 0 | 0 | 0 | 0 | 0 | 0 | 0 | 0 | 0 | 0 | 0 | 0 | 0 | 0 | 0 | 0 | 0 | 0 | 0 | 0 | 0 | 0 | 0 | 0 |  |  | 0 | 0 | 0 | 0 | 0 | 0 |  | 0 | 0 | 0 | 0 | 0 | 0 | 0 | 0 | 0 | 0 | 0 | 0 | 0 | 0 | 0 | 0 | 0 | 0 | 0
594 |  | 1 |  |  |  |  | 0 |  |  |  | 0 | 0 | [6 empty] | 0 |  |  |  |  | 0% | 0 | 0 | 0 | 0 | 0 | 0 |  |  | 0 | 0% | 0 | 0 | 0 | 0 | 0 | NewControlTypes | 0 | 0 | 0 | 0 | 0 | 0 | 0 | 0 | 0 | 0 | 0 | 0 | 0 | 0 | 0 | 0 | 0 | 0 | 0 | 0 | 0 | 0 | 0 | 0 | 0 | 0 | 0 | 0 | 0 | 0 | 0 | 0 | 0 | 0 | 0 | 0 | 0 | 0 | 0 | 0 | 0 | 0 | 0 | 0 | 0 | 0 | 0 | 0 | 0 | 0 | 0 | 0 | 0 | 0 | 0 | 0 | 0 | 0 | 0 | 0 | 0 | 0 | 0 | 0 | 0 | 0 | 0 | 0 | 0 | 0 | 0 | 0 | 0 | 0 | 0 | 0 | 0 | 0 | 0 | 0 | 0 |  |  | 0 | 0 | 0 | 0 | 0 | 0 |  | 0 | 0 | 0 | 0 | 0 | 0 | 0 | 0 | 0 | 0 | 0 | 0 | 0 | 0 | 0 | 0 | 0 | 0 | 0
595 |  | 1 |  |  |  |  | 0 |  |  |  | 0 | 0 | [6 empty] | 0 |  |  |  |  | 0% | 0 | 0 | 0 | 0 | 0 | 0 |  |  | 0 | 0% | 0 | 0 | 0 | 0 | 0 | NewControlTypes | 0 | 0 | 0 | 0 | 0 | 0 | 0 | 0 | 0 | 0 | 0 | 0 | 0 | 0 | 0 | 0 | 0 | 0 | 0 | 0 | 0 | 0 | 0 | 0 | 0 | 0 | 0 | 0 | 0 | 0 | 0 | 0 | 0 | 0 | 0 | 0 | 0 | 0 | 0 | 0 | 0 | 0 | 0 | 0 | 0 | 0 | 0 | 0 | 0 | 0 | 0 | 0 | 0 | 0 | 0 | 0 | 0 | 0 | 0 | 0 | 0 | 0 | 0 | 0 | 0 | 0 | 0 | 0 | 0 | 0 | 0 | 0 | 0 | 0 | 0 | 0 | 0 | 0 | 0 | 0 | 0 |  |  | 0 | 0 | 0 | 0 | 0 | 0 |  | 0 | 0 | 0 | 0 | 0 | 0 | 0 | 0 | 0 | 0 | 0 | 0 | 0 | 0 | 0 | 0 | 0 | 0 | 0
596 |  | 1 |  |  |  |  | 0 |  |  |  | 0 | 0 | [6 empty] | 0 |  |  |  |  | 0% | 0 | 0 | 0 | 0 | 0 | 0 |  |  | 0 | 0% | 0 | 0 | 0 | 0 | 0 | NewControlTypes | 0 | 0 | 0 | 0 | 0 | 0 | 0 | 0 | 0 | 0 | 0 | 0 | 0 | 0 | 0 | 0 | 0 | 0 | 0 | 0 | 0 | 0 | 0 | 0 | 0 | 0 | 0 | 0 | 0 | 0 | 0 | 0 | 0 | 0 | 0 | 0 | 0 | 0 | 0 | 0 | 0 | 0 | 0 | 0 | 0 | 0 | 0 | 0 | 0 | 0 | 0 | 0 | 0 | 0 | 0 | 0 | 0 | 0 | 0 | 0 | 0 | 0 | 0 | 0 | 0 | 0 | 0 | 0 | 0 | 0 | 0 | 0 | 0 | 0 | 0 | 0 | 0 | 0 | 0 | 0 | 0 |  |  | 0 | 0 | 0 | 0 | 0 | 0 |  | 0 | 0 | 0 | 0 | 0 | 0 | 0 | 0 | 0 | 0 | 0 | 0 | 0 | 0 | 0 | 0 | 0 | 0 | 0
597 |  | 1 |  |  |  |  | 0 |  |  |  | 0 | 0 | [6 empty] | 0 |  |  |  |  | 0% | 0 | 0 | 0 | 0 | 0 | 0 |  |  | 0 | 0% | 0 | 0 | 0 | 0 | 0 | NewControlTypes | 0 | 0 | 0 | 0 | 0 | 0 | 0 | 0 | 0 | 0 | 0 | 0 | 0 | 0 | 0 | 0 | 0 | 0 | 0 | 0 | 0 | 0 | 0 | 0 | 0 | 0 | 0 | 0 | 0 | 0 | 0 | 0 | 0 | 0 | 0 | 0 | 0 | 0 | 0 | 0 | 0 | 0 | 0 | 0 | 0 | 0 | 0 | 0 | 0 | 0 | 0 | 0 | 0 | 0 | 0 | 0 | 0 | 0 | 0 | 0 | 0 | 0 | 0 | 0 | 0 | 0 | 0 | 0 | 0 | 0 | 0 | 0 | 0 | 0 | 0 | 0 | 0 | 0 | 0 | 0 | 0 |  |  | 0 | 0 | 0 | 0 | 0 | 0 |  | 0 | 0 | 0 | 0 | 0 | 0 | 0 | 0 | 0 | 0 | 0 | 0 | 0 | 0 | 0 | 0 | 0 | 0 | 0
598 |  | 1 |  |  |  |  | 0 |  |  |  | 0 | 0 | [6 empty] | 0 |  |  |  |  | 0% | 0 | 0 | 0 | 0 | 0 | 0 |  |  | 0 | 0% | 0 | 0 | 0 | 0 | 0 | NewControlTypes | 0 | 0 | 0 | 0 | 0 | 0 | 0 | 0 | 0 | 0 | 0 | 0 | 0 | 0 | 0 | 0 | 0 | 0 | 0 | 0 | 0 | 0 | 0 | 0 | 0 | 0 | 0 | 0 | 0 | 0 | 0 | 0 | 0 | 0 | 0 | 0 | 0 | 0 | 0 | 0 | 0 | 0 | 0 | 0 | 0 | 0 | 0 | 0 | 0 | 0 | 0 | 0 | 0 | 0 | 0 | 0 | 0 | 0 | 0 | 0 | 0 | 0 | 0 | 0 | 0 | 0 | 0 | 0 | 0 | 0 | 0 | 0 | 0 | 0 | 0 | 0 | 0 | 0 | 0 | 0 | 0 |  |  | 0 | 0 | 0 | 0 | 0 | 0 |  | 0 | 0 | 0 | 0 | 0 | 0 | 0 | 0 | 0 | 0 | 0 | 0 | 0 | 0 | 0 | 0 | 0 | 0 | 0
599 |  | 1 |  |  |  |  | 0 |  |  |  | 0 | 0 | [6 empty] | 0 |  |  |  |  | 0% | 0 | 0 | 0 | 0 | 0 | 0 |  |  | 0 | 0% | 0 | 0 | 0 | 0 | 0 | NewControlTypes | 0 | 0 | 0 | 0 | 0 | 0 | 0 | 0 | 0 | 0 | 0 | 0 | 0 | 0 | 0 | 0 | 0 | 0 | 0 | 0 | 0 | 0 | 0 | 0 | 0 | 0 | 0 | 0 | 0 | 0 | 0 | 0 | 0 | 0 | 0 | 0 | 0 | 0 | 0 | 0 | 0 | 0 | 0 | 0 | 0 | 0 | 0 | 0 | 0 | 0 | 0 | 0 | 0 | 0 | 0 | 0 | 0 | 0 | 0 | 0 | 0 | 0 | 0 | 0 | 0 | 0 | 0 | 0 | 0 | 0 | 0 | 0 | 0 | 0 | 0 | 0 | 0 | 0 | 0 | 0 | 0 |  |  | 0 | 0 | 0 | 0 | 0 | 0 |  | 0 | 0 | 0 | 0 | 0 | 0 | 0 | 0 | 0 | 0 | 0 | 0 | 0 | 0 | 0 | 0 | 0 | 0 | 0
600 |  | 1 |  |  |  |  | 0 |  |  |  | 0 | 0 | [6 empty] | 0 |  |  |  |  | 0% | 0 | 0 | 0 | 0 | 0 | 0 |  |  | 0 | 0% | 0 | 0 | 0 | 0 | 0 | NewControlTypes | 0 | 0 | 0 | 0 | 0 | 0 | 0 | 0 | 0 | 0 | 0 | 0 | 0 | 0 | 0 | 0 | 0 | 0 | 0 | 0 | 0 | 0 | 0 | 0 | 0 | 0 | 0 | 0 | 0 | 0 | 0 | 0 | 0 | 0 | 0 | 0 | 0 | 0 | 0 | 0 | 0 | 0 | 0 | 0 | 0 | 0 | 0 | 0 | 0 | 0 | 0 | 0 | 0 | 0 | 0 | 0 | 0 | 0 | 0 | 0 | 0 | 0 | 0 | 0 | 0 | 0 | 0 | 0 | 0 | 0 | 0 | 0 | 0 | 0 | 0 | 0 | 0 | 0 | 0 | 0 | 0 |  |  | 0 | 0 | 0 | 0 | 0 | 0 |  | 0 | 0 | 0 | 0 | 0 | 0 | 0 | 0 | 0 | 0 | 0 | 0 | 0 | 0 | 0 | 0 | 0 | 0 | 0
601 |  | 1 |  |  |  |  | 0 |  |  |  | 0 | 0 | [6 empty] | 0 |  |  |  |  | 0% | 0 | 0 | 0 | 0 | 0 | 0 |  |  | 0 | 0% | 0 | 0 | 0 | 0 | 0 | NewControlTypes | 0 | 0 | 0 | 0 | 0 | 0 | 0 | 0 | 0 | 0 | 0 | 0 | 0 | 0 | 0 | 0 | 0 | 0 | 0 | 0 | 0 | 0 | 0 | 0 | 0 | 0 | 0 | 0 | 0 | 0 | 0 | 0 | 0 | 0 | 0 | 0 | 0 | 0 | 0 | 0 | 0 | 0 | 0 | 0 | 0 | 0 | 0 | 0 | 0 | 0 | 0 | 0 | 0 | 0 | 0 | 0 | 0 | 0 | 0 | 0 | 0 | 0 | 0 | 0 | 0 | 0 | 0 | 0 | 0 | 0 | 0 | 0 | 0 | 0 | 0 | 0 | 0 | 0 | 0 | 0 | 0 |  |  | 0 | 0 | 0 | 0 | 0 | 0 |  | 0 | 0 | 0 | 0 | 0 | 0 | 0 | 0 | 0 | 0 | 0 | 0 | 0 | 0 | 0 | 0 | 0 | 0 | 0
602 |  | 1 |  |  |  |  | 0 |  |  |  | 0 | 0 | [6 empty] | 0 |  |  |  |  | 0% | 0 | 0 | 0 | 0 | 0 | 0 |  |  | 0 | 0% | 0 | 0 | 0 | 0 | 0 | NewControlTypes | 0 | 0 | 0 | 0 | 0 | 0 | 0 | 0 | 0 | 0 | 0 | 0 | 0 | 0 | 0 | 0 | 0 | 0 | 0 | 0 | 0 | 0 | 0 | 0 | 0 | 0 | 0 | 0 | 0 | 0 | 0 | 0 | 0 | 0 | 0 | 0 | 0 | 0 | 0 | 0 | 0 | 0 | 0 | 0 | 0 | 0 | 0 | 0 | 0 | 0 | 0 | 0 | 0 | 0 | 0 | 0 | 0 | 0 | 0 | 0 | 0 | 0 | 0 | 0 | 0 | 0 | 0 | 0 | 0 | 0 | 0 | 0 | 0 | 0 | 0 | 0 | 0 | 0 | 0 | 0 | 0 |  |  | 0 | 0 | 0 | 0 | 0 | 0 |  | 0 | 0 | 0 | 0 | 0 | 0 | 0 | 0 | 0 | 0 | 0 | 0 | 0 | 0 | 0 | 0 | 0 | 0 | 0
603 |  | 1 |  |  |  |  | 0 |  |  |  | 0 | 0 | [6 empty] | 0 |  |  |  |  | 0% | 0 | 0 | 0 | 0 | 0 | 0 |  |  | 0 | 0% | 0 | 0 | 0 | 0 | 0 | NewControlTypes | 0 | 0 | 0 | 0 | 0 | 0 | 0 | 0 | 0 | 0 | 0 | 0 | 0 | 0 | 0 | 0 | 0 | 0 | 0 | 0 | 0 | 0 | 0 | 0 | 0 | 0 | 0 | 0 | 0 | 0 | 0 | 0 | 0 | 0 | 0 | 0 | 0 | 0 | 0 | 0 | 0 | 0 | 0 | 0 | 0 | 0 | 0 | 0 | 0 | 0 | 0 | 0 | 0 | 0 | 0 | 0 | 0 | 0 | 0 | 0 | 0 | 0 | 0 | 0 | 0 | 0 | 0 | 0 | 0 | 0 | 0 | 0 | 0 | 0 | 0 | 0 | 0 | 0 | 0 | 0 | 0 |  |  | 0 | 0 | 0 | 0 | 0 | 0 |  | 0 | 0 | 0 | 0 | 0 | 0 | 0 | 0 | 0 | 0 | 0 | 0 | 0 | 0 | 0 | 0 | 0 | 0 | 0
604 |  | 1 |  |  |  |  | 0 |  |  |  | 0 | 0 | [6 empty] | 0 |  |  |  |  | 0% | 0 | 0 | 0 | 0 | 0 | 0 |  |  | 0 | 0% | 0 | 0 | 0 | 0 | 0 | NewControlTypes | 0 | 0 | 0 | 0 | 0 | 0 | 0 | 0 | 0 | 0 | 0 | 0 | 0 | 0 | 0 | 0 | 0 | 0 | 0 | 0 | 0 | 0 | 0 | 0 | 0 | 0 | 0 | 0 | 0 | 0 | 0 | 0 | 0 | 0 | 0 | 0 | 0 | 0 | 0 | 0 | 0 | 0 | 0 | 0 | 0 | 0 | 0 | 0 | 0 | 0 | 0 | 0 | 0 | 0 | 0 | 0 | 0 | 0 | 0 | 0 | 0 | 0 | 0 | 0 | 0 | 0 | 0 | 0 | 0 | 0 | 0 | 0 | 0 | 0 | 0 | 0 | 0 | 0 | 0 | 0 | 0 |  |  | 0 | 0 | 0 | 0 | 0 | 0 |  | 0 | 0 | 0 | 0 | 0 | 0 | 0 | 0 | 0 | 0 | 0 | 0 | 0 | 0 | 0 | 0 | 0 | 0 | 0
605 |  | 1 |  |  |  |  | 0 |  |  |  | 0 | 0 | [6 empty] | 0 |  |  |  |  | 0% | 0 | 0 | 0 | 0 | 0 | 0 |  |  | 0 | 0% | 0 | 0 | 0 | 0 | 0 | NewControlTypes | 0 | 0 | 0 | 0 | 0 | 0 | 0 | 0 | 0 | 0 | 0 | 0 | 0 | 0 | 0 | 0 | 0 | 0 | 0 | 0 | 0 | 0 | 0 | 0 | 0 | 0 | 0 | 0 | 0 | 0 | 0 | 0 | 0 | 0 | 0 | 0 | 0 | 0 | 0 | 0 | 0 | 0 | 0 | 0 | 0 | 0 | 0 | 0 | 0 | 0 | 0 | 0 | 0 | 0 | 0 | 0 | 0 | 0 | 0 | 0 | 0 | 0 | 0 | 0 | 0 | 0 | 0 | 0 | 0 | 0 | 0 | 0 | 0 | 0 | 0 | 0 | 0 | 0 | 0 | 0 | 0 |  |  | 0 | 0 | 0 | 0 | 0 | 0 |  | 0 | 0 | 0 | 0 | 0 | 0 | 0 | 0 | 0 | 0 | 0 | 0 | 0 | 0 | 0 | 0 | 0 | 0 | 0
606 |  | 1 |  |  |  |  | 0 |  |  |  | 0 | 0 | [6 empty] | 0 |  |  |  |  | 0% | 0 | 0 | 0 | 0 | 0 | 0 |  |  | 0 | 0% | 0 | 0 | 0 | 0 | 0 | NewControlTypes | 0 | 0 | 0 | 0 | 0 | 0 | 0 | 0 | 0 | 0 | 0 | 0 | 0 | 0 | 0 | 0 | 0 | 0 | 0 | 0 | 0 | 0 | 0 | 0 | 0 | 0 | 0 | 0 | 0 | 0 | 0 | 0 | 0 | 0 | 0 | 0 | 0 | 0 | 0 | 0 | 0 | 0 | 0 | 0 | 0 | 0 | 0 | 0 | 0 | 0 | 0 | 0 | 0 | 0 | 0 | 0 | 0 | 0 | 0 | 0 | 0 | 0 | 0 | 0 | 0 | 0 | 0 | 0 | 0 | 0 | 0 | 0 | 0 | 0 | 0 | 0 | 0 | 0 | 0 | 0 | 0 |  |  | 0 | 0 | 0 | 0 | 0 | 0 |  | 0 | 0 | 0 | 0 | 0 | 0 | 0 | 0 | 0 | 0 | 0 | 0 | 0 | 0 | 0 | 0 | 0 | 0 | 0
607 |  | 1 |  |  |  |  | 0 |  |  |  | 0 | 0 | [6 empty] | 0 |  |  |  |  | 0% | 0 | 0 | 0 | 0 | 0 | 0 |  |  | 0 | 0% | 0 | 0 | 0 | 0 | 0 | NewControlTypes | 0 | 0 | 0 | 0 | 0 | 0 | 0 | 0 | 0 | 0 | 0 | 0 | 0 | 0 | 0 | 0 | 0 | 0 | 0 | 0 | 0 | 0 | 0 | 0 | 0 | 0 | 0 | 0 | 0 | 0 | 0 | 0 | 0 | 0 | 0 | 0 | 0 | 0 | 0 | 0 | 0 | 0 | 0 | 0 | 0 | 0 | 0 | 0 | 0 | 0 | 0 | 0 | 0 | 0 | 0 | 0 | 0 | 0 | 0 | 0 | 0 | 0 | 0 | 0 | 0 | 0 | 0 | 0 | 0 | 0 | 0 | 0 | 0 | 0 | 0 | 0 | 0 | 0 | 0 | 0 | 0 |  |  | 0 | 0 | 0 | 0 | 0 | 0 |  | 0 | 0 | 0 | 0 | 0 | 0 | 0 | 0 | 0 | 0 | 0 | 0 | 0 | 0 | 0 | 0 | 0 | 0 | 0
608 |  | 1 |  |  |  |  | 0 |  |  |  | 0 | 0 | [6 empty] | 0 |  |  |  |  | 0% | 0 | 0 | 0 | 0 | 0 | 0 |  |  | 0 | 0% | 0 | 0 | 0 | 0 | 0 | NewControlTypes | 0 | 0 | 0 | 0 | 0 | 0 | 0 | 0 | 0 | 0 | 0 | 0 | 0 | 0 | 0 | 0 | 0 | 0 | 0 | 0 | 0 | 0 | 0 | 0 | 0 | 0 | 0 | 0 | 0 | 0 | 0 | 0 | 0 | 0 | 0 | 0 | 0 | 0 | 0 | 0 | 0 | 0 | 0 | 0 | 0 | 0 | 0 | 0 | 0 | 0 | 0 | 0 | 0 | 0 | 0 | 0 | 0 | 0 | 0 | 0 | 0 | 0 | 0 | 0 | 0 | 0 | 0 | 0 | 0 | 0 | 0 | 0 | 0 | 0 | 0 | 0 | 0 | 0 | 0 | 0 | 0 |  |  | 0 | 0 | 0 | 0 | 0 | 0 |  | 0 | 0 | 0 | 0 | 0 | 0 | 0 | 0 | 0 | 0 | 0 | 0 | 0 | 0 | 0 | 0 | 0 | 0 | 0
609 |  | 1 |  |  |  |  | 0 |  |  |  | 0 | 0 | [6 empty] | 0 |  |  |  |  | 0% | 0 | 0 | 0 | 0 | 0 | 0 |  |  | 0 | 0% | 0 | 0 | 0 | 0 | 0 | NewControlTypes | 0 | 0 | 0 | 0 | 0 | 0 | 0 | 0 | 0 | 0 | 0 | 0 | 0 | 0 | 0 | 0 | 0 | 0 | 0 | 0 | 0 | 0 | 0 | 0 | 0 | 0 | 0 | 0 | 0 | 0 | 0 | 0 | 0 | 0 | 0 | 0 | 0 | 0 | 0 | 0 | 0 | 0 | 0 | 0 | 0 | 0 | 0 | 0 | 0 | 0 | 0 | 0 | 0 | 0 | 0 | 0 | 0 | 0 | 0 | 0 | 0 | 0 | 0 | 0 | 0 | 0 | 0 | 0 | 0 | 0 | 0 | 0 | 0 | 0 | 0 | 0 | 0 | 0 | 0 | 0 | 0 |  |  | 0 | 0 | 0 | 0 | 0 | 0 |  | 0 | 0 | 0 | 0 | 0 | 0 | 0 | 0 | 0 | 0 | 0 | 0 | 0 | 0 | 0 | 0 | 0 | 0 | 0
610 |  | 1 |  |  |  |  | 0 |  |  |  | 0 | 0 | [6 empty] | 0 |  |  |  |  | 0% | 0 | 0 | 0 | 0 | 0 | 0 |  |  | 0 | 0% | 0 | 0 | 0 | 0 | 0 | NewControlTypes | 0 | 0 | 0 | 0 | 0 | 0 | 0 | 0 | 0 | 0 | 0 | 0 | 0 | 0 | 0 | 0 | 0 | 0 | 0 | 0 | 0 | 0 | 0 | 0 | 0 | 0 | 0 | 0 | 0 | 0 | 0 | 0 | 0 | 0 | 0 | 0 | 0 | 0 | 0 | 0 | 0 | 0 | 0 | 0 | 0 | 0 | 0 | 0 | 0 | 0 | 0 | 0 | 0 | 0 | 0 | 0 | 0 | 0 | 0 | 0 | 0 | 0 | 0 | 0 | 0 | 0 | 0 | 0 | 0 | 0 | 0 | 0 | 0 | 0 | 0 | 0 | 0 | 0 | 0 | 0 | 0 |  |  | 0 | 0 | 0 | 0 | 0 | 0 |  | 0 | 0 | 0 | 0 | 0 | 0 | 0 | 0 | 0 | 0 | 0 | 0 | 0 | 0 | 0 | 0 | 0 | 0 | 0
611 |  | 1 |  |  |  |  | 0 |  |  |  | 0 | 0 | [6 empty] | 0 |  |  |  |  | 0% | 0 | 0 | 0 | 0 | 0 | 0 |  |  | 0 | 0% | 0 | 0 | 0 | 0 | 0 | NewControlTypes | 0 | 0 | 0 | 0 | 0 | 0 | 0 | 0 | 0 | 0 | 0 | 0 | 0 | 0 | 0 | 0 | 0 | 0 | 0 | 0 | 0 | 0 | 0 | 0 | 0 | 0 | 0 | 0 | 0 | 0 | 0 | 0 | 0 | 0 | 0 | 0 | 0 | 0 | 0 | 0 | 0 | 0 | 0 | 0 | 0 | 0 | 0 | 0 | 0 | 0 | 0 | 0 | 0 | 0 | 0 | 0 | 0 | 0 | 0 | 0 | 0 | 0 | 0 | 0 | 0 | 0 | 0 | 0 | 0 | 0 | 0 | 0 | 0 | 0 | 0 | 0 | 0 | 0 | 0 | 0 | 0 |  |  | 0 | 0 | 0 | 0 | 0 | 0 |  | 0 | 0 | 0 | 0 | 0 | 0 | 0 | 0 | 0 | 0 | 0 | 0 | 0 | 0 | 0 | 0 | 0 | 0 | 0
612 |  | 1 |  |  |  |  | 0 |  |  |  | 0 | 0 | [6 empty] | 0 |  |  |  |  | 0% | 0 | 0 | 0 | 0 | 0 | 0 |  |  | 0 | 0% | 0 | 0 | 0 | 0 | 0 | NewControlTypes | 0 | 0 | 0 | 0 | 0 | 0 | 0 | 0 | 0 | 0 | 0 | 0 | 0 | 0 | 0 | 0 | 0 | 0 | 0 | 0 | 0 | 0 | 0 | 0 | 0 | 0 | 0 | 0 | 0 | 0 | 0 | 0 | 0 | 0 | 0 | 0 | 0 | 0 | 0 | 0 | 0 | 0 | 0 | 0 | 0 | 0 | 0 | 0 | 0 | 0 | 0 | 0 | 0 | 0 | 0 | 0 | 0 | 0 | 0 | 0 | 0 | 0 | 0 | 0 | 0 | 0 | 0 | 0 | 0 | 0 | 0 | 0 | 0 | 0 | 0 | 0 | 0 | 0 | 0 | 0 | 0 |  |  | 0 | 0 | 0 | 0 | 0 | 0 |  | 0 | 0 | 0 | 0 | 0 | 0 | 0 | 0 | 0 | 0 | 0 | 0 | 0 | 0 | 0 | 0 | 0 | 0 | 0
613 |  | 1 |  |  |  |  | 0 |  |  |  | 0 | 0 | [6 empty] | 0 |  |  |  |  | 0% | 0 | 0 | 0 | 0 | 0 | 0 |  |  | 0 | 0% | 0 | 0 | 0 | 0 | 0 | NewControlTypes | 0 | 0 | 0 | 0 | 0 | 0 | 0 | 0 | 0 | 0 | 0 | 0 | 0 | 0 | 0 | 0 | 0 | 0 | 0 | 0 | 0 | 0 | 0 | 0 | 0 | 0 | 0 | 0 | 0 | 0 | 0 | 0 | 0 | 0 | 0 | 0 | 0 | 0 | 0 | 0 | 0 | 0 | 0 | 0 | 0 | 0 | 0 | 0 | 0 | 0 | 0 | 0 | 0 | 0 | 0 | 0 | 0 | 0 | 0 | 0 | 0 | 0 | 0 | 0 | 0 | 0 | 0 | 0 | 0 | 0 | 0 | 0 | 0 | 0 | 0 | 0 | 0 | 0 | 0 | 0 | 0 |  |  | 0 | 0 | 0 | 0 | 0 | 0 |  | 0 | 0 | 0 | 0 | 0 | 0 | 0 | 0 | 0 | 0 | 0 | 0 | 0 | 0 | 0 | 0 | 0 | 0 | 0
614 |  | 1 |  |  |  |  | 0 |  |  |  | 0 | 0 | [6 empty] | 0 |  |  |  |  | 0% | 0 | 0 | 0 | 0 | 0 | 0 |  |  | 0 | 0% | 0 | 0 | 0 | 0 | 0 | NewControlTypes | 0 | 0 | 0 | 0 | 0 | 0 | 0 | 0 | 0 | 0 | 0 | 0 | 0 | 0 | 0 | 0 | 0 | 0 | 0 | 0 | 0 | 0 | 0 | 0 | 0 | 0 | 0 | 0 | 0 | 0 | 0 | 0 | 0 | 0 | 0 | 0 | 0 | 0 | 0 | 0 | 0 | 0 | 0 | 0 | 0 | 0 | 0 | 0 | 0 | 0 | 0 | 0 | 0 | 0 | 0 | 0 | 0 | 0 | 0 | 0 | 0 | 0 | 0 | 0 | 0 | 0 | 0 | 0 | 0 | 0 | 0 | 0 | 0 | 0 | 0 | 0 | 0 | 0 | 0 | 0 | 0 |  |  | 0 | 0 | 0 | 0 | 0 | 0 |  | 0 | 0 | 0 | 0 | 0 | 0 | 0 | 0 | 0 | 0 | 0 | 0 | 0 | 0 | 0 | 0 | 0 | 0 | 0
615 |  | 1 |  |  |  |  | 0 |  |  |  | 0 | 0 | [6 empty] | 0 |  |  |  |  | 0% | 0 | 0 | 0 | 0 | 0 | 0 |  |  | 0 | 0% | 0 | 0 | 0 | 0 | 0 | NewControlTypes | 0 | 0 | 0 | 0 | 0 | 0 | 0 | 0 | 0 | 0 | 0 | 0 | 0 | 0 | 0 | 0 | 0 | 0 | 0 | 0 | 0 | 0 | 0 | 0 | 0 | 0 | 0 | 0 | 0 | 0 | 0 | 0 | 0 | 0 | 0 | 0 | 0 | 0 | 0 | 0 | 0 | 0 | 0 | 0 | 0 | 0 | 0 | 0 | 0 | 0 | 0 | 0 | 0 | 0 | 0 | 0 | 0 | 0 | 0 | 0 | 0 | 0 | 0 | 0 | 0 | 0 | 0 | 0 | 0 | 0 | 0 | 0 | 0 | 0 | 0 | 0 | 0 | 0 | 0 | 0 | 0 |  |  | 0 | 0 | 0 | 0 | 0 | 0 |  | 0 | 0 | 0 | 0 | 0 | 0 | 0 | 0 | 0 | 0 | 0 | 0 | 0 | 0 | 0 | 0 | 0 | 0 | 0
616 |  | 1 |  |  |  |  | 0 |  |  |  | 0 | 0 | [6 empty] | 0 |  |  |  |  | 0% | 0 | 0 | 0 | 0 | 0 | 0 |  |  | 0 | 0% | 0 | 0 | 0 | 0 | 0 | NewControlTypes | 0 | 0 | 0 | 0 | 0 | 0 | 0 | 0 | 0 | 0 | 0 | 0 | 0 | 0 | 0 | 0 | 0 | 0 | 0 | 0 | 0 | 0 | 0 | 0 | 0 | 0 | 0 | 0 | 0 | 0 | 0 | 0 | 0 | 0 | 0 | 0 | 0 | 0 | 0 | 0 | 0 | 0 | 0 | 0 | 0 | 0 | 0 | 0 | 0 | 0 | 0 | 0 | 0 | 0 | 0 | 0 | 0 | 0 | 0 | 0 | 0 | 0 | 0 | 0 | 0 | 0 | 0 | 0 | 0 | 0 | 0 | 0 | 0 | 0 | 0 | 0 | 0 | 0 | 0 | 0 | 0 |  |  | 0 | 0 | 0 | 0 | 0 | 0 |  | 0 | 0 | 0 | 0 | 0 | 0 | 0 | 0 | 0 | 0 | 0 | 0 | 0 | 0 | 0 | 0 | 0 | 0 | 0
617 |  | 1 |  |  |  |  | 0 |  |  |  | 0 | 0 | [6 empty] | 0 |  |  |  |  | 0% | 0 | 0 | 0 | 0 | 0 | 0 |  |  | 0 | 0% | 0 | 0 | 0 | 0 | 0 | NewControlTypes | 0 | 0 | 0 | 0 | 0 | 0 | 0 | 0 | 0 | 0 | 0 | 0 | 0 | 0 | 0 | 0 | 0 | 0 | 0 | 0 | 0 | 0 | 0 | 0 | 0 | 0 | 0 | 0 | 0 | 0 | 0 | 0 | 0 | 0 | 0 | 0 | 0 | 0 | 0 | 0 | 0 | 0 | 0 | 0 | 0 | 0 | 0 | 0 | 0 | 0 | 0 | 0 | 0 | 0 | 0 | 0 | 0 | 0 | 0 | 0 | 0 | 0 | 0 | 0 | 0 | 0 | 0 | 0 | 0 | 0 | 0 | 0 | 0 | 0 | 0 | 0 | 0 | 0 | 0 | 0 | 0 |  |  | 0 | 0 | 0 | 0 | 0 | 0 |  | 0 | 0 | 0 | 0 | 0 | 0 | 0 | 0 | 0 | 0 | 0 | 0 | 0 | 0 | 0 | 0 | 0 | 0 | 0
618 |  | 1 |  |  |  |  | 0 |  |  |  | 0 | 0 | [6 empty] | 0 |  |  |  |  | 0% | 0 | 0 | 0 | 0 | 0 | 0 |  |  | 0 | 0% | 0 | 0 | 0 | 0 | 0 | NewControlTypes | 0 | 0 | 0 | 0 | 0 | 0 | 0 | 0 | 0 | 0 | 0 | 0 | 0 | 0 | 0 | 0 | 0 | 0 | 0 | 0 | 0 | 0 | 0 | 0 | 0 | 0 | 0 | 0 | 0 | 0 | 0 | 0 | 0 | 0 | 0 | 0 | 0 | 0 | 0 | 0 | 0 | 0 | 0 | 0 | 0 | 0 | 0 | 0 | 0 | 0 | 0 | 0 | 0 | 0 | 0 | 0 | 0 | 0 | 0 | 0 | 0 | 0 | 0 | 0 | 0 | 0 | 0 | 0 | 0 | 0 | 0 | 0 | 0 | 0 | 0 | 0 | 0 | 0 | 0 | 0 | 0 |  |  | 0 | 0 | 0 | 0 | 0 | 0 |  | 0 | 0 | 0 | 0 | 0 | 0 | 0 | 0 | 0 | 0 | 0 | 0 | 0 | 0 | 0 | 0 | 0 | 0 | 0
619 |  | 1 |  |  |  |  | 0 |  |  |  | 0 | 0 | [6 empty] | 0 |  |  |  |  | 0% | 0 | 0 | 0 | 0 | 0 | 0 |  |  | 0 | 0% | 0 | 0 | 0 | 0 | 0 | NewControlTypes | 0 | 0 | 0 | 0 | 0 | 0 | 0 | 0 | 0 | 0 | 0 | 0 | 0 | 0 | 0 | 0 | 0 | 0 | 0 | 0 | 0 | 0 | 0 | 0 | 0 | 0 | 0 | 0 | 0 | 0 | 0 | 0 | 0 | 0 | 0 | 0 | 0 | 0 | 0 | 0 | 0 | 0 | 0 | 0 | 0 | 0 | 0 | 0 | 0 | 0 | 0 | 0 | 0 | 0 | 0 | 0 | 0 | 0 | 0 | 0 | 0 | 0 | 0 | 0 | 0 | 0 | 0 | 0 | 0 | 0 | 0 | 0 | 0 | 0 | 0 | 0 | 0 | 0 | 0 | 0 | 0 |  |  | 0 | 0 | 0 | 0 | 0 | 0 |  | 0 | 0 | 0 | 0 | 0 | 0 | 0 | 0 | 0 | 0 | 0 | 0 | 0 | 0 | 0 | 0 | 0 | 0 | 0
620 |  | 1 |  |  |  |  | 0 |  |  |  | 0 | 0 | [6 empty] | 0 |  |  |  |  | 0% | 0 | 0 | 0 | 0 | 0 | 0 |  |  | 0 | 0% | 0 | 0 | 0 | 0 | 0 | NewControlTypes | 0 | 0 | 0 | 0 | 0 | 0 | 0 | 0 | 0 | 0 | 0 | 0 | 0 | 0 | 0 | 0 | 0 | 0 | 0 | 0 | 0 | 0 | 0 | 0 | 0 | 0 | 0 | 0 | 0 | 0 | 0 | 0 | 0 | 0 | 0 | 0 | 0 | 0 | 0 | 0 | 0 | 0 | 0 | 0 | 0 | 0 | 0 | 0 | 0 | 0 | 0 | 0 | 0 | 0 | 0 | 0 | 0 | 0 | 0 | 0 | 0 | 0 | 0 | 0 | 0 | 0 | 0 | 0 | 0 | 0 | 0 | 0 | 0 | 0 | 0 | 0 | 0 | 0 | 0 | 0 | 0 |  |  | 0 | 0 | 0 | 0 | 0 | 0 |  | 0 | 0 | 0 | 0 | 0 | 0 | 0 | 0 | 0 | 0 | 0 | 0 | 0 | 0 | 0 | 0 | 0 | 0 | 0
621 |  | 1 |  |  |  |  | 0 |  |  |  | 0 | 0 | [6 empty] | 0 |  |  |  |  | 0% | 0 | 0 | 0 | 0 | 0 | 0 |  |  | 0 | 0% | 0 | 0 | 0 | 0 | 0 | NewControlTypes | 0 | 0 | 0 | 0 | 0 | 0 | 0 | 0 | 0 | 0 | 0 | 0 | 0 | 0 | 0 | 0 | 0 | 0 | 0 | 0 | 0 | 0 | 0 | 0 | 0 | 0 | 0 | 0 | 0 | 0 | 0 | 0 | 0 | 0 | 0 | 0 | 0 | 0 | 0 | 0 | 0 | 0 | 0 | 0 | 0 | 0 | 0 | 0 | 0 | 0 | 0 | 0 | 0 | 0 | 0 | 0 | 0 | 0 | 0 | 0 | 0 | 0 | 0 | 0 | 0 | 0 | 0 | 0 | 0 | 0 | 0 | 0 | 0 | 0 | 0 | 0 | 0 | 0 | 0 | 0 | 0 |  |  | 0 | 0 | 0 | 0 | 0 | 0 |  | 0 | 0 | 0 | 0 | 0 | 0 | 0 | 0 | 0 | 0 | 0 | 0 | 0 | 0 | 0 | 0 | 0 | 0 | 0
622 |  | 1 |  |  |  |  | 0 |  |  |  | 0 | 0 | [6 empty] | 0 |  |  |  |  | 0% | 0 | 0 | 0 | 0 | 0 | 0 |  |  | 0 | 0% | 0 | 0 | 0 | 0 | 0 | NewControlTypes | 0 | 0 | 0 | 0 | 0 | 0 | 0 | 0 | 0 | 0 | 0 | 0 | 0 | 0 | 0 | 0 | 0 | 0 | 0 | 0 | 0 | 0 | 0 | 0 | 0 | 0 | 0 | 0 | 0 | 0 | 0 | 0 | 0 | 0 | 0 | 0 | 0 | 0 | 0 | 0 | 0 | 0 | 0 | 0 | 0 | 0 | 0 | 0 | 0 | 0 | 0 | 0 | 0 | 0 | 0 | 0 | 0 | 0 | 0 | 0 | 0 | 0 | 0 | 0 | 0 | 0 | 0 | 0 | 0 | 0 | 0 | 0 | 0 | 0 | 0 | 0 | 0 | 0 | 0 | 0 | 0 |  |  | 0 | 0 | 0 | 0 | 0 | 0 |  | 0 | 0 | 0 | 0 | 0 | 0 | 0 | 0 | 0 | 0 | 0 | 0 | 0 | 0 | 0 | 0 | 0 | 0 | 0
623 |  | 1 |  |  |  |  | 0 |  |  |  | 0 | 0 | [6 empty] | 0 |  |  |  |  | 0% | 0 | 0 | 0 | 0 | 0 | 0 |  |  | 0 | 0% | 0 | 0 | 0 | 0 | 0 | NewControlTypes | 0 | 0 | 0 | 0 | 0 | 0 | 0 | 0 | 0 | 0 | 0 | 0 | 0 | 0 | 0 | 0 | 0 | 0 | 0 | 0 | 0 | 0 | 0 | 0 | 0 | 0 | 0 | 0 | 0 | 0 | 0 | 0 | 0 | 0 | 0 | 0 | 0 | 0 | 0 | 0 | 0 | 0 | 0 | 0 | 0 | 0 | 0 | 0 | 0 | 0 | 0 | 0 | 0 | 0 | 0 | 0 | 0 | 0 | 0 | 0 | 0 | 0 | 0 | 0 | 0 | 0 | 0 | 0 | 0 | 0 | 0 | 0 | 0 | 0 | 0 | 0 | 0 | 0 | 0 | 0 | 0 |  |  | 0 | 0 | 0 | 0 | 0 | 0 |  | 0 | 0 | 0 | 0 | 0 | 0 | 0 | 0 | 0 | 0 | 0 | 0 | 0 | 0 | 0 | 0 | 0 | 0 | 0
624 |  | 1 |  |  |  |  | 0 |  |  |  | 0 | 0 | [6 empty] | 0 |  |  |  |  | 0% | 0 | 0 | 0 | 0 | 0 | 0 |  |  | 0 | 0% | 0 | 0 | 0 | 0 | 0 | NewControlTypes | 0 | 0 | 0 | 0 | 0 | 0 | 0 | 0 | 0 | 0 | 0 | 0 | 0 | 0 | 0 | 0 | 0 | 0 | 0 | 0 | 0 | 0 | 0 | 0 | 0 | 0 | 0 | 0 | 0 | 0 | 0 | 0 | 0 | 0 | 0 | 0 | 0 | 0 | 0 | 0 | 0 | 0 | 0 | 0 | 0 | 0 | 0 | 0 | 0 | 0 | 0 | 0 | 0 | 0 | 0 | 0 | 0 | 0 | 0 | 0 | 0 | 0 | 0 | 0 | 0 | 0 | 0 | 0 | 0 | 0 | 0 | 0 | 0 | 0 | 0 | 0 | 0 | 0 | 0 | 0 | 0 |  |  | 0 | 0 | 0 | 0 | 0 | 0 |  | 0 | 0 | 0 | 0 | 0 | 0 | 0 | 0 | 0 | 0 | 0 | 0 | 0 | 0 | 0 | 0 | 0 | 0 | 0
625 |  | 1 |  |  |  |  | 0 |  |  |  | 0 | 0 | [6 empty] | 0 |  |  |  |  | 0% | 0 | 0 | 0 | 0 | 0 | 0 |  |  | 0 | 0% | 0 | 0 | 0 | 0 | 0 | NewControlTypes | 0 | 0 | 0 | 0 | 0 | 0 | 0 | 0 | 0 | 0 | 0 | 0 | 0 | 0 | 0 | 0 | 0 | 0 | 0 | 0 | 0 | 0 | 0 | 0 | 0 | 0 | 0 | 0 | 0 | 0 | 0 | 0 | 0 | 0 | 0 | 0 | 0 | 0 | 0 | 0 | 0 | 0 | 0 | 0 | 0 | 0 | 0 | 0 | 0 | 0 | 0 | 0 | 0 | 0 | 0 | 0 | 0 | 0 | 0 | 0 | 0 | 0 | 0 | 0 | 0 | 0 | 0 | 0 | 0 | 0 | 0 | 0 | 0 | 0 | 0 | 0 | 0 | 0 | 0 | 0 | 0 |  |  | 0 | 0 | 0 | 0 | 0 | 0 |  | 0 | 0 | 0 | 0 | 0 | 0 | 0 | 0 | 0 | 0 | 0 | 0 | 0 | 0 | 0 | 0 | 0 | 0 | 0
626 |  | 1 |  |  |  |  | 0 |  |  |  | 0 | 0 | [6 empty] | 0 |  |  |  |  | 0% | 0 | 0 | 0 | 0 | 0 | 0 |  |  | 0 | 0% | 0 | 0 | 0 | 0 | 0 | NewControlTypes | 0 | 0 | 0 | 0 | 0 | 0 | 0 | 0 | 0 | 0 | 0 | 0 | 0 | 0 | 0 | 0 | 0 | 0 | 0 | 0 | 0 | 0 | 0 | 0 | 0 | 0 | 0 | 0 | 0 | 0 | 0 | 0 | 0 | 0 | 0 | 0 | 0 | 0 | 0 | 0 | 0 | 0 | 0 | 0 | 0 | 0 | 0 | 0 | 0 | 0 | 0 | 0 | 0 | 0 | 0 | 0 | 0 | 0 | 0 | 0 | 0 | 0 | 0 | 0 | 0 | 0 | 0 | 0 | 0 | 0 | 0 | 0 | 0 | 0 | 0 | 0 | 0 | 0 | 0 | 0 | 0 |  |  | 0 | 0 | 0 | 0 | 0 | 0 |  | 0 | 0 | 0 | 0 | 0 | 0 | 0 | 0 | 0 | 0 | 0 | 0 | 0 | 0 | 0 | 0 | 0 | 0 | 0
627 |  | 1 |  |  |  |  | 0 |  |  |  | 0 | 0 | [6 empty] | 0 |  |  |  |  | 0% | 0 | 0 | 0 | 0 | 0 | 0 |  |  | 0 | 0% | 0 | 0 | 0 | 0 | 0 | NewControlTypes | 0 | 0 | 0 | 0 | 0 | 0 | 0 | 0 | 0 | 0 | 0 | 0 | 0 | 0 | 0 | 0 | 0 | 0 | 0 | 0 | 0 | 0 | 0 | 0 | 0 | 0 | 0 | 0 | 0 | 0 | 0 | 0 | 0 | 0 | 0 | 0 | 0 | 0 | 0 | 0 | 0 | 0 | 0 | 0 | 0 | 0 | 0 | 0 | 0 | 0 | 0 | 0 | 0 | 0 | 0 | 0 | 0 | 0 | 0 | 0 | 0 | 0 | 0 | 0 | 0 | 0 | 0 | 0 | 0 | 0 | 0 | 0 | 0 | 0 | 0 | 0 | 0 | 0 | 0 | 0 | 0 |  |  | 0 | 0 | 0 | 0 | 0 | 0 |  | 0 | 0 | 0 | 0 | 0 | 0 | 0 | 0 | 0 | 0 | 0 | 0 | 0 | 0 | 0 | 0 | 0 | 0 | 0
628 |  | 1 |  |  |  |  | 0 |  |  |  | 0 | 0 | [6 empty] | 0 |  |  |  |  | 0% | 0 | 0 | 0 | 0 | 0 | 0 |  |  | 0 | 0% | 0 | 0 | 0 | 0 | 0 | NewControlTypes | 0 | 0 | 0 | 0 | 0 | 0 | 0 | 0 | 0 | 0 | 0 | 0 | 0 | 0 | 0 | 0 | 0 | 0 | 0 | 0 | 0 | 0 | 0 | 0 | 0 | 0 | 0 | 0 | 0 | 0 | 0 | 0 | 0 | 0 | 0 | 0 | 0 | 0 | 0 | 0 | 0 | 0 | 0 | 0 | 0 | 0 | 0 | 0 | 0 | 0 | 0 | 0 | 0 | 0 | 0 | 0 | 0 | 0 | 0 | 0 | 0 | 0 | 0 | 0 | 0 | 0 | 0 | 0 | 0 | 0 | 0 | 0 | 0 | 0 | 0 | 0 | 0 | 0 | 0 | 0 | 0 |  |  | 0 | 0 | 0 | 0 | 0 | 0 |  | 0 | 0 | 0 | 0 | 0 | 0 | 0 | 0 | 0 | 0 | 0 | 0 | 0 | 0 | 0 | 0 | 0 | 0 | 0
629 |  | 1 |  |  |  |  | 0 |  |  |  | 0 | 0 | [6 empty] | 0 |  |  |  |  | 0% | 0 | 0 | 0 | 0 | 0 | 0 |  |  | 0 | 0% | 0 | 0 | 0 | 0 | 0 | NewControlTypes | 0 | 0 | 0 | 0 | 0 | 0 | 0 | 0 | 0 | 0 | 0 | 0 | 0 | 0 | 0 | 0 | 0 | 0 | 0 | 0 | 0 | 0 | 0 | 0 | 0 | 0 | 0 | 0 | 0 | 0 | 0 | 0 | 0 | 0 | 0 | 0 | 0 | 0 | 0 | 0 | 0 | 0 | 0 | 0 | 0 | 0 | 0 | 0 | 0 | 0 | 0 | 0 | 0 | 0 | 0 | 0 | 0 | 0 | 0 | 0 | 0 | 0 | 0 | 0 | 0 | 0 | 0 | 0 | 0 | 0 | 0 | 0 | 0 | 0 | 0 | 0 | 0 | 0 | 0 | 0 | 0 |  |  | 0 | 0 | 0 | 0 | 0 | 0 |  | 0 | 0 | 0 | 0 | 0 | 0 | 0 | 0 | 0 | 0 | 0 | 0 | 0 | 0 | 0 | 0 | 0 | 0 | 0
630 |  | 1 |  |  |  |  | 0 |  |  |  | 0 | 0 | [6 empty] | 0 |  |  |  |  | 0% | 0 | 0 | 0 | 0 | 0 | 0 |  |  | 0 | 0% | 0 | 0 | 0 | 0 | 0 | NewControlTypes | 0 | 0 | 0 | 0 | 0 | 0 | 0 | 0 | 0 | 0 | 0 | 0 | 0 | 0 | 0 | 0 | 0 | 0 | 0 | 0 | 0 | 0 | 0 | 0 | 0 | 0 | 0 | 0 | 0 | 0 | 0 | 0 | 0 | 0 | 0 | 0 | 0 | 0 | 0 | 0 | 0 | 0 | 0 | 0 | 0 | 0 | 0 | 0 | 0 | 0 | 0 | 0 | 0 | 0 | 0 | 0 | 0 | 0 | 0 | 0 | 0 | 0 | 0 | 0 | 0 | 0 | 0 | 0 | 0 | 0 | 0 | 0 | 0 | 0 | 0 | 0 | 0 | 0 | 0 | 0 | 0 |  |  | 0 | 0 | 0 | 0 | 0 | 0 |  | 0 | 0 | 0 | 0 | 0 | 0 | 0 | 0 | 0 | 0 | 0 | 0 | 0 | 0 | 0 | 0 | 0 | 0 | 0
631 |  | 1 |  |  |  |  | 0 |  |  |  | 0 | 0 | [6 empty] | 0 |  |  |  |  | 0% | 0 | 0 | 0 | 0 | 0 | 0 |  |  | 0 | 0% | 0 | 0 | 0 | 0 | 0 | NewControlTypes | 0 | 0 | 0 | 0 | 0 | 0 | 0 | 0 | 0 | 0 | 0 | 0 | 0 | 0 | 0 | 0 | 0 | 0 | 0 | 0 | 0 | 0 | 0 | 0 | 0 | 0 | 0 | 0 | 0 | 0 | 0 | 0 | 0 | 0 | 0 | 0 | 0 | 0 | 0 | 0 | 0 | 0 | 0 | 0 | 0 | 0 | 0 | 0 | 0 | 0 | 0 | 0 | 0 | 0 | 0 | 0 | 0 | 0 | 0 | 0 | 0 | 0 | 0 | 0 | 0 | 0 | 0 | 0 | 0 | 0 | 0 | 0 | 0 | 0 | 0 | 0 | 0 | 0 | 0 | 0 | 0 |  |  | 0 | 0 | 0 | 0 | 0 | 0 |  | 0 | 0 | 0 | 0 | 0 | 0 | 0 | 0 | 0 | 0 | 0 | 0 | 0 | 0 | 0 | 0 | 0 | 0 | 0
632 |  | 1 |  |  |  |  | 0 |  |  |  | 0 | 0 | [6 empty] | 0 |  |  |  |  | 0% | 0 | 0 | 0 | 0 | 0 | 0 |  |  | 0 | 0% | 0 | 0 | 0 | 0 | 0 | NewControlTypes | 0 | 0 | 0 | 0 | 0 | 0 | 0 | 0 | 0 | 0 | 0 | 0 | 0 | 0 | 0 | 0 | 0 | 0 | 0 | 0 | 0 | 0 | 0 | 0 | 0 | 0 | 0 | 0 | 0 | 0 | 0 | 0 | 0 | 0 | 0 | 0 | 0 | 0 | 0 | 0 | 0 | 0 | 0 | 0 | 0 | 0 | 0 | 0 | 0 | 0 | 0 | 0 | 0 | 0 | 0 | 0 | 0 | 0 | 0 | 0 | 0 | 0 | 0 | 0 | 0 | 0 | 0 | 0 | 0 | 0 | 0 | 0 | 0 | 0 | 0 | 0 | 0 | 0 | 0 | 0 | 0 |  |  | 0 | 0 | 0 | 0 | 0 | 0 |  | 0 | 0 | 0 | 0 | 0 | 0 | 0 | 0 | 0 | 0 | 0 | 0 | 0 | 0 | 0 | 0 | 0 | 0 | 0
633 |  | 1 |  |  |  |  | 0 |  |  |  | 0 | 0 | [6 empty] | 0 |  |  |  |  | 0% | 0 | 0 | 0 | 0 | 0 | 0 |  |  | 0 | 0% | 0 | 0 | 0 | 0 | 0 | NewControlTypes | 0 | 0 | 0 | 0 | 0 | 0 | 0 | 0 | 0 | 0 | 0 | 0 | 0 | 0 | 0 | 0 | 0 | 0 | 0 | 0 | 0 | 0 | 0 | 0 | 0 | 0 | 0 | 0 | 0 | 0 | 0 | 0 | 0 | 0 | 0 | 0 | 0 | 0 | 0 | 0 | 0 | 0 | 0 | 0 | 0 | 0 | 0 | 0 | 0 | 0 | 0 | 0 | 0 | 0 | 0 | 0 | 0 | 0 | 0 | 0 | 0 | 0 | 0 | 0 | 0 | 0 | 0 | 0 | 0 | 0 | 0 | 0 | 0 | 0 | 0 | 0 | 0 | 0 | 0 | 0 | 0 |  |  | 0 | 0 | 0 | 0 | 0 | 0 |  | 0 | 0 | 0 | 0 | 0 | 0 | 0 | 0 | 0 | 0 | 0 | 0 | 0 | 0 | 0 | 0 | 0 | 0 | 0
634 |  | 1 |  |  |  |  | 0 |  |  |  | 0 | 0 | [6 empty] | 0 |  |  |  |  | 0% | 0 | 0 | 0 | 0 | 0 | 0 |  |  | 0 | 0% | 0 | 0 | 0 | 0 | 0 | NewControlTypes | 0 | 0 | 0 | 0 | 0 | 0 | 0 | 0 | 0 | 0 | 0 | 0 | 0 | 0 | 0 | 0 | 0 | 0 | 0 | 0 | 0 | 0 | 0 | 0 | 0 | 0 | 0 | 0 | 0 | 0 | 0 | 0 | 0 | 0 | 0 | 0 | 0 | 0 | 0 | 0 | 0 | 0 | 0 | 0 | 0 | 0 | 0 | 0 | 0 | 0 | 0 | 0 | 0 | 0 | 0 | 0 | 0 | 0 | 0 | 0 | 0 | 0 | 0 | 0 | 0 | 0 | 0 | 0 | 0 | 0 | 0 | 0 | 0 | 0 | 0 | 0 | 0 | 0 | 0 | 0 | 0 |  |  | 0 | 0 | 0 | 0 | 0 | 0 |  | 0 | 0 | 0 | 0 | 0 | 0 | 0 | 0 | 0 | 0 | 0 | 0 | 0 | 0 | 0 | 0 | 0 | 0 | 0
635 |  | 1 |  |  |  |  | 0 |  |  |  | 0 | 0 | [6 empty] | 0 |  |  |  |  | 0% | 0 | 0 | 0 | 0 | 0 | 0 |  |  | 0 | 0% | 0 | 0 | 0 | 0 | 0 | NewControlTypes | 0 | 0 | 0 | 0 | 0 | 0 | 0 | 0 | 0 | 0 | 0 | 0 | 0 | 0 | 0 | 0 | 0 | 0 | 0 | 0 | 0 | 0 | 0 | 0 | 0 | 0 | 0 | 0 | 0 | 0 | 0 | 0 | 0 | 0 | 0 | 0 | 0 | 0 | 0 | 0 | 0 | 0 | 0 | 0 | 0 | 0 | 0 | 0 | 0 | 0 | 0 | 0 | 0 | 0 | 0 | 0 | 0 | 0 | 0 | 0 | 0 | 0 | 0 | 0 | 0 | 0 | 0 | 0 | 0 | 0 | 0 | 0 | 0 | 0 | 0 | 0 | 0 | 0 | 0 | 0 | 0 |  |  | 0 | 0 | 0 | 0 | 0 | 0 |  | 0 | 0 | 0 | 0 | 0 | 0 | 0 | 0 | 0 | 0 | 0 | 0 | 0 | 0 | 0 | 0 | 0 | 0 | 0
636 |  | 1 |  |  |  |  | 0 |  |  |  | 0 | 0 | [6 empty] | 0 |  |  |  |  | 0% | 0 | 0 | 0 | 0 | 0 | 0 |  |  | 0 | 0% | 0 | 0 | 0 | 0 | 0 | NewControlTypes | 0 | 0 | 0 | 0 | 0 | 0 | 0 | 0 | 0 | 0 | 0 | 0 | 0 | 0 | 0 | 0 | 0 | 0 | 0 | 0 | 0 | 0 | 0 | 0 | 0 | 0 | 0 | 0 | 0 | 0 | 0 | 0 | 0 | 0 | 0 | 0 | 0 | 0 | 0 | 0 | 0 | 0 | 0 | 0 | 0 | 0 | 0 | 0 | 0 | 0 | 0 | 0 | 0 | 0 | 0 | 0 | 0 | 0 | 0 | 0 | 0 | 0 | 0 | 0 | 0 | 0 | 0 | 0 | 0 | 0 | 0 | 0 | 0 | 0 | 0 | 0 | 0 | 0 | 0 | 0 | 0 |  |  | 0 | 0 | 0 | 0 | 0 | 0 |  | 0 | 0 | 0 | 0 | 0 | 0 | 0 | 0 | 0 | 0 | 0 | 0 | 0 | 0 | 0 | 0 | 0 | 0 | 0
637 |  | 1 |  |  |  |  | 0 |  |  |  | 0 | 0 | [6 empty] | 0 |  |  |  |  | 0% | 0 | 0 | 0 | 0 | 0 | 0 |  |  | 0 | 0% | 0 | 0 | 0 | 0 | 0 | NewControlTypes | 0 | 0 | 0 | 0 | 0 | 0 | 0 | 0 | 0 | 0 | 0 | 0 | 0 | 0 | 0 | 0 | 0 | 0 | 0 | 0 | 0 | 0 | 0 | 0 | 0 | 0 | 0 | 0 | 0 | 0 | 0 | 0 | 0 | 0 | 0 | 0 | 0 | 0 | 0 | 0 | 0 | 0 | 0 | 0 | 0 | 0 | 0 | 0 | 0 | 0 | 0 | 0 | 0 | 0 | 0 | 0 | 0 | 0 | 0 | 0 | 0 | 0 | 0 | 0 | 0 | 0 | 0 | 0 | 0 | 0 | 0 | 0 | 0 | 0 | 0 | 0 | 0 | 0 | 0 | 0 | 0 |  |  | 0 | 0 | 0 | 0 | 0 | 0 |  | 0 | 0 | 0 | 0 | 0 | 0 | 0 | 0 | 0 | 0 | 0 | 0 | 0 | 0 | 0 | 0 | 0 | 0 | 0
638 |  | 1 |  |  |  |  | 0 |  |  |  | 0 | 0 | [6 empty] | 0 |  |  |  |  | 0% | 0 | 0 | 0 | 0 | 0 | 0 |  |  | 0 | 0% | 0 | 0 | 0 | 0 | 0 | NewControlTypes | 0 | 0 | 0 | 0 | 0 | 0 | 0 | 0 | 0 | 0 | 0 | 0 | 0 | 0 | 0 | 0 | 0 | 0 | 0 | 0 | 0 | 0 | 0 | 0 | 0 | 0 | 0 | 0 | 0 | 0 | 0 | 0 | 0 | 0 | 0 | 0 | 0 | 0 | 0 | 0 | 0 | 0 | 0 | 0 | 0 | 0 | 0 | 0 | 0 | 0 | 0 | 0 | 0 | 0 | 0 | 0 | 0 | 0 | 0 | 0 | 0 | 0 | 0 | 0 | 0 | 0 | 0 | 0 | 0 | 0 | 0 | 0 | 0 | 0 | 0 | 0 | 0 | 0 | 0 | 0 | 0 |  |  | 0 | 0 | 0 | 0 | 0 | 0 |  | 0 | 0 | 0 | 0 | 0 | 0 | 0 | 0 | 0 | 0 | 0 | 0 | 0 | 0 | 0 | 0 | 0 | 0 | 0
639 |  | 1 |  |  |  |  | 0 |  |  |  | 0 | 0 | [6 empty] | 0 |  |  |  |  | 0% | 0 | 0 | 0 | 0 | 0 | 0 |  |  | 0 | 0% | 0 | 0 | 0 | 0 | 0 | NewControlTypes | 0 | 0 | 0 | 0 | 0 | 0 | 0 | 0 | 0 | 0 | 0 | 0 | 0 | 0 | 0 | 0 | 0 | 0 | 0 | 0 | 0 | 0 | 0 | 0 | 0 | 0 | 0 | 0 | 0 | 0 | 0 | 0 | 0 | 0 | 0 | 0 | 0 | 0 | 0 | 0 | 0 | 0 | 0 | 0 | 0 | 0 | 0 | 0 | 0 | 0 | 0 | 0 | 0 | 0 | 0 | 0 | 0 | 0 | 0 | 0 | 0 | 0 | 0 | 0 | 0 | 0 | 0 | 0 | 0 | 0 | 0 | 0 | 0 | 0 | 0 | 0 | 0 | 0 | 0 | 0 | 0 |  |  | 0 | 0 | 0 | 0 | 0 | 0 |  | 0 | 0 | 0 | 0 | 0 | 0 | 0 | 0 | 0 | 0 | 0 | 0 | 0 | 0 | 0 | 0 | 0 | 0 | 0
640 |  | 1 |  |  |  |  | 0 |  |  |  | 0 | 0 | [6 empty] | 0 |  |  |  |  | 0% | 0 | 0 | 0 | 0 | 0 | 0 |  |  | 0 | 0% | 0 | 0 | 0 | 0 | 0 | NewControlTypes | 0 | 0 | 0 | 0 | 0 | 0 | 0 | 0 | 0 | 0 | 0 | 0 | 0 | 0 | 0 | 0 | 0 | 0 | 0 | 0 | 0 | 0 | 0 | 0 | 0 | 0 | 0 | 0 | 0 | 0 | 0 | 0 | 0 | 0 | 0 | 0 | 0 | 0 | 0 | 0 | 0 | 0 | 0 | 0 | 0 | 0 | 0 | 0 | 0 | 0 | 0 | 0 | 0 | 0 | 0 | 0 | 0 | 0 | 0 | 0 | 0 | 0 | 0 | 0 | 0 | 0 | 0 | 0 | 0 | 0 | 0 | 0 | 0 | 0 | 0 | 0 | 0 | 0 | 0 | 0 | 0 |  |  | 0 | 0 | 0 | 0 | 0 | 0 |  | 0 | 0 | 0 | 0 | 0 | 0 | 0 | 0 | 0 | 0 | 0 | 0 | 0 | 0 | 0 | 0 | 0 | 0 | 0
641 |  | 1 |  |  |  |  | 0 |  |  |  | 0 | 0 | [6 empty] | 0 |  |  |  |  | 0% | 0 | 0 | 0 | 0 | 0 | 0 |  |  | 0 | 0% | 0 | 0 | 0 | 0 | 0 | NewControlTypes | 0 | 0 | 0 | 0 | 0 | 0 | 0 | 0 | 0 | 0 | 0 | 0 | 0 | 0 | 0 | 0 | 0 | 0 | 0 | 0 | 0 | 0 | 0 | 0 | 0 | 0 | 0 | 0 | 0 | 0 | 0 | 0 | 0 | 0 | 0 | 0 | 0 | 0 | 0 | 0 | 0 | 0 | 0 | 0 | 0 | 0 | 0 | 0 | 0 | 0 | 0 | 0 | 0 | 0 | 0 | 0 | 0 | 0 | 0 | 0 | 0 | 0 | 0 | 0 | 0 | 0 | 0 | 0 | 0 | 0 | 0 | 0 | 0 | 0 | 0 | 0 | 0 | 0 | 0 | 0 | 0 |  |  | 0 | 0 | 0 | 0 | 0 | 0 |  | 0 | 0 | 0 | 0 | 0 | 0 | 0 | 0 | 0 | 0 | 0 | 0 | 0 | 0 | 0 | 0 | 0 | 0 | 0
642 |  | 1 |  |  |  |  | 0 |  |  |  | 0 | 0 | [6 empty] | 0 |  |  |  |  | 0% | 0 | 0 | 0 | 0 | 0 | 0 |  |  | 0 | 0% | 0 | 0 | 0 | 0 | 0 | NewControlTypes | 0 | 0 | 0 | 0 | 0 | 0 | 0 | 0 | 0 | 0 | 0 | 0 | 0 | 0 | 0 | 0 | 0 | 0 | 0 | 0 | 0 | 0 | 0 | 0 | 0 | 0 | 0 | 0 | 0 | 0 | 0 | 0 | 0 | 0 | 0 | 0 | 0 | 0 | 0 | 0 | 0 | 0 | 0 | 0 | 0 | 0 | 0 | 0 | 0 | 0 | 0 | 0 | 0 | 0 | 0 | 0 | 0 | 0 | 0 | 0 | 0 | 0 | 0 | 0 | 0 | 0 | 0 | 0 | 0 | 0 | 0 | 0 | 0 | 0 | 0 | 0 | 0 | 0 | 0 | 0 | 0 |  |  | 0 | 0 | 0 | 0 | 0 | 0 |  | 0 | 0 | 0 | 0 | 0 | 0 | 0 | 0 | 0 | 0 | 0 | 0 | 0 | 0 | 0 | 0 | 0 | 0 | 0
643 |  | 1 |  |  |  |  | 0 |  |  |  | 0 | 0 | [6 empty] | 0 |  |  |  |  | 0% | 0 | 0 | 0 | 0 | 0 | 0 |  |  | 0 | 0% | 0 | 0 | 0 | 0 | 0 | NewControlTypes | 0 | 0 | 0 | 0 | 0 | 0 | 0 | 0 | 0 | 0 | 0 | 0 | 0 | 0 | 0 | 0 | 0 | 0 | 0 | 0 | 0 | 0 | 0 | 0 | 0 | 0 | 0 | 0 | 0 | 0 | 0 | 0 | 0 | 0 | 0 | 0 | 0 | 0 | 0 | 0 | 0 | 0 | 0 | 0 | 0 | 0 | 0 | 0 | 0 | 0 | 0 | 0 | 0 | 0 | 0 | 0 | 0 | 0 | 0 | 0 | 0 | 0 | 0 | 0 | 0 | 0 | 0 | 0 | 0 | 0 | 0 | 0 | 0 | 0 | 0 | 0 | 0 | 0 | 0 | 0 | 0 |  |  | 0 | 0 | 0 | 0 | 0 | 0 |  | 0 | 0 | 0 | 0 | 0 | 0 | 0 | 0 | 0 | 0 | 0 | 0 | 0 | 0 | 0 | 0 | 0 | 0 | 0
644 |  | 1 |  |  |  |  | 0 |  |  |  | 0 | 0 | [6 empty] | 0 |  |  |  |  | 0% | 0 | 0 | 0 | 0 | 0 | 0 |  |  | 0 | 0% | 0 | 0 | 0 | 0 | 0 | NewControlTypes | 0 | 0 | 0 | 0 | 0 | 0 | 0 | 0 | 0 | 0 | 0 | 0 | 0 | 0 | 0 | 0 | 0 | 0 | 0 | 0 | 0 | 0 | 0 | 0 | 0 | 0 | 0 | 0 | 0 | 0 | 0 | 0 | 0 | 0 | 0 | 0 | 0 | 0 | 0 | 0 | 0 | 0 | 0 | 0 | 0 | 0 | 0 | 0 | 0 | 0 | 0 | 0 | 0 | 0 | 0 | 0 | 0 | 0 | 0 | 0 | 0 | 0 | 0 | 0 | 0 | 0 | 0 | 0 | 0 | 0 | 0 | 0 | 0 | 0 | 0 | 0 | 0 | 0 | 0 | 0 | 0 |  |  | 0 | 0 | 0 | 0 | 0 | 0 |  | 0 | 0 | 0 | 0 | 0 | 0 | 0 | 0 | 0 | 0 | 0 | 0 | 0 | 0 | 0 | 0 | 0 | 0 | 0
645 |  | 1 |  |  |  |  | 0 |  |  |  | 0 | 0 | [6 empty] | 0 |  |  |  |  | 0% | 0 | 0 | 0 | 0 | 0 | 0 |  |  | 0 | 0% | 0 | 0 | 0 | 0 | 0 | NewControlTypes | 0 | 0 | 0 | 0 | 0 | 0 | 0 | 0 | 0 | 0 | 0 | 0 | 0 | 0 | 0 | 0 | 0 | 0 | 0 | 0 | 0 | 0 | 0 | 0 | 0 | 0 | 0 | 0 | 0 | 0 | 0 | 0 | 0 | 0 | 0 | 0 | 0 | 0 | 0 | 0 | 0 | 0 | 0 | 0 | 0 | 0 | 0 | 0 | 0 | 0 | 0 | 0 | 0 | 0 | 0 | 0 | 0 | 0 | 0 | 0 | 0 | 0 | 0 | 0 | 0 | 0 | 0 | 0 | 0 | 0 | 0 | 0 | 0 | 0 | 0 | 0 | 0 | 0 | 0 | 0 | 0 |  |  | 0 | 0 | 0 | 0 | 0 | 0 |  | 0 | 0 | 0 | 0 | 0 | 0 | 0 | 0 | 0 | 0 | 0 | 0 | 0 | 0 | 0 | 0 | 0 | 0 | 0
646 |  | 1 |  |  |  |  | 0 |  |  |  | 0 | 0 | [6 empty] | 0 |  |  |  |  | 0% | 0 | 0 | 0 | 0 | 0 | 0 |  |  | 0 | 0% | 0 | 0 | 0 | 0 | 0 | NewControlTypes | 0 | 0 | 0 | 0 | 0 | 0 | 0 | 0 | 0 | 0 | 0 | 0 | 0 | 0 | 0 | 0 | 0 | 0 | 0 | 0 | 0 | 0 | 0 | 0 | 0 | 0 | 0 | 0 | 0 | 0 | 0 | 0 | 0 | 0 | 0 | 0 | 0 | 0 | 0 | 0 | 0 | 0 | 0 | 0 | 0 | 0 | 0 | 0 | 0 | 0 | 0 | 0 | 0 | 0 | 0 | 0 | 0 | 0 | 0 | 0 | 0 | 0 | 0 | 0 | 0 | 0 | 0 | 0 | 0 | 0 | 0 | 0 | 0 | 0 | 0 | 0 | 0 | 0 | 0 | 0 | 0 |  |  | 0 | 0 | 0 | 0 | 0 | 0 |  | 0 | 0 | 0 | 0 | 0 | 0 | 0 | 0 | 0 | 0 | 0 | 0 | 0 | 0 | 0 | 0 | 0 | 0 | 0
647 |  | 1 |  |  |  |  | 0 |  |  |  | 0 | 0 | [6 empty] | 0 |  |  |  |  | 0% | 0 | 0 | 0 | 0 | 0 | 0 |  |  | 0 | 0% | 0 | 0 | 0 | 0 | 0 | NewControlTypes | 0 | 0 | 0 | 0 | 0 | 0 | 0 | 0 | 0 | 0 | 0 | 0 | 0 | 0 | 0 | 0 | 0 | 0 | 0 | 0 | 0 | 0 | 0 | 0 | 0 | 0 | 0 | 0 | 0 | 0 | 0 | 0 | 0 | 0 | 0 | 0 | 0 | 0 | 0 | 0 | 0 | 0 | 0 | 0 | 0 | 0 | 0 | 0 | 0 | 0 | 0 | 0 | 0 | 0 | 0 | 0 | 0 | 0 | 0 | 0 | 0 | 0 | 0 | 0 | 0 | 0 | 0 | 0 | 0 | 0 | 0 | 0 | 0 | 0 | 0 | 0 | 0 | 0 | 0 | 0 | 0 |  |  | 0 | 0 | 0 | 0 | 0 | 0 |  | 0 | 0 | 0 | 0 | 0 | 0 | 0 | 0 | 0 | 0 | 0 | 0 | 0 | 0 | 0 | 0 | 0 | 0 | 0
648 |  | 1 |  |  |  |  | 0 |  |  |  | 0 | 0 | [6 empty] | 0 |  |  |  |  | 0% | 0 | 0 | 0 | 0 | 0 | 0 |  |  | 0 | 0% | 0 | 0 | 0 | 0 | 0 | NewControlTypes | 0 | 0 | 0 | 0 | 0 | 0 | 0 | 0 | 0 | 0 | 0 | 0 | 0 | 0 | 0 | 0 | 0 | 0 | 0 | 0 | 0 | 0 | 0 | 0 | 0 | 0 | 0 | 0 | 0 | 0 | 0 | 0 | 0 | 0 | 0 | 0 | 0 | 0 | 0 | 0 | 0 | 0 | 0 | 0 | 0 | 0 | 0 | 0 | 0 | 0 | 0 | 0 | 0 | 0 | 0 | 0 | 0 | 0 | 0 | 0 | 0 | 0 | 0 | 0 | 0 | 0 | 0 | 0 | 0 | 0 | 0 | 0 | 0 | 0 | 0 | 0 | 0 | 0 | 0 | 0 | 0 |  |  | 0 | 0 | 0 | 0 | 0 | 0 |  | 0 | 0 | 0 | 0 | 0 | 0 | 0 | 0 | 0 | 0 | 0 | 0 | 0 | 0 | 0 | 0 | 0 | 0 | 0
649 |  | 1 |  |  |  |  | 0 |  |  |  | 0 | 0 | [6 empty] | 0 |  |  |  |  | 0% | 0 | 0 | 0 | 0 | 0 | 0 |  |  | 0 | 0% | 0 | 0 | 0 | 0 | 0 | NewControlTypes | 0 | 0 | 0 | 0 | 0 | 0 | 0 | 0 | 0 | 0 | 0 | 0 | 0 | 0 | 0 | 0 | 0 | 0 | 0 | 0 | 0 | 0 | 0 | 0 | 0 | 0 | 0 | 0 | 0 | 0 | 0 | 0 | 0 | 0 | 0 | 0 | 0 | 0 | 0 | 0 | 0 | 0 | 0 | 0 | 0 | 0 | 0 | 0 | 0 | 0 | 0 | 0 | 0 | 0 | 0 | 0 | 0 | 0 | 0 | 0 | 0 | 0 | 0 | 0 | 0 | 0 | 0 | 0 | 0 | 0 | 0 | 0 | 0 | 0 | 0 | 0 | 0 | 0 | 0 | 0 | 0 |  |  | 0 | 0 | 0 | 0 | 0 | 0 |  | 0 | 0 | 0 | 0 | 0 | 0 | 0 | 0 | 0 | 0 | 0 | 0 | 0 | 0 | 0 | 0 | 0 | 0 | 0
650 |  | 1 |  |  |  |  | 0 |  |  |  | 0 | 0 | [6 empty] | 0 |  |  |  |  | 0% | 0 | 0 | 0 | 0 | 0 | 0 |  |  | 0 | 0% | 0 | 0 | 0 | 0 | 0 | NewControlTypes | 0 | 0 | 0 | 0 | 0 | 0 | 0 | 0 | 0 | 0 | 0 | 0 | 0 | 0 | 0 | 0 | 0 | 0 | 0 | 0 | 0 | 0 | 0 | 0 | 0 | 0 | 0 | 0 | 0 | 0 | 0 | 0 | 0 | 0 | 0 | 0 | 0 | 0 | 0 | 0 | 0 | 0 | 0 | 0 | 0 | 0 | 0 | 0 | 0 | 0 | 0 | 0 | 0 | 0 | 0 | 0 | 0 | 0 | 0 | 0 | 0 | 0 | 0 | 0 | 0 | 0 | 0 | 0 | 0 | 0 | 0 | 0 | 0 | 0 | 0 | 0 | 0 | 0 | 0 | 0 | 0 |  |  | 0 | 0 | 0 | 0 | 0 | 0 |  | 0 | 0 | 0 | 0 | 0 | 0 | 0 | 0 | 0 | 0 | 0 | 0 | 0 | 0 | 0 | 0 | 0 | 0 | 0
651 |  | 1 |  |  |  |  | 0 |  |  |  | 0 | 0 | [6 empty] | 0 |  |  |  |  | 0% | 0 | 0 | 0 | 0 | 0 | 0 |  |  | 0 | 0% | 0 | 0 | 0 | 0 | 0 | NewControlTypes | 0 | 0 | 0 | 0 | 0 | 0 | 0 | 0 | 0 | 0 | 0 | 0 | 0 | 0 | 0 | 0 | 0 | 0 | 0 | 0 | 0 | 0 | 0 | 0 | 0 | 0 | 0 | 0 | 0 | 0 | 0 | 0 | 0 | 0 | 0 | 0 | 0 | 0 | 0 | 0 | 0 | 0 | 0 | 0 | 0 | 0 | 0 | 0 | 0 | 0 | 0 | 0 | 0 | 0 | 0 | 0 | 0 | 0 | 0 | 0 | 0 | 0 | 0 | 0 | 0 | 0 | 0 | 0 | 0 | 0 | 0 | 0 | 0 | 0 | 0 | 0 | 0 | 0 | 0 | 0 | 0 |  |  | 0 | 0 | 0 | 0 | 0 | 0 |  | 0 | 0 | 0 | 0 | 0 | 0 | 0 | 0 | 0 | 0 | 0 | 0 | 0 | 0 | 0 | 0 | 0 | 0 | 0
652 |  | 1 |  |  |  |  | 0 |  |  |  | 0 | 0 | [6 empty] | 0 |  |  |  |  | 0% | 0 | 0 | 0 | 0 | 0 | 0 |  |  | 0 | 0% | 0 | 0 | 0 | 0 | 0 | NewControlTypes | 0 | 0 | 0 | 0 | 0 | 0 | 0 | 0 | 0 | 0 | 0 | 0 | 0 | 0 | 0 | 0 | 0 | 0 | 0 | 0 | 0 | 0 | 0 | 0 | 0 | 0 | 0 | 0 | 0 | 0 | 0 | 0 | 0 | 0 | 0 | 0 | 0 | 0 | 0 | 0 | 0 | 0 | 0 | 0 | 0 | 0 | 0 | 0 | 0 | 0 | 0 | 0 | 0 | 0 | 0 | 0 | 0 | 0 | 0 | 0 | 0 | 0 | 0 | 0 | 0 | 0 | 0 | 0 | 0 | 0 | 0 | 0 | 0 | 0 | 0 | 0 | 0 | 0 | 0 | 0 | 0 |  |  | 0 | 0 | 0 | 0 | 0 | 0 |  | 0 | 0 | 0 | 0 | 0 | 0 | 0 | 0 | 0 | 0 | 0 | 0 | 0 | 0 | 0 | 0 | 0 | 0 | 0
653 |  | 1 |  |  |  |  | 0 |  |  |  | 0 | 0 | [6 empty] | 0 |  |  |  |  | 0% | 0 | 0 | 0 | 0 | 0 | 0 |  |  | 0 | 0% | 0 | 0 | 0 | 0 | 0 | NewControlTypes | 0 | 0 | 0 | 0 | 0 | 0 | 0 | 0 | 0 | 0 | 0 | 0 | 0 | 0 | 0 | 0 | 0 | 0 | 0 | 0 | 0 | 0 | 0 | 0 | 0 | 0 | 0 | 0 | 0 | 0 | 0 | 0 | 0 | 0 | 0 | 0 | 0 | 0 | 0 | 0 | 0 | 0 | 0 | 0 | 0 | 0 | 0 | 0 | 0 | 0 | 0 | 0 | 0 | 0 | 0 | 0 | 0 | 0 | 0 | 0 | 0 | 0 | 0 | 0 | 0 | 0 | 0 | 0 | 0 | 0 | 0 | 0 | 0 | 0 | 0 | 0 | 0 | 0 | 0 | 0 | 0 |  |  | 0 | 0 | 0 | 0 | 0 | 0 |  | 0 | 0 | 0 | 0 | 0 | 0 | 0 | 0 | 0 | 0 | 0 | 0 | 0 | 0 | 0 | 0 | 0 | 0 | 0
654 |  | 1 |  |  |  |  | 0 |  |  |  | 0 | 0 | [6 empty] | 0 |  |  |  |  | 0% | 0 | 0 | 0 | 0 | 0 | 0 |  |  | 0 | 0% | 0 | 0 | 0 | 0 | 0 | NewControlTypes | 0 | 0 | 0 | 0 | 0 | 0 | 0 | 0 | 0 | 0 | 0 | 0 | 0 | 0 | 0 | 0 | 0 | 0 | 0 | 0 | 0 | 0 | 0 | 0 | 0 | 0 | 0 | 0 | 0 | 0 | 0 | 0 | 0 | 0 | 0 | 0 | 0 | 0 | 0 | 0 | 0 | 0 | 0 | 0 | 0 | 0 | 0 | 0 | 0 | 0 | 0 | 0 | 0 | 0 | 0 | 0 | 0 | 0 | 0 | 0 | 0 | 0 | 0 | 0 | 0 | 0 | 0 | 0 | 0 | 0 | 0 | 0 | 0 | 0 | 0 | 0 | 0 | 0 | 0 | 0 | 0 |  |  | 0 | 0 | 0 | 0 | 0 | 0 |  | 0 | 0 | 0 | 0 | 0 | 0 | 0 | 0 | 0 | 0 | 0 | 0 | 0 | 0 | 0 | 0 | 0 | 0 | 0
655 |  | 1 |  |  |  |  | 0 |  |  |  | 0 | 0 | [6 empty] | 0 |  |  |  |  | 0% | 0 | 0 | 0 | 0 | 0 | 0 |  |  | 0 | 0% | 0 | 0 | 0 | 0 | 0 | NewControlTypes | 0 | 0 | 0 | 0 | 0 | 0 | 0 | 0 | 0 | 0 | 0 | 0 | 0 | 0 | 0 | 0 | 0 | 0 | 0 | 0 | 0 | 0 | 0 | 0 | 0 | 0 | 0 | 0 | 0 | 0 | 0 | 0 | 0 | 0 | 0 | 0 | 0 | 0 | 0 | 0 | 0 | 0 | 0 | 0 | 0 | 0 | 0 | 0 | 0 | 0 | 0 | 0 | 0 | 0 | 0 | 0 | 0 | 0 | 0 | 0 | 0 | 0 | 0 | 0 | 0 | 0 | 0 | 0 | 0 | 0 | 0 | 0 | 0 | 0 | 0 | 0 | 0 | 0 | 0 | 0 | 0 |  |  | 0 | 0 | 0 | 0 | 0 | 0 |  | 0 | 0 | 0 | 0 | 0 | 0 | 0 | 0 | 0 | 0 | 0 | 0 | 0 | 0 | 0 | 0 | 0 | 0 | 0
656 |  | 1 |  |  |  |  | 0 |  |  |  | 0 | 0 | [6 empty] | 0 |  |  |  |  | 0% | 0 | 0 | 0 | 0 | 0 | 0 |  |  | 0 | 0% | 0 | 0 | 0 | 0 | 0 | NewControlTypes | 0 | 0 | 0 | 0 | 0 | 0 | 0 | 0 | 0 | 0 | 0 | 0 | 0 | 0 | 0 | 0 | 0 | 0 | 0 | 0 | 0 | 0 | 0 | 0 | 0 | 0 | 0 | 0 | 0 | 0 | 0 | 0 | 0 | 0 | 0 | 0 | 0 | 0 | 0 | 0 | 0 | 0 | 0 | 0 | 0 | 0 | 0 | 0 | 0 | 0 | 0 | 0 | 0 | 0 | 0 | 0 | 0 | 0 | 0 | 0 | 0 | 0 | 0 | 0 | 0 | 0 | 0 | 0 | 0 | 0 | 0 | 0 | 0 | 0 | 0 | 0 | 0 | 0 | 0 | 0 | 0 |  |  | 0 | 0 | 0 | 0 | 0 | 0 |  | 0 | 0 | 0 | 0 | 0 | 0 | 0 | 0 | 0 | 0 | 0 | 0 | 0 | 0 | 0 | 0 | 0 | 0 | 0
657 |  | 1 |  |  |  |  | 0 |  |  |  | 0 | 0 | [6 empty] | 0 |  |  |  |  | 0% | 0 | 0 | 0 | 0 | 0 | 0 |  |  | 0 | 0% | 0 | 0 | 0 | 0 | 0 | NewControlTypes | 0 | 0 | 0 | 0 | 0 | 0 | 0 | 0 | 0 | 0 | 0 | 0 | 0 | 0 | 0 | 0 | 0 | 0 | 0 | 0 | 0 | 0 | 0 | 0 | 0 | 0 | 0 | 0 | 0 | 0 | 0 | 0 | 0 | 0 | 0 | 0 | 0 | 0 | 0 | 0 | 0 | 0 | 0 | 0 | 0 | 0 | 0 | 0 | 0 | 0 | 0 | 0 | 0 | 0 | 0 | 0 | 0 | 0 | 0 | 0 | 0 | 0 | 0 | 0 | 0 | 0 | 0 | 0 | 0 | 0 | 0 | 0 | 0 | 0 | 0 | 0 | 0 | 0 | 0 | 0 | 0 |  |  | 0 | 0 | 0 | 0 | 0 | 0 |  | 0 | 0 | 0 | 0 | 0 | 0 | 0 | 0 | 0 | 0 | 0 | 0 | 0 | 0 | 0 | 0 | 0 | 0 | 0
658 |  | 1 |  |  |  |  | 0 |  |  |  | 0 | 0 | [6 empty] | 0 |  |  |  |  | 0% | 0 | 0 | 0 | 0 | 0 | 0 |  |  | 0 | 0% | 0 | 0 | 0 | 0 | 0 | NewControlTypes | 0 | 0 | 0 | 0 | 0 | 0 | 0 | 0 | 0 | 0 | 0 | 0 | 0 | 0 | 0 | 0 | 0 | 0 | 0 | 0 | 0 | 0 | 0 | 0 | 0 | 0 | 0 | 0 | 0 | 0 | 0 | 0 | 0 | 0 | 0 | 0 | 0 | 0 | 0 | 0 | 0 | 0 | 0 | 0 | 0 | 0 | 0 | 0 | 0 | 0 | 0 | 0 | 0 | 0 | 0 | 0 | 0 | 0 | 0 | 0 | 0 | 0 | 0 | 0 | 0 | 0 | 0 | 0 | 0 | 0 | 0 | 0 | 0 | 0 | 0 | 0 | 0 | 0 | 0 | 0 | 0 |  |  | 0 | 0 | 0 | 0 | 0 | 0 |  | 0 | 0 | 0 | 0 | 0 | 0 | 0 | 0 | 0 | 0 | 0 | 0 | 0 | 0 | 0 | 0 | 0 | 0 | 0
659 |  | 1 |  |  |  |  | 0 |  |  |  | 0 | 0 | [6 empty] | 0 |  |  |  |  | 0% | 0 | 0 | 0 | 0 | 0 | 0 |  |  | 0 | 0% | 0 | 0 | 0 | 0 | 0 | NewControlTypes | 0 | 0 | 0 | 0 | 0 | 0 | 0 | 0 | 0 | 0 | 0 | 0 | 0 | 0 | 0 | 0 | 0 | 0 | 0 | 0 | 0 | 0 | 0 | 0 | 0 | 0 | 0 | 0 | 0 | 0 | 0 | 0 | 0 | 0 | 0 | 0 | 0 | 0 | 0 | 0 | 0 | 0 | 0 | 0 | 0 | 0 | 0 | 0 | 0 | 0 | 0 | 0 | 0 | 0 | 0 | 0 | 0 | 0 | 0 | 0 | 0 | 0 | 0 | 0 | 0 | 0 | 0 | 0 | 0 | 0 | 0 | 0 | 0 | 0 | 0 | 0 | 0 | 0 | 0 | 0 | 0 |  |  | 0 | 0 | 0 | 0 | 0 | 0 |  | 0 | 0 | 0 | 0 | 0 | 0 | 0 | 0 | 0 | 0 | 0 | 0 | 0 | 0 | 0 | 0 | 0 | 0 | 0
660 |  | 1 |  |  |  |  | 0 |  |  |  | 0 | 0 | [6 empty] | 0 |  |  |  |  | 0% | 0 | 0 | 0 | 0 | 0 | 0 |  |  | 0 | 0% | 0 | 0 | 0 | 0 | 0 | NewControlTypes | 0 | 0 | 0 | 0 | 0 | 0 | 0 | 0 | 0 | 0 | 0 | 0 | 0 | 0 | 0 | 0 | 0 | 0 | 0 | 0 | 0 | 0 | 0 | 0 | 0 | 0 | 0 | 0 | 0 | 0 | 0 | 0 | 0 | 0 | 0 | 0 | 0 | 0 | 0 | 0 | 0 | 0 | 0 | 0 | 0 | 0 | 0 | 0 | 0 | 0 | 0 | 0 | 0 | 0 | 0 | 0 | 0 | 0 | 0 | 0 | 0 | 0 | 0 | 0 | 0 | 0 | 0 | 0 | 0 | 0 | 0 | 0 | 0 | 0 | 0 | 0 | 0 | 0 | 0 | 0 | 0 |  |  | 0 | 0 | 0 | 0 | 0 | 0 |  | 0 | 0 | 0 | 0 | 0 | 0 | 0 | 0 | 0 | 0 | 0 | 0 | 0 | 0 | 0 | 0 | 0 | 0 | 0
661 |  | 1 |  |  |  |  | 0 |  |  |  | 0 | 0 | [6 empty] | 0 |  |  |  |  | 0% | 0 | 0 | 0 | 0 | 0 | 0 |  |  | 0 | 0% | 0 | 0 | 0 | 0 | 0 | NewControlTypes | 0 | 0 | 0 | 0 | 0 | 0 | 0 | 0 | 0 | 0 | 0 | 0 | 0 | 0 | 0 | 0 | 0 | 0 | 0 | 0 | 0 | 0 | 0 | 0 | 0 | 0 | 0 | 0 | 0 | 0 | 0 | 0 | 0 | 0 | 0 | 0 | 0 | 0 | 0 | 0 | 0 | 0 | 0 | 0 | 0 | 0 | 0 | 0 | 0 | 0 | 0 | 0 | 0 | 0 | 0 | 0 | 0 | 0 | 0 | 0 | 0 | 0 | 0 | 0 | 0 | 0 | 0 | 0 | 0 | 0 | 0 | 0 | 0 | 0 | 0 | 0 | 0 | 0 | 0 | 0 | 0 |  |  | 0 | 0 | 0 | 0 | 0 | 0 |  | 0 | 0 | 0 | 0 | 0 | 0 | 0 | 0 | 0 | 0 | 0 | 0 | 0 | 0 | 0 | 0 | 0 | 0 | 0
662 |  | 1 |  |  |  |  | 0 |  |  |  | 0 | 0 | [6 empty] | 0 |  |  |  |  | 0% | 0 | 0 | 0 | 0 | 0 | 0 |  |  | 0 | 0% | 0 | 0 | 0 | 0 | 0 | NewControlTypes | 0 | 0 | 0 | 0 | 0 | 0 | 0 | 0 | 0 | 0 | 0 | 0 | 0 | 0 | 0 | 0 | 0 | 0 | 0 | 0 | 0 | 0 | 0 | 0 | 0 | 0 | 0 | 0 | 0 | 0 | 0 | 0 | 0 | 0 | 0 | 0 | 0 | 0 | 0 | 0 | 0 | 0 | 0 | 0 | 0 | 0 | 0 | 0 | 0 | 0 | 0 | 0 | 0 | 0 | 0 | 0 | 0 | 0 | 0 | 0 | 0 | 0 | 0 | 0 | 0 | 0 | 0 | 0 | 0 | 0 | 0 | 0 | 0 | 0 | 0 | 0 | 0 | 0 | 0 | 0 | 0 |  |  | 0 | 0 | 0 | 0 | 0 | 0 |  | 0 | 0 | 0 | 0 | 0 | 0 | 0 | 0 | 0 | 0 | 0 | 0 | 0 | 0 | 0 | 0 | 0 | 0 | 0
663 |  | 1 |  |  |  |  | 0 |  |  |  | 0 | 0 | [6 empty] | 0 |  |  |  |  | 0% | 0 | 0 | 0 | 0 | 0 | 0 |  |  | 0 | 0% | 0 | 0 | 0 | 0 | 0 | NewControlTypes | 0 | 0 | 0 | 0 | 0 | 0 | 0 | 0 | 0 | 0 | 0 | 0 | 0 | 0 | 0 | 0 | 0 | 0 | 0 | 0 | 0 | 0 | 0 | 0 | 0 | 0 | 0 | 0 | 0 | 0 | 0 | 0 | 0 | 0 | 0 | 0 | 0 | 0 | 0 | 0 | 0 | 0 | 0 | 0 | 0 | 0 | 0 | 0 | 0 | 0 | 0 | 0 | 0 | 0 | 0 | 0 | 0 | 0 | 0 | 0 | 0 | 0 | 0 | 0 | 0 | 0 | 0 | 0 | 0 | 0 | 0 | 0 | 0 | 0 | 0 | 0 | 0 | 0 | 0 | 0 | 0 |  |  | 0 | 0 | 0 | 0 | 0 | 0 |  | 0 | 0 | 0 | 0 | 0 | 0 | 0 | 0 | 0 | 0 | 0 | 0 | 0 | 0 | 0 | 0 | 0 | 0 | 0
664 |  | 1 |  |  |  |  | 0 |  |  |  | 0 | 0 | [6 empty] | 0 |  |  |  |  | 0% | 0 | 0 | 0 | 0 | 0 | 0 |  |  | 0 | 0% | 0 | 0 | 0 | 0 | 0 | NewControlTypes | 0 | 0 | 0 | 0 | 0 | 0 | 0 | 0 | 0 | 0 | 0 | 0 | 0 | 0 | 0 | 0 | 0 | 0 | 0 | 0 | 0 | 0 | 0 | 0 | 0 | 0 | 0 | 0 | 0 | 0 | 0 | 0 | 0 | 0 | 0 | 0 | 0 | 0 | 0 | 0 | 0 | 0 | 0 | 0 | 0 | 0 | 0 | 0 | 0 | 0 | 0 | 0 | 0 | 0 | 0 | 0 | 0 | 0 | 0 | 0 | 0 | 0 | 0 | 0 | 0 | 0 | 0 | 0 | 0 | 0 | 0 | 0 | 0 | 0 | 0 | 0 | 0 | 0 | 0 | 0 | 0 |  |  | 0 | 0 | 0 | 0 | 0 | 0 |  | 0 | 0 | 0 | 0 | 0 | 0 | 0 | 0 | 0 | 0 | 0 | 0 | 0 | 0 | 0 | 0 | 0 | 0 | 0
665 |  | 1 |  |  |  |  | 0 |  |  |  | 0 | 0 | [6 empty] | 0 |  |  |  |  | 0% | 0 | 0 | 0 | 0 | 0 | 0 |  |  | 0 | 0% | 0 | 0 | 0 | 0 | 0 | NewControlTypes | 0 | 0 | 0 | 0 | 0 | 0 | 0 | 0 | 0 | 0 | 0 | 0 | 0 | 0 | 0 | 0 | 0 | 0 | 0 | 0 | 0 | 0 | 0 | 0 | 0 | 0 | 0 | 0 | 0 | 0 | 0 | 0 | 0 | 0 | 0 | 0 | 0 | 0 | 0 | 0 | 0 | 0 | 0 | 0 | 0 | 0 | 0 | 0 | 0 | 0 | 0 | 0 | 0 | 0 | 0 | 0 | 0 | 0 | 0 | 0 | 0 | 0 | 0 | 0 | 0 | 0 | 0 | 0 | 0 | 0 | 0 | 0 | 0 | 0 | 0 | 0 | 0 | 0 | 0 | 0 | 0 |  |  | 0 | 0 | 0 | 0 | 0 | 0 |  | 0 | 0 | 0 | 0 | 0 | 0 | 0 | 0 | 0 | 0 | 0 | 0 | 0 | 0 | 0 | 0 | 0 | 0 | 0
666 |  | 1 |  |  |  |  | 0 |  |  |  | 0 | 0 | [6 empty] | 0 |  |  |  |  | 0% | 0 | 0 | 0 | 0 | 0 | 0 |  |  | 0 | 0% | 0 | 0 | 0 | 0 | 0 | NewControlTypes | 0 | 0 | 0 | 0 | 0 | 0 | 0 | 0 | 0 | 0 | 0 | 0 | 0 | 0 | 0 | 0 | 0 | 0 | 0 | 0 | 0 | 0 | 0 | 0 | 0 | 0 | 0 | 0 | 0 | 0 | 0 | 0 | 0 | 0 | 0 | 0 | 0 | 0 | 0 | 0 | 0 | 0 | 0 | 0 | 0 | 0 | 0 | 0 | 0 | 0 | 0 | 0 | 0 | 0 | 0 | 0 | 0 | 0 | 0 | 0 | 0 | 0 | 0 | 0 | 0 | 0 | 0 | 0 | 0 | 0 | 0 | 0 | 0 | 0 | 0 | 0 | 0 | 0 | 0 | 0 | 0 |  |  | 0 | 0 | 0 | 0 | 0 | 0 |  | 0 | 0 | 0 | 0 | 0 | 0 | 0 | 0 | 0 | 0 | 0 | 0 | 0 | 0 | 0 | 0 | 0 | 0 | 0
667 |  | 1 |  |  |  |  | 0 |  |  |  | 0 | 0 | [6 empty] | 0 |  |  |  |  | 0% | 0 | 0 | 0 | 0 | 0 | 0 |  |  | 0 | 0% | 0 | 0 | 0 | 0 | 0 | NewControlTypes | 0 | 0 | 0 | 0 | 0 | 0 | 0 | 0 | 0 | 0 | 0 | 0 | 0 | 0 | 0 | 0 | 0 | 0 | 0 | 0 | 0 | 0 | 0 | 0 | 0 | 0 | 0 | 0 | 0 | 0 | 0 | 0 | 0 | 0 | 0 | 0 | 0 | 0 | 0 | 0 | 0 | 0 | 0 | 0 | 0 | 0 | 0 | 0 | 0 | 0 | 0 | 0 | 0 | 0 | 0 | 0 | 0 | 0 | 0 | 0 | 0 | 0 | 0 | 0 | 0 | 0 | 0 | 0 | 0 | 0 | 0 | 0 | 0 | 0 | 0 | 0 | 0 | 0 | 0 | 0 | 0 |  |  | 0 | 0 | 0 | 0 | 0 | 0 |  | 0 | 0 | 0 | 0 | 0 | 0 | 0 | 0 | 0 | 0 | 0 | 0 | 0 | 0 | 0 | 0 | 0 | 0 | 0
668 |  | 1 |  |  |  |  | 0 |  |  |  | 0 | 0 | [6 empty] | 0 |  |  |  |  | 0% | 0 | 0 | 0 | 0 | 0 | 0 |  |  | 0 | 0% | 0 | 0 | 0 | 0 | 0 | NewControlTypes | 0 | 0 | 0 | 0 | 0 | 0 | 0 | 0 | 0 | 0 | 0 | 0 | 0 | 0 | 0 | 0 | 0 | 0 | 0 | 0 | 0 | 0 | 0 | 0 | 0 | 0 | 0 | 0 | 0 | 0 | 0 | 0 | 0 | 0 | 0 | 0 | 0 | 0 | 0 | 0 | 0 | 0 | 0 | 0 | 0 | 0 | 0 | 0 | 0 | 0 | 0 | 0 | 0 | 0 | 0 | 0 | 0 | 0 | 0 | 0 | 0 | 0 | 0 | 0 | 0 | 0 | 0 | 0 | 0 | 0 | 0 | 0 | 0 | 0 | 0 | 0 | 0 | 0 | 0 | 0 | 0 |  |  | 0 | 0 | 0 | 0 | 0 | 0 |  | 0 | 0 | 0 | 0 | 0 | 0 | 0 | 0 | 0 | 0 | 0 | 0 | 0 | 0 | 0 | 0 | 0 | 0 | 0
669 |  | 1 |  |  |  |  | 0 |  |  |  | 0 | 0 | [6 empty] | 0 |  |  |  |  | 0% | 0 | 0 | 0 | 0 | 0 | 0 |  |  | 0 | 0% | 0 | 0 | 0 | 0 | 0 | NewControlTypes | 0 | 0 | 0 | 0 | 0 | 0 | 0 | 0 | 0 | 0 | 0 | 0 | 0 | 0 | 0 | 0 | 0 | 0 | 0 | 0 | 0 | 0 | 0 | 0 | 0 | 0 | 0 | 0 | 0 | 0 | 0 | 0 | 0 | 0 | 0 | 0 | 0 | 0 | 0 | 0 | 0 | 0 | 0 | 0 | 0 | 0 | 0 | 0 | 0 | 0 | 0 | 0 | 0 | 0 | 0 | 0 | 0 | 0 | 0 | 0 | 0 | 0 | 0 | 0 | 0 | 0 | 0 | 0 | 0 | 0 | 0 | 0 | 0 | 0 | 0 | 0 | 0 | 0 | 0 | 0 | 0 |  |  | 0 | 0 | 0 | 0 | 0 | 0 |  | 0 | 0 | 0 | 0 | 0 | 0 | 0 | 0 | 0 | 0 | 0 | 0 | 0 | 0 | 0 | 0 | 0 | 0 | 0
670 |  | 1 |  |  |  |  | 0 |  |  |  | 0 | 0 | [6 empty] | 0 |  |  |  |  | 0% | 0 | 0 | 0 | 0 | 0 | 0 |  |  | 0 | 0% | 0 | 0 | 0 | 0 | 0 | NewControlTypes | 0 | 0 | 0 | 0 | 0 | 0 | 0 | 0 | 0 | 0 | 0 | 0 | 0 | 0 | 0 | 0 | 0 | 0 | 0 | 0 | 0 | 0 | 0 | 0 | 0 | 0 | 0 | 0 | 0 | 0 | 0 | 0 | 0 | 0 | 0 | 0 | 0 | 0 | 0 | 0 | 0 | 0 | 0 | 0 | 0 | 0 | 0 | 0 | 0 | 0 | 0 | 0 | 0 | 0 | 0 | 0 | 0 | 0 | 0 | 0 | 0 | 0 | 0 | 0 | 0 | 0 | 0 | 0 | 0 | 0 | 0 | 0 | 0 | 0 | 0 | 0 | 0 | 0 | 0 | 0 | 0 |  |  | 0 | 0 | 0 | 0 | 0 | 0 |  | 0 | 0 | 0 | 0 | 0 | 0 | 0 | 0 | 0 | 0 | 0 | 0 | 0 | 0 | 0 | 0 | 0 | 0 | 0
671 |  | 1 |  |  |  |  | 0 |  |  |  | 0 | 0 | [6 empty] | 0 |  |  |  |  | 0% | 0 | 0 | 0 | 0 | 0 | 0 |  |  | 0 | 0% | 0 | 0 | 0 | 0 | 0 | NewControlTypes | 0 | 0 | 0 | 0 | 0 | 0 | 0 | 0 | 0 | 0 | 0 | 0 | 0 | 0 | 0 | 0 | 0 | 0 | 0 | 0 | 0 | 0 | 0 | 0 | 0 | 0 | 0 | 0 | 0 | 0 | 0 | 0 | 0 | 0 | 0 | 0 | 0 | 0 | 0 | 0 | 0 | 0 | 0 | 0 | 0 | 0 | 0 | 0 | 0 | 0 | 0 | 0 | 0 | 0 | 0 | 0 | 0 | 0 | 0 | 0 | 0 | 0 | 0 | 0 | 0 | 0 | 0 | 0 | 0 | 0 | 0 | 0 | 0 | 0 | 0 | 0 | 0 | 0 | 0 | 0 | 0 |  |  | 0 | 0 | 0 | 0 | 0 | 0 |  | 0 | 0 | 0 | 0 | 0 | 0 | 0 | 0 | 0 | 0 | 0 | 0 | 0 | 0 | 0 | 0 | 0 | 0 | 0
672 |  | 1 |  |  |  |  | 0 |  |  |  | 0 | 0 | [6 empty] | 0 |  |  |  |  | 0% | 0 | 0 | 0 | 0 | 0 | 0 |  |  | 0 | 0% | 0 | 0 | 0 | 0 | 0 | NewControlTypes | 0 | 0 | 0 | 0 | 0 | 0 | 0 | 0 | 0 | 0 | 0 | 0 | 0 | 0 | 0 | 0 | 0 | 0 | 0 | 0 | 0 | 0 | 0 | 0 | 0 | 0 | 0 | 0 | 0 | 0 | 0 | 0 | 0 | 0 | 0 | 0 | 0 | 0 | 0 | 0 | 0 | 0 | 0 | 0 | 0 | 0 | 0 | 0 | 0 | 0 | 0 | 0 | 0 | 0 | 0 | 0 | 0 | 0 | 0 | 0 | 0 | 0 | 0 | 0 | 0 | 0 | 0 | 0 | 0 | 0 | 0 | 0 | 0 | 0 | 0 | 0 | 0 | 0 | 0 | 0 | 0 |  |  | 0 | 0 | 0 | 0 | 0 | 0 |  | 0 | 0 | 0 | 0 | 0 | 0 | 0 | 0 | 0 | 0 | 0 | 0 | 0 | 0 | 0 | 0 | 0 | 0 | 0
673 |  | 1 |  |  |  |  | 0 |  |  |  | 0 | 0 | [6 empty] | 0 |  |  |  |  | 0% | 0 | 0 | 0 | 0 | 0 | 0 |  |  | 0 | 0% | 0 | 0 | 0 | 0 | 0 | NewControlTypes | 0 | 0 | 0 | 0 | 0 | 0 | 0 | 0 | 0 | 0 | 0 | 0 | 0 | 0 | 0 | 0 | 0 | 0 | 0 | 0 | 0 | 0 | 0 | 0 | 0 | 0 | 0 | 0 | 0 | 0 | 0 | 0 | 0 | 0 | 0 | 0 | 0 | 0 | 0 | 0 | 0 | 0 | 0 | 0 | 0 | 0 | 0 | 0 | 0 | 0 | 0 | 0 | 0 | 0 | 0 | 0 | 0 | 0 | 0 | 0 | 0 | 0 | 0 | 0 | 0 | 0 | 0 | 0 | 0 | 0 | 0 | 0 | 0 | 0 | 0 | 0 | 0 | 0 | 0 | 0 | 0 |  |  | 0 | 0 | 0 | 0 | 0 | 0 |  | 0 | 0 | 0 | 0 | 0 | 0 | 0 | 0 | 0 | 0 | 0 | 0 | 0 | 0 | 0 | 0 | 0 | 0 | 0
674 |  | 1 |  |  |  |  | 0 |  |  |  | 0 | 0 | [6 empty] | 0 |  |  |  |  | 0% | 0 | 0 | 0 | 0 | 0 | 0 |  |  | 0 | 0% | 0 | 0 | 0 | 0 | 0 | NewControlTypes | 0 | 0 | 0 | 0 | 0 | 0 | 0 | 0 | 0 | 0 | 0 | 0 | 0 | 0 | 0 | 0 | 0 | 0 | 0 | 0 | 0 | 0 | 0 | 0 | 0 | 0 | 0 | 0 | 0 | 0 | 0 | 0 | 0 | 0 | 0 | 0 | 0 | 0 | 0 | 0 | 0 | 0 | 0 | 0 | 0 | 0 | 0 | 0 | 0 | 0 | 0 | 0 | 0 | 0 | 0 | 0 | 0 | 0 | 0 | 0 | 0 | 0 | 0 | 0 | 0 | 0 | 0 | 0 | 0 | 0 | 0 | 0 | 0 | 0 | 0 | 0 | 0 | 0 | 0 | 0 | 0 |  |  | 0 | 0 | 0 | 0 | 0 | 0 |  | 0 | 0 | 0 | 0 | 0 | 0 | 0 | 0 | 0 | 0 | 0 | 0 | 0 | 0 | 0 | 0 | 0 | 0 | 0
675 |  | 1 |  |  |  |  | 0 |  |  |  | 0 | 0 | [6 empty] | 0 |  |  |  |  | 0% | 0 | 0 | 0 | 0 | 0 | 0 |  |  | 0 | 0% | 0 | 0 | 0 | 0 | 0 | NewControlTypes | 0 | 0 | 0 | 0 | 0 | 0 | 0 | 0 | 0 | 0 | 0 | 0 | 0 | 0 | 0 | 0 | 0 | 0 | 0 | 0 | 0 | 0 | 0 | 0 | 0 | 0 | 0 | 0 | 0 | 0 | 0 | 0 | 0 | 0 | 0 | 0 | 0 | 0 | 0 | 0 | 0 | 0 | 0 | 0 | 0 | 0 | 0 | 0 | 0 | 0 | 0 | 0 | 0 | 0 | 0 | 0 | 0 | 0 | 0 | 0 | 0 | 0 | 0 | 0 | 0 | 0 | 0 | 0 | 0 | 0 | 0 | 0 | 0 | 0 | 0 | 0 | 0 | 0 | 0 | 0 | 0 |  |  | 0 | 0 | 0 | 0 | 0 | 0 |  | 0 | 0 | 0 | 0 | 0 | 0 | 0 | 0 | 0 | 0 | 0 | 0 | 0 | 0 | 0 | 0 | 0 | 0 | 0
676 |  | 1 |  |  |  |  | 0 |  |  |  | 0 | 0 | [6 empty] | 0 |  |  |  |  | 0% | 0 | 0 | 0 | 0 | 0 | 0 |  |  | 0 | 0% | 0 | 0 | 0 | 0 | 0 | NewControlTypes | 0 | 0 | 0 | 0 | 0 | 0 | 0 | 0 | 0 | 0 | 0 | 0 | 0 | 0 | 0 | 0 | 0 | 0 | 0 | 0 | 0 | 0 | 0 | 0 | 0 | 0 | 0 | 0 | 0 | 0 | 0 | 0 | 0 | 0 | 0 | 0 | 0 | 0 | 0 | 0 | 0 | 0 | 0 | 0 | 0 | 0 | 0 | 0 | 0 | 0 | 0 | 0 | 0 | 0 | 0 | 0 | 0 | 0 | 0 | 0 | 0 | 0 | 0 | 0 | 0 | 0 | 0 | 0 | 0 | 0 | 0 | 0 | 0 | 0 | 0 | 0 | 0 | 0 | 0 | 0 | 0 |  |  | 0 | 0 | 0 | 0 | 0 | 0 |  | 0 | 0 | 0 | 0 | 0 | 0 | 0 | 0 | 0 | 0 | 0 | 0 | 0 | 0 | 0 | 0 | 0 | 0 | 0
677 |  | 1 |  |  |  |  | 0 |  |  |  | 0 | 0 | [6 empty] | 0 |  |  |  |  | 0% | 0 | 0 | 0 | 0 | 0 | 0 |  |  | 0 | 0% | 0 | 0 | 0 | 0 | 0 | NewControlTypes | 0 | 0 | 0 | 0 | 0 | 0 | 0 | 0 | 0 | 0 | 0 | 0 | 0 | 0 | 0 | 0 | 0 | 0 | 0 | 0 | 0 | 0 | 0 | 0 | 0 | 0 | 0 | 0 | 0 | 0 | 0 | 0 | 0 | 0 | 0 | 0 | 0 | 0 | 0 | 0 | 0 | 0 | 0 | 0 | 0 | 0 | 0 | 0 | 0 | 0 | 0 | 0 | 0 | 0 | 0 | 0 | 0 | 0 | 0 | 0 | 0 | 0 | 0 | 0 | 0 | 0 | 0 | 0 | 0 | 0 | 0 | 0 | 0 | 0 | 0 | 0 | 0 | 0 | 0 | 0 | 0 |  |  | 0 | 0 | 0 | 0 | 0 | 0 |  | 0 | 0 | 0 | 0 | 0 | 0 | 0 | 0 | 0 | 0 | 0 | 0 | 0 | 0 | 0 | 0 | 0 | 0 | 0
678 |  | 1 |  |  |  |  | 0 |  |  |  | 0 | 0 | [6 empty] | 0 |  |  |  |  | 0% | 0 | 0 | 0 | 0 | 0 | 0 |  |  | 0 | 0% | 0 | 0 | 0 | 0 | 0 | NewControlTypes | 0 | 0 | 0 | 0 | 0 | 0 | 0 | 0 | 0 | 0 | 0 | 0 | 0 | 0 | 0 | 0 | 0 | 0 | 0 | 0 | 0 | 0 | 0 | 0 | 0 | 0 | 0 | 0 | 0 | 0 | 0 | 0 | 0 | 0 | 0 | 0 | 0 | 0 | 0 | 0 | 0 | 0 | 0 | 0 | 0 | 0 | 0 | 0 | 0 | 0 | 0 | 0 | 0 | 0 | 0 | 0 | 0 | 0 | 0 | 0 | 0 | 0 | 0 | 0 | 0 | 0 | 0 | 0 | 0 | 0 | 0 | 0 | 0 | 0 | 0 | 0 | 0 | 0 | 0 | 0 | 0 |  |  | 0 | 0 | 0 | 0 | 0 | 0 |  | 0 | 0 | 0 | 0 | 0 | 0 | 0 | 0 | 0 | 0 | 0 | 0 | 0 | 0 | 0 | 0 | 0 | 0 | 0
679 |  | 1 |  |  |  |  | 0 |  |  |  | 0 | 0 | [6 empty] | 0 |  |  |  |  | 0% | 0 | 0 | 0 | 0 | 0 | 0 |  |  | 0 | 0% | 0 | 0 | 0 | 0 | 0 | NewControlTypes | 0 | 0 | 0 | 0 | 0 | 0 | 0 | 0 | 0 | 0 | 0 | 0 | 0 | 0 | 0 | 0 | 0 | 0 | 0 | 0 | 0 | 0 | 0 | 0 | 0 | 0 | 0 | 0 | 0 | 0 | 0 | 0 | 0 | 0 | 0 | 0 | 0 | 0 | 0 | 0 | 0 | 0 | 0 | 0 | 0 | 0 | 0 | 0 | 0 | 0 | 0 | 0 | 0 | 0 | 0 | 0 | 0 | 0 | 0 | 0 | 0 | 0 | 0 | 0 | 0 | 0 | 0 | 0 | 0 | 0 | 0 | 0 | 0 | 0 | 0 | 0 | 0 | 0 | 0 | 0 | 0 |  |  | 0 | 0 | 0 | 0 | 0 | 0 |  | 0 | 0 | 0 | 0 | 0 | 0 | 0 | 0 | 0 | 0 | 0 | 0 | 0 | 0 | 0 | 0 | 0 | 0 | 0
680 |  | 1 |  |  |  |  | 0 |  |  |  | 0 | 0 | [6 empty] | 0 |  |  |  |  | 0% | 0 | 0 | 0 | 0 | 0 | 0 |  |  | 0 | 0% | 0 | 0 | 0 | 0 | 0 | NewControlTypes | 0 | 0 | 0 | 0 | 0 | 0 | 0 | 0 | 0 | 0 | 0 | 0 | 0 | 0 | 0 | 0 | 0 | 0 | 0 | 0 | 0 | 0 | 0 | 0 | 0 | 0 | 0 | 0 | 0 | 0 | 0 | 0 | 0 | 0 | 0 | 0 | 0 | 0 | 0 | 0 | 0 | 0 | 0 | 0 | 0 | 0 | 0 | 0 | 0 | 0 | 0 | 0 | 0 | 0 | 0 | 0 | 0 | 0 | 0 | 0 | 0 | 0 | 0 | 0 | 0 | 0 | 0 | 0 | 0 | 0 | 0 | 0 | 0 | 0 | 0 | 0 | 0 | 0 | 0 | 0 | 0 |  |  | 0 | 0 | 0 | 0 | 0 | 0 |  | 0 | 0 | 0 | 0 | 0 | 0 | 0 | 0 | 0 | 0 | 0 | 0 | 0 | 0 | 0 | 0 | 0 | 0 | 0
681 |  | 1 |  |  |  |  | 0 |  |  |  | 0 | 0 | [6 empty] | 0 |  |  |  |  | 0% | 0 | 0 | 0 | 0 | 0 | 0 |  |  | 0 | 0% | 0 | 0 | 0 | 0 | 0 | NewControlTypes | 0 | 0 | 0 | 0 | 0 | 0 | 0 | 0 | 0 | 0 | 0 | 0 | 0 | 0 | 0 | 0 | 0 | 0 | 0 | 0 | 0 | 0 | 0 | 0 | 0 | 0 | 0 | 0 | 0 | 0 | 0 | 0 | 0 | 0 | 0 | 0 | 0 | 0 | 0 | 0 | 0 | 0 | 0 | 0 | 0 | 0 | 0 | 0 | 0 | 0 | 0 | 0 | 0 | 0 | 0 | 0 | 0 | 0 | 0 | 0 | 0 | 0 | 0 | 0 | 0 | 0 | 0 | 0 | 0 | 0 | 0 | 0 | 0 | 0 | 0 | 0 | 0 | 0 | 0 | 0 | 0 |  |  | 0 | 0 | 0 | 0 | 0 | 0 |  | 0 | 0 | 0 | 0 | 0 | 0 | 0 | 0 | 0 | 0 | 0 | 0 | 0 | 0 | 0 | 0 | 0 | 0 | 0
682 |  | 1 |  |  |  |  | 0 |  |  |  | 0 | 0 | [6 empty] | 0 |  |  |  |  | 0% | 0 | 0 | 0 | 0 | 0 | 0 |  |  | 0 | 0% | 0 | 0 | 0 | 0 | 0 | NewControlTypes | 0 | 0 | 0 | 0 | 0 | 0 | 0 | 0 | 0 | 0 | 0 | 0 | 0 | 0 | 0 | 0 | 0 | 0 | 0 | 0 | 0 | 0 | 0 | 0 | 0 | 0 | 0 | 0 | 0 | 0 | 0 | 0 | 0 | 0 | 0 | 0 | 0 | 0 | 0 | 0 | 0 | 0 | 0 | 0 | 0 | 0 | 0 | 0 | 0 | 0 | 0 | 0 | 0 | 0 | 0 | 0 | 0 | 0 | 0 | 0 | 0 | 0 | 0 | 0 | 0 | 0 | 0 | 0 | 0 | 0 | 0 | 0 | 0 | 0 | 0 | 0 | 0 | 0 | 0 | 0 | 0 |  |  | 0 | 0 | 0 | 0 | 0 | 0 |  | 0 | 0 | 0 | 0 | 0 | 0 | 0 | 0 | 0 | 0 | 0 | 0 | 0 | 0 | 0 | 0 | 0 | 0 | 0
683 |  | 1 |  |  |  |  | 0 |  |  |  | 0 | 0 | [6 empty] | 0 |  |  |  |  | 0% | 0 | 0 | 0 | 0 | 0 | 0 |  |  | 0 | 0% | 0 | 0 | 0 | 0 | 0 | NewControlTypes | 0 | 0 | 0 | 0 | 0 | 0 | 0 | 0 | 0 | 0 | 0 | 0 | 0 | 0 | 0 | 0 | 0 | 0 | 0 | 0 | 0 | 0 | 0 | 0 | 0 | 0 | 0 | 0 | 0 | 0 | 0 | 0 | 0 | 0 | 0 | 0 | 0 | 0 | 0 | 0 | 0 | 0 | 0 | 0 | 0 | 0 | 0 | 0 | 0 | 0 | 0 | 0 | 0 | 0 | 0 | 0 | 0 | 0 | 0 | 0 | 0 | 0 | 0 | 0 | 0 | 0 | 0 | 0 | 0 | 0 | 0 | 0 | 0 | 0 | 0 | 0 | 0 | 0 | 0 | 0 | 0 |  |  | 0 | 0 | 0 | 0 | 0 | 0 |  | 0 | 0 | 0 | 0 | 0 | 0 | 0 | 0 | 0 | 0 | 0 | 0 | 0 | 0 | 0 | 0 | 0 | 0 | 0
684 |  | 1 |  |  |  |  | 0 |  |  |  | 0 | 0 | [6 empty] | 0 |  |  |  |  | 0% | 0 | 0 | 0 | 0 | 0 | 0 |  |  | 0 | 0% | 0 | 0 | 0 | 0 | 0 | NewControlTypes | 0 | 0 | 0 | 0 | 0 | 0 | 0 | 0 | 0 | 0 | 0 | 0 | 0 | 0 | 0 | 0 | 0 | 0 | 0 | 0 | 0 | 0 | 0 | 0 | 0 | 0 | 0 | 0 | 0 | 0 | 0 | 0 | 0 | 0 | 0 | 0 | 0 | 0 | 0 | 0 | 0 | 0 | 0 | 0 | 0 | 0 | 0 | 0 | 0 | 0 | 0 | 0 | 0 | 0 | 0 | 0 | 0 | 0 | 0 | 0 | 0 | 0 | 0 | 0 | 0 | 0 | 0 | 0 | 0 | 0 | 0 | 0 | 0 | 0 | 0 | 0 | 0 | 0 | 0 | 0 | 0 |  |  | 0 | 0 | 0 | 0 | 0 | 0 |  | 0 | 0 | 0 | 0 | 0 | 0 | 0 | 0 | 0 | 0 | 0 | 0 | 0 | 0 | 0 | 0 | 0 | 0 | 0
685 |  | 1 |  |  |  |  | 0 |  |  |  | 0 | 0 | [6 empty] | 0 |  |  |  |  | 0% | 0 | 0 | 0 | 0 | 0 | 0 |  |  | 0 | 0% | 0 | 0 | 0 | 0 | 0 | NewControlTypes | 0 | 0 | 0 | 0 | 0 | 0 | 0 | 0 | 0 | 0 | 0 | 0 | 0 | 0 | 0 | 0 | 0 | 0 | 0 | 0 | 0 | 0 | 0 | 0 | 0 | 0 | 0 | 0 | 0 | 0 | 0 | 0 | 0 | 0 | 0 | 0 | 0 | 0 | 0 | 0 | 0 | 0 | 0 | 0 | 0 | 0 | 0 | 0 | 0 | 0 | 0 | 0 | 0 | 0 | 0 | 0 | 0 | 0 | 0 | 0 | 0 | 0 | 0 | 0 | 0 | 0 | 0 | 0 | 0 | 0 | 0 | 0 | 0 | 0 | 0 | 0 | 0 | 0 | 0 | 0 | 0 |  |  | 0 | 0 | 0 | 0 | 0 | 0 |  | 0 | 0 | 0 | 0 | 0 | 0 | 0 | 0 | 0 | 0 | 0 | 0 | 0 | 0 | 0 | 0 | 0 | 0 | 0
686 |  | 1 |  |  |  |  | 0 |  |  |  | 0 | 0 | [6 empty] | 0 |  |  |  |  | 0% | 0 | 0 | 0 | 0 | 0 | 0 |  |  | 0 | 0% | 0 | 0 | 0 | 0 | 0 | NewControlTypes | 0 | 0 | 0 | 0 | 0 | 0 | 0 | 0 | 0 | 0 | 0 | 0 | 0 | 0 | 0 | 0 | 0 | 0 | 0 | 0 | 0 | 0 | 0 | 0 | 0 | 0 | 0 | 0 | 0 | 0 | 0 | 0 | 0 | 0 | 0 | 0 | 0 | 0 | 0 | 0 | 0 | 0 | 0 | 0 | 0 | 0 | 0 | 0 | 0 | 0 | 0 | 0 | 0 | 0 | 0 | 0 | 0 | 0 | 0 | 0 | 0 | 0 | 0 | 0 | 0 | 0 | 0 | 0 | 0 | 0 | 0 | 0 | 0 | 0 | 0 | 0 | 0 | 0 | 0 | 0 | 0 |  |  | 0 | 0 | 0 | 0 | 0 | 0 |  | 0 | 0 | 0 | 0 | 0 | 0 | 0 | 0 | 0 | 0 | 0 | 0 | 0 | 0 | 0 | 0 | 0 | 0 | 0
687 |  | 1 |  |  |  |  | 0 |  |  |  | 0 | 0 | [6 empty] | 0 |  |  |  |  | 0% | 0 | 0 | 0 | 0 | 0 | 0 |  |  | 0 | 0% | 0 | 0 | 0 | 0 | 0 | NewControlTypes | 0 | 0 | 0 | 0 | 0 | 0 | 0 | 0 | 0 | 0 | 0 | 0 | 0 | 0 | 0 | 0 | 0 | 0 | 0 | 0 | 0 | 0 | 0 | 0 | 0 | 0 | 0 | 0 | 0 | 0 | 0 | 0 | 0 | 0 | 0 | 0 | 0 | 0 | 0 | 0 | 0 | 0 | 0 | 0 | 0 | 0 | 0 | 0 | 0 | 0 | 0 | 0 | 0 | 0 | 0 | 0 | 0 | 0 | 0 | 0 | 0 | 0 | 0 | 0 | 0 | 0 | 0 | 0 | 0 | 0 | 0 | 0 | 0 | 0 | 0 | 0 | 0 | 0 | 0 | 0 | 0 |  |  | 0 | 0 | 0 | 0 | 0 | 0 |  | 0 | 0 | 0 | 0 | 0 | 0 | 0 | 0 | 0 | 0 | 0 | 0 | 0 | 0 | 0 | 0 | 0 | 0 | 0
688 |  | 1 |  |  |  |  | 0 |  |  |  | 0 | 0 | [6 empty] | 0 |  |  |  |  | 0% | 0 | 0 | 0 | 0 | 0 | 0 |  |  | 0 | 0% | 0 | 0 | 0 | 0 | 0 | NewControlTypes | 0 | 0 | 0 | 0 | 0 | 0 | 0 | 0 | 0 | 0 | 0 | 0 | 0 | 0 | 0 | 0 | 0 | 0 | 0 | 0 | 0 | 0 | 0 | 0 | 0 | 0 | 0 | 0 | 0 | 0 | 0 | 0 | 0 | 0 | 0 | 0 | 0 | 0 | 0 | 0 | 0 | 0 | 0 | 0 | 0 | 0 | 0 | 0 | 0 | 0 | 0 | 0 | 0 | 0 | 0 | 0 | 0 | 0 | 0 | 0 | 0 | 0 | 0 | 0 | 0 | 0 | 0 | 0 | 0 | 0 | 0 | 0 | 0 | 0 | 0 | 0 | 0 | 0 | 0 | 0 | 0 |  |  | 0 | 0 | 0 | 0 | 0 | 0 |  | 0 | 0 | 0 | 0 | 0 | 0 | 0 | 0 | 0 | 0 | 0 | 0 | 0 | 0 | 0 | 0 | 0 | 0 | 0
689 |  | 1 |  |  |  |  | 0 |  |  |  | 0 | 0 | [6 empty] | 0 |  |  |  |  | 0% | 0 | 0 | 0 | 0 | 0 | 0 |  |  | 0 | 0% | 0 | 0 | 0 | 0 | 0 | NewControlTypes | 0 | 0 | 0 | 0 | 0 | 0 | 0 | 0 | 0 | 0 | 0 | 0 | 0 | 0 | 0 | 0 | 0 | 0 | 0 | 0 | 0 | 0 | 0 | 0 | 0 | 0 | 0 | 0 | 0 | 0 | 0 | 0 | 0 | 0 | 0 | 0 | 0 | 0 | 0 | 0 | 0 | 0 | 0 | 0 | 0 | 0 | 0 | 0 | 0 | 0 | 0 | 0 | 0 | 0 | 0 | 0 | 0 | 0 | 0 | 0 | 0 | 0 | 0 | 0 | 0 | 0 | 0 | 0 | 0 | 0 | 0 | 0 | 0 | 0 | 0 | 0 | 0 | 0 | 0 | 0 | 0 |  |  | 0 | 0 | 0 | 0 | 0 | 0 |  | 0 | 0 | 0 | 0 | 0 | 0 | 0 | 0 | 0 | 0 | 0 | 0 | 0 | 0 | 0 | 0 | 0 | 0 | 0
690 |  | 1 |  |  |  |  | 0 |  |  |  | 0 | 0 | [6 empty] | 0 |  |  |  |  | 0% | 0 | 0 | 0 | 0 | 0 | 0 |  |  | 0 | 0% | 0 | 0 | 0 | 0 | 0 | NewControlTypes | 0 | 0 | 0 | 0 | 0 | 0 | 0 | 0 | 0 | 0 | 0 | 0 | 0 | 0 | 0 | 0 | 0 | 0 | 0 | 0 | 0 | 0 | 0 | 0 | 0 | 0 | 0 | 0 | 0 | 0 | 0 | 0 | 0 | 0 | 0 | 0 | 0 | 0 | 0 | 0 | 0 | 0 | 0 | 0 | 0 | 0 | 0 | 0 | 0 | 0 | 0 | 0 | 0 | 0 | 0 | 0 | 0 | 0 | 0 | 0 | 0 | 0 | 0 | 0 | 0 | 0 | 0 | 0 | 0 | 0 | 0 | 0 | 0 | 0 | 0 | 0 | 0 | 0 | 0 | 0 | 0 |  |  | 0 | 0 | 0 | 0 | 0 | 0 |  | 0 | 0 | 0 | 0 | 0 | 0 | 0 | 0 | 0 | 0 | 0 | 0 | 0 | 0 | 0 | 0 | 0 | 0 | 0
691 |  | 1 |  |  |  |  | 0 |  |  |  | 0 | 0 | [6 empty] | 0 |  |  |  |  | 0% | 0 | 0 | 0 | 0 | 0 | 0 |  |  | 0 | 0% | 0 | 0 | 0 | 0 | 0 | NewControlTypes | 0 | 0 | 0 | 0 | 0 | 0 | 0 | 0 | 0 | 0 | 0 | 0 | 0 | 0 | 0 | 0 | 0 | 0 | 0 | 0 | 0 | 0 | 0 | 0 | 0 | 0 | 0 | 0 | 0 | 0 | 0 | 0 | 0 | 0 | 0 | 0 | 0 | 0 | 0 | 0 | 0 | 0 | 0 | 0 | 0 | 0 | 0 | 0 | 0 | 0 | 0 | 0 | 0 | 0 | 0 | 0 | 0 | 0 | 0 | 0 | 0 | 0 | 0 | 0 | 0 | 0 | 0 | 0 | 0 | 0 | 0 | 0 | 0 | 0 | 0 | 0 | 0 | 0 | 0 | 0 | 0 |  |  | 0 | 0 | 0 | 0 | 0 | 0 |  | 0 | 0 | 0 | 0 | 0 | 0 | 0 | 0 | 0 | 0 | 0 | 0 | 0 | 0 | 0 | 0 | 0 | 0 | 0
692 |  | 1 |  |  |  |  | 0 |  |  |  | 0 | 0 | [6 empty] | 0 |  |  |  |  | 0% | 0 | 0 | 0 | 0 | 0 | 0 |  |  | 0 | 0% | 0 | 0 | 0 | 0 | 0 | NewControlTypes | 0 | 0 | 0 | 0 | 0 | 0 | 0 | 0 | 0 | 0 | 0 | 0 | 0 | 0 | 0 | 0 | 0 | 0 | 0 | 0 | 0 | 0 | 0 | 0 | 0 | 0 | 0 | 0 | 0 | 0 | 0 | 0 | 0 | 0 | 0 | 0 | 0 | 0 | 0 | 0 | 0 | 0 | 0 | 0 | 0 | 0 | 0 | 0 | 0 | 0 | 0 | 0 | 0 | 0 | 0 | 0 | 0 | 0 | 0 | 0 | 0 | 0 | 0 | 0 | 0 | 0 | 0 | 0 | 0 | 0 | 0 | 0 | 0 | 0 | 0 | 0 | 0 | 0 | 0 | 0 | 0 |  |  | 0 | 0 | 0 | 0 | 0 | 0 |  | 0 | 0 | 0 | 0 | 0 | 0 | 0 | 0 | 0 | 0 | 0 | 0 | 0 | 0 | 0 | 0 | 0 | 0 | 0
693 |  | 1 |  |  |  |  | 0 |  |  |  | 0 | 0 | [6 empty] | 0 |  |  |  |  | 0% | 0 | 0 | 0 | 0 | 0 | 0 |  |  | 0 | 0% | 0 | 0 | 0 | 0 | 0 | NewControlTypes | 0 | 0 | 0 | 0 | 0 | 0 | 0 | 0 | 0 | 0 | 0 | 0 | 0 | 0 | 0 | 0 | 0 | 0 | 0 | 0 | 0 | 0 | 0 | 0 | 0 | 0 | 0 | 0 | 0 | 0 | 0 | 0 | 0 | 0 | 0 | 0 | 0 | 0 | 0 | 0 | 0 | 0 | 0 | 0 | 0 | 0 | 0 | 0 | 0 | 0 | 0 | 0 | 0 | 0 | 0 | 0 | 0 | 0 | 0 | 0 | 0 | 0 | 0 | 0 | 0 | 0 | 0 | 0 | 0 | 0 | 0 | 0 | 0 | 0 | 0 | 0 | 0 | 0 | 0 | 0 | 0 |  |  | 0 | 0 | 0 | 0 | 0 | 0 |  | 0 | 0 | 0 | 0 | 0 | 0 | 0 | 0 | 0 | 0 | 0 | 0 | 0 | 0 | 0 | 0 | 0 | 0 | 0
694 |  | 1 |  |  |  |  | 0 |  |  |  | 0 | 0 | [6 empty] | 0 |  |  |  |  | 0% | 0 | 0 | 0 | 0 | 0 | 0 |  |  | 0 | 0% | 0 | 0 | 0 | 0 | 0 | NewControlTypes | 0 | 0 | 0 | 0 | 0 | 0 | 0 | 0 | 0 | 0 | 0 | 0 | 0 | 0 | 0 | 0 | 0 | 0 | 0 | 0 | 0 | 0 | 0 | 0 | 0 | 0 | 0 | 0 | 0 | 0 | 0 | 0 | 0 | 0 | 0 | 0 | 0 | 0 | 0 | 0 | 0 | 0 | 0 | 0 | 0 | 0 | 0 | 0 | 0 | 0 | 0 | 0 | 0 | 0 | 0 | 0 | 0 | 0 | 0 | 0 | 0 | 0 | 0 | 0 | 0 | 0 | 0 | 0 | 0 | 0 | 0 | 0 | 0 | 0 | 0 | 0 | 0 | 0 | 0 | 0 | 0 |  |  | 0 | 0 | 0 | 0 | 0 | 0 |  | 0 | 0 | 0 | 0 | 0 | 0 | 0 | 0 | 0 | 0 | 0 | 0 | 0 | 0 | 0 | 0 | 0 | 0 | 0
695 |  | 1 |  |  |  |  | 0 |  |  |  | 0 | 0 | [6 empty] | 0 |  |  |  |  | 0% | 0 | 0 | 0 | 0 | 0 | 0 |  |  | 0 | 0% | 0 | 0 | 0 | 0 | 0 | NewControlTypes | 0 | 0 | 0 | 0 | 0 | 0 | 0 | 0 | 0 | 0 | 0 | 0 | 0 | 0 | 0 | 0 | 0 | 0 | 0 | 0 | 0 | 0 | 0 | 0 | 0 | 0 | 0 | 0 | 0 | 0 | 0 | 0 | 0 | 0 | 0 | 0 | 0 | 0 | 0 | 0 | 0 | 0 | 0 | 0 | 0 | 0 | 0 | 0 | 0 | 0 | 0 | 0 | 0 | 0 | 0 | 0 | 0 | 0 | 0 | 0 | 0 | 0 | 0 | 0 | 0 | 0 | 0 | 0 | 0 | 0 | 0 | 0 | 0 | 0 | 0 | 0 | 0 | 0 | 0 | 0 | 0 |  |  | 0 | 0 | 0 | 0 | 0 | 0 |  | 0 | 0 | 0 | 0 | 0 | 0 | 0 | 0 | 0 | 0 | 0 | 0 | 0 | 0 | 0 | 0 | 0 | 0 | 0
696 |  | 1 |  |  |  |  | 0 |  |  |  | 0 | 0 | [6 empty] | 0 |  |  |  |  | 0% | 0 | 0 | 0 | 0 | 0 | 0 |  |  | 0 | 0% | 0 | 0 | 0 | 0 | 0 | NewControlTypes | 0 | 0 | 0 | 0 | 0 | 0 | 0 | 0 | 0 | 0 | 0 | 0 | 0 | 0 | 0 | 0 | 0 | 0 | 0 | 0 | 0 | 0 | 0 | 0 | 0 | 0 | 0 | 0 | 0 | 0 | 0 | 0 | 0 | 0 | 0 | 0 | 0 | 0 | 0 | 0 | 0 | 0 | 0 | 0 | 0 | 0 | 0 | 0 | 0 | 0 | 0 | 0 | 0 | 0 | 0 | 0 | 0 | 0 | 0 | 0 | 0 | 0 | 0 | 0 | 0 | 0 | 0 | 0 | 0 | 0 | 0 | 0 | 0 | 0 | 0 | 0 | 0 | 0 | 0 | 0 | 0 |  |  | 0 | 0 | 0 | 0 | 0 | 0 |  | 0 | 0 | 0 | 0 | 0 | 0 | 0 | 0 | 0 | 0 | 0 | 0 | 0 | 0 | 0 | 0 | 0 | 0 | 0
697 |  | 1 |  |  |  |  | 0 |  |  |  | 0 | 0 | [6 empty] | 0 |  |  |  |  | 0% | 0 | 0 | 0 | 0 | 0 | 0 |  |  | 0 | 0% | 0 | 0 | 0 | 0 | 0 | NewControlTypes | 0 | 0 | 0 | 0 | 0 | 0 | 0 | 0 | 0 | 0 | 0 | 0 | 0 | 0 | 0 | 0 | 0 | 0 | 0 | 0 | 0 | 0 | 0 | 0 | 0 | 0 | 0 | 0 | 0 | 0 | 0 | 0 | 0 | 0 | 0 | 0 | 0 | 0 | 0 | 0 | 0 | 0 | 0 | 0 | 0 | 0 | 0 | 0 | 0 | 0 | 0 | 0 | 0 | 0 | 0 | 0 | 0 | 0 | 0 | 0 | 0 | 0 | 0 | 0 | 0 | 0 | 0 | 0 | 0 | 0 | 0 | 0 | 0 | 0 | 0 | 0 | 0 | 0 | 0 | 0 | 0 |  |  | 0 | 0 | 0 | 0 | 0 | 0 |  | 0 | 0 | 0 | 0 | 0 | 0 | 0 | 0 | 0 | 0 | 0 | 0 | 0 | 0 | 0 | 0 | 0 | 0 | 0
698 |  | 1 |  |  |  |  | 0 |  |  |  | 0 | 0 | [6 empty] | 0 |  |  |  |  | 0% | 0 | 0 | 0 | 0 | 0 | 0 |  |  | 0 | 0% | 0 | 0 | 0 | 0 | 0 | NewControlTypes | 0 | 0 | 0 | 0 | 0 | 0 | 0 | 0 | 0 | 0 | 0 | 0 | 0 | 0 | 0 | 0 | 0 | 0 | 0 | 0 | 0 | 0 | 0 | 0 | 0 | 0 | 0 | 0 | 0 | 0 | 0 | 0 | 0 | 0 | 0 | 0 | 0 | 0 | 0 | 0 | 0 | 0 | 0 | 0 | 0 | 0 | 0 | 0 | 0 | 0 | 0 | 0 | 0 | 0 | 0 | 0 | 0 | 0 | 0 | 0 | 0 | 0 | 0 | 0 | 0 | 0 | 0 | 0 | 0 | 0 | 0 | 0 | 0 | 0 | 0 | 0 | 0 | 0 | 0 | 0 | 0 |  |  | 0 | 0 | 0 | 0 | 0 | 0 |  | 0 | 0 | 0 | 0 | 0 | 0 | 0 | 0 | 0 | 0 | 0 | 0 | 0 | 0 | 0 | 0 | 0 | 0 | 0
699 |  | 1 |  |  |  |  | 0 |  |  |  | 0 | 0 | [6 empty] | 0 |  |  |  |  | 0% | 0 | 0 | 0 | 0 | 0 | 0 |  |  | 0 | 0% | 0 | 0 | 0 | 0 | 0 | NewControlTypes | 0 | 0 | 0 | 0 | 0 | 0 | 0 | 0 | 0 | 0 | 0 | 0 | 0 | 0 | 0 | 0 | 0 | 0 | 0 | 0 | 0 | 0 | 0 | 0 | 0 | 0 | 0 | 0 | 0 | 0 | 0 | 0 | 0 | 0 | 0 | 0 | 0 | 0 | 0 | 0 | 0 | 0 | 0 | 0 | 0 | 0 | 0 | 0 | 0 | 0 | 0 | 0 | 0 | 0 | 0 | 0 | 0 | 0 | 0 | 0 | 0 | 0 | 0 | 0 | 0 | 0 | 0 | 0 | 0 | 0 | 0 | 0 | 0 | 0 | 0 | 0 | 0 | 0 | 0 | 0 | 0 |  |  | 0 | 0 | 0 | 0 | 0 | 0 |  | 0 | 0 | 0 | 0 | 0 | 0 | 0 | 0 | 0 | 0 | 0 | 0 | 0 | 0 | 0 | 0 | 0 | 0 | 0
700 |  | 1 |  |  |  |  | 0 |  |  |  | 0 | 0 | [6 empty] | 0 |  |  |  |  | 0% | 0 | 0 | 0 | 0 | 0 | 0 |  |  | 0 | 0% | 0 | 0 | 0 | 0 | 0 | NewControlTypes | 0 | 0 | 0 | 0 | 0 | 0 | 0 | 0 | 0 | 0 | 0 | 0 | 0 | 0 | 0 | 0 | 0 | 0 | 0 | 0 | 0 | 0 | 0 | 0 | 0 | 0 | 0 | 0 | 0 | 0 | 0 | 0 | 0 | 0 | 0 | 0 | 0 | 0 | 0 | 0 | 0 | 0 | 0 | 0 | 0 | 0 | 0 | 0 | 0 | 0 | 0 | 0 | 0 | 0 | 0 | 0 | 0 | 0 | 0 | 0 | 0 | 0 | 0 | 0 | 0 | 0 | 0 | 0 | 0 | 0 | 0 | 0 | 0 | 0 | 0 | 0 | 0 | 0 | 0 | 0 | 0 |  |  | 0 | 0 | 0 | 0 | 0 | 0 |  | 0 | 0 | 0 | 0 | 0 | 0 | 0 | 0 | 0 | 0 | 0 | 0 | 0 | 0 | 0 | 0 | 0 | 0 | 0
701 |  | 1 |  |  |  |  | 0 |  |  |  | 0 | 0 | [6 empty] | 0 |  |  |  |  | 0% | 0 | 0 | 0 | 0 | 0 | 0 |  |  | 0 | 0% | 0 | 0 | 0 | 0 | 0 | NewControlTypes | 0 | 0 | 0 | 0 | 0 | 0 | 0 | 0 | 0 | 0 | 0 | 0 | 0 | 0 | 0 | 0 | 0 | 0 | 0 | 0 | 0 | 0 | 0 | 0 | 0 | 0 | 0 | 0 | 0 | 0 | 0 | 0 | 0 | 0 | 0 | 0 | 0 | 0 | 0 | 0 | 0 | 0 | 0 | 0 | 0 | 0 | 0 | 0 | 0 | 0 | 0 | 0 | 0 | 0 | 0 | 0 | 0 | 0 | 0 | 0 | 0 | 0 | 0 | 0 | 0 | 0 | 0 | 0 | 0 | 0 | 0 | 0 | 0 | 0 | 0 | 0 | 0 | 0 | 0 | 0 | 0 |  |  | 0 | 0 | 0 | 0 | 0 | 0 |  | 0 | 0 | 0 | 0 | 0 | 0 | 0 | 0 | 0 | 0 | 0 | 0 | 0 | 0 | 0 | 0 | 0 | 0 | 0
702 |  | 1 |  |  |  |  | 0 |  |  |  | 0 | 0 | [6 empty] | 0 |  |  |  |  | 0% | 0 | 0 | 0 | 0 | 0 | 0 |  |  | 0 | 0% | 0 | 0 | 0 | 0 | 0 | NewControlTypes | 0 | 0 | 0 | 0 | 0 | 0 | 0 | 0 | 0 | 0 | 0 | 0 | 0 | 0 | 0 | 0 | 0 | 0 | 0 | 0 | 0 | 0 | 0 | 0 | 0 | 0 | 0 | 0 | 0 | 0 | 0 | 0 | 0 | 0 | 0 | 0 | 0 | 0 | 0 | 0 | 0 | 0 | 0 | 0 | 0 | 0 | 0 | 0 | 0 | 0 | 0 | 0 | 0 | 0 | 0 | 0 | 0 | 0 | 0 | 0 | 0 | 0 | 0 | 0 | 0 | 0 | 0 | 0 | 0 | 0 | 0 | 0 | 0 | 0 | 0 | 0 | 0 | 0 | 0 | 0 | 0 |  |  | 0 | 0 | 0 | 0 | 0 | 0 |  | 0 | 0 | 0 | 0 | 0 | 0 | 0 | 0 | 0 | 0 | 0 | 0 | 0 | 0 | 0 | 0 | 0 | 0 | 0
703 |  | 1 |  |  |  |  | 0 |  |  |  | 0 | 0 | [6 empty] | 0 |  |  |  |  | 0% | 0 | 0 | 0 | 0 | 0 | 0 |  |  | 0 | 0% | 0 | 0 | 0 | 0 | 0 | NewControlTypes | 0 | 0 | 0 | 0 | 0 | 0 | 0 | 0 | 0 | 0 | 0 | 0 | 0 | 0 | 0 | 0 | 0 | 0 | 0 | 0 | 0 | 0 | 0 | 0 | 0 | 0 | 0 | 0 | 0 | 0 | 0 | 0 | 0 | 0 | 0 | 0 | 0 | 0 | 0 | 0 | 0 | 0 | 0 | 0 | 0 | 0 | 0 | 0 | 0 | 0 | 0 | 0 | 0 | 0 | 0 | 0 | 0 | 0 | 0 | 0 | 0 | 0 | 0 | 0 | 0 | 0 | 0 | 0 | 0 | 0 | 0 | 0 | 0 | 0 | 0 | 0 | 0 | 0 | 0 | 0 | 0 |  |  | 0 | 0 | 0 | 0 | 0 | 0 |  | 0 | 0 | 0 | 0 | 0 | 0 | 0 | 0 | 0 | 0 | 0 | 0 | 0 | 0 | 0 | 0 | 0 | 0 | 0
704 |  | 1 |  |  |  |  | 0 |  |  |  | 0 | 0 | [6 empty] | 0 |  |  |  |  | 0% | 0 | 0 | 0 | 0 | 0 | 0 |  |  | 0 | 0% | 0 | 0 | 0 | 0 | 0 | NewControlTypes | 0 | 0 | 0 | 0 | 0 | 0 | 0 | 0 | 0 | 0 | 0 | 0 | 0 | 0 | 0 | 0 | 0 | 0 | 0 | 0 | 0 | 0 | 0 | 0 | 0 | 0 | 0 | 0 | 0 | 0 | 0 | 0 | 0 | 0 | 0 | 0 | 0 | 0 | 0 | 0 | 0 | 0 | 0 | 0 | 0 | 0 | 0 | 0 | 0 | 0 | 0 | 0 | 0 | 0 | 0 | 0 | 0 | 0 | 0 | 0 | 0 | 0 | 0 | 0 | 0 | 0 | 0 | 0 | 0 | 0 | 0 | 0 | 0 | 0 | 0 | 0 | 0 | 0 | 0 | 0 | 0 |  |  | 0 | 0 | 0 | 0 | 0 | 0 |  | 0 | 0 | 0 | 0 | 0 | 0 | 0 | 0 | 0 | 0 | 0 | 0 | 0 | 0 | 0 | 0 | 0 | 0 | 0
705 |  | 1 |  |  |  |  | 0 |  |  |  | 0 | 0 | [6 empty] | 0 |  |  |  |  | 0% | 0 | 0 | 0 | 0 | 0 | 0 |  |  | 0 | 0% | 0 | 0 | 0 | 0 | 0 | NewControlTypes | 0 | 0 | 0 | 0 | 0 | 0 | 0 | 0 | 0 | 0 | 0 | 0 | 0 | 0 | 0 | 0 | 0 | 0 | 0 | 0 | 0 | 0 | 0 | 0 | 0 | 0 | 0 | 0 | 0 | 0 | 0 | 0 | 0 | 0 | 0 | 0 | 0 | 0 | 0 | 0 | 0 | 0 | 0 | 0 | 0 | 0 | 0 | 0 | 0 | 0 | 0 | 0 | 0 | 0 | 0 | 0 | 0 | 0 | 0 | 0 | 0 | 0 | 0 | 0 | 0 | 0 | 0 | 0 | 0 | 0 | 0 | 0 | 0 | 0 | 0 | 0 | 0 | 0 | 0 | 0 | 0 |  |  | 0 | 0 | 0 | 0 | 0 | 0 |  | 0 | 0 | 0 | 0 | 0 | 0 | 0 | 0 | 0 | 0 | 0 | 0 | 0 | 0 | 0 | 0 | 0 | 0 | 0
706 |  | 1 |  |  |  |  | 0 |  |  |  | 0 | 0 | [6 empty] | 0 |  |  |  |  | 0% | 0 | 0 | 0 | 0 | 0 | 0 |  |  | 0 | 0% | 0 | 0 | 0 | 0 | 0 | NewControlTypes | 0 | 0 | 0 | 0 | 0 | 0 | 0 | 0 | 0 | 0 | 0 | 0 | 0 | 0 | 0 | 0 | 0 | 0 | 0 | 0 | 0 | 0 | 0 | 0 | 0 | 0 | 0 | 0 | 0 | 0 | 0 | 0 | 0 | 0 | 0 | 0 | 0 | 0 | 0 | 0 | 0 | 0 | 0 | 0 | 0 | 0 | 0 | 0 | 0 | 0 | 0 | 0 | 0 | 0 | 0 | 0 | 0 | 0 | 0 | 0 | 0 | 0 | 0 | 0 | 0 | 0 | 0 | 0 | 0 | 0 | 0 | 0 | 0 | 0 | 0 | 0 | 0 | 0 | 0 | 0 | 0 |  |  | 0 | 0 | 0 | 0 | 0 | 0 |  | 0 | 0 | 0 | 0 | 0 | 0 | 0 | 0 | 0 | 0 | 0 | 0 | 0 | 0 | 0 | 0 | 0 | 0 | 0
707 |  | 1 |  |  |  |  | 0 |  |  |  | 0 | 0 | [6 empty] | 0 |  |  |  |  | 0% | 0 | 0 | 0 | 0 | 0 | 0 |  |  | 0 | 0% | 0 | 0 | 0 | 0 | 0 | NewControlTypes | 0 | 0 | 0 | 0 | 0 | 0 | 0 | 0 | 0 | 0 | 0 | 0 | 0 | 0 | 0 | 0 | 0 | 0 | 0 | 0 | 0 | 0 | 0 | 0 | 0 | 0 | 0 | 0 | 0 | 0 | 0 | 0 | 0 | 0 | 0 | 0 | 0 | 0 | 0 | 0 | 0 | 0 | 0 | 0 | 0 | 0 | 0 | 0 | 0 | 0 | 0 | 0 | 0 | 0 | 0 | 0 | 0 | 0 | 0 | 0 | 0 | 0 | 0 | 0 | 0 | 0 | 0 | 0 | 0 | 0 | 0 | 0 | 0 | 0 | 0 | 0 | 0 | 0 | 0 | 0 | 0 |  |  | 0 | 0 | 0 | 0 | 0 | 0 |  | 0 | 0 | 0 | 0 | 0 | 0 | 0 | 0 | 0 | 0 | 0 | 0 | 0 | 0 | 0 | 0 | 0 | 0 | 0
708 |  | 1 |  |  |  |  | 0 |  |  |  | 0 | 0 | [6 empty] | 0 |  |  |  |  | 0% | 0 | 0 | 0 | 0 | 0 | 0 |  |  | 0 | 0% | 0 | 0 | 0 | 0 | 0 | NewControlTypes | 0 | 0 | 0 | 0 | 0 | 0 | 0 | 0 | 0 | 0 | 0 | 0 | 0 | 0 | 0 | 0 | 0 | 0 | 0 | 0 | 0 | 0 | 0 | 0 | 0 | 0 | 0 | 0 | 0 | 0 | 0 | 0 | 0 | 0 | 0 | 0 | 0 | 0 | 0 | 0 | 0 | 0 | 0 | 0 | 0 | 0 | 0 | 0 | 0 | 0 | 0 | 0 | 0 | 0 | 0 | 0 | 0 | 0 | 0 | 0 | 0 | 0 | 0 | 0 | 0 | 0 | 0 | 0 | 0 | 0 | 0 | 0 | 0 | 0 | 0 | 0 | 0 | 0 | 0 | 0 | 0 |  |  | 0 | 0 | 0 | 0 | 0 | 0 |  | 0 | 0 | 0 | 0 | 0 | 0 | 0 | 0 | 0 | 0 | 0 | 0 | 0 | 0 | 0 | 0 | 0 | 0 | 0
709 |  | 1 |  |  |  |  | 0 |  |  |  | 0 | 0 | [6 empty] | 0 |  |  |  |  | 0% | 0 | 0 | 0 | 0 | 0 | 0 |  |  | 0 | 0% | 0 | 0 | 0 | 0 | 0 | NewControlTypes | 0 | 0 | 0 | 0 | 0 | 0 | 0 | 0 | 0 | 0 | 0 | 0 | 0 | 0 | 0 | 0 | 0 | 0 | 0 | 0 | 0 | 0 | 0 | 0 | 0 | 0 | 0 | 0 | 0 | 0 | 0 | 0 | 0 | 0 | 0 | 0 | 0 | 0 | 0 | 0 | 0 | 0 | 0 | 0 | 0 | 0 | 0 | 0 | 0 | 0 | 0 | 0 | 0 | 0 | 0 | 0 | 0 | 0 | 0 | 0 | 0 | 0 | 0 | 0 | 0 | 0 | 0 | 0 | 0 | 0 | 0 | 0 | 0 | 0 | 0 | 0 | 0 | 0 | 0 | 0 | 0 |  |  | 0 | 0 | 0 | 0 | 0 | 0 |  | 0 | 0 | 0 | 0 | 0 | 0 | 0 | 0 | 0 | 0 | 0 | 0 | 0 | 0 | 0 | 0 | 0 | 0 | 0
710 |  | 1 |  |  |  |  | 0 |  |  |  | 0 | 0 | [6 empty] | 0 |  |  |  |  | 0% | 0 | 0 | 0 | 0 | 0 | 0 |  |  | 0 | 0% | 0 | 0 | 0 | 0 | 0 | NewControlTypes | 0 | 0 | 0 | 0 | 0 | 0 | 0 | 0 | 0 | 0 | 0 | 0 | 0 | 0 | 0 | 0 | 0 | 0 | 0 | 0 | 0 | 0 | 0 | 0 | 0 | 0 | 0 | 0 | 0 | 0 | 0 | 0 | 0 | 0 | 0 | 0 | 0 | 0 | 0 | 0 | 0 | 0 | 0 | 0 | 0 | 0 | 0 | 0 | 0 | 0 | 0 | 0 | 0 | 0 | 0 | 0 | 0 | 0 | 0 | 0 | 0 | 0 | 0 | 0 | 0 | 0 | 0 | 0 | 0 | 0 | 0 | 0 | 0 | 0 | 0 | 0 | 0 | 0 | 0 | 0 | 0 |  |  | 0 | 0 | 0 | 0 | 0 | 0 |  | 0 | 0 | 0 | 0 | 0 | 0 | 0 | 0 | 0 | 0 | 0 | 0 | 0 | 0 | 0 | 0 | 0 | 0 | 0
711 |  | 1 |  |  |  |  | 0 |  |  |  | 0 | 0 | [6 empty] | 0 |  |  |  |  | 0% | 0 | 0 | 0 | 0 | 0 | 0 |  |  | 0 | 0% | 0 | 0 | 0 | 0 | 0 | NewControlTypes | 0 | 0 | 0 | 0 | 0 | 0 | 0 | 0 | 0 | 0 | 0 | 0 | 0 | 0 | 0 | 0 | 0 | 0 | 0 | 0 | 0 | 0 | 0 | 0 | 0 | 0 | 0 | 0 | 0 | 0 | 0 | 0 | 0 | 0 | 0 | 0 | 0 | 0 | 0 | 0 | 0 | 0 | 0 | 0 | 0 | 0 | 0 | 0 | 0 | 0 | 0 | 0 | 0 | 0 | 0 | 0 | 0 | 0 | 0 | 0 | 0 | 0 | 0 | 0 | 0 | 0 | 0 | 0 | 0 | 0 | 0 | 0 | 0 | 0 | 0 | 0 | 0 | 0 | 0 | 0 | 0 |  |  | 0 | 0 | 0 | 0 | 0 | 0 |  | 0 | 0 | 0 | 0 | 0 | 0 | 0 | 0 | 0 | 0 | 0 | 0 | 0 | 0 | 0 | 0 | 0 | 0 | 0
712 |  | 1 |  |  |  |  | 0 |  |  |  | 0 | 0 | [6 empty] | 0 |  |  |  |  | 0% | 0 | 0 | 0 | 0 | 0 | 0 |  |  | 0 | 0% | 0 | 0 | 0 | 0 | 0 | NewControlTypes | 0 | 0 | 0 | 0 | 0 | 0 | 0 | 0 | 0 | 0 | 0 | 0 | 0 | 0 | 0 | 0 | 0 | 0 | 0 | 0 | 0 | 0 | 0 | 0 | 0 | 0 | 0 | 0 | 0 | 0 | 0 | 0 | 0 | 0 | 0 | 0 | 0 | 0 | 0 | 0 | 0 | 0 | 0 | 0 | 0 | 0 | 0 | 0 | 0 | 0 | 0 | 0 | 0 | 0 | 0 | 0 | 0 | 0 | 0 | 0 | 0 | 0 | 0 | 0 | 0 | 0 | 0 | 0 | 0 | 0 | 0 | 0 | 0 | 0 | 0 | 0 | 0 | 0 | 0 | 0 | 0 |  |  | 0 | 0 | 0 | 0 | 0 | 0 |  | 0 | 0 | 0 | 0 | 0 | 0 | 0 | 0 | 0 | 0 | 0 | 0 | 0 | 0 | 0 | 0 | 0 | 0 | 0
713 |  | 1 |  |  |  |  | 0 |  |  |  | 0 | 0 | [6 empty] | 0 |  |  |  |  | 0% | 0 | 0 | 0 | 0 | 0 | 0 |  |  | 0 | 0% | 0 | 0 | 0 | 0 | 0 | NewControlTypes | 0 | 0 | 0 | 0 | 0 | 0 | 0 | 0 | 0 | 0 | 0 | 0 | 0 | 0 | 0 | 0 | 0 | 0 | 0 | 0 | 0 | 0 | 0 | 0 | 0 | 0 | 0 | 0 | 0 | 0 | 0 | 0 | 0 | 0 | 0 | 0 | 0 | 0 | 0 | 0 | 0 | 0 | 0 | 0 | 0 | 0 | 0 | 0 | 0 | 0 | 0 | 0 | 0 | 0 | 0 | 0 | 0 | 0 | 0 | 0 | 0 | 0 | 0 | 0 | 0 | 0 | 0 | 0 | 0 | 0 | 0 | 0 | 0 | 0 | 0 | 0 | 0 | 0 | 0 | 0 | 0 |  |  | 0 | 0 | 0 | 0 | 0 | 0 |  | 0 | 0 | 0 | 0 | 0 | 0 | 0 | 0 | 0 | 0 | 0 | 0 | 0 | 0 | 0 | 0 | 0 | 0 | 0
714 |  | 1 |  |  |  |  | 0 |  |  |  | 0 | 0 | [6 empty] | 0 |  |  |  |  | 0% | 0 | 0 | 0 | 0 | 0 | 0 |  |  | 0 | 0% | 0 | 0 | 0 | 0 | 0 | NewControlTypes | 0 | 0 | 0 | 0 | 0 | 0 | 0 | 0 | 0 | 0 | 0 | 0 | 0 | 0 | 0 | 0 | 0 | 0 | 0 | 0 | 0 | 0 | 0 | 0 | 0 | 0 | 0 | 0 | 0 | 0 | 0 | 0 | 0 | 0 | 0 | 0 | 0 | 0 | 0 | 0 | 0 | 0 | 0 | 0 | 0 | 0 | 0 | 0 | 0 | 0 | 0 | 0 | 0 | 0 | 0 | 0 | 0 | 0 | 0 | 0 | 0 | 0 | 0 | 0 | 0 | 0 | 0 | 0 | 0 | 0 | 0 | 0 | 0 | 0 | 0 | 0 | 0 | 0 | 0 | 0 | 0 |  |  | 0 | 0 | 0 | 0 | 0 | 0 |  | 0 | 0 | 0 | 0 | 0 | 0 | 0 | 0 | 0 | 0 | 0 | 0 | 0 | 0 | 0 | 0 | 0 | 0 | 0
715 |  | 1 |  |  |  |  | 0 |  |  |  | 0 | 0 | [6 empty] | 0 |  |  |  |  | 0% | 0 | 0 | 0 | 0 | 0 | 0 |  |  | 0 | 0% | 0 | 0 | 0 | 0 | 0 | NewControlTypes | 0 | 0 | 0 | 0 | 0 | 0 | 0 | 0 | 0 | 0 | 0 | 0 | 0 | 0 | 0 | 0 | 0 | 0 | 0 | 0 | 0 | 0 | 0 | 0 | 0 | 0 | 0 | 0 | 0 | 0 | 0 | 0 | 0 | 0 | 0 | 0 | 0 | 0 | 0 | 0 | 0 | 0 | 0 | 0 | 0 | 0 | 0 | 0 | 0 | 0 | 0 | 0 | 0 | 0 | 0 | 0 | 0 | 0 | 0 | 0 | 0 | 0 | 0 | 0 | 0 | 0 | 0 | 0 | 0 | 0 | 0 | 0 | 0 | 0 | 0 | 0 | 0 | 0 | 0 | 0 | 0 |  |  | 0 | 0 | 0 | 0 | 0 | 0 |  | 0 | 0 | 0 | 0 | 0 | 0 | 0 | 0 | 0 | 0 | 0 | 0 | 0 | 0 | 0 | 0 | 0 | 0 | 0
716 |  | 1 |  |  |  |  | 0 |  |  |  | 0 | 0 | [6 empty] | 0 |  |  |  |  | 0% | 0 | 0 | 0 | 0 | 0 | 0 |  |  | 0 | 0% | 0 | 0 | 0 | 0 | 0 | NewControlTypes | 0 | 0 | 0 | 0 | 0 | 0 | 0 | 0 | 0 | 0 | 0 | 0 | 0 | 0 | 0 | 0 | 0 | 0 | 0 | 0 | 0 | 0 | 0 | 0 | 0 | 0 | 0 | 0 | 0 | 0 | 0 | 0 | 0 | 0 | 0 | 0 | 0 | 0 | 0 | 0 | 0 | 0 | 0 | 0 | 0 | 0 | 0 | 0 | 0 | 0 | 0 | 0 | 0 | 0 | 0 | 0 | 0 | 0 | 0 | 0 | 0 | 0 | 0 | 0 | 0 | 0 | 0 | 0 | 0 | 0 | 0 | 0 | 0 | 0 | 0 | 0 | 0 | 0 | 0 | 0 | 0 |  |  | 0 | 0 | 0 | 0 | 0 | 0 |  | 0 | 0 | 0 | 0 | 0 | 0 | 0 | 0 | 0 | 0 | 0 | 0 | 0 | 0 | 0 | 0 | 0 | 0 | 0
717 |  | 1 |  |  |  |  | 0 |  |  |  | 0 | 0 | [6 empty] | 0 |  |  |  |  | 0% | 0 | 0 | 0 | 0 | 0 | 0 |  |  | 0 | 0% | 0 | 0 | 0 | 0 | 0 | NewControlTypes | 0 | 0 | 0 | 0 | 0 | 0 | 0 | 0 | 0 | 0 | 0 | 0 | 0 | 0 | 0 | 0 | 0 | 0 | 0 | 0 | 0 | 0 | 0 | 0 | 0 | 0 | 0 | 0 | 0 | 0 | 0 | 0 | 0 | 0 | 0 | 0 | 0 | 0 | 0 | 0 | 0 | 0 | 0 | 0 | 0 | 0 | 0 | 0 | 0 | 0 | 0 | 0 | 0 | 0 | 0 | 0 | 0 | 0 | 0 | 0 | 0 | 0 | 0 | 0 | 0 | 0 | 0 | 0 | 0 | 0 | 0 | 0 | 0 | 0 | 0 | 0 | 0 | 0 | 0 | 0 | 0 |  |  | 0 | 0 | 0 | 0 | 0 | 0 |  | 0 | 0 | 0 | 0 | 0 | 0 | 0 | 0 | 0 | 0 | 0 | 0 | 0 | 0 | 0 | 0 | 0 | 0 | 0
718 |  | 1 |  |  |  |  | 0 |  |  |  | 0 | 0 | [6 empty] | 0 |  |  |  |  | 0% | 0 | 0 | 0 | 0 | 0 | 0 |  |  | 0 | 0% | 0 | 0 | 0 | 0 | 0 | NewControlTypes | 0 | 0 | 0 | 0 | 0 | 0 | 0 | 0 | 0 | 0 | 0 | 0 | 0 | 0 | 0 | 0 | 0 | 0 | 0 | 0 | 0 | 0 | 0 | 0 | 0 | 0 | 0 | 0 | 0 | 0 | 0 | 0 | 0 | 0 | 0 | 0 | 0 | 0 | 0 | 0 | 0 | 0 | 0 | 0 | 0 | 0 | 0 | 0 | 0 | 0 | 0 | 0 | 0 | 0 | 0 | 0 | 0 | 0 | 0 | 0 | 0 | 0 | 0 | 0 | 0 | 0 | 0 | 0 | 0 | 0 | 0 | 0 | 0 | 0 | 0 | 0 | 0 | 0 | 0 | 0 | 0 |  |  | 0 | 0 | 0 | 0 | 0 | 0 |  | 0 | 0 | 0 | 0 | 0 | 0 | 0 | 0 | 0 | 0 | 0 | 0 | 0 | 0 | 0 | 0 | 0 | 0 | 0
719 |  | 1 |  |  |  |  | 0 |  |  |  | 0 | 0 | [6 empty] | 0 |  |  |  |  | 0% | 0 | 0 | 0 | 0 | 0 | 0 |  |  | 0 | 0% | 0 | 0 | 0 | 0 | 0 | NewControlTypes | 0 | 0 | 0 | 0 | 0 | 0 | 0 | 0 | 0 | 0 | 0 | 0 | 0 | 0 | 0 | 0 | 0 | 0 | 0 | 0 | 0 | 0 | 0 | 0 | 0 | 0 | 0 | 0 | 0 | 0 | 0 | 0 | 0 | 0 | 0 | 0 | 0 | 0 | 0 | 0 | 0 | 0 | 0 | 0 | 0 | 0 | 0 | 0 | 0 | 0 | 0 | 0 | 0 | 0 | 0 | 0 | 0 | 0 | 0 | 0 | 0 | 0 | 0 | 0 | 0 | 0 | 0 | 0 | 0 | 0 | 0 | 0 | 0 | 0 | 0 | 0 | 0 | 0 | 0 | 0 | 0 |  |  | 0 | 0 | 0 | 0 | 0 | 0 |  | 0 | 0 | 0 | 0 | 0 | 0 | 0 | 0 | 0 | 0 | 0 | 0 | 0 | 0 | 0 | 0 | 0 | 0 | 0
720 |  | 1 |  |  |  |  | 0 |  |  |  | 0 | 0 | [6 empty] | 0 |  |  |  |  | 0% | 0 | 0 | 0 | 0 | 0 | 0 |  |  | 0 | 0% | 0 | 0 | 0 | 0 | 0 | NewControlTypes | 0 | 0 | 0 | 0 | 0 | 0 | 0 | 0 | 0 | 0 | 0 | 0 | 0 | 0 | 0 | 0 | 0 | 0 | 0 | 0 | 0 | 0 | 0 | 0 | 0 | 0 | 0 | 0 | 0 | 0 | 0 | 0 | 0 | 0 | 0 | 0 | 0 | 0 | 0 | 0 | 0 | 0 | 0 | 0 | 0 | 0 | 0 | 0 | 0 | 0 | 0 | 0 | 0 | 0 | 0 | 0 | 0 | 0 | 0 | 0 | 0 | 0 | 0 | 0 | 0 | 0 | 0 | 0 | 0 | 0 | 0 | 0 | 0 | 0 | 0 | 0 | 0 | 0 | 0 | 0 | 0 |  |  | 0 | 0 | 0 | 0 | 0 | 0 |  | 0 | 0 | 0 | 0 | 0 | 0 | 0 | 0 | 0 | 0 | 0 | 0 | 0 | 0 | 0 | 0 | 0 | 0 | 0
721 |  | 1 |  |  |  |  | 0 |  |  |  | 0 | 0 | [6 empty] | 0 |  |  |  |  | 0% | 0 | 0 | 0 | 0 | 0 | 0 |  |  | 0 | 0% | 0 | 0 | 0 | 0 | 0 | NewControlTypes | 0 | 0 | 0 | 0 | 0 | 0 | 0 | 0 | 0 | 0 | 0 | 0 | 0 | 0 | 0 | 0 | 0 | 0 | 0 | 0 | 0 | 0 | 0 | 0 | 0 | 0 | 0 | 0 | 0 | 0 | 0 | 0 | 0 | 0 | 0 | 0 | 0 | 0 | 0 | 0 | 0 | 0 | 0 | 0 | 0 | 0 | 0 | 0 | 0 | 0 | 0 | 0 | 0 | 0 | 0 | 0 | 0 | 0 | 0 | 0 | 0 | 0 | 0 | 0 | 0 | 0 | 0 | 0 | 0 | 0 | 0 | 0 | 0 | 0 | 0 | 0 | 0 | 0 | 0 | 0 | 0 |  |  | 0 | 0 | 0 | 0 | 0 | 0 |  | 0 | 0 | 0 | 0 | 0 | 0 | 0 | 0 | 0 | 0 | 0 | 0 | 0 | 0 | 0 | 0 | 0 | 0 | 0
722 |  | 1 |  |  |  |  | 0 |  |  |  | 0 | 0 | [6 empty] | 0 |  |  |  |  | 0% | 0 | 0 | 0 | 0 | 0 | 0 |  |  | 0 | 0% | 0 | 0 | 0 | 0 | 0 | NewControlTypes | 0 | 0 | 0 | 0 | 0 | 0 | 0 | 0 | 0 | 0 | 0 | 0 | 0 | 0 | 0 | 0 | 0 | 0 | 0 | 0 | 0 | 0 | 0 | 0 | 0 | 0 | 0 | 0 | 0 | 0 | 0 | 0 | 0 | 0 | 0 | 0 | 0 | 0 | 0 | 0 | 0 | 0 | 0 | 0 | 0 | 0 | 0 | 0 | 0 | 0 | 0 | 0 | 0 | 0 | 0 | 0 | 0 | 0 | 0 | 0 | 0 | 0 | 0 | 0 | 0 | 0 | 0 | 0 | 0 | 0 | 0 | 0 | 0 | 0 | 0 | 0 | 0 | 0 | 0 | 0 | 0 |  |  | 0 | 0 | 0 | 0 | 0 | 0 |  | 0 | 0 | 0 | 0 | 0 | 0 | 0 | 0 | 0 | 0 | 0 | 0 | 0 | 0 | 0 | 0 | 0 | 0 | 0
723 |  | 1 |  |  |  |  | 0 |  |  |  | 0 | 0 | [6 empty] | 0 |  |  |  |  | 0% | 0 | 0 | 0 | 0 | 0 | 0 |  |  | 0 | 0% | 0 | 0 | 0 | 0 | 0 | NewControlTypes | 0 | 0 | 0 | 0 | 0 | 0 | 0 | 0 | 0 | 0 | 0 | 0 | 0 | 0 | 0 | 0 | 0 | 0 | 0 | 0 | 0 | 0 | 0 | 0 | 0 | 0 | 0 | 0 | 0 | 0 | 0 | 0 | 0 | 0 | 0 | 0 | 0 | 0 | 0 | 0 | 0 | 0 | 0 | 0 | 0 | 0 | 0 | 0 | 0 | 0 | 0 | 0 | 0 | 0 | 0 | 0 | 0 | 0 | 0 | 0 | 0 | 0 | 0 | 0 | 0 | 0 | 0 | 0 | 0 | 0 | 0 | 0 | 0 | 0 | 0 | 0 | 0 | 0 | 0 | 0 | 0 |  |  | 0 | 0 | 0 | 0 | 0 | 0 |  | 0 | 0 | 0 | 0 | 0 | 0 | 0 | 0 | 0 | 0 | 0 | 0 | 0 | 0 | 0 | 0 | 0 | 0 | 0
724 |  | 1 |  |  |  |  | 0 |  |  |  | 0 | 0 | [6 empty] | 0 |  |  |  |  | 0% | 0 | 0 | 0 | 0 | 0 | 0 |  |  | 0 | 0% | 0 | 0 | 0 | 0 | 0 | NewControlTypes | 0 | 0 | 0 | 0 | 0 | 0 | 0 | 0 | 0 | 0 | 0 | 0 | 0 | 0 | 0 | 0 | 0 | 0 | 0 | 0 | 0 | 0 | 0 | 0 | 0 | 0 | 0 | 0 | 0 | 0 | 0 | 0 | 0 | 0 | 0 | 0 | 0 | 0 | 0 | 0 | 0 | 0 | 0 | 0 | 0 | 0 | 0 | 0 | 0 | 0 | 0 | 0 | 0 | 0 | 0 | 0 | 0 | 0 | 0 | 0 | 0 | 0 | 0 | 0 | 0 | 0 | 0 | 0 | 0 | 0 | 0 | 0 | 0 | 0 | 0 | 0 | 0 | 0 | 0 | 0 | 0 |  |  | 0 | 0 | 0 | 0 | 0 | 0 |  | 0 | 0 | 0 | 0 | 0 | 0 | 0 | 0 | 0 | 0 | 0 | 0 | 0 | 0 | 0 | 0 | 0 | 0 | 0
725 |  | 1 |  |  |  |  | 0 |  |  |  | 0 | 0 | [6 empty] | 0 |  |  |  |  | 0% | 0 | 0 | 0 | 0 | 0 | 0 |  |  | 0 | 0% | 0 | 0 | 0 | 0 | 0 | NewControlTypes | 0 | 0 | 0 | 0 | 0 | 0 | 0 | 0 | 0 | 0 | 0 | 0 | 0 | 0 | 0 | 0 | 0 | 0 | 0 | 0 | 0 | 0 | 0 | 0 | 0 | 0 | 0 | 0 | 0 | 0 | 0 | 0 | 0 | 0 | 0 | 0 | 0 | 0 | 0 | 0 | 0 | 0 | 0 | 0 | 0 | 0 | 0 | 0 | 0 | 0 | 0 | 0 | 0 | 0 | 0 | 0 | 0 | 0 | 0 | 0 | 0 | 0 | 0 | 0 | 0 | 0 | 0 | 0 | 0 | 0 | 0 | 0 | 0 | 0 | 0 | 0 | 0 | 0 | 0 | 0 | 0 |  |  | 0 | 0 | 0 | 0 | 0 | 0 |  | 0 | 0 | 0 | 0 | 0 | 0 | 0 | 0 | 0 | 0 | 0 | 0 | 0 | 0 | 0 | 0 | 0 | 0 | 0
726 |  | 1 |  |  |  |  | 0 |  |  |  | 0 | 0 | [6 empty] | 0 |  |  |  |  | 0% | 0 | 0 | 0 | 0 | 0 | 0 |  |  | 0 | 0% | 0 | 0 | 0 | 0 | 0 | NewControlTypes | 0 | 0 | 0 | 0 | 0 | 0 | 0 | 0 | 0 | 0 | 0 | 0 | 0 | 0 | 0 | 0 | 0 | 0 | 0 | 0 | 0 | 0 | 0 | 0 | 0 | 0 | 0 | 0 | 0 | 0 | 0 | 0 | 0 | 0 | 0 | 0 | 0 | 0 | 0 | 0 | 0 | 0 | 0 | 0 | 0 | 0 | 0 | 0 | 0 | 0 | 0 | 0 | 0 | 0 | 0 | 0 | 0 | 0 | 0 | 0 | 0 | 0 | 0 | 0 | 0 | 0 | 0 | 0 | 0 | 0 | 0 | 0 | 0 | 0 | 0 | 0 | 0 | 0 | 0 | 0 | 0 |  |  | 0 | 0 | 0 | 0 | 0 | 0 |  | 0 | 0 | 0 | 0 | 0 | 0 | 0 | 0 | 0 | 0 | 0 | 0 | 0 | 0 | 0 | 0 | 0 | 0 | 0
727 |  | 1 |  |  |  |  | 0 |  |  |  | 0 | 0 | [6 empty] | 0 |  |  |  |  | 0% | 0 | 0 | 0 | 0 | 0 | 0 |  |  | 0 | 0% | 0 | 0 | 0 | 0 | 0 | NewControlTypes | 0 | 0 | 0 | 0 | 0 | 0 | 0 | 0 | 0 | 0 | 0 | 0 | 0 | 0 | 0 | 0 | 0 | 0 | 0 | 0 | 0 | 0 | 0 | 0 | 0 | 0 | 0 | 0 | 0 | 0 | 0 | 0 | 0 | 0 | 0 | 0 | 0 | 0 | 0 | 0 | 0 | 0 | 0 | 0 | 0 | 0 | 0 | 0 | 0 | 0 | 0 | 0 | 0 | 0 | 0 | 0 | 0 | 0 | 0 | 0 | 0 | 0 | 0 | 0 | 0 | 0 | 0 | 0 | 0 | 0 | 0 | 0 | 0 | 0 | 0 | 0 | 0 | 0 | 0 | 0 | 0 |  |  | 0 | 0 | 0 | 0 | 0 | 0 |  | 0 | 0 | 0 | 0 | 0 | 0 | 0 | 0 | 0 | 0 | 0 | 0 | 0 | 0 | 0 | 0 | 0 | 0 | 0
728 |  | 1 |  |  |  |  | 0 |  |  |  | 0 | 0 | [6 empty] | 0 |  |  |  |  | 0% | 0 | 0 | 0 | 0 | 0 | 0 |  |  | 0 | 0% | 0 | 0 | 0 | 0 | 0 | NewControlTypes | 0 | 0 | 0 | 0 | 0 | 0 | 0 | 0 | 0 | 0 | 0 | 0 | 0 | 0 | 0 | 0 | 0 | 0 | 0 | 0 | 0 | 0 | 0 | 0 | 0 | 0 | 0 | 0 | 0 | 0 | 0 | 0 | 0 | 0 | 0 | 0 | 0 | 0 | 0 | 0 | 0 | 0 | 0 | 0 | 0 | 0 | 0 | 0 | 0 | 0 | 0 | 0 | 0 | 0 | 0 | 0 | 0 | 0 | 0 | 0 | 0 | 0 | 0 | 0 | 0 | 0 | 0 | 0 | 0 | 0 | 0 | 0 | 0 | 0 | 0 | 0 | 0 | 0 | 0 | 0 | 0 |  |  | 0 | 0 | 0 | 0 | 0 | 0 |  | 0 | 0 | 0 | 0 | 0 | 0 | 0 | 0 | 0 | 0 | 0 | 0 | 0 | 0 | 0 | 0 | 0 | 0 | 0
729 |  | 1 |  |  |  |  | 0 |  |  |  | 0 | 0 | [6 empty] | 0 |  |  |  |  | 0% | 0 | 0 | 0 | 0 | 0 | 0 |  |  | 0 | 0% | 0 | 0 | 0 | 0 | 0 | NewControlTypes | 0 | 0 | 0 | 0 | 0 | 0 | 0 | 0 | 0 | 0 | 0 | 0 | 0 | 0 | 0 | 0 | 0 | 0 | 0 | 0 | 0 | 0 | 0 | 0 | 0 | 0 | 0 | 0 | 0 | 0 | 0 | 0 | 0 | 0 | 0 | 0 | 0 | 0 | 0 | 0 | 0 | 0 | 0 | 0 | 0 | 0 | 0 | 0 | 0 | 0 | 0 | 0 | 0 | 0 | 0 | 0 | 0 | 0 | 0 | 0 | 0 | 0 | 0 | 0 | 0 | 0 | 0 | 0 | 0 | 0 | 0 | 0 | 0 | 0 | 0 | 0 | 0 | 0 | 0 | 0 | 0 |  |  | 0 | 0 | 0 | 0 | 0 | 0 |  | 0 | 0 | 0 | 0 | 0 | 0 | 0 | 0 | 0 | 0 | 0 | 0 | 0 | 0 | 0 | 0 | 0 | 0 | 0
730 |  | 1 |  |  |  |  | 0 |  |  |  | 0 | 0 | [6 empty] | 0 |  |  |  |  | 0% | 0 | 0 | 0 | 0 | 0 | 0 |  |  | 0 | 0% | 0 | 0 | 0 | 0 | 0 | NewControlTypes | 0 | 0 | 0 | 0 | 0 | 0 | 0 | 0 | 0 | 0 | 0 | 0 | 0 | 0 | 0 | 0 | 0 | 0 | 0 | 0 | 0 | 0 | 0 | 0 | 0 | 0 | 0 | 0 | 0 | 0 | 0 | 0 | 0 | 0 | 0 | 0 | 0 | 0 | 0 | 0 | 0 | 0 | 0 | 0 | 0 | 0 | 0 | 0 | 0 | 0 | 0 | 0 | 0 | 0 | 0 | 0 | 0 | 0 | 0 | 0 | 0 | 0 | 0 | 0 | 0 | 0 | 0 | 0 | 0 | 0 | 0 | 0 | 0 | 0 | 0 | 0 | 0 | 0 | 0 | 0 | 0 |  |  | 0 | 0 | 0 | 0 | 0 | 0 |  | 0 | 0 | 0 | 0 | 0 | 0 | 0 | 0 | 0 | 0 | 0 | 0 | 0 | 0 | 0 | 0 | 0 | 0 | 0
731 |  | 1 |  |  |  |  | 0 |  |  |  | 0 | 0 | [6 empty] | 0 |  |  |  |  | 0% | 0 | 0 | 0 | 0 | 0 | 0 |  |  | 0 | 0% | 0 | 0 | 0 | 0 | 0 | NewControlTypes | 0 | 0 | 0 | 0 | 0 | 0 | 0 | 0 | 0 | 0 | 0 | 0 | 0 | 0 | 0 | 0 | 0 | 0 | 0 | 0 | 0 | 0 | 0 | 0 | 0 | 0 | 0 | 0 | 0 | 0 | 0 | 0 | 0 | 0 | 0 | 0 | 0 | 0 | 0 | 0 | 0 | 0 | 0 | 0 | 0 | 0 | 0 | 0 | 0 | 0 | 0 | 0 | 0 | 0 | 0 | 0 | 0 | 0 | 0 | 0 | 0 | 0 | 0 | 0 | 0 | 0 | 0 | 0 | 0 | 0 | 0 | 0 | 0 | 0 | 0 | 0 | 0 | 0 | 0 | 0 | 0 |  |  | 0 | 0 | 0 | 0 | 0 | 0 |  | 0 | 0 | 0 | 0 | 0 | 0 | 0 | 0 | 0 | 0 | 0 | 0 | 0 | 0 | 0 | 0 | 0 | 0 | 0
732 |  | 1 |  |  |  |  | 0 |  |  |  | 0 | 0 | [6 empty] | 0 |  |  |  |  | 0% | 0 | 0 | 0 | 0 | 0 | 0 |  |  | 0 | 0% | 0 | 0 | 0 | 0 | 0 | NewControlTypes | 0 | 0 | 0 | 0 | 0 | 0 | 0 | 0 | 0 | 0 | 0 | 0 | 0 | 0 | 0 | 0 | 0 | 0 | 0 | 0 | 0 | 0 | 0 | 0 | 0 | 0 | 0 | 0 | 0 | 0 | 0 | 0 | 0 | 0 | 0 | 0 | 0 | 0 | 0 | 0 | 0 | 0 | 0 | 0 | 0 | 0 | 0 | 0 | 0 | 0 | 0 | 0 | 0 | 0 | 0 | 0 | 0 | 0 | 0 | 0 | 0 | 0 | 0 | 0 | 0 | 0 | 0 | 0 | 0 | 0 | 0 | 0 | 0 | 0 | 0 | 0 | 0 | 0 | 0 | 0 | 0 |  |  | 0 | 0 | 0 | 0 | 0 | 0 |  | 0 | 0 | 0 | 0 | 0 | 0 | 0 | 0 | 0 | 0 | 0 | 0 | 0 | 0 | 0 | 0 | 0 | 0 | 0
733 |  | 1 |  |  |  |  | 0 |  |  |  | 0 | 0 | [6 empty] | 0 |  |  |  |  | 0% | 0 | 0 | 0 | 0 | 0 | 0 |  |  | 0 | 0% | 0 | 0 | 0 | 0 | 0 | NewControlTypes | 0 | 0 | 0 | 0 | 0 | 0 | 0 | 0 | 0 | 0 | 0 | 0 | 0 | 0 | 0 | 0 | 0 | 0 | 0 | 0 | 0 | 0 | 0 | 0 | 0 | 0 | 0 | 0 | 0 | 0 | 0 | 0 | 0 | 0 | 0 | 0 | 0 | 0 | 0 | 0 | 0 | 0 | 0 | 0 | 0 | 0 | 0 | 0 | 0 | 0 | 0 | 0 | 0 | 0 | 0 | 0 | 0 | 0 | 0 | 0 | 0 | 0 | 0 | 0 | 0 | 0 | 0 | 0 | 0 | 0 | 0 | 0 | 0 | 0 | 0 | 0 | 0 | 0 | 0 | 0 | 0 |  |  | 0 | 0 | 0 | 0 | 0 | 0 |  | 0 | 0 | 0 | 0 | 0 | 0 | 0 | 0 | 0 | 0 | 0 | 0 | 0 | 0 | 0 | 0 | 0 | 0 | 0
734 |  | 1 |  |  |  |  | 0 |  |  |  | 0 | 0 | [6 empty] | 0 |  |  |  |  | 0% | 0 | 0 | 0 | 0 | 0 | 0 |  |  | 0 | 0% | 0 | 0 | 0 | 0 | 0 | NewControlTypes | 0 | 0 | 0 | 0 | 0 | 0 | 0 | 0 | 0 | 0 | 0 | 0 | 0 | 0 | 0 | 0 | 0 | 0 | 0 | 0 | 0 | 0 | 0 | 0 | 0 | 0 | 0 | 0 | 0 | 0 | 0 | 0 | 0 | 0 | 0 | 0 | 0 | 0 | 0 | 0 | 0 | 0 | 0 | 0 | 0 | 0 | 0 | 0 | 0 | 0 | 0 | 0 | 0 | 0 | 0 | 0 | 0 | 0 | 0 | 0 | 0 | 0 | 0 | 0 | 0 | 0 | 0 | 0 | 0 | 0 | 0 | 0 | 0 | 0 | 0 | 0 | 0 | 0 | 0 | 0 | 0 |  |  | 0 | 0 | 0 | 0 | 0 | 0 |  | 0 | 0 | 0 | 0 | 0 | 0 | 0 | 0 | 0 | 0 | 0 | 0 | 0 | 0 | 0 | 0 | 0 | 0 | 0
735 |  | 1 |  |  |  |  | 0 |  |  |  | 0 | 0 | [6 empty] | 0 |  |  |  |  | 0% | 0 | 0 | 0 | 0 | 0 | 0 |  |  | 0 | 0% | 0 | 0 | 0 | 0 | 0 | NewControlTypes | 0 | 0 | 0 | 0 | 0 | 0 | 0 | 0 | 0 | 0 | 0 | 0 | 0 | 0 | 0 | 0 | 0 | 0 | 0 | 0 | 0 | 0 | 0 | 0 | 0 | 0 | 0 | 0 | 0 | 0 | 0 | 0 | 0 | 0 | 0 | 0 | 0 | 0 | 0 | 0 | 0 | 0 | 0 | 0 | 0 | 0 | 0 | 0 | 0 | 0 | 0 | 0 | 0 | 0 | 0 | 0 | 0 | 0 | 0 | 0 | 0 | 0 | 0 | 0 | 0 | 0 | 0 | 0 | 0 | 0 | 0 | 0 | 0 | 0 | 0 | 0 | 0 | 0 | 0 | 0 | 0 |  |  | 0 | 0 | 0 | 0 | 0 | 0 |  | 0 | 0 | 0 | 0 | 0 | 0 | 0 | 0 | 0 | 0 | 0 | 0 | 0 | 0 | 0 | 0 | 0 | 0 | 0
736 |  | 1 |  |  |  |  | 0 |  |  |  | 0 | 0 | [6 empty] | 0 |  |  |  |  | 0% | 0 | 0 | 0 | 0 | 0 | 0 |  |  | 0 | 0% | 0 | 0 | 0 | 0 | 0 | NewControlTypes | 0 | 0 | 0 | 0 | 0 | 0 | 0 | 0 | 0 | 0 | 0 | 0 | 0 | 0 | 0 | 0 | 0 | 0 | 0 | 0 | 0 | 0 | 0 | 0 | 0 | 0 | 0 | 0 | 0 | 0 | 0 | 0 | 0 | 0 | 0 | 0 | 0 | 0 | 0 | 0 | 0 | 0 | 0 | 0 | 0 | 0 | 0 | 0 | 0 | 0 | 0 | 0 | 0 | 0 | 0 | 0 | 0 | 0 | 0 | 0 | 0 | 0 | 0 | 0 | 0 | 0 | 0 | 0 | 0 | 0 | 0 | 0 | 0 | 0 | 0 | 0 | 0 | 0 | 0 | 0 | 0 |  |  | 0 | 0 | 0 | 0 | 0 | 0 |  | 0 | 0 | 0 | 0 | 0 | 0 | 0 | 0 | 0 | 0 | 0 | 0 | 0 | 0 | 0 | 0 | 0 | 0 | 0
737 |  | 1 |  |  |  |  | 0 |  |  |  | 0 | 0 | [6 empty] | 0 |  |  |  |  | 0% | 0 | 0 | 0 | 0 | 0 | 0 |  |  | 0 | 0% | 0 | 0 | 0 | 0 | 0 | NewControlTypes | 0 | 0 | 0 | 0 | 0 | 0 | 0 | 0 | 0 | 0 | 0 | 0 | 0 | 0 | 0 | 0 | 0 | 0 | 0 | 0 | 0 | 0 | 0 | 0 | 0 | 0 | 0 | 0 | 0 | 0 | 0 | 0 | 0 | 0 | 0 | 0 | 0 | 0 | 0 | 0 | 0 | 0 | 0 | 0 | 0 | 0 | 0 | 0 | 0 | 0 | 0 | 0 | 0 | 0 | 0 | 0 | 0 | 0 | 0 | 0 | 0 | 0 | 0 | 0 | 0 | 0 | 0 | 0 | 0 | 0 | 0 | 0 | 0 | 0 | 0 | 0 | 0 | 0 | 0 | 0 | 0 |  |  | 0 | 0 | 0 | 0 | 0 | 0 |  | 0 | 0 | 0 | 0 | 0 | 0 | 0 | 0 | 0 | 0 | 0 | 0 | 0 | 0 | 0 | 0 | 0 | 0 | 0
738 |  | 1 |  |  |  |  | 0 |  |  |  | 0 | 0 | [6 empty] | 0 |  |  |  |  | 0% | 0 | 0 | 0 | 0 | 0 | 0 |  |  | 0 | 0% | 0 | 0 | 0 | 0 | 0 | NewControlTypes | 0 | 0 | 0 | 0 | 0 | 0 | 0 | 0 | 0 | 0 | 0 | 0 | 0 | 0 | 0 | 0 | 0 | 0 | 0 | 0 | 0 | 0 | 0 | 0 | 0 | 0 | 0 | 0 | 0 | 0 | 0 | 0 | 0 | 0 | 0 | 0 | 0 | 0 | 0 | 0 | 0 | 0 | 0 | 0 | 0 | 0 | 0 | 0 | 0 | 0 | 0 | 0 | 0 | 0 | 0 | 0 | 0 | 0 | 0 | 0 | 0 | 0 | 0 | 0 | 0 | 0 | 0 | 0 | 0 | 0 | 0 | 0 | 0 | 0 | 0 | 0 | 0 | 0 | 0 | 0 | 0 |  |  | 0 | 0 | 0 | 0 | 0 | 0 |  | 0 | 0 | 0 | 0 | 0 | 0 | 0 | 0 | 0 | 0 | 0 | 0 | 0 | 0 | 0 | 0 | 0 | 0 | 0
739 |  | 1 |  |  |  |  | 0 |  |  |  | 0 | 0 | [6 empty] | 0 |  |  |  |  | 0% | 0 | 0 | 0 | 0 | 0 | 0 |  |  | 0 | 0% | 0 | 0 | 0 | 0 | 0 | NewControlTypes | 0 | 0 | 0 | 0 | 0 | 0 | 0 | 0 | 0 | 0 | 0 | 0 | 0 | 0 | 0 | 0 | 0 | 0 | 0 | 0 | 0 | 0 | 0 | 0 | 0 | 0 | 0 | 0 | 0 | 0 | 0 | 0 | 0 | 0 | 0 | 0 | 0 | 0 | 0 | 0 | 0 | 0 | 0 | 0 | 0 | 0 | 0 | 0 | 0 | 0 | 0 | 0 | 0 | 0 | 0 | 0 | 0 | 0 | 0 | 0 | 0 | 0 | 0 | 0 | 0 | 0 | 0 | 0 | 0 | 0 | 0 | 0 | 0 | 0 | 0 | 0 | 0 | 0 | 0 | 0 | 0 |  |  | 0 | 0 | 0 | 0 | 0 | 0 |  | 0 | 0 | 0 | 0 | 0 | 0 | 0 | 0 | 0 | 0 | 0 | 0 | 0 | 0 | 0 | 0 | 0 | 0 | 0
740 |  | 1 |  |  |  |  | 0 |  |  |  | 0 | 0 | [6 empty] | 0 |  |  |  |  | 0% | 0 | 0 | 0 | 0 | 0 | 0 |  |  | 0 | 0% | 0 | 0 | 0 | 0 | 0 | NewControlTypes | 0 | 0 | 0 | 0 | 0 | 0 | 0 | 0 | 0 | 0 | 0 | 0 | 0 | 0 | 0 | 0 | 0 | 0 | 0 | 0 | 0 | 0 | 0 | 0 | 0 | 0 | 0 | 0 | 0 | 0 | 0 | 0 | 0 | 0 | 0 | 0 | 0 | 0 | 0 | 0 | 0 | 0 | 0 | 0 | 0 | 0 | 0 | 0 | 0 | 0 | 0 | 0 | 0 | 0 | 0 | 0 | 0 | 0 | 0 | 0 | 0 | 0 | 0 | 0 | 0 | 0 | 0 | 0 | 0 | 0 | 0 | 0 | 0 | 0 | 0 | 0 | 0 | 0 | 0 | 0 | 0 |  |  | 0 | 0 | 0 | 0 | 0 | 0 |  | 0 | 0 | 0 | 0 | 0 | 0 | 0 | 0 | 0 | 0 | 0 | 0 | 0 | 0 | 0 | 0 | 0 | 0 | 0
741 |  | 1 |  |  |  |  | 0 |  |  |  | 0 | 0 | [6 empty] | 0 |  |  |  |  | 0% | 0 | 0 | 0 | 0 | 0 | 0 |  |  | 0 | 0% | 0 | 0 | 0 | 0 | 0 | NewControlTypes | 0 | 0 | 0 | 0 | 0 | 0 | 0 | 0 | 0 | 0 | 0 | 0 | 0 | 0 | 0 | 0 | 0 | 0 | 0 | 0 | 0 | 0 | 0 | 0 | 0 | 0 | 0 | 0 | 0 | 0 | 0 | 0 | 0 | 0 | 0 | 0 | 0 | 0 | 0 | 0 | 0 | 0 | 0 | 0 | 0 | 0 | 0 | 0 | 0 | 0 | 0 | 0 | 0 | 0 | 0 | 0 | 0 | 0 | 0 | 0 | 0 | 0 | 0 | 0 | 0 | 0 | 0 | 0 | 0 | 0 | 0 | 0 | 0 | 0 | 0 | 0 | 0 | 0 | 0 | 0 | 0 |  |  | 0 | 0 | 0 | 0 | 0 | 0 |  | 0 | 0 | 0 | 0 | 0 | 0 | 0 | 0 | 0 | 0 | 0 | 0 | 0 | 0 | 0 | 0 | 0 | 0 | 0
742 |  | 1 |  |  |  |  | 0 |  |  |  | 0 | 0 | [6 empty] | 0 |  |  |  |  | 0% | 0 | 0 | 0 | 0 | 0 | 0 |  |  | 0 | 0% | 0 | 0 | 0 | 0 | 0 | NewControlTypes | 0 | 0 | 0 | 0 | 0 | 0 | 0 | 0 | 0 | 0 | 0 | 0 | 0 | 0 | 0 | 0 | 0 | 0 | 0 | 0 | 0 | 0 | 0 | 0 | 0 | 0 | 0 | 0 | 0 | 0 | 0 | 0 | 0 | 0 | 0 | 0 | 0 | 0 | 0 | 0 | 0 | 0 | 0 | 0 | 0 | 0 | 0 | 0 | 0 | 0 | 0 | 0 | 0 | 0 | 0 | 0 | 0 | 0 | 0 | 0 | 0 | 0 | 0 | 0 | 0 | 0 | 0 | 0 | 0 | 0 | 0 | 0 | 0 | 0 | 0 | 0 | 0 | 0 | 0 | 0 | 0 |  |  | 0 | 0 | 0 | 0 | 0 | 0 |  | 0 | 0 | 0 | 0 | 0 | 0 | 0 | 0 | 0 | 0 | 0 | 0 | 0 | 0 | 0 | 0 | 0 | 0 | 0
743 |  | 1 |  |  |  |  | 0 |  |  |  | 0 | 0 | [6 empty] | 0 |  |  |  |  | 0% | 0 | 0 | 0 | 0 | 0 | 0 |  |  | 0 | 0% | 0 | 0 | 0 | 0 | 0 | NewControlTypes | 0 | 0 | 0 | 0 | 0 | 0 | 0 | 0 | 0 | 0 | 0 | 0 | 0 | 0 | 0 | 0 | 0 | 0 | 0 | 0 | 0 | 0 | 0 | 0 | 0 | 0 | 0 | 0 | 0 | 0 | 0 | 0 | 0 | 0 | 0 | 0 | 0 | 0 | 0 | 0 | 0 | 0 | 0 | 0 | 0 | 0 | 0 | 0 | 0 | 0 | 0 | 0 | 0 | 0 | 0 | 0 | 0 | 0 | 0 | 0 | 0 | 0 | 0 | 0 | 0 | 0 | 0 | 0 | 0 | 0 | 0 | 0 | 0 | 0 | 0 | 0 | 0 | 0 | 0 | 0 | 0 |  |  | 0 | 0 | 0 | 0 | 0 | 0 |  | 0 | 0 | 0 | 0 | 0 | 0 | 0 | 0 | 0 | 0 | 0 | 0 | 0 | 0 | 0 | 0 | 0 | 0 | 0
744 |  | 1 |  |  |  |  | 0 |  |  |  | 0 | 0 | [6 empty] | 0 |  |  |  |  | 0% | 0 | 0 | 0 | 0 | 0 | 0 |  |  | 0 | 0% | 0 | 0 | 0 | 0 | 0 | NewControlTypes | 0 | 0 | 0 | 0 | 0 | 0 | 0 | 0 | 0 | 0 | 0 | 0 | 0 | 0 | 0 | 0 | 0 | 0 | 0 | 0 | 0 | 0 | 0 | 0 | 0 | 0 | 0 | 0 | 0 | 0 | 0 | 0 | 0 | 0 | 0 | 0 | 0 | 0 | 0 | 0 | 0 | 0 | 0 | 0 | 0 | 0 | 0 | 0 | 0 | 0 | 0 | 0 | 0 | 0 | 0 | 0 | 0 | 0 | 0 | 0 | 0 | 0 | 0 | 0 | 0 | 0 | 0 | 0 | 0 | 0 | 0 | 0 | 0 | 0 | 0 | 0 | 0 | 0 | 0 | 0 | 0 |  |  | 0 | 0 | 0 | 0 | 0 | 0 |  | 0 | 0 | 0 | 0 | 0 | 0 | 0 | 0 | 0 | 0 | 0 | 0 | 0 | 0 | 0 | 0 | 0 | 0 | 0
745 |  | 1 |  |  |  |  | 0 |  |  |  | 0 | 0 | [6 empty] | 0 |  |  |  |  | 0% | 0 | 0 | 0 | 0 | 0 | 0 |  |  | 0 | 0% | 0 | 0 | 0 | 0 | 0 | NewControlTypes | 0 | 0 | 0 | 0 | 0 | 0 | 0 | 0 | 0 | 0 | 0 | 0 | 0 | 0 | 0 | 0 | 0 | 0 | 0 | 0 | 0 | 0 | 0 | 0 | 0 | 0 | 0 | 0 | 0 | 0 | 0 | 0 | 0 | 0 | 0 | 0 | 0 | 0 | 0 | 0 | 0 | 0 | 0 | 0 | 0 | 0 | 0 | 0 | 0 | 0 | 0 | 0 | 0 | 0 | 0 | 0 | 0 | 0 | 0 | 0 | 0 | 0 | 0 | 0 | 0 | 0 | 0 | 0 | 0 | 0 | 0 | 0 | 0 | 0 | 0 | 0 | 0 | 0 | 0 | 0 | 0 |  |  | 0 | 0 | 0 | 0 | 0 | 0 |  | 0 | 0 | 0 | 0 | 0 | 0 | 0 | 0 | 0 | 0 | 0 | 0 | 0 | 0 | 0 | 0 | 0 | 0 | 0
746 |  | 1 |  |  |  |  | 0 |  |  |  | 0 | 0 | [6 empty] | 0 |  |  |  |  | 0% | 0 | 0 | 0 | 0 | 0 | 0 |  |  | 0 | 0% | 0 | 0 | 0 | 0 | 0 | NewControlTypes | 0 | 0 | 0 | 0 | 0 | 0 | 0 | 0 | 0 | 0 | 0 | 0 | 0 | 0 | 0 | 0 | 0 | 0 | 0 | 0 | 0 | 0 | 0 | 0 | 0 | 0 | 0 | 0 | 0 | 0 | 0 | 0 | 0 | 0 | 0 | 0 | 0 | 0 | 0 | 0 | 0 | 0 | 0 | 0 | 0 | 0 | 0 | 0 | 0 | 0 | 0 | 0 | 0 | 0 | 0 | 0 | 0 | 0 | 0 | 0 | 0 | 0 | 0 | 0 | 0 | 0 | 0 | 0 | 0 | 0 | 0 | 0 | 0 | 0 | 0 | 0 | 0 | 0 | 0 | 0 | 0 |  |  | 0 | 0 | 0 | 0 | 0 | 0 |  | 0 | 0 | 0 | 0 | 0 | 0 | 0 | 0 | 0 | 0 | 0 | 0 | 0 | 0 | 0 | 0 | 0 | 0 | 0
747 |  | 1 |  |  |  |  | 0 |  |  |  | 0 | 0 | [6 empty] | 0 |  |  |  |  | 0% | 0 | 0 | 0 | 0 | 0 | 0 |  |  | 0 | 0% | 0 | 0 | 0 | 0 | 0 | NewControlTypes | 0 | 0 | 0 | 0 | 0 | 0 | 0 | 0 | 0 | 0 | 0 | 0 | 0 | 0 | 0 | 0 | 0 | 0 | 0 | 0 | 0 | 0 | 0 | 0 | 0 | 0 | 0 | 0 | 0 | 0 | 0 | 0 | 0 | 0 | 0 | 0 | 0 | 0 | 0 | 0 | 0 | 0 | 0 | 0 | 0 | 0 | 0 | 0 | 0 | 0 | 0 | 0 | 0 | 0 | 0 | 0 | 0 | 0 | 0 | 0 | 0 | 0 | 0 | 0 | 0 | 0 | 0 | 0 | 0 | 0 | 0 | 0 | 0 | 0 | 0 | 0 | 0 | 0 | 0 | 0 | 0 |  |  | 0 | 0 | 0 | 0 | 0 | 0 |  | 0 | 0 | 0 | 0 | 0 | 0 | 0 | 0 | 0 | 0 | 0 | 0 | 0 | 0 | 0 | 0 | 0 | 0 | 0
748 |  | 1 |  |  |  |  | 0 |  |  |  | 0 | 0 | [6 empty] | 0 |  |  |  |  | 0% | 0 | 0 | 0 | 0 | 0 | 0 |  |  | 0 | 0% | 0 | 0 | 0 | 0 | 0 | NewControlTypes | 0 | 0 | 0 | 0 | 0 | 0 | 0 | 0 | 0 | 0 | 0 | 0 | 0 | 0 | 0 | 0 | 0 | 0 | 0 | 0 | 0 | 0 | 0 | 0 | 0 | 0 | 0 | 0 | 0 | 0 | 0 | 0 | 0 | 0 | 0 | 0 | 0 | 0 | 0 | 0 | 0 | 0 | 0 | 0 | 0 | 0 | 0 | 0 | 0 | 0 | 0 | 0 | 0 | 0 | 0 | 0 | 0 | 0 | 0 | 0 | 0 | 0 | 0 | 0 | 0 | 0 | 0 | 0 | 0 | 0 | 0 | 0 | 0 | 0 | 0 | 0 | 0 | 0 | 0 | 0 | 0 |  |  | 0 | 0 | 0 | 0 | 0 | 0 |  | 0 | 0 | 0 | 0 | 0 | 0 | 0 | 0 | 0 | 0 | 0 | 0 | 0 | 0 | 0 | 0 | 0 | 0 | 0
749 |  | 1 |  |  |  |  | 0 |  |  |  | 0 | 0 | [6 empty] | 0 |  |  |  |  | 0% | 0 | 0 | 0 | 0 | 0 | 0 |  |  | 0 | 0% | 0 | 0 | 0 | 0 | 0 | NewControlTypes | 0 | 0 | 0 | 0 | 0 | 0 | 0 | 0 | 0 | 0 | 0 | 0 | 0 | 0 | 0 | 0 | 0 | 0 | 0 | 0 | 0 | 0 | 0 | 0 | 0 | 0 | 0 | 0 | 0 | 0 | 0 | 0 | 0 | 0 | 0 | 0 | 0 | 0 | 0 | 0 | 0 | 0 | 0 | 0 | 0 | 0 | 0 | 0 | 0 | 0 | 0 | 0 | 0 | 0 | 0 | 0 | 0 | 0 | 0 | 0 | 0 | 0 | 0 | 0 | 0 | 0 | 0 | 0 | 0 | 0 | 0 | 0 | 0 | 0 | 0 | 0 | 0 | 0 | 0 | 0 | 0 |  |  | 0 | 0 | 0 | 0 | 0 | 0 |  | 0 | 0 | 0 | 0 | 0 | 0 | 0 | 0 | 0 | 0 | 0 | 0 | 0 | 0 | 0 | 0 | 0 | 0 | 0
750 |  | 1 |  |  |  |  | 0 |  |  |  | 0 | 0 | [6 empty] | 0 |  |  |  |  | 0% | 0 | 0 | 0 | 0 | 0 | 0 |  |  | 0 | 0% | 0 | 0 | 0 | 0 | 0 | NewControlTypes | 0 | 0 | 0 | 0 | 0 | 0 | 0 | 0 | 0 | 0 | 0 | 0 | 0 | 0 | 0 | 0 | 0 | 0 | 0 | 0 | 0 | 0 | 0 | 0 | 0 | 0 | 0 | 0 | 0 | 0 | 0 | 0 | 0 | 0 | 0 | 0 | 0 | 0 | 0 | 0 | 0 | 0 | 0 | 0 | 0 | 0 | 0 | 0 | 0 | 0 | 0 | 0 | 0 | 0 | 0 | 0 | 0 | 0 | 0 | 0 | 0 | 0 | 0 | 0 | 0 | 0 | 0 | 0 | 0 | 0 | 0 | 0 | 0 | 0 | 0 | 0 | 0 | 0 | 0 | 0 | 0 |  |  | 0 | 0 | 0 | 0 | 0 | 0 |  | 0 | 0 | 0 | 0 | 0 | 0 | 0 | 0 | 0 | 0 | 0 | 0 | 0 | 0 | 0 | 0 | 0 | 0 | 0
751 |  | 1 |  |  |  |  | 0 |  |  |  | 0 | 0 | [6 empty] | 0 |  |  |  |  | 0% | 0 | 0 | 0 | 0 | 0 | 0 |  |  | 0 | 0% | 0 | 0 | 0 | 0 | 0 | NewControlTypes | 0 | 0 | 0 | 0 | 0 | 0 | 0 | 0 | 0 | 0 | 0 | 0 | 0 | 0 | 0 | 0 | 0 | 0 | 0 | 0 | 0 | 0 | 0 | 0 | 0 | 0 | 0 | 0 | 0 | 0 | 0 | 0 | 0 | 0 | 0 | 0 | 0 | 0 | 0 | 0 | 0 | 0 | 0 | 0 | 0 | 0 | 0 | 0 | 0 | 0 | 0 | 0 | 0 | 0 | 0 | 0 | 0 | 0 | 0 | 0 | 0 | 0 | 0 | 0 | 0 | 0 | 0 | 0 | 0 | 0 | 0 | 0 | 0 | 0 | 0 | 0 | 0 | 0 | 0 | 0 | 0 |  |  | 0 | 0 | 0 | 0 | 0 | 0 |  | 0 | 0 | 0 | 0 | 0 | 0 | 0 | 0 | 0 | 0 | 0 | 0 | 0 | 0 | 0 | 0 | 0 | 0 | 0
752 |  | 1 |  |  |  |  | 0 |  |  |  | 0 | 0 | [6 empty] | 0 |  |  |  |  | 0% | 0 | 0 | 0 | 0 | 0 | 0 |  |  | 0 | 0% | 0 | 0 | 0 | 0 | 0 | NewControlTypes | 0 | 0 | 0 | 0 | 0 | 0 | 0 | 0 | 0 | 0 | 0 | 0 | 0 | 0 | 0 | 0 | 0 | 0 | 0 | 0 | 0 | 0 | 0 | 0 | 0 | 0 | 0 | 0 | 0 | 0 | 0 | 0 | 0 | 0 | 0 | 0 | 0 | 0 | 0 | 0 | 0 | 0 | 0 | 0 | 0 | 0 | 0 | 0 | 0 | 0 | 0 | 0 | 0 | 0 | 0 | 0 | 0 | 0 | 0 | 0 | 0 | 0 | 0 | 0 | 0 | 0 | 0 | 0 | 0 | 0 | 0 | 0 | 0 | 0 | 0 | 0 | 0 | 0 | 0 | 0 | 0 |  |  | 0 | 0 | 0 | 0 | 0 | 0 |  | 0 | 0 | 0 | 0 | 0 | 0 | 0 | 0 | 0 | 0 | 0 | 0 | 0 | 0 | 0 | 0 | 0 | 0 | 0
753 |  | 1 |  |  |  |  | 0 |  |  |  | 0 | 0 | [6 empty] | 0 |  |  |  |  | 0% | 0 | 0 | 0 | 0 | 0 | 0 |  |  | 0 | 0% | 0 | 0 | 0 | 0 | 0 | NewControlTypes | 0 | 0 | 0 | 0 | 0 | 0 | 0 | 0 | 0 | 0 | 0 | 0 | 0 | 0 | 0 | 0 | 0 | 0 | 0 | 0 | 0 | 0 | 0 | 0 | 0 | 0 | 0 | 0 | 0 | 0 | 0 | 0 | 0 | 0 | 0 | 0 | 0 | 0 | 0 | 0 | 0 | 0 | 0 | 0 | 0 | 0 | 0 | 0 | 0 | 0 | 0 | 0 | 0 | 0 | 0 | 0 | 0 | 0 | 0 | 0 | 0 | 0 | 0 | 0 | 0 | 0 | 0 | 0 | 0 | 0 | 0 | 0 | 0 | 0 | 0 | 0 | 0 | 0 | 0 | 0 | 0 |  |  | 0 | 0 | 0 | 0 | 0 | 0 |  | 0 | 0 | 0 | 0 | 0 | 0 | 0 | 0 | 0 | 0 | 0 | 0 | 0 | 0 | 0 | 0 | 0 | 0 | 0
754 |  | 1 |  |  |  |  | 0 |  |  |  | 0 | 0 | [6 empty] | 0 |  |  |  |  | 0% | 0 | 0 | 0 | 0 | 0 | 0 |  |  | 0 | 0% | 0 | 0 | 0 | 0 | 0 | NewControlTypes | 0 | 0 | 0 | 0 | 0 | 0 | 0 | 0 | 0 | 0 | 0 | 0 | 0 | 0 | 0 | 0 | 0 | 0 | 0 | 0 | 0 | 0 | 0 | 0 | 0 | 0 | 0 | 0 | 0 | 0 | 0 | 0 | 0 | 0 | 0 | 0 | 0 | 0 | 0 | 0 | 0 | 0 | 0 | 0 | 0 | 0 | 0 | 0 | 0 | 0 | 0 | 0 | 0 | 0 | 0 | 0 | 0 | 0 | 0 | 0 | 0 | 0 | 0 | 0 | 0 | 0 | 0 | 0 | 0 | 0 | 0 | 0 | 0 | 0 | 0 | 0 | 0 | 0 | 0 | 0 | 0 |  |  | 0 | 0 | 0 | 0 | 0 | 0 |  | 0 | 0 | 0 | 0 | 0 | 0 | 0 | 0 | 0 | 0 | 0 | 0 | 0 | 0 | 0 | 0 | 0 | 0 | 0
755 |  | 1 |  |  |  |  | 0 |  |  |  | 0 | 0 | [6 empty] | 0 |  |  |  |  | 0% | 0 | 0 | 0 | 0 | 0 | 0 |  |  | 0 | 0% | 0 | 0 | 0 | 0 | 0 | NewControlTypes | 0 | 0 | 0 | 0 | 0 | 0 | 0 | 0 | 0 | 0 | 0 | 0 | 0 | 0 | 0 | 0 | 0 | 0 | 0 | 0 | 0 | 0 | 0 | 0 | 0 | 0 | 0 | 0 | 0 | 0 | 0 | 0 | 0 | 0 | 0 | 0 | 0 | 0 | 0 | 0 | 0 | 0 | 0 | 0 | 0 | 0 | 0 | 0 | 0 | 0 | 0 | 0 | 0 | 0 | 0 | 0 | 0 | 0 | 0 | 0 | 0 | 0 | 0 | 0 | 0 | 0 | 0 | 0 | 0 | 0 | 0 | 0 | 0 | 0 | 0 | 0 | 0 | 0 | 0 | 0 | 0 |  |  | 0 | 0 | 0 | 0 | 0 | 0 |  | 0 | 0 | 0 | 0 | 0 | 0 | 0 | 0 | 0 | 0 | 0 | 0 | 0 | 0 | 0 | 0 | 0 | 0 | 0
756 |  | 1 |  |  |  |  | 0 |  |  |  | 0 | 0 | [6 empty] | 0 |  |  |  |  | 0% | 0 | 0 | 0 | 0 | 0 | 0 |  |  | 0 | 0% | 0 | 0 | 0 | 0 | 0 | NewControlTypes | 0 | 0 | 0 | 0 | 0 | 0 | 0 | 0 | 0 | 0 | 0 | 0 | 0 | 0 | 0 | 0 | 0 | 0 | 0 | 0 | 0 | 0 | 0 | 0 | 0 | 0 | 0 | 0 | 0 | 0 | 0 | 0 | 0 | 0 | 0 | 0 | 0 | 0 | 0 | 0 | 0 | 0 | 0 | 0 | 0 | 0 | 0 | 0 | 0 | 0 | 0 | 0 | 0 | 0 | 0 | 0 | 0 | 0 | 0 | 0 | 0 | 0 | 0 | 0 | 0 | 0 | 0 | 0 | 0 | 0 | 0 | 0 | 0 | 0 | 0 | 0 | 0 | 0 | 0 | 0 | 0 |  |  | 0 | 0 | 0 | 0 | 0 | 0 |  | 0 | 0 | 0 | 0 | 0 | 0 | 0 | 0 | 0 | 0 | 0 | 0 | 0 | 0 | 0 | 0 | 0 | 0 | 0
757 |  | 1 |  |  |  |  | 0 |  |  |  | 0 | 0 | [6 empty] | 0 |  |  |  |  | 0% | 0 | 0 | 0 | 0 | 0 | 0 |  |  | 0 | 0% | 0 | 0 | 0 | 0 | 0 | NewControlTypes | 0 | 0 | 0 | 0 | 0 | 0 | 0 | 0 | 0 | 0 | 0 | 0 | 0 | 0 | 0 | 0 | 0 | 0 | 0 | 0 | 0 | 0 | 0 | 0 | 0 | 0 | 0 | 0 | 0 | 0 | 0 | 0 | 0 | 0 | 0 | 0 | 0 | 0 | 0 | 0 | 0 | 0 | 0 | 0 | 0 | 0 | 0 | 0 | 0 | 0 | 0 | 0 | 0 | 0 | 0 | 0 | 0 | 0 | 0 | 0 | 0 | 0 | 0 | 0 | 0 | 0 | 0 | 0 | 0 | 0 | 0 | 0 | 0 | 0 | 0 | 0 | 0 | 0 | 0 | 0 | 0 |  |  | 0 | 0 | 0 | 0 | 0 | 0 |  | 0 | 0 | 0 | 0 | 0 | 0 | 0 | 0 | 0 | 0 | 0 | 0 | 0 | 0 | 0 | 0 | 0 | 0 | 0
758 |  | 1 |  |  |  |  | 0 |  |  |  | 0 | 0 | [6 empty] | 0 |  |  |  |  | 0% | 0 | 0 | 0 | 0 | 0 | 0 |  |  | 0 | 0% | 0 | 0 | 0 | 0 | 0 | NewControlTypes | 0 | 0 | 0 | 0 | 0 | 0 | 0 | 0 | 0 | 0 | 0 | 0 | 0 | 0 | 0 | 0 | 0 | 0 | 0 | 0 | 0 | 0 | 0 | 0 | 0 | 0 | 0 | 0 | 0 | 0 | 0 | 0 | 0 | 0 | 0 | 0 | 0 | 0 | 0 | 0 | 0 | 0 | 0 | 0 | 0 | 0 | 0 | 0 | 0 | 0 | 0 | 0 | 0 | 0 | 0 | 0 | 0 | 0 | 0 | 0 | 0 | 0 | 0 | 0 | 0 | 0 | 0 | 0 | 0 | 0 | 0 | 0 | 0 | 0 | 0 | 0 | 0 | 0 | 0 | 0 | 0 |  |  | 0 | 0 | 0 | 0 | 0 | 0 |  | 0 | 0 | 0 | 0 | 0 | 0 | 0 | 0 | 0 | 0 | 0 | 0 | 0 | 0 | 0 | 0 | 0 | 0 | 0
759 |  | 1 |  |  |  |  | 0 |  |  |  | 0 | 0 | [6 empty] | 0 |  |  |  |  | 0% | 0 | 0 | 0 | 0 | 0 | 0 |  |  | 0 | 0% | 0 | 0 | 0 | 0 | 0 | NewControlTypes | 0 | 0 | 0 | 0 | 0 | 0 | 0 | 0 | 0 | 0 | 0 | 0 | 0 | 0 | 0 | 0 | 0 | 0 | 0 | 0 | 0 | 0 | 0 | 0 | 0 | 0 | 0 | 0 | 0 | 0 | 0 | 0 | 0 | 0 | 0 | 0 | 0 | 0 | 0 | 0 | 0 | 0 | 0 | 0 | 0 | 0 | 0 | 0 | 0 | 0 | 0 | 0 | 0 | 0 | 0 | 0 | 0 | 0 | 0 | 0 | 0 | 0 | 0 | 0 | 0 | 0 | 0 | 0 | 0 | 0 | 0 | 0 | 0 | 0 | 0 | 0 | 0 | 0 | 0 | 0 | 0 |  |  | 0 | 0 | 0 | 0 | 0 | 0 |  | 0 | 0 | 0 | 0 | 0 | 0 | 0 | 0 | 0 | 0 | 0 | 0 | 0 | 0 | 0 | 0 | 0 | 0 | 0
760 |  | 1 |  |  |  |  | 0 |  |  |  | 0 | 0 | [6 empty] | 0 |  |  |  |  | 0% | 0 | 0 | 0 | 0 | 0 | 0 |  |  | 0 | 0% | 0 | 0 | 0 | 0 | 0 | NewControlTypes | 0 | 0 | 0 | 0 | 0 | 0 | 0 | 0 | 0 | 0 | 0 | 0 | 0 | 0 | 0 | 0 | 0 | 0 | 0 | 0 | 0 | 0 | 0 | 0 | 0 | 0 | 0 | 0 | 0 | 0 | 0 | 0 | 0 | 0 | 0 | 0 | 0 | 0 | 0 | 0 | 0 | 0 | 0 | 0 | 0 | 0 | 0 | 0 | 0 | 0 | 0 | 0 | 0 | 0 | 0 | 0 | 0 | 0 | 0 | 0 | 0 | 0 | 0 | 0 | 0 | 0 | 0 | 0 | 0 | 0 | 0 | 0 | 0 | 0 | 0 | 0 | 0 | 0 | 0 | 0 | 0 |  |  | 0 | 0 | 0 | 0 | 0 | 0 |  | 0 | 0 | 0 | 0 | 0 | 0 | 0 | 0 | 0 | 0 | 0 | 0 | 0 | 0 | 0 | 0 | 0 | 0 | 0
761 |  | 1 |  |  |  |  | 0 |  |  |  | 0 | 0 | [6 empty] | 0 |  |  |  |  | 0% | 0 | 0 | 0 | 0 | 0 | 0 |  |  | 0 | 0% | 0 | 0 | 0 | 0 | 0 | NewControlTypes | 0 | 0 | 0 | 0 | 0 | 0 | 0 | 0 | 0 | 0 | 0 | 0 | 0 | 0 | 0 | 0 | 0 | 0 | 0 | 0 | 0 | 0 | 0 | 0 | 0 | 0 | 0 | 0 | 0 | 0 | 0 | 0 | 0 | 0 | 0 | 0 | 0 | 0 | 0 | 0 | 0 | 0 | 0 | 0 | 0 | 0 | 0 | 0 | 0 | 0 | 0 | 0 | 0 | 0 | 0 | 0 | 0 | 0 | 0 | 0 | 0 | 0 | 0 | 0 | 0 | 0 | 0 | 0 | 0 | 0 | 0 | 0 | 0 | 0 | 0 | 0 | 0 | 0 | 0 | 0 | 0 |  |  | 0 | 0 | 0 | 0 | 0 | 0 |  | 0 | 0 | 0 | 0 | 0 | 0 | 0 | 0 | 0 | 0 | 0 | 0 | 0 | 0 | 0 | 0 | 0 | 0 | 0
762 |  | 1 |  |  |  |  | 0 |  |  |  | 0 | 0 | [6 empty] | 0 |  |  |  |  | 0% | 0 | 0 | 0 | 0 | 0 | 0 |  |  | 0 | 0% | 0 | 0 | 0 | 0 | 0 | NewControlTypes | 0 | 0 | 0 | 0 | 0 | 0 | 0 | 0 | 0 | 0 | 0 | 0 | 0 | 0 | 0 | 0 | 0 | 0 | 0 | 0 | 0 | 0 | 0 | 0 | 0 | 0 | 0 | 0 | 0 | 0 | 0 | 0 | 0 | 0 | 0 | 0 | 0 | 0 | 0 | 0 | 0 | 0 | 0 | 0 | 0 | 0 | 0 | 0 | 0 | 0 | 0 | 0 | 0 | 0 | 0 | 0 | 0 | 0 | 0 | 0 | 0 | 0 | 0 | 0 | 0 | 0 | 0 | 0 | 0 | 0 | 0 | 0 | 0 | 0 | 0 | 0 | 0 | 0 | 0 | 0 | 0 |  |  | 0 | 0 | 0 | 0 | 0 | 0 |  | 0 | 0 | 0 | 0 | 0 | 0 | 0 | 0 | 0 | 0 | 0 | 0 | 0 | 0 | 0 | 0 | 0 | 0 | 0
763 |  | 1 |  |  |  |  | 0 |  |  |  | 0 | 0 | [6 empty] | 0 |  |  |  |  | 0% | 0 | 0 | 0 | 0 | 0 | 0 |  |  | 0 | 0% | 0 | 0 | 0 | 0 | 0 | NewControlTypes | 0 | 0 | 0 | 0 | 0 | 0 | 0 | 0 | 0 | 0 | 0 | 0 | 0 | 0 | 0 | 0 | 0 | 0 | 0 | 0 | 0 | 0 | 0 | 0 | 0 | 0 | 0 | 0 | 0 | 0 | 0 | 0 | 0 | 0 | 0 | 0 | 0 | 0 | 0 | 0 | 0 | 0 | 0 | 0 | 0 | 0 | 0 | 0 | 0 | 0 | 0 | 0 | 0 | 0 | 0 | 0 | 0 | 0 | 0 | 0 | 0 | 0 | 0 | 0 | 0 | 0 | 0 | 0 | 0 | 0 | 0 | 0 | 0 | 0 | 0 | 0 | 0 | 0 | 0 | 0 | 0 |  |  | 0 | 0 | 0 | 0 | 0 | 0 |  | 0 | 0 | 0 | 0 | 0 | 0 | 0 | 0 | 0 | 0 | 0 | 0 | 0 | 0 | 0 | 0 | 0 | 0 | 0
764 |  | 1 |  |  |  |  | 0 |  |  |  | 0 | 0 | [6 empty] | 0 |  |  |  |  | 0% | 0 | 0 | 0 | 0 | 0 | 0 |  |  | 0 | 0% | 0 | 0 | 0 | 0 | 0 | NewControlTypes | 0 | 0 | 0 | 0 | 0 | 0 | 0 | 0 | 0 | 0 | 0 | 0 | 0 | 0 | 0 | 0 | 0 | 0 | 0 | 0 | 0 | 0 | 0 | 0 | 0 | 0 | 0 | 0 | 0 | 0 | 0 | 0 | 0 | 0 | 0 | 0 | 0 | 0 | 0 | 0 | 0 | 0 | 0 | 0 | 0 | 0 | 0 | 0 | 0 | 0 | 0 | 0 | 0 | 0 | 0 | 0 | 0 | 0 | 0 | 0 | 0 | 0 | 0 | 0 | 0 | 0 | 0 | 0 | 0 | 0 | 0 | 0 | 0 | 0 | 0 | 0 | 0 | 0 | 0 | 0 | 0 |  |  | 0 | 0 | 0 | 0 | 0 | 0 |  | 0 | 0 | 0 | 0 | 0 | 0 | 0 | 0 | 0 | 0 | 0 | 0 | 0 | 0 | 0 | 0 | 0 | 0 | 0
765 |  | 1 |  |  |  |  | 0 |  |  |  | 0 | 0 | [6 empty] | 0 |  |  |  |  | 0% | 0 | 0 | 0 | 0 | 0 | 0 |  |  | 0 | 0% | 0 | 0 | 0 | 0 | 0 | NewControlTypes | 0 | 0 | 0 | 0 | 0 | 0 | 0 | 0 | 0 | 0 | 0 | 0 | 0 | 0 | 0 | 0 | 0 | 0 | 0 | 0 | 0 | 0 | 0 | 0 | 0 | 0 | 0 | 0 | 0 | 0 | 0 | 0 | 0 | 0 | 0 | 0 | 0 | 0 | 0 | 0 | 0 | 0 | 0 | 0 | 0 | 0 | 0 | 0 | 0 | 0 | 0 | 0 | 0 | 0 | 0 | 0 | 0 | 0 | 0 | 0 | 0 | 0 | 0 | 0 | 0 | 0 | 0 | 0 | 0 | 0 | 0 | 0 | 0 | 0 | 0 | 0 | 0 | 0 | 0 | 0 | 0 |  |  | 0 | 0 | 0 | 0 | 0 | 0 |  | 0 | 0 | 0 | 0 | 0 | 0 | 0 | 0 | 0 | 0 | 0 | 0 | 0 | 0 | 0 | 0 | 0 | 0 | 0
766 |  | 1 |  |  |  |  | 0 |  |  |  | 0 | 0 | [6 empty] | 0 |  |  |  |  | 0% | 0 | 0 | 0 | 0 | 0 | 0 |  |  | 0 | 0% | 0 | 0 | 0 | 0 | 0 | NewControlTypes | 0 | 0 | 0 | 0 | 0 | 0 | 0 | 0 | 0 | 0 | 0 | 0 | 0 | 0 | 0 | 0 | 0 | 0 | 0 | 0 | 0 | 0 | 0 | 0 | 0 | 0 | 0 | 0 | 0 | 0 | 0 | 0 | 0 | 0 | 0 | 0 | 0 | 0 | 0 | 0 | 0 | 0 | 0 | 0 | 0 | 0 | 0 | 0 | 0 | 0 | 0 | 0 | 0 | 0 | 0 | 0 | 0 | 0 | 0 | 0 | 0 | 0 | 0 | 0 | 0 | 0 | 0 | 0 | 0 | 0 | 0 | 0 | 0 | 0 | 0 | 0 | 0 | 0 | 0 | 0 | 0 |  |  | 0 | 0 | 0 | 0 | 0 | 0 |  | 0 | 0 | 0 | 0 | 0 | 0 | 0 | 0 | 0 | 0 | 0 | 0 | 0 | 0 | 0 | 0 | 0 | 0 | 0
767 |  | 1 |  |  |  |  | 0 |  |  |  | 0 | 0 | [6 empty] | 0 |  |  |  |  | 0% | 0 | 0 | 0 | 0 | 0 | 0 |  |  | 0 | 0% | 0 | 0 | 0 | 0 | 0 | NewControlTypes | 0 | 0 | 0 | 0 | 0 | 0 | 0 | 0 | 0 | 0 | 0 | 0 | 0 | 0 | 0 | 0 | 0 | 0 | 0 | 0 | 0 | 0 | 0 | 0 | 0 | 0 | 0 | 0 | 0 | 0 | 0 | 0 | 0 | 0 | 0 | 0 | 0 | 0 | 0 | 0 | 0 | 0 | 0 | 0 | 0 | 0 | 0 | 0 | 0 | 0 | 0 | 0 | 0 | 0 | 0 | 0 | 0 | 0 | 0 | 0 | 0 | 0 | 0 | 0 | 0 | 0 | 0 | 0 | 0 | 0 | 0 | 0 | 0 | 0 | 0 | 0 | 0 | 0 | 0 | 0 | 0 |  |  | 0 | 0 | 0 | 0 | 0 | 0 |  | 0 | 0 | 0 | 0 | 0 | 0 | 0 | 0 | 0 | 0 | 0 | 0 | 0 | 0 | 0 | 0 | 0 | 0 | 0
768 |  | 1 |  |  |  |  | 0 |  |  |  | 0 | 0 | [6 empty] | 0 |  |  |  |  | 0% | 0 | 0 | 0 | 0 | 0 | 0 |  |  | 0 | 0% | 0 | 0 | 0 | 0 | 0 | NewControlTypes | 0 | 0 | 0 | 0 | 0 | 0 | 0 | 0 | 0 | 0 | 0 | 0 | 0 | 0 | 0 | 0 | 0 | 0 | 0 | 0 | 0 | 0 | 0 | 0 | 0 | 0 | 0 | 0 | 0 | 0 | 0 | 0 | 0 | 0 | 0 | 0 | 0 | 0 | 0 | 0 | 0 | 0 | 0 | 0 | 0 | 0 | 0 | 0 | 0 | 0 | 0 | 0 | 0 | 0 | 0 | 0 | 0 | 0 | 0 | 0 | 0 | 0 | 0 | 0 | 0 | 0 | 0 | 0 | 0 | 0 | 0 | 0 | 0 | 0 | 0 | 0 | 0 | 0 | 0 | 0 | 0 |  |  | 0 | 0 | 0 | 0 | 0 | 0 |  | 0 | 0 | 0 | 0 | 0 | 0 | 0 | 0 | 0 | 0 | 0 | 0 | 0 | 0 | 0 | 0 | 0 | 0 | 0
769 |  | 1 |  |  |  |  | 0 |  |  |  | 0 | 0 | [6 empty] | 0 |  |  |  |  | 0% | 0 | 0 | 0 | 0 | 0 | 0 |  |  | 0 | 0% | 0 | 0 | 0 | 0 | 0 | NewControlTypes | 0 | 0 | 0 | 0 | 0 | 0 | 0 | 0 | 0 | 0 | 0 | 0 | 0 | 0 | 0 | 0 | 0 | 0 | 0 | 0 | 0 | 0 | 0 | 0 | 0 | 0 | 0 | 0 | 0 | 0 | 0 | 0 | 0 | 0 | 0 | 0 | 0 | 0 | 0 | 0 | 0 | 0 | 0 | 0 | 0 | 0 | 0 | 0 | 0 | 0 | 0 | 0 | 0 | 0 | 0 | 0 | 0 | 0 | 0 | 0 | 0 | 0 | 0 | 0 | 0 | 0 | 0 | 0 | 0 | 0 | 0 | 0 | 0 | 0 | 0 | 0 | 0 | 0 | 0 | 0 | 0 |  |  | 0 | 0 | 0 | 0 | 0 | 0 |  | 0 | 0 | 0 | 0 | 0 | 0 | 0 | 0 | 0 | 0 | 0 | 0 | 0 | 0 | 0 | 0 | 0 | 0 | 0
770 |  | 1 |  |  |  |  | 0 |  |  |  | 0 | 0 | [6 empty] | 0 |  |  |  |  | 0% | 0 | 0 | 0 | 0 | 0 | 0 |  |  | 0 | 0% | 0 | 0 | 0 | 0 | 0 | NewControlTypes | 0 | 0 | 0 | 0 | 0 | 0 | 0 | 0 | 0 | 0 | 0 | 0 | 0 | 0 | 0 | 0 | 0 | 0 | 0 | 0 | 0 | 0 | 0 | 0 | 0 | 0 | 0 | 0 | 0 | 0 | 0 | 0 | 0 | 0 | 0 | 0 | 0 | 0 | 0 | 0 | 0 | 0 | 0 | 0 | 0 | 0 | 0 | 0 | 0 | 0 | 0 | 0 | 0 | 0 | 0 | 0 | 0 | 0 | 0 | 0 | 0 | 0 | 0 | 0 | 0 | 0 | 0 | 0 | 0 | 0 | 0 | 0 | 0 | 0 | 0 | 0 | 0 | 0 | 0 | 0 | 0 |  |  | 0 | 0 | 0 | 0 | 0 | 0 |  | 0 | 0 | 0 | 0 | 0 | 0 | 0 | 0 | 0 | 0 | 0 | 0 | 0 | 0 | 0 | 0 | 0 | 0 | 0
771 |  | 1 |  |  |  |  | 0 |  |  |  | 0 | 0 | [6 empty] | 0 |  |  |  |  | 0% | 0 | 0 | 0 | 0 | 0 | 0 |  |  | 0 | 0% | 0 | 0 | 0 | 0 | 0 | NewControlTypes | 0 | 0 | 0 | 0 | 0 | 0 | 0 | 0 | 0 | 0 | 0 | 0 | 0 | 0 | 0 | 0 | 0 | 0 | 0 | 0 | 0 | 0 | 0 | 0 | 0 | 0 | 0 | 0 | 0 | 0 | 0 | 0 | 0 | 0 | 0 | 0 | 0 | 0 | 0 | 0 | 0 | 0 | 0 | 0 | 0 | 0 | 0 | 0 | 0 | 0 | 0 | 0 | 0 | 0 | 0 | 0 | 0 | 0 | 0 | 0 | 0 | 0 | 0 | 0 | 0 | 0 | 0 | 0 | 0 | 0 | 0 | 0 | 0 | 0 | 0 | 0 | 0 | 0 | 0 | 0 | 0 |  |  | 0 | 0 | 0 | 0 | 0 | 0 |  | 0 | 0 | 0 | 0 | 0 | 0 | 0 | 0 | 0 | 0 | 0 | 0 | 0 | 0 | 0 | 0 | 0 | 0 | 0
772 |  | 1 |  |  |  |  | 0 |  |  |  | 0 | 0 | [6 empty] | 0 |  |  |  |  | 0% | 0 | 0 | 0 | 0 | 0 | 0 |  |  | 0 | 0% | 0 | 0 | 0 | 0 | 0 | NewControlTypes | 0 | 0 | 0 | 0 | 0 | 0 | 0 | 0 | 0 | 0 | 0 | 0 | 0 | 0 | 0 | 0 | 0 | 0 | 0 | 0 | 0 | 0 | 0 | 0 | 0 | 0 | 0 | 0 | 0 | 0 | 0 | 0 | 0 | 0 | 0 | 0 | 0 | 0 | 0 | 0 | 0 | 0 | 0 | 0 | 0 | 0 | 0 | 0 | 0 | 0 | 0 | 0 | 0 | 0 | 0 | 0 | 0 | 0 | 0 | 0 | 0 | 0 | 0 | 0 | 0 | 0 | 0 | 0 | 0 | 0 | 0 | 0 | 0 | 0 | 0 | 0 | 0 | 0 | 0 | 0 | 0 |  |  | 0 | 0 | 0 | 0 | 0 | 0 |  | 0 | 0 | 0 | 0 | 0 | 0 | 0 | 0 | 0 | 0 | 0 | 0 | 0 | 0 | 0 | 0 | 0 | 0 | 0
773 |  | 1 |  |  |  |  | 0 |  |  |  | 0 | 0 | [6 empty] | 0 |  |  |  |  | 0% | 0 | 0 | 0 | 0 | 0 | 0 |  |  | 0 | 0% | 0 | 0 | 0 | 0 | 0 | NewControlTypes | 0 | 0 | 0 | 0 | 0 | 0 | 0 | 0 | 0 | 0 | 0 | 0 | 0 | 0 | 0 | 0 | 0 | 0 | 0 | 0 | 0 | 0 | 0 | 0 | 0 | 0 | 0 | 0 | 0 | 0 | 0 | 0 | 0 | 0 | 0 | 0 | 0 | 0 | 0 | 0 | 0 | 0 | 0 | 0 | 0 | 0 | 0 | 0 | 0 | 0 | 0 | 0 | 0 | 0 | 0 | 0 | 0 | 0 | 0 | 0 | 0 | 0 | 0 | 0 | 0 | 0 | 0 | 0 | 0 | 0 | 0 | 0 | 0 | 0 | 0 | 0 | 0 | 0 | 0 | 0 | 0 |  |  | 0 | 0 | 0 | 0 | 0 | 0 |  | 0 | 0 | 0 | 0 | 0 | 0 | 0 | 0 | 0 | 0 | 0 | 0 | 0 | 0 | 0 | 0 | 0 | 0 | 0
774 |  | 1 |  |  |  |  | 0 |  |  |  | 0 | 0 | [6 empty] | 0 |  |  |  |  | 0% | 0 | 0 | 0 | 0 | 0 | 0 |  |  | 0 | 0% | 0 | 0 | 0 | 0 | 0 | NewControlTypes | 0 | 0 | 0 | 0 | 0 | 0 | 0 | 0 | 0 | 0 | 0 | 0 | 0 | 0 | 0 | 0 | 0 | 0 | 0 | 0 | 0 | 0 | 0 | 0 | 0 | 0 | 0 | 0 | 0 | 0 | 0 | 0 | 0 | 0 | 0 | 0 | 0 | 0 | 0 | 0 | 0 | 0 | 0 | 0 | 0 | 0 | 0 | 0 | 0 | 0 | 0 | 0 | 0 | 0 | 0 | 0 | 0 | 0 | 0 | 0 | 0 | 0 | 0 | 0 | 0 | 0 | 0 | 0 | 0 | 0 | 0 | 0 | 0 | 0 | 0 | 0 | 0 | 0 | 0 | 0 | 0 |  |  | 0 | 0 | 0 | 0 | 0 | 0 |  | 0 | 0 | 0 | 0 | 0 | 0 | 0 | 0 | 0 | 0 | 0 | 0 | 0 | 0 | 0 | 0 | 0 | 0 | 0
775 |  | 1 |  |  |  |  | 0 |  |  |  | 0 | 0 | [6 empty] | 0 |  |  |  |  | 0% | 0 | 0 | 0 | 0 | 0 | 0 |  |  | 0 | 0% | 0 | 0 | 0 | 0 | 0 | NewControlTypes | 0 | 0 | 0 | 0 | 0 | 0 | 0 | 0 | 0 | 0 | 0 | 0 | 0 | 0 | 0 | 0 | 0 | 0 | 0 | 0 | 0 | 0 | 0 | 0 | 0 | 0 | 0 | 0 | 0 | 0 | 0 | 0 | 0 | 0 | 0 | 0 | 0 | 0 | 0 | 0 | 0 | 0 | 0 | 0 | 0 | 0 | 0 | 0 | 0 | 0 | 0 | 0 | 0 | 0 | 0 | 0 | 0 | 0 | 0 | 0 | 0 | 0 | 0 | 0 | 0 | 0 | 0 | 0 | 0 | 0 | 0 | 0 | 0 | 0 | 0 | 0 | 0 | 0 | 0 | 0 | 0 |  |  | 0 | 0 | 0 | 0 | 0 | 0 |  | 0 | 0 | 0 | 0 | 0 | 0 | 0 | 0 | 0 | 0 | 0 | 0 | 0 | 0 | 0 | 0 | 0 | 0 | 0
776 |  | 1 |  |  |  |  | 0 |  |  |  | 0 | 0 | [6 empty] | 0 |  |  |  |  | 0% | 0 | 0 | 0 | 0 | 0 | 0 |  |  | 0 | 0% | 0 | 0 | 0 | 0 | 0 | NewControlTypes | 0 | 0 | 0 | 0 | 0 | 0 | 0 | 0 | 0 | 0 | 0 | 0 | 0 | 0 | 0 | 0 | 0 | 0 | 0 | 0 | 0 | 0 | 0 | 0 | 0 | 0 | 0 | 0 | 0 | 0 | 0 | 0 | 0 | 0 | 0 | 0 | 0 | 0 | 0 | 0 | 0 | 0 | 0 | 0 | 0 | 0 | 0 | 0 | 0 | 0 | 0 | 0 | 0 | 0 | 0 | 0 | 0 | 0 | 0 | 0 | 0 | 0 | 0 | 0 | 0 | 0 | 0 | 0 | 0 | 0 | 0 | 0 | 0 | 0 | 0 | 0 | 0 | 0 | 0 | 0 | 0 |  |  | 0 | 0 | 0 | 0 | 0 | 0 |  | 0 | 0 | 0 | 0 | 0 | 0 | 0 | 0 | 0 | 0 | 0 | 0 | 0 | 0 | 0 | 0 | 0 | 0 | 0
777 |  | 1 |  |  |  |  | 0 |  |  |  | 0 | 0 | [6 empty] | 0 |  |  |  |  | 0% | 0 | 0 | 0 | 0 | 0 | 0 |  |  | 0 | 0% | 0 | 0 | 0 | 0 | 0 | NewControlTypes | 0 | 0 | 0 | 0 | 0 | 0 | 0 | 0 | 0 | 0 | 0 | 0 | 0 | 0 | 0 | 0 | 0 | 0 | 0 | 0 | 0 | 0 | 0 | 0 | 0 | 0 | 0 | 0 | 0 | 0 | 0 | 0 | 0 | 0 | 0 | 0 | 0 | 0 | 0 | 0 | 0 | 0 | 0 | 0 | 0 | 0 | 0 | 0 | 0 | 0 | 0 | 0 | 0 | 0 | 0 | 0 | 0 | 0 | 0 | 0 | 0 | 0 | 0 | 0 | 0 | 0 | 0 | 0 | 0 | 0 | 0 | 0 | 0 | 0 | 0 | 0 | 0 | 0 | 0 | 0 | 0 |  |  | 0 | 0 | 0 | 0 | 0 | 0 |  | 0 | 0 | 0 | 0 | 0 | 0 | 0 | 0 | 0 | 0 | 0 | 0 | 0 | 0 | 0 | 0 | 0 | 0 | 0
778 |  | 1 |  |  |  |  | 0 |  |  |  | 0 | 0 | [6 empty] | 0 |  |  |  |  | 0% | 0 | 0 | 0 | 0 | 0 | 0 |  |  | 0 | 0% | 0 | 0 | 0 | 0 | 0 | NewControlTypes | 0 | 0 | 0 | 0 | 0 | 0 | 0 | 0 | 0 | 0 | 0 | 0 | 0 | 0 | 0 | 0 | 0 | 0 | 0 | 0 | 0 | 0 | 0 | 0 | 0 | 0 | 0 | 0 | 0 | 0 | 0 | 0 | 0 | 0 | 0 | 0 | 0 | 0 | 0 | 0 | 0 | 0 | 0 | 0 | 0 | 0 | 0 | 0 | 0 | 0 | 0 | 0 | 0 | 0 | 0 | 0 | 0 | 0 | 0 | 0 | 0 | 0 | 0 | 0 | 0 | 0 | 0 | 0 | 0 | 0 | 0 | 0 | 0 | 0 | 0 | 0 | 0 | 0 | 0 | 0 | 0 |  |  | 0 | 0 | 0 | 0 | 0 | 0 |  | 0 | 0 | 0 | 0 | 0 | 0 | 0 | 0 | 0 | 0 | 0 | 0 | 0 | 0 | 0 | 0 | 0 | 0 | 0
779 |  | 1 |  |  |  |  | 0 |  |  |  | 0 | 0 | [6 empty] | 0 |  |  |  |  | 0% | 0 | 0 | 0 | 0 | 0 | 0 |  |  | 0 | 0% | 0 | 0 | 0 | 0 | 0 | NewControlTypes | 0 | 0 | 0 | 0 | 0 | 0 | 0 | 0 | 0 | 0 | 0 | 0 | 0 | 0 | 0 | 0 | 0 | 0 | 0 | 0 | 0 | 0 | 0 | 0 | 0 | 0 | 0 | 0 | 0 | 0 | 0 | 0 | 0 | 0 | 0 | 0 | 0 | 0 | 0 | 0 | 0 | 0 | 0 | 0 | 0 | 0 | 0 | 0 | 0 | 0 | 0 | 0 | 0 | 0 | 0 | 0 | 0 | 0 | 0 | 0 | 0 | 0 | 0 | 0 | 0 | 0 | 0 | 0 | 0 | 0 | 0 | 0 | 0 | 0 | 0 | 0 | 0 | 0 | 0 | 0 | 0 |  |  | 0 | 0 | 0 | 0 | 0 | 0 |  | 0 | 0 | 0 | 0 | 0 | 0 | 0 | 0 | 0 | 0 | 0 | 0 | 0 | 0 | 0 | 0 | 0 | 0 | 0
780 |  | 1 |  |  |  |  | 0 |  |  |  | 0 | 0 | [6 empty] | 0 |  |  |  |  | 0% | 0 | 0 | 0 | 0 | 0 | 0 |  |  | 0 | 0% | 0 | 0 | 0 | 0 | 0 | NewControlTypes | 0 | 0 | 0 | 0 | 0 | 0 | 0 | 0 | 0 | 0 | 0 | 0 | 0 | 0 | 0 | 0 | 0 | 0 | 0 | 0 | 0 | 0 | 0 | 0 | 0 | 0 | 0 | 0 | 0 | 0 | 0 | 0 | 0 | 0 | 0 | 0 | 0 | 0 | 0 | 0 | 0 | 0 | 0 | 0 | 0 | 0 | 0 | 0 | 0 | 0 | 0 | 0 | 0 | 0 | 0 | 0 | 0 | 0 | 0 | 0 | 0 | 0 | 0 | 0 | 0 | 0 | 0 | 0 | 0 | 0 | 0 | 0 | 0 | 0 | 0 | 0 | 0 | 0 | 0 | 0 | 0 |  |  | 0 | 0 | 0 | 0 | 0 | 0 |  | 0 | 0 | 0 | 0 | 0 | 0 | 0 | 0 | 0 | 0 | 0 | 0 | 0 | 0 | 0 | 0 | 0 | 0 | 0
781 |  | 1 |  |  |  |  | 0 |  |  |  | 0 | 0 | [6 empty] | 0 |  |  |  |  | 0% | 0 | 0 | 0 | 0 | 0 | 0 |  |  | 0 | 0% | 0 | 0 | 0 | 0 | 0 | NewControlTypes | 0 | 0 | 0 | 0 | 0 | 0 | 0 | 0 | 0 | 0 | 0 | 0 | 0 | 0 | 0 | 0 | 0 | 0 | 0 | 0 | 0 | 0 | 0 | 0 | 0 | 0 | 0 | 0 | 0 | 0 | 0 | 0 | 0 | 0 | 0 | 0 | 0 | 0 | 0 | 0 | 0 | 0 | 0 | 0 | 0 | 0 | 0 | 0 | 0 | 0 | 0 | 0 | 0 | 0 | 0 | 0 | 0 | 0 | 0 | 0 | 0 | 0 | 0 | 0 | 0 | 0 | 0 | 0 | 0 | 0 | 0 | 0 | 0 | 0 | 0 | 0 | 0 | 0 | 0 | 0 | 0 |  |  | 0 | 0 | 0 | 0 | 0 | 0 |  | 0 | 0 | 0 | 0 | 0 | 0 | 0 | 0 | 0 | 0 | 0 | 0 | 0 | 0 | 0 | 0 | 0 | 0 | 0
782 |  | 1 |  |  |  |  | 0 |  |  |  | 0 | 0 | [6 empty] | 0 |  |  |  |  | 0% | 0 | 0 | 0 | 0 | 0 | 0 |  |  | 0 | 0% | 0 | 0 | 0 | 0 | 0 | NewControlTypes | 0 | 0 | 0 | 0 | 0 | 0 | 0 | 0 | 0 | 0 | 0 | 0 | 0 | 0 | 0 | 0 | 0 | 0 | 0 | 0 | 0 | 0 | 0 | 0 | 0 | 0 | 0 | 0 | 0 | 0 | 0 | 0 | 0 | 0 | 0 | 0 | 0 | 0 | 0 | 0 | 0 | 0 | 0 | 0 | 0 | 0 | 0 | 0 | 0 | 0 | 0 | 0 | 0 | 0 | 0 | 0 | 0 | 0 | 0 | 0 | 0 | 0 | 0 | 0 | 0 | 0 | 0 | 0 | 0 | 0 | 0 | 0 | 0 | 0 | 0 | 0 | 0 | 0 | 0 | 0 | 0 |  |  | 0 | 0 | 0 | 0 | 0 | 0 |  | 0 | 0 | 0 | 0 | 0 | 0 | 0 | 0 | 0 | 0 | 0 | 0 | 0 | 0 | 0 | 0 | 0 | 0 | 0
783 |  | 1 |  |  |  |  | 0 |  |  |  | 0 | 0 | [6 empty] | 0 |  |  |  |  | 0% | 0 | 0 | 0 | 0 | 0 | 0 |  |  | 0 | 0% | 0 | 0 | 0 | 0 | 0 | NewControlTypes | 0 | 0 | 0 | 0 | 0 | 0 | 0 | 0 | 0 | 0 | 0 | 0 | 0 | 0 | 0 | 0 | 0 | 0 | 0 | 0 | 0 | 0 | 0 | 0 | 0 | 0 | 0 | 0 | 0 | 0 | 0 | 0 | 0 | 0 | 0 | 0 | 0 | 0 | 0 | 0 | 0 | 0 | 0 | 0 | 0 | 0 | 0 | 0 | 0 | 0 | 0 | 0 | 0 | 0 | 0 | 0 | 0 | 0 | 0 | 0 | 0 | 0 | 0 | 0 | 0 | 0 | 0 | 0 | 0 | 0 | 0 | 0 | 0 | 0 | 0 | 0 | 0 | 0 | 0 | 0 | 0 |  |  | 0 | 0 | 0 | 0 | 0 | 0 |  | 0 | 0 | 0 | 0 | 0 | 0 | 0 | 0 | 0 | 0 | 0 | 0 | 0 | 0 | 0 | 0 | 0 | 0 | 0
784 |  | 1 |  |  |  |  | 0 |  |  |  | 0 | 0 | [6 empty] | 0 |  |  |  |  | 0% | 0 | 0 | 0 | 0 | 0 | 0 |  |  | 0 | 0% | 0 | 0 | 0 | 0 | 0 | NewControlTypes | 0 | 0 | 0 | 0 | 0 | 0 | 0 | 0 | 0 | 0 | 0 | 0 | 0 | 0 | 0 | 0 | 0 | 0 | 0 | 0 | 0 | 0 | 0 | 0 | 0 | 0 | 0 | 0 | 0 | 0 | 0 | 0 | 0 | 0 | 0 | 0 | 0 | 0 | 0 | 0 | 0 | 0 | 0 | 0 | 0 | 0 | 0 | 0 | 0 | 0 | 0 | 0 | 0 | 0 | 0 | 0 | 0 | 0 | 0 | 0 | 0 | 0 | 0 | 0 | 0 | 0 | 0 | 0 | 0 | 0 | 0 | 0 | 0 | 0 | 0 | 0 | 0 | 0 | 0 | 0 | 0 |  |  | 0 | 0 | 0 | 0 | 0 | 0 |  | 0 | 0 | 0 | 0 | 0 | 0 | 0 | 0 | 0 | 0 | 0 | 0 | 0 | 0 | 0 | 0 | 0 | 0 | 0
785 |  | 1 |  |  |  |  | 0 |  |  |  | 0 | 0 | [6 empty] | 0 |  |  |  |  | 0% | 0 | 0 | 0 | 0 | 0 | 0 |  |  | 0 | 0% | 0 | 0 | 0 | 0 | 0 | NewControlTypes | 0 | 0 | 0 | 0 | 0 | 0 | 0 | 0 | 0 | 0 | 0 | 0 | 0 | 0 | 0 | 0 | 0 | 0 | 0 | 0 | 0 | 0 | 0 | 0 | 0 | 0 | 0 | 0 | 0 | 0 | 0 | 0 | 0 | 0 | 0 | 0 | 0 | 0 | 0 | 0 | 0 | 0 | 0 | 0 | 0 | 0 | 0 | 0 | 0 | 0 | 0 | 0 | 0 | 0 | 0 | 0 | 0 | 0 | 0 | 0 | 0 | 0 | 0 | 0 | 0 | 0 | 0 | 0 | 0 | 0 | 0 | 0 | 0 | 0 | 0 | 0 | 0 | 0 | 0 | 0 | 0 |  |  | 0 | 0 | 0 | 0 | 0 | 0 |  | 0 | 0 | 0 | 0 | 0 | 0 | 0 | 0 | 0 | 0 | 0 | 0 | 0 | 0 | 0 | 0 | 0 | 0 | 0
786 |  | 1 |  |  |  |  | 0 |  |  |  | 0 | 0 | [6 empty] | 0 |  |  |  |  | 0% | 0 | 0 | 0 | 0 | 0 | 0 |  |  | 0 | 0% | 0 | 0 | 0 | 0 | 0 | NewControlTypes | 0 | 0 | 0 | 0 | 0 | 0 | 0 | 0 | 0 | 0 | 0 | 0 | 0 | 0 | 0 | 0 | 0 | 0 | 0 | 0 | 0 | 0 | 0 | 0 | 0 | 0 | 0 | 0 | 0 | 0 | 0 | 0 | 0 | 0 | 0 | 0 | 0 | 0 | 0 | 0 | 0 | 0 | 0 | 0 | 0 | 0 | 0 | 0 | 0 | 0 | 0 | 0 | 0 | 0 | 0 | 0 | 0 | 0 | 0 | 0 | 0 | 0 | 0 | 0 | 0 | 0 | 0 | 0 | 0 | 0 | 0 | 0 | 0 | 0 | 0 | 0 | 0 | 0 | 0 | 0 | 0 |  |  | 0 | 0 | 0 | 0 | 0 | 0 |  | 0 | 0 | 0 | 0 | 0 | 0 | 0 | 0 | 0 | 0 | 0 | 0 | 0 | 0 | 0 | 0 | 0 | 0 | 0
787 |  | 1 |  |  |  |  | 0 |  |  |  | 0 | 0 | [6 empty] | 0 |  |  |  |  | 0% | 0 | 0 | 0 | 0 | 0 | 0 |  |  | 0 | 0% | 0 | 0 | 0 | 0 | 0 | NewControlTypes | 0 | 0 | 0 | 0 | 0 | 0 | 0 | 0 | 0 | 0 | 0 | 0 | 0 | 0 | 0 | 0 | 0 | 0 | 0 | 0 | 0 | 0 | 0 | 0 | 0 | 0 | 0 | 0 | 0 | 0 | 0 | 0 | 0 | 0 | 0 | 0 | 0 | 0 | 0 | 0 | 0 | 0 | 0 | 0 | 0 | 0 | 0 | 0 | 0 | 0 | 0 | 0 | 0 | 0 | 0 | 0 | 0 | 0 | 0 | 0 | 0 | 0 | 0 | 0 | 0 | 0 | 0 | 0 | 0 | 0 | 0 | 0 | 0 | 0 | 0 | 0 | 0 | 0 | 0 | 0 | 0 |  |  | 0 | 0 | 0 | 0 | 0 | 0 |  | 0 | 0 | 0 | 0 | 0 | 0 | 0 | 0 | 0 | 0 | 0 | 0 | 0 | 0 | 0 | 0 | 0 | 0 | 0
788 |  | 1 |  |  |  |  | 0 |  |  |  | 0 | 0 | [6 empty] | 0 |  |  |  |  | 0% | 0 | 0 | 0 | 0 | 0 | 0 |  |  | 0 | 0% | 0 | 0 | 0 | 0 | 0 | NewControlTypes | 0 | 0 | 0 | 0 | 0 | 0 | 0 | 0 | 0 | 0 | 0 | 0 | 0 | 0 | 0 | 0 | 0 | 0 | 0 | 0 | 0 | 0 | 0 | 0 | 0 | 0 | 0 | 0 | 0 | 0 | 0 | 0 | 0 | 0 | 0 | 0 | 0 | 0 | 0 | 0 | 0 | 0 | 0 | 0 | 0 | 0 | 0 | 0 | 0 | 0 | 0 | 0 | 0 | 0 | 0 | 0 | 0 | 0 | 0 | 0 | 0 | 0 | 0 | 0 | 0 | 0 | 0 | 0 | 0 | 0 | 0 | 0 | 0 | 0 | 0 | 0 | 0 | 0 | 0 | 0 | 0 |  |  | 0 | 0 | 0 | 0 | 0 | 0 |  | 0 | 0 | 0 | 0 | 0 | 0 | 0 | 0 | 0 | 0 | 0 | 0 | 0 | 0 | 0 | 0 | 0 | 0 | 0
789 |  | 1 |  |  |  |  | 0 |  |  |  | 0 | 0 | [6 empty] | 0 |  |  |  |  | 0% | 0 | 0 | 0 | 0 | 0 | 0 |  |  | 0 | 0% | 0 | 0 | 0 | 0 | 0 | NewControlTypes | 0 | 0 | 0 | 0 | 0 | 0 | 0 | 0 | 0 | 0 | 0 | 0 | 0 | 0 | 0 | 0 | 0 | 0 | 0 | 0 | 0 | 0 | 0 | 0 | 0 | 0 | 0 | 0 | 0 | 0 | 0 | 0 | 0 | 0 | 0 | 0 | 0 | 0 | 0 | 0 | 0 | 0 | 0 | 0 | 0 | 0 | 0 | 0 | 0 | 0 | 0 | 0 | 0 | 0 | 0 | 0 | 0 | 0 | 0 | 0 | 0 | 0 | 0 | 0 | 0 | 0 | 0 | 0 | 0 | 0 | 0 | 0 | 0 | 0 | 0 | 0 | 0 | 0 | 0 | 0 | 0 |  |  | 0 | 0 | 0 | 0 | 0 | 0 |  | 0 | 0 | 0 | 0 | 0 | 0 | 0 | 0 | 0 | 0 | 0 | 0 | 0 | 0 | 0 | 0 | 0 | 0 | 0
790 |  | 1 |  |  |  |  | 0 |  |  |  | 0 | 0 | [6 empty] | 0 |  |  |  |  | 0% | 0 | 0 | 0 | 0 | 0 | 0 |  |  | 0 | 0% | 0 | 0 | 0 | 0 | 0 | NewControlTypes | 0 | 0 | 0 | 0 | 0 | 0 | 0 | 0 | 0 | 0 | 0 | 0 | 0 | 0 | 0 | 0 | 0 | 0 | 0 | 0 | 0 | 0 | 0 | 0 | 0 | 0 | 0 | 0 | 0 | 0 | 0 | 0 | 0 | 0 | 0 | 0 | 0 | 0 | 0 | 0 | 0 | 0 | 0 | 0 | 0 | 0 | 0 | 0 | 0 | 0 | 0 | 0 | 0 | 0 | 0 | 0 | 0 | 0 | 0 | 0 | 0 | 0 | 0 | 0 | 0 | 0 | 0 | 0 | 0 | 0 | 0 | 0 | 0 | 0 | 0 | 0 | 0 | 0 | 0 | 0 | 0 |  |  | 0 | 0 | 0 | 0 | 0 | 0 |  | 0 | 0 | 0 | 0 | 0 | 0 | 0 | 0 | 0 | 0 | 0 | 0 | 0 | 0 | 0 | 0 | 0 | 0 | 0
791 |  | 1 |  |  |  |  | 0 |  |  |  | 0 | 0 | [6 empty] | 0 |  |  |  |  | 0% | 0 | 0 | 0 | 0 | 0 | 0 |  |  | 0 | 0% | 0 | 0 | 0 | 0 | 0 | NewControlTypes | 0 | 0 | 0 | 0 | 0 | 0 | 0 | 0 | 0 | 0 | 0 | 0 | 0 | 0 | 0 | 0 | 0 | 0 | 0 | 0 | 0 | 0 | 0 | 0 | 0 | 0 | 0 | 0 | 0 | 0 | 0 | 0 | 0 | 0 | 0 | 0 | 0 | 0 | 0 | 0 | 0 | 0 | 0 | 0 | 0 | 0 | 0 | 0 | 0 | 0 | 0 | 0 | 0 | 0 | 0 | 0 | 0 | 0 | 0 | 0 | 0 | 0 | 0 | 0 | 0 | 0 | 0 | 0 | 0 | 0 | 0 | 0 | 0 | 0 | 0 | 0 | 0 | 0 | 0 | 0 | 0 |  |  | 0 | 0 | 0 | 0 | 0 | 0 |  | 0 | 0 | 0 | 0 | 0 | 0 | 0 | 0 | 0 | 0 | 0 | 0 | 0 | 0 | 0 | 0 | 0 | 0 | 0
792 |  | 1 |  |  |  |  | 0 |  |  |  | 0 | 0 | [6 empty] | 0 |  |  |  |  | 0% | 0 | 0 | 0 | 0 | 0 | 0 |  |  | 0 | 0% | 0 | 0 | 0 | 0 | 0 | NewControlTypes | 0 | 0 | 0 | 0 | 0 | 0 | 0 | 0 | 0 | 0 | 0 | 0 | 0 | 0 | 0 | 0 | 0 | 0 | 0 | 0 | 0 | 0 | 0 | 0 | 0 | 0 | 0 | 0 | 0 | 0 | 0 | 0 | 0 | 0 | 0 | 0 | 0 | 0 | 0 | 0 | 0 | 0 | 0 | 0 | 0 | 0 | 0 | 0 | 0 | 0 | 0 | 0 | 0 | 0 | 0 | 0 | 0 | 0 | 0 | 0 | 0 | 0 | 0 | 0 | 0 | 0 | 0 | 0 | 0 | 0 | 0 | 0 | 0 | 0 | 0 | 0 | 0 | 0 | 0 | 0 | 0 |  |  | 0 | 0 | 0 | 0 | 0 | 0 |  | 0 | 0 | 0 | 0 | 0 | 0 | 0 | 0 | 0 | 0 | 0 | 0 | 0 | 0 | 0 | 0 | 0 | 0 | 0
793 |  | 1 |  |  |  |  | 0 |  |  |  | 0 | 0 | [6 empty] | 0 |  |  |  |  | 0% | 0 | 0 | 0 | 0 | 0 | 0 |  |  | 0 | 0% | 0 | 0 | 0 | 0 | 0 | NewControlTypes | 0 | 0 | 0 | 0 | 0 | 0 | 0 | 0 | 0 | 0 | 0 | 0 | 0 | 0 | 0 | 0 | 0 | 0 | 0 | 0 | 0 | 0 | 0 | 0 | 0 | 0 | 0 | 0 | 0 | 0 | 0 | 0 | 0 | 0 | 0 | 0 | 0 | 0 | 0 | 0 | 0 | 0 | 0 | 0 | 0 | 0 | 0 | 0 | 0 | 0 | 0 | 0 | 0 | 0 | 0 | 0 | 0 | 0 | 0 | 0 | 0 | 0 | 0 | 0 | 0 | 0 | 0 | 0 | 0 | 0 | 0 | 0 | 0 | 0 | 0 | 0 | 0 | 0 | 0 | 0 | 0 |  |  | 0 | 0 | 0 | 0 | 0 | 0 |  | 0 | 0 | 0 | 0 | 0 | 0 | 0 | 0 | 0 | 0 | 0 | 0 | 0 | 0 | 0 | 0 | 0 | 0 | 0
794 |  | 1 |  |  |  |  | 0 |  |  |  | 0 | 0 | [6 empty] | 0 |  |  |  |  | 0% | 0 | 0 | 0 | 0 | 0 | 0 |  |  | 0 | 0% | 0 | 0 | 0 | 0 | 0 | NewControlTypes | 0 | 0 | 0 | 0 | 0 | 0 | 0 | 0 | 0 | 0 | 0 | 0 | 0 | 0 | 0 | 0 | 0 | 0 | 0 | 0 | 0 | 0 | 0 | 0 | 0 | 0 | 0 | 0 | 0 | 0 | 0 | 0 | 0 | 0 | 0 | 0 | 0 | 0 | 0 | 0 | 0 | 0 | 0 | 0 | 0 | 0 | 0 | 0 | 0 | 0 | 0 | 0 | 0 | 0 | 0 | 0 | 0 | 0 | 0 | 0 | 0 | 0 | 0 | 0 | 0 | 0 | 0 | 0 | 0 | 0 | 0 | 0 | 0 | 0 | 0 | 0 | 0 | 0 | 0 | 0 | 0 |  |  | 0 | 0 | 0 | 0 | 0 | 0 |  | 0 | 0 | 0 | 0 | 0 | 0 | 0 | 0 | 0 | 0 | 0 | 0 | 0 | 0 | 0 | 0 | 0 | 0 | 0
795 |  | 1 |  |  |  |  | 0 |  |  |  | 0 | 0 | [6 empty] | 0 |  |  |  |  | 0% | 0 | 0 | 0 | 0 | 0 | 0 |  |  | 0 | 0% | 0 | 0 | 0 | 0 | 0 | NewControlTypes | 0 | 0 | 0 | 0 | 0 | 0 | 0 | 0 | 0 | 0 | 0 | 0 | 0 | 0 | 0 | 0 | 0 | 0 | 0 | 0 | 0 | 0 | 0 | 0 | 0 | 0 | 0 | 0 | 0 | 0 | 0 | 0 | 0 | 0 | 0 | 0 | 0 | 0 | 0 | 0 | 0 | 0 | 0 | 0 | 0 | 0 | 0 | 0 | 0 | 0 | 0 | 0 | 0 | 0 | 0 | 0 | 0 | 0 | 0 | 0 | 0 | 0 | 0 | 0 | 0 | 0 | 0 | 0 | 0 | 0 | 0 | 0 | 0 | 0 | 0 | 0 | 0 | 0 | 0 | 0 | 0 |  |  | 0 | 0 | 0 | 0 | 0 | 0 |  | 0 | 0 | 0 | 0 | 0 | 0 | 0 | 0 | 0 | 0 | 0 | 0 | 0 | 0 | 0 | 0 | 0 | 0 | 0
796 |  | 1 |  |  |  |  | 0 |  |  |  | 0 | 0 | [6 empty] | 0 |  |  |  |  | 0% | 0 | 0 | 0 | 0 | 0 | 0 |  |  | 0 | 0% | 0 | 0 | 0 | 0 | 0 | NewControlTypes | 0 | 0 | 0 | 0 | 0 | 0 | 0 | 0 | 0 | 0 | 0 | 0 | 0 | 0 | 0 | 0 | 0 | 0 | 0 | 0 | 0 | 0 | 0 | 0 | 0 | 0 | 0 | 0 | 0 | 0 | 0 | 0 | 0 | 0 | 0 | 0 | 0 | 0 | 0 | 0 | 0 | 0 | 0 | 0 | 0 | 0 | 0 | 0 | 0 | 0 | 0 | 0 | 0 | 0 | 0 | 0 | 0 | 0 | 0 | 0 | 0 | 0 | 0 | 0 | 0 | 0 | 0 | 0 | 0 | 0 | 0 | 0 | 0 | 0 | 0 | 0 | 0 | 0 | 0 | 0 | 0 |  |  | 0 | 0 | 0 | 0 | 0 | 0 |  | 0 | 0 | 0 | 0 | 0 | 0 | 0 | 0 | 0 | 0 | 0 | 0 | 0 | 0 | 0 | 0 | 0 | 0 | 0
797 |  | 1 |  |  |  |  | 0 |  |  |  | 0 | 0 | [6 empty] | 0 |  |  |  |  | 0% | 0 | 0 | 0 | 0 | 0 | 0 |  |  | 0 | 0% | 0 | 0 | 0 | 0 | 0 | NewControlTypes | 0 | 0 | 0 | 0 | 0 | 0 | 0 | 0 | 0 | 0 | 0 | 0 | 0 | 0 | 0 | 0 | 0 | 0 | 0 | 0 | 0 | 0 | 0 | 0 | 0 | 0 | 0 | 0 | 0 | 0 | 0 | 0 | 0 | 0 | 0 | 0 | 0 | 0 | 0 | 0 | 0 | 0 | 0 | 0 | 0 | 0 | 0 | 0 | 0 | 0 | 0 | 0 | 0 | 0 | 0 | 0 | 0 | 0 | 0 | 0 | 0 | 0 | 0 | 0 | 0 | 0 | 0 | 0 | 0 | 0 | 0 | 0 | 0 | 0 | 0 | 0 | 0 | 0 | 0 | 0 | 0 |  |  | 0 | 0 | 0 | 0 | 0 | 0 |  | 0 | 0 | 0 | 0 | 0 | 0 | 0 | 0 | 0 | 0 | 0 | 0 | 0 | 0 | 0 | 0 | 0 | 0 | 0
798 |  | 1 |  |  |  |  | 0 |  |  |  | 0 | 0 | [6 empty] | 0 |  |  |  |  | 0% | 0 | 0 | 0 | 0 | 0 | 0 |  |  | 0 | 0% | 0 | 0 | 0 | 0 | 0 | NewControlTypes | 0 | 0 | 0 | 0 | 0 | 0 | 0 | 0 | 0 | 0 | 0 | 0 | 0 | 0 | 0 | 0 | 0 | 0 | 0 | 0 | 0 | 0 | 0 | 0 | 0 | 0 | 0 | 0 | 0 | 0 | 0 | 0 | 0 | 0 | 0 | 0 | 0 | 0 | 0 | 0 | 0 | 0 | 0 | 0 | 0 | 0 | 0 | 0 | 0 | 0 | 0 | 0 | 0 | 0 | 0 | 0 | 0 | 0 | 0 | 0 | 0 | 0 | 0 | 0 | 0 | 0 | 0 | 0 | 0 | 0 | 0 | 0 | 0 | 0 | 0 | 0 | 0 | 0 | 0 | 0 | 0 |  |  | 0 | 0 | 0 | 0 | 0 | 0 |  | 0 | 0 | 0 | 0 | 0 | 0 | 0 | 0 | 0 | 0 | 0 | 0 | 0 | 0 | 0 | 0 | 0 | 0 | 0
799 |  | 1 |  |  |  |  | 0 |  |  |  | 0 | 0 | [6 empty] | 0 |  |  |  |  | 0% | 0 | 0 | 0 | 0 | 0 | 0 |  |  | 0 | 0% | 0 | 0 | 0 | 0 | 0 | NewControlTypes | 0 | 0 | 0 | 0 | 0 | 0 | 0 | 0 | 0 | 0 | 0 | 0 | 0 | 0 | 0 | 0 | 0 | 0 | 0 | 0 | 0 | 0 | 0 | 0 | 0 | 0 | 0 | 0 | 0 | 0 | 0 | 0 | 0 | 0 | 0 | 0 | 0 | 0 | 0 | 0 | 0 | 0 | 0 | 0 | 0 | 0 | 0 | 0 | 0 | 0 | 0 | 0 | 0 | 0 | 0 | 0 | 0 | 0 | 0 | 0 | 0 | 0 | 0 | 0 | 0 | 0 | 0 | 0 | 0 | 0 | 0 | 0 | 0 | 0 | 0 | 0 | 0 | 0 | 0 | 0 | 0 |  |  | 0 | 0 | 0 | 0 | 0 | 0 |  | 0 | 0 | 0 | 0 | 0 | 0 | 0 | 0 | 0 | 0 | 0 | 0 | 0 | 0 | 0 | 0 | 0 | 0 | 0
800 |  | 1 |  |  |  |  | 0 |  |  |  | 0 | 0 | [6 empty] | 0 |  |  |  |  | 0% | 0 | 0 | 0 | 0 | 0 | 0 |  |  | 0 | 0% | 0 | 0 | 0 | 0 | 0 | NewControlTypes | 0 | 0 | 0 | 0 | 0 | 0 | 0 | 0 | 0 | 0 | 0 | 0 | 0 | 0 | 0 | 0 | 0 | 0 | 0 | 0 | 0 | 0 | 0 | 0 | 0 | 0 | 0 | 0 | 0 | 0 | 0 | 0 | 0 | 0 | 0 | 0 | 0 | 0 | 0 | 0 | 0 | 0 | 0 | 0 | 0 | 0 | 0 | 0 | 0 | 0 | 0 | 0 | 0 | 0 | 0 | 0 | 0 | 0 | 0 | 0 | 0 | 0 | 0 | 0 | 0 | 0 | 0 | 0 | 0 | 0 | 0 | 0 | 0 | 0 | 0 | 0 | 0 | 0 | 0 | 0 | 0 |  |  | 0 | 0 | 0 | 0 | 0 | 0 |  | 0 | 0 | 0 | 0 | 0 | 0 | 0 | 0 | 0 | 0 | 0 | 0 | 0 | 0 | 0 | 0 | 0 | 0 | 0
801 |  | 1 |  |  |  |  | 0 |  |  |  | 0 | 0 | [6 empty] | 0 |  |  |  |  | 0% | 0 | 0 | 0 | 0 | 0 | 0 |  |  | 0 | 0% | 0 | 0 | 0 | 0 | 0 | NewControlTypes | 0 | 0 | 0 | 0 | 0 | 0 | 0 | 0 | 0 | 0 | 0 | 0 | 0 | 0 | 0 | 0 | 0 | 0 | 0 | 0 | 0 | 0 | 0 | 0 | 0 | 0 | 0 | 0 | 0 | 0 | 0 | 0 | 0 | 0 | 0 | 0 | 0 | 0 | 0 | 0 | 0 | 0 | 0 | 0 | 0 | 0 | 0 | 0 | 0 | 0 | 0 | 0 | 0 | 0 | 0 | 0 | 0 | 0 | 0 | 0 | 0 | 0 | 0 | 0 | 0 | 0 | 0 | 0 | 0 | 0 | 0 | 0 | 0 | 0 | 0 | 0 | 0 | 0 | 0 | 0 | 0 |  |  | 0 | 0 | 0 | 0 | 0 | 0 |  | 0 | 0 | 0 | 0 | 0 | 0 | 0 | 0 | 0 | 0 | 0 | 0 | 0 | 0 | 0 | 0 | 0 | 0 | 0
802 |  | 1 |  |  |  |  | 0 |  |  |  | 0 | 0 | [6 empty] | 0 |  |  |  |  | 0% | 0 | 0 | 0 | 0 | 0 | 0 |  |  | 0 | 0% | 0 | 0 | 0 | 0 | 0 | NewControlTypes | 0 | 0 | 0 | 0 | 0 | 0 | 0 | 0 | 0 | 0 | 0 | 0 | 0 | 0 | 0 | 0 | 0 | 0 | 0 | 0 | 0 | 0 | 0 | 0 | 0 | 0 | 0 | 0 | 0 | 0 | 0 | 0 | 0 | 0 | 0 | 0 | 0 | 0 | 0 | 0 | 0 | 0 | 0 | 0 | 0 | 0 | 0 | 0 | 0 | 0 | 0 | 0 | 0 | 0 | 0 | 0 | 0 | 0 | 0 | 0 | 0 | 0 | 0 | 0 | 0 | 0 | 0 | 0 | 0 | 0 | 0 | 0 | 0 | 0 | 0 | 0 | 0 | 0 | 0 | 0 | 0 |  |  | 0 | 0 | 0 | 0 | 0 | 0 |  | 0 | 0 | 0 | 0 | 0 | 0 | 0 | 0 | 0 | 0 | 0 | 0 | 0 | 0 | 0 | 0 | 0 | 0 | 0
803 |  | 1 |  |  |  |  | 0 |  |  |  | 0 | 0 | [6 empty] | 0 |  |  |  |  | 0% | 0 | 0 | 0 | 0 | 0 | 0 |  |  | 0 | 0% | 0 | 0 | 0 | 0 | 0 | NewControlTypes | 0 | 0 | 0 | 0 | 0 | 0 | 0 | 0 | 0 | 0 | 0 | 0 | 0 | 0 | 0 | 0 | 0 | 0 | 0 | 0 | 0 | 0 | 0 | 0 | 0 | 0 | 0 | 0 | 0 | 0 | 0 | 0 | 0 | 0 | 0 | 0 | 0 | 0 | 0 | 0 | 0 | 0 | 0 | 0 | 0 | 0 | 0 | 0 | 0 | 0 | 0 | 0 | 0 | 0 | 0 | 0 | 0 | 0 | 0 | 0 | 0 | 0 | 0 | 0 | 0 | 0 | 0 | 0 | 0 | 0 | 0 | 0 | 0 | 0 | 0 | 0 | 0 | 0 | 0 | 0 | 0 |  |  | 0 | 0 | 0 | 0 | 0 | 0 |  | 0 | 0 | 0 | 0 | 0 | 0 | 0 | 0 | 0 | 0 | 0 | 0 | 0 | 0 | 0 | 0 | 0 | 0 | 0
804 |  | 1 |  |  |  |  | 0 |  |  |  | 0 | 0 | [6 empty] | 0 |  |  |  |  | 0% | 0 | 0 | 0 | 0 | 0 | 0 |  |  | 0 | 0% | 0 | 0 | 0 | 0 | 0 | NewControlTypes | 0 | 0 | 0 | 0 | 0 | 0 | 0 | 0 | 0 | 0 | 0 | 0 | 0 | 0 | 0 | 0 | 0 | 0 | 0 | 0 | 0 | 0 | 0 | 0 | 0 | 0 | 0 | 0 | 0 | 0 | 0 | 0 | 0 | 0 | 0 | 0 | 0 | 0 | 0 | 0 | 0 | 0 | 0 | 0 | 0 | 0 | 0 | 0 | 0 | 0 | 0 | 0 | 0 | 0 | 0 | 0 | 0 | 0 | 0 | 0 | 0 | 0 | 0 | 0 | 0 | 0 | 0 | 0 | 0 | 0 | 0 | 0 | 0 | 0 | 0 | 0 | 0 | 0 | 0 | 0 | 0 |  |  | 0 | 0 | 0 | 0 | 0 | 0 |  | 0 | 0 | 0 | 0 | 0 | 0 | 0 | 0 | 0 | 0 | 0 | 0 | 0 | 0 | 0 | 0 | 0 | 0 | 0
805 |  | 1 |  |  |  |  | 0 |  |  |  | 0 | 0 | [6 empty] | 0 |  |  |  |  | 0% | 0 | 0 | 0 | 0 | 0 | 0 |  |  | 0 | 0% | 0 | 0 | 0 | 0 | 0 | NewControlTypes | 0 | 0 | 0 | 0 | 0 | 0 | 0 | 0 | 0 | 0 | 0 | 0 | 0 | 0 | 0 | 0 | 0 | 0 | 0 | 0 | 0 | 0 | 0 | 0 | 0 | 0 | 0 | 0 | 0 | 0 | 0 | 0 | 0 | 0 | 0 | 0 | 0 | 0 | 0 | 0 | 0 | 0 | 0 | 0 | 0 | 0 | 0 | 0 | 0 | 0 | 0 | 0 | 0 | 0 | 0 | 0 | 0 | 0 | 0 | 0 | 0 | 0 | 0 | 0 | 0 | 0 | 0 | 0 | 0 | 0 | 0 | 0 | 0 | 0 | 0 | 0 | 0 | 0 | 0 | 0 | 0 |  |  | 0 | 0 | 0 | 0 | 0 | 0 |  | 0 | 0 | 0 | 0 | 0 | 0 | 0 | 0 | 0 | 0 | 0 | 0 | 0 | 0 | 0 | 0 | 0 | 0 | 0
806 |  | 1 |  |  |  |  | 0 |  |  |  | 0 | 0 | [6 empty] | 0 |  |  |  |  | 0% | 0 | 0 | 0 | 0 | 0 | 0 |  |  | 0 | 0% | 0 | 0 | 0 | 0 | 0 | NewControlTypes | 0 | 0 | 0 | 0 | 0 | 0 | 0 | 0 | 0 | 0 | 0 | 0 | 0 | 0 | 0 | 0 | 0 | 0 | 0 | 0 | 0 | 0 | 0 | 0 | 0 | 0 | 0 | 0 | 0 | 0 | 0 | 0 | 0 | 0 | 0 | 0 | 0 | 0 | 0 | 0 | 0 | 0 | 0 | 0 | 0 | 0 | 0 | 0 | 0 | 0 | 0 | 0 | 0 | 0 | 0 | 0 | 0 | 0 | 0 | 0 | 0 | 0 | 0 | 0 | 0 | 0 | 0 | 0 | 0 | 0 | 0 | 0 | 0 | 0 | 0 | 0 | 0 | 0 | 0 | 0 | 0 |  |  | 0 | 0 | 0 | 0 | 0 | 0 |  | 0 | 0 | 0 | 0 | 0 | 0 | 0 | 0 | 0 | 0 | 0 | 0 | 0 | 0 | 0 | 0 | 0 | 0 | 0
807 |  | 1 |  |  |  |  | 0 |  |  |  | 0 | 0 | [6 empty] | 0 |  |  |  |  | 0% | 0 | 0 | 0 | 0 | 0 | 0 |  |  | 0 | 0% | 0 | 0 | 0 | 0 | 0 | NewControlTypes | 0 | 0 | 0 | 0 | 0 | 0 | 0 | 0 | 0 | 0 | 0 | 0 | 0 | 0 | 0 | 0 | 0 | 0 | 0 | 0 | 0 | 0 | 0 | 0 | 0 | 0 | 0 | 0 | 0 | 0 | 0 | 0 | 0 | 0 | 0 | 0 | 0 | 0 | 0 | 0 | 0 | 0 | 0 | 0 | 0 | 0 | 0 | 0 | 0 | 0 | 0 | 0 | 0 | 0 | 0 | 0 | 0 | 0 | 0 | 0 | 0 | 0 | 0 | 0 | 0 | 0 | 0 | 0 | 0 | 0 | 0 | 0 | 0 | 0 | 0 | 0 | 0 | 0 | 0 | 0 | 0 |  |  | 0 | 0 | 0 | 0 | 0 | 0 |  | 0 | 0 | 0 | 0 | 0 | 0 | 0 | 0 | 0 | 0 | 0 | 0 | 0 | 0 | 0 | 0 | 0 | 0 | 0
808 |  | 1 |  |  |  |  | 0 |  |  |  | 0 | 0 | [6 empty] | 0 |  |  |  |  | 0% | 0 | 0 | 0 | 0 | 0 | 0 |  |  | 0 | 0% | 0 | 0 | 0 | 0 | 0 | NewControlTypes | 0 | 0 | 0 | 0 | 0 | 0 | 0 | 0 | 0 | 0 | 0 | 0 | 0 | 0 | 0 | 0 | 0 | 0 | 0 | 0 | 0 | 0 | 0 | 0 | 0 | 0 | 0 | 0 | 0 | 0 | 0 | 0 | 0 | 0 | 0 | 0 | 0 | 0 | 0 | 0 | 0 | 0 | 0 | 0 | 0 | 0 | 0 | 0 | 0 | 0 | 0 | 0 | 0 | 0 | 0 | 0 | 0 | 0 | 0 | 0 | 0 | 0 | 0 | 0 | 0 | 0 | 0 | 0 | 0 | 0 | 0 | 0 | 0 | 0 | 0 | 0 | 0 | 0 | 0 | 0 | 0 |  |  | 0 | 0 | 0 | 0 | 0 | 0 |  | 0 | 0 | 0 | 0 | 0 | 0 | 0 | 0 | 0 | 0 | 0 | 0 | 0 | 0 | 0 | 0 | 0 | 0 | 0
809 |  | 1 |  |  |  |  | 0 |  |  |  | 0 | 0 | [6 empty] | 0 |  |  |  |  | 0% | 0 | 0 | 0 | 0 | 0 | 0 |  |  | 0 | 0% | 0 | 0 | 0 | 0 | 0 | NewControlTypes | 0 | 0 | 0 | 0 | 0 | 0 | 0 | 0 | 0 | 0 | 0 | 0 | 0 | 0 | 0 | 0 | 0 | 0 | 0 | 0 | 0 | 0 | 0 | 0 | 0 | 0 | 0 | 0 | 0 | 0 | 0 | 0 | 0 | 0 | 0 | 0 | 0 | 0 | 0 | 0 | 0 | 0 | 0 | 0 | 0 | 0 | 0 | 0 | 0 | 0 | 0 | 0 | 0 | 0 | 0 | 0 | 0 | 0 | 0 | 0 | 0 | 0 | 0 | 0 | 0 | 0 | 0 | 0 | 0 | 0 | 0 | 0 | 0 | 0 | 0 | 0 | 0 | 0 | 0 | 0 | 0 |  |  | 0 | 0 | 0 | 0 | 0 | 0 |  | 0 | 0 | 0 | 0 | 0 | 0 | 0 | 0 | 0 | 0 | 0 | 0 | 0 | 0 | 0 | 0 | 0 | 0 | 0
810 |  | 1 |  |  |  |  | 0 |  |  |  | 0 | 0 | [6 empty] | 0 |  |  |  |  | 0% | 0 | 0 | 0 | 0 | 0 | 0 |  |  | 0 | 0% | 0 | 0 | 0 | 0 | 0 | NewControlTypes | 0 | 0 | 0 | 0 | 0 | 0 | 0 | 0 | 0 | 0 | 0 | 0 | 0 | 0 | 0 | 0 | 0 | 0 | 0 | 0 | 0 | 0 | 0 | 0 | 0 | 0 | 0 | 0 | 0 | 0 | 0 | 0 | 0 | 0 | 0 | 0 | 0 | 0 | 0 | 0 | 0 | 0 | 0 | 0 | 0 | 0 | 0 | 0 | 0 | 0 | 0 | 0 | 0 | 0 | 0 | 0 | 0 | 0 | 0 | 0 | 0 | 0 | 0 | 0 | 0 | 0 | 0 | 0 | 0 | 0 | 0 | 0 | 0 | 0 | 0 | 0 | 0 | 0 | 0 | 0 | 0 |  |  | 0 | 0 | 0 | 0 | 0 | 0 |  | 0 | 0 | 0 | 0 | 0 | 0 | 0 | 0 | 0 | 0 | 0 | 0 | 0 | 0 | 0 | 0 | 0 | 0 | 0
811 |  | 1 |  |  |  |  | 0 |  |  |  | 0 | 0 | [6 empty] | 0 |  |  |  |  | 0% | 0 | 0 | 0 | 0 | 0 | 0 |  |  | 0 | 0% | 0 | 0 | 0 | 0 | 0 | NewControlTypes | 0 | 0 | 0 | 0 | 0 | 0 | 0 | 0 | 0 | 0 | 0 | 0 | 0 | 0 | 0 | 0 | 0 | 0 | 0 | 0 | 0 | 0 | 0 | 0 | 0 | 0 | 0 | 0 | 0 | 0 | 0 | 0 | 0 | 0 | 0 | 0 | 0 | 0 | 0 | 0 | 0 | 0 | 0 | 0 | 0 | 0 | 0 | 0 | 0 | 0 | 0 | 0 | 0 | 0 | 0 | 0 | 0 | 0 | 0 | 0 | 0 | 0 | 0 | 0 | 0 | 0 | 0 | 0 | 0 | 0 | 0 | 0 | 0 | 0 | 0 | 0 | 0 | 0 | 0 | 0 | 0 |  |  | 0 | 0 | 0 | 0 | 0 | 0 |  | 0 | 0 | 0 | 0 | 0 | 0 | 0 | 0 | 0 | 0 | 0 | 0 | 0 | 0 | 0 | 0 | 0 | 0 | 0
812 |  | 1 |  |  |  |  | 0 |  |  |  | 0 | 0 | [6 empty] | 0 |  |  |  |  | 0% | 0 | 0 | 0 | 0 | 0 | 0 |  |  | 0 | 0% | 0 | 0 | 0 | 0 | 0 | NewControlTypes | 0 | 0 | 0 | 0 | 0 | 0 | 0 | 0 | 0 | 0 | 0 | 0 | 0 | 0 | 0 | 0 | 0 | 0 | 0 | 0 | 0 | 0 | 0 | 0 | 0 | 0 | 0 | 0 | 0 | 0 | 0 | 0 | 0 | 0 | 0 | 0 | 0 | 0 | 0 | 0 | 0 | 0 | 0 | 0 | 0 | 0 | 0 | 0 | 0 | 0 | 0 | 0 | 0 | 0 | 0 | 0 | 0 | 0 | 0 | 0 | 0 | 0 | 0 | 0 | 0 | 0 | 0 | 0 | 0 | 0 | 0 | 0 | 0 | 0 | 0 | 0 | 0 | 0 | 0 | 0 | 0 |  |  | 0 | 0 | 0 | 0 | 0 | 0 |  | 0 | 0 | 0 | 0 | 0 | 0 | 0 | 0 | 0 | 0 | 0 | 0 | 0 | 0 | 0 | 0 | 0 | 0 | 0
813 |  | 1 |  |  |  |  | 0 |  |  |  | 0 | 0 | [6 empty] | 0 |  |  |  |  | 0% | 0 | 0 | 0 | 0 | 0 | 0 |  |  | 0 | 0% | 0 | 0 | 0 | 0 | 0 | NewControlTypes | 0 | 0 | 0 | 0 | 0 | 0 | 0 | 0 | 0 | 0 | 0 | 0 | 0 | 0 | 0 | 0 | 0 | 0 | 0 | 0 | 0 | 0 | 0 | 0 | 0 | 0 | 0 | 0 | 0 | 0 | 0 | 0 | 0 | 0 | 0 | 0 | 0 | 0 | 0 | 0 | 0 | 0 | 0 | 0 | 0 | 0 | 0 | 0 | 0 | 0 | 0 | 0 | 0 | 0 | 0 | 0 | 0 | 0 | 0 | 0 | 0 | 0 | 0 | 0 | 0 | 0 | 0 | 0 | 0 | 0 | 0 | 0 | 0 | 0 | 0 | 0 | 0 | 0 | 0 | 0 | 0 |  |  | 0 | 0 | 0 | 0 | 0 | 0 |  | 0 | 0 | 0 | 0 | 0 | 0 | 0 | 0 | 0 | 0 | 0 | 0 | 0 | 0 | 0 | 0 | 0 | 0 | 0
814 |  | 1 |  |  |  |  | 0 |  |  |  | 0 | 0 | [6 empty] | 0 |  |  |  |  | 0% | 0 | 0 | 0 | 0 | 0 | 0 |  |  | 0 | 0% | 0 | 0 | 0 | 0 | 0 | NewControlTypes | 0 | 0 | 0 | 0 | 0 | 0 | 0 | 0 | 0 | 0 | 0 | 0 | 0 | 0 | 0 | 0 | 0 | 0 | 0 | 0 | 0 | 0 | 0 | 0 | 0 | 0 | 0 | 0 | 0 | 0 | 0 | 0 | 0 | 0 | 0 | 0 | 0 | 0 | 0 | 0 | 0 | 0 | 0 | 0 | 0 | 0 | 0 | 0 | 0 | 0 | 0 | 0 | 0 | 0 | 0 | 0 | 0 | 0 | 0 | 0 | 0 | 0 | 0 | 0 | 0 | 0 | 0 | 0 | 0 | 0 | 0 | 0 | 0 | 0 | 0 | 0 | 0 | 0 | 0 | 0 | 0 |  |  | 0 | 0 | 0 | 0 | 0 | 0 |  | 0 | 0 | 0 | 0 | 0 | 0 | 0 | 0 | 0 | 0 | 0 | 0 | 0 | 0 | 0 | 0 | 0 | 0 | 0
815 |  | 1 |  |  |  |  | 0 |  |  |  | 0 | 0 | [6 empty] | 0 |  |  |  |  | 0% | 0 | 0 | 0 | 0 | 0 | 0 |  |  | 0 | 0% | 0 | 0 | 0 | 0 | 0 | NewControlTypes | 0 | 0 | 0 | 0 | 0 | 0 | 0 | 0 | 0 | 0 | 0 | 0 | 0 | 0 | 0 | 0 | 0 | 0 | 0 | 0 | 0 | 0 | 0 | 0 | 0 | 0 | 0 | 0 | 0 | 0 | 0 | 0 | 0 | 0 | 0 | 0 | 0 | 0 | 0 | 0 | 0 | 0 | 0 | 0 | 0 | 0 | 0 | 0 | 0 | 0 | 0 | 0 | 0 | 0 | 0 | 0 | 0 | 0 | 0 | 0 | 0 | 0 | 0 | 0 | 0 | 0 | 0 | 0 | 0 | 0 | 0 | 0 | 0 | 0 | 0 | 0 | 0 | 0 | 0 | 0 | 0 |  |  | 0 | 0 | 0 | 0 | 0 | 0 |  | 0 | 0 | 0 | 0 | 0 | 0 | 0 | 0 | 0 | 0 | 0 | 0 | 0 | 0 | 0 | 0 | 0 | 0 | 0
816 |  | 1 |  |  |  |  | 0 |  |  |  | 0 | 0 | [6 empty] | 0 |  |  |  |  | 0% | 0 | 0 | 0 | 0 | 0 | 0 |  |  | 0 | 0% | 0 | 0 | 0 | 0 | 0 | NewControlTypes | 0 | 0 | 0 | 0 | 0 | 0 | 0 | 0 | 0 | 0 | 0 | 0 | 0 | 0 | 0 | 0 | 0 | 0 | 0 | 0 | 0 | 0 | 0 | 0 | 0 | 0 | 0 | 0 | 0 | 0 | 0 | 0 | 0 | 0 | 0 | 0 | 0 | 0 | 0 | 0 | 0 | 0 | 0 | 0 | 0 | 0 | 0 | 0 | 0 | 0 | 0 | 0 | 0 | 0 | 0 | 0 | 0 | 0 | 0 | 0 | 0 | 0 | 0 | 0 | 0 | 0 | 0 | 0 | 0 | 0 | 0 | 0 | 0 | 0 | 0 | 0 | 0 | 0 | 0 | 0 | 0 |  |  | 0 | 0 | 0 | 0 | 0 | 0 |  | 0 | 0 | 0 | 0 | 0 | 0 | 0 | 0 | 0 | 0 | 0 | 0 | 0 | 0 | 0 | 0 | 0 | 0 | 0
817 |  | 1 |  |  |  |  | 0 |  |  |  | 0 | 0 | [6 empty] | 0 |  |  |  |  | 0% | 0 | 0 | 0 | 0 | 0 | 0 |  |  | 0 | 0% | 0 | 0 | 0 | 0 | 0 | NewControlTypes | 0 | 0 | 0 | 0 | 0 | 0 | 0 | 0 | 0 | 0 | 0 | 0 | 0 | 0 | 0 | 0 | 0 | 0 | 0 | 0 | 0 | 0 | 0 | 0 | 0 | 0 | 0 | 0 | 0 | 0 | 0 | 0 | 0 | 0 | 0 | 0 | 0 | 0 | 0 | 0 | 0 | 0 | 0 | 0 | 0 | 0 | 0 | 0 | 0 | 0 | 0 | 0 | 0 | 0 | 0 | 0 | 0 | 0 | 0 | 0 | 0 | 0 | 0 | 0 | 0 | 0 | 0 | 0 | 0 | 0 | 0 | 0 | 0 | 0 | 0 | 0 | 0 | 0 | 0 | 0 | 0 |  |  | 0 | 0 | 0 | 0 | 0 | 0 |  | 0 | 0 | 0 | 0 | 0 | 0 | 0 | 0 | 0 | 0 | 0 | 0 | 0 | 0 | 0 | 0 | 0 | 0 | 0
818 |  | 1 |  |  |  |  | 0 |  |  |  | 0 | 0 | [6 empty] | 0 |  |  |  |  | 0% | 0 | 0 | 0 | 0 | 0 | 0 |  |  | 0 | 0% | 0 | 0 | 0 | 0 | 0 | NewControlTypes | 0 | 0 | 0 | 0 | 0 | 0 | 0 | 0 | 0 | 0 | 0 | 0 | 0 | 0 | 0 | 0 | 0 | 0 | 0 | 0 | 0 | 0 | 0 | 0 | 0 | 0 | 0 | 0 | 0 | 0 | 0 | 0 | 0 | 0 | 0 | 0 | 0 | 0 | 0 | 0 | 0 | 0 | 0 | 0 | 0 | 0 | 0 | 0 | 0 | 0 | 0 | 0 | 0 | 0 | 0 | 0 | 0 | 0 | 0 | 0 | 0 | 0 | 0 | 0 | 0 | 0 | 0 | 0 | 0 | 0 | 0 | 0 | 0 | 0 | 0 | 0 | 0 | 0 | 0 | 0 | 0 |  |  | 0 | 0 | 0 | 0 | 0 | 0 |  | 0 | 0 | 0 | 0 | 0 | 0 | 0 | 0 | 0 | 0 | 0 | 0 | 0 | 0 | 0 | 0 | 0 | 0 | 0
819 |  | 1 |  |  |  |  | 0 |  |  |  | 0 | 0 | [6 empty] | 0 |  |  |  |  | 0% | 0 | 0 | 0 | 0 | 0 | 0 |  |  | 0 | 0% | 0 | 0 | 0 | 0 | 0 | NewControlTypes | 0 | 0 | 0 | 0 | 0 | 0 | 0 | 0 | 0 | 0 | 0 | 0 | 0 | 0 | 0 | 0 | 0 | 0 | 0 | 0 | 0 | 0 | 0 | 0 | 0 | 0 | 0 | 0 | 0 | 0 | 0 | 0 | 0 | 0 | 0 | 0 | 0 | 0 | 0 | 0 | 0 | 0 | 0 | 0 | 0 | 0 | 0 | 0 | 0 | 0 | 0 | 0 | 0 | 0 | 0 | 0 | 0 | 0 | 0 | 0 | 0 | 0 | 0 | 0 | 0 | 0 | 0 | 0 | 0 | 0 | 0 | 0 | 0 | 0 | 0 | 0 | 0 | 0 | 0 | 0 | 0 |  |  | 0 | 0 | 0 | 0 | 0 | 0 |  | 0 | 0 | 0 | 0 | 0 | 0 | 0 | 0 | 0 | 0 | 0 | 0 | 0 | 0 | 0 | 0 | 0 | 0 | 0
820 |  | 1 |  |  |  |  | 0 |  |  |  | 0 | 0 | [6 empty] | 0 |  |  |  |  | 0% | 0 | 0 | 0 | 0 | 0 | 0 |  |  | 0 | 0% | 0 | 0 | 0 | 0 | 0 | NewControlTypes | 0 | 0 | 0 | 0 | 0 | 0 | 0 | 0 | 0 | 0 | 0 | 0 | 0 | 0 | 0 | 0 | 0 | 0 | 0 | 0 | 0 | 0 | 0 | 0 | 0 | 0 | 0 | 0 | 0 | 0 | 0 | 0 | 0 | 0 | 0 | 0 | 0 | 0 | 0 | 0 | 0 | 0 | 0 | 0 | 0 | 0 | 0 | 0 | 0 | 0 | 0 | 0 | 0 | 0 | 0 | 0 | 0 | 0 | 0 | 0 | 0 | 0 | 0 | 0 | 0 | 0 | 0 | 0 | 0 | 0 | 0 | 0 | 0 | 0 | 0 | 0 | 0 | 0 | 0 | 0 | 0 |  |  | 0 | 0 | 0 | 0 | 0 | 0 |  | 0 | 0 | 0 | 0 | 0 | 0 | 0 | 0 | 0 | 0 | 0 | 0 | 0 | 0 | 0 | 0 | 0 | 0 | 0
821 |  | 1 |  |  |  |  | 0 |  |  |  | 0 | 0 | [6 empty] | 0 |  |  |  |  | 0% | 0 | 0 | 0 | 0 | 0 | 0 |  |  | 0 | 0% | 0 | 0 | 0 | 0 | 0 | NewControlTypes | 0 | 0 | 0 | 0 | 0 | 0 | 0 | 0 | 0 | 0 | 0 | 0 | 0 | 0 | 0 | 0 | 0 | 0 | 0 | 0 | 0 | 0 | 0 | 0 | 0 | 0 | 0 | 0 | 0 | 0 | 0 | 0 | 0 | 0 | 0 | 0 | 0 | 0 | 0 | 0 | 0 | 0 | 0 | 0 | 0 | 0 | 0 | 0 | 0 | 0 | 0 | 0 | 0 | 0 | 0 | 0 | 0 | 0 | 0 | 0 | 0 | 0 | 0 | 0 | 0 | 0 | 0 | 0 | 0 | 0 | 0 | 0 | 0 | 0 | 0 | 0 | 0 | 0 | 0 | 0 | 0 |  |  | 0 | 0 | 0 | 0 | 0 | 0 |  | 0 | 0 | 0 | 0 | 0 | 0 | 0 | 0 | 0 | 0 | 0 | 0 | 0 | 0 | 0 | 0 | 0 | 0 | 0
822 |  | 1 |  |  |  |  | 0 |  |  |  | 0 | 0 | [6 empty] | 0 |  |  |  |  | 0% | 0 | 0 | 0 | 0 | 0 | 0 |  |  | 0 | 0% | 0 | 0 | 0 | 0 | 0 | NewControlTypes | 0 | 0 | 0 | 0 | 0 | 0 | 0 | 0 | 0 | 0 | 0 | 0 | 0 | 0 | 0 | 0 | 0 | 0 | 0 | 0 | 0 | 0 | 0 | 0 | 0 | 0 | 0 | 0 | 0 | 0 | 0 | 0 | 0 | 0 | 0 | 0 | 0 | 0 | 0 | 0 | 0 | 0 | 0 | 0 | 0 | 0 | 0 | 0 | 0 | 0 | 0 | 0 | 0 | 0 | 0 | 0 | 0 | 0 | 0 | 0 | 0 | 0 | 0 | 0 | 0 | 0 | 0 | 0 | 0 | 0 | 0 | 0 | 0 | 0 | 0 | 0 | 0 | 0 | 0 | 0 | 0 |  |  | 0 | 0 | 0 | 0 | 0 | 0 |  | 0 | 0 | 0 | 0 | 0 | 0 | 0 | 0 | 0 | 0 | 0 | 0 | 0 | 0 | 0 | 0 | 0 | 0 | 0
823 |  | 1 |  |  |  |  | 0 |  |  |  | 0 | 0 | [6 empty] | 0 |  |  |  |  | 0% | 0 | 0 | 0 | 0 | 0 | 0 |  |  | 0 | 0% | 0 | 0 | 0 | 0 | 0 | NewControlTypes | 0 | 0 | 0 | 0 | 0 | 0 | 0 | 0 | 0 | 0 | 0 | 0 | 0 | 0 | 0 | 0 | 0 | 0 | 0 | 0 | 0 | 0 | 0 | 0 | 0 | 0 | 0 | 0 | 0 | 0 | 0 | 0 | 0 | 0 | 0 | 0 | 0 | 0 | 0 | 0 | 0 | 0 | 0 | 0 | 0 | 0 | 0 | 0 | 0 | 0 | 0 | 0 | 0 | 0 | 0 | 0 | 0 | 0 | 0 | 0 | 0 | 0 | 0 | 0 | 0 | 0 | 0 | 0 | 0 | 0 | 0 | 0 | 0 | 0 | 0 | 0 | 0 | 0 | 0 | 0 | 0 |  |  | 0 | 0 | 0 | 0 | 0 | 0 |  | 0 | 0 | 0 | 0 | 0 | 0 | 0 | 0 | 0 | 0 | 0 | 0 | 0 | 0 | 0 | 0 | 0 | 0 | 0
824 |  | 1 |  |  |  |  | 0 |  |  |  | 0 | 0 | [6 empty] | 0 |  |  |  |  | 0% | 0 | 0 | 0 | 0 | 0 | 0 |  |  | 0 | 0% | 0 | 0 | 0 | 0 | 0 | NewControlTypes | 0 | 0 | 0 | 0 | 0 | 0 | 0 | 0 | 0 | 0 | 0 | 0 | 0 | 0 | 0 | 0 | 0 | 0 | 0 | 0 | 0 | 0 | 0 | 0 | 0 | 0 | 0 | 0 | 0 | 0 | 0 | 0 | 0 | 0 | 0 | 0 | 0 | 0 | 0 | 0 | 0 | 0 | 0 | 0 | 0 | 0 | 0 | 0 | 0 | 0 | 0 | 0 | 0 | 0 | 0 | 0 | 0 | 0 | 0 | 0 | 0 | 0 | 0 | 0 | 0 | 0 | 0 | 0 | 0 | 0 | 0 | 0 | 0 | 0 | 0 | 0 | 0 | 0 | 0 | 0 | 0 |  |  | 0 | 0 | 0 | 0 | 0 | 0 |  | 0 | 0 | 0 | 0 | 0 | 0 | 0 | 0 | 0 | 0 | 0 | 0 | 0 | 0 | 0 | 0 | 0 | 0 | 0
825 |  | 1 |  |  |  |  | 0 |  |  |  | 0 | 0 | [6 empty] | 0 |  |  |  |  | 0% | 0 | 0 | 0 | 0 | 0 | 0 |  |  | 0 | 0% | 0 | 0 | 0 | 0 | 0 | NewControlTypes | 0 | 0 | 0 | 0 | 0 | 0 | 0 | 0 | 0 | 0 | 0 | 0 | 0 | 0 | 0 | 0 | 0 | 0 | 0 | 0 | 0 | 0 | 0 | 0 | 0 | 0 | 0 | 0 | 0 | 0 | 0 | 0 | 0 | 0 | 0 | 0 | 0 | 0 | 0 | 0 | 0 | 0 | 0 | 0 | 0 | 0 | 0 | 0 | 0 | 0 | 0 | 0 | 0 | 0 | 0 | 0 | 0 | 0 | 0 | 0 | 0 | 0 | 0 | 0 | 0 | 0 | 0 | 0 | 0 | 0 | 0 | 0 | 0 | 0 | 0 | 0 | 0 | 0 | 0 | 0 | 0 |  |  | 0 | 0 | 0 | 0 | 0 | 0 |  | 0 | 0 | 0 | 0 | 0 | 0 | 0 | 0 | 0 | 0 | 0 | 0 | 0 | 0 | 0 | 0 | 0 | 0 | 0
826 |  | 1 |  |  |  |  | 0 |  |  |  | 0 | 0 | [6 empty] | 0 |  |  |  |  | 0% | 0 | 0 | 0 | 0 | 0 | 0 |  |  | 0 | 0% | 0 | 0 | 0 | 0 | 0 | NewControlTypes | 0 | 0 | 0 | 0 | 0 | 0 | 0 | 0 | 0 | 0 | 0 | 0 | 0 | 0 | 0 | 0 | 0 | 0 | 0 | 0 | 0 | 0 | 0 | 0 | 0 | 0 | 0 | 0 | 0 | 0 | 0 | 0 | 0 | 0 | 0 | 0 | 0 | 0 | 0 | 0 | 0 | 0 | 0 | 0 | 0 | 0 | 0 | 0 | 0 | 0 | 0 | 0 | 0 | 0 | 0 | 0 | 0 | 0 | 0 | 0 | 0 | 0 | 0 | 0 | 0 | 0 | 0 | 0 | 0 | 0 | 0 | 0 | 0 | 0 | 0 | 0 | 0 | 0 | 0 | 0 | 0 |  |  | 0 | 0 | 0 | 0 | 0 | 0 |  | 0 | 0 | 0 | 0 | 0 | 0 | 0 | 0 | 0 | 0 | 0 | 0 | 0 | 0 | 0 | 0 | 0 | 0 | 0
827 |  | 1 |  |  |  |  | 0 |  |  |  | 0 | 0 | [6 empty] | 0 |  |  |  |  | 0% | 0 | 0 | 0 | 0 | 0 | 0 |  |  | 0 | 0% | 0 | 0 | 0 | 0 | 0 | NewControlTypes | 0 | 0 | 0 | 0 | 0 | 0 | 0 | 0 | 0 | 0 | 0 | 0 | 0 | 0 | 0 | 0 | 0 | 0 | 0 | 0 | 0 | 0 | 0 | 0 | 0 | 0 | 0 | 0 | 0 | 0 | 0 | 0 | 0 | 0 | 0 | 0 | 0 | 0 | 0 | 0 | 0 | 0 | 0 | 0 | 0 | 0 | 0 | 0 | 0 | 0 | 0 | 0 | 0 | 0 | 0 | 0 | 0 | 0 | 0 | 0 | 0 | 0 | 0 | 0 | 0 | 0 | 0 | 0 | 0 | 0 | 0 | 0 | 0 | 0 | 0 | 0 | 0 | 0 | 0 | 0 | 0 |  |  | 0 | 0 | 0 | 0 | 0 | 0 |  | 0 | 0 | 0 | 0 | 0 | 0 | 0 | 0 | 0 | 0 | 0 | 0 | 0 | 0 | 0 | 0 | 0 | 0 | 0
828 |  | 1 |  |  |  |  | 0 |  |  |  | 0 | 0 | [6 empty] | 0 |  |  |  |  | 0% | 0 | 0 | 0 | 0 | 0 | 0 |  |  | 0 | 0% | 0 | 0 | 0 | 0 | 0 | NewControlTypes | 0 | 0 | 0 | 0 | 0 | 0 | 0 | 0 | 0 | 0 | 0 | 0 | 0 | 0 | 0 | 0 | 0 | 0 | 0 | 0 | 0 | 0 | 0 | 0 | 0 | 0 | 0 | 0 | 0 | 0 | 0 | 0 | 0 | 0 | 0 | 0 | 0 | 0 | 0 | 0 | 0 | 0 | 0 | 0 | 0 | 0 | 0 | 0 | 0 | 0 | 0 | 0 | 0 | 0 | 0 | 0 | 0 | 0 | 0 | 0 | 0 | 0 | 0 | 0 | 0 | 0 | 0 | 0 | 0 | 0 | 0 | 0 | 0 | 0 | 0 | 0 | 0 | 0 | 0 | 0 | 0 |  |  | 0 | 0 | 0 | 0 | 0 | 0 |  | 0 | 0 | 0 | 0 | 0 | 0 | 0 | 0 | 0 | 0 | 0 | 0 | 0 | 0 | 0 | 0 | 0 | 0 | 0
829 |  | 1 |  |  |  |  | 0 |  |  |  | 0 | 0 | [6 empty] | 0 |  |  |  |  | 0% | 0 | 0 | 0 | 0 | 0 | 0 |  |  | 0 | 0% | 0 | 0 | 0 | 0 | 0 | NewControlTypes | 0 | 0 | 0 | 0 | 0 | 0 | 0 | 0 | 0 | 0 | 0 | 0 | 0 | 0 | 0 | 0 | 0 | 0 | 0 | 0 | 0 | 0 | 0 | 0 | 0 | 0 | 0 | 0 | 0 | 0 | 0 | 0 | 0 | 0 | 0 | 0 | 0 | 0 | 0 | 0 | 0 | 0 | 0 | 0 | 0 | 0 | 0 | 0 | 0 | 0 | 0 | 0 | 0 | 0 | 0 | 0 | 0 | 0 | 0 | 0 | 0 | 0 | 0 | 0 | 0 | 0 | 0 | 0 | 0 | 0 | 0 | 0 | 0 | 0 | 0 | 0 | 0 | 0 | 0 | 0 | 0 |  |  | 0 | 0 | 0 | 0 | 0 | 0 |  | 0 | 0 | 0 | 0 | 0 | 0 | 0 | 0 | 0 | 0 | 0 | 0 | 0 | 0 | 0 | 0 | 0 | 0 | 0
830 |  | 1 |  |  |  |  | 0 |  |  |  | 0 | 0 | [6 empty] | 0 |  |  |  |  | 0% | 0 | 0 | 0 | 0 | 0 | 0 |  |  | 0 | 0% | 0 | 0 | 0 | 0 | 0 | NewControlTypes | 0 | 0 | 0 | 0 | 0 | 0 | 0 | 0 | 0 | 0 | 0 | 0 | 0 | 0 | 0 | 0 | 0 | 0 | 0 | 0 | 0 | 0 | 0 | 0 | 0 | 0 | 0 | 0 | 0 | 0 | 0 | 0 | 0 | 0 | 0 | 0 | 0 | 0 | 0 | 0 | 0 | 0 | 0 | 0 | 0 | 0 | 0 | 0 | 0 | 0 | 0 | 0 | 0 | 0 | 0 | 0 | 0 | 0 | 0 | 0 | 0 | 0 | 0 | 0 | 0 | 0 | 0 | 0 | 0 | 0 | 0 | 0 | 0 | 0 | 0 | 0 | 0 | 0 | 0 | 0 | 0 |  |  | 0 | 0 | 0 | 0 | 0 | 0 |  | 0 | 0 | 0 | 0 | 0 | 0 | 0 | 0 | 0 | 0 | 0 | 0 | 0 | 0 | 0 | 0 | 0 | 0 | 0
831 |  | 1 |  |  |  |  | 0 |  |  |  | 0 | 0 | [6 empty] | 0 |  |  |  |  | 0% | 0 | 0 | 0 | 0 | 0 | 0 |  |  | 0 | 0% | 0 | 0 | 0 | 0 | 0 | NewControlTypes | 0 | 0 | 0 | 0 | 0 | 0 | 0 | 0 | 0 | 0 | 0 | 0 | 0 | 0 | 0 | 0 | 0 | 0 | 0 | 0 | 0 | 0 | 0 | 0 | 0 | 0 | 0 | 0 | 0 | 0 | 0 | 0 | 0 | 0 | 0 | 0 | 0 | 0 | 0 | 0 | 0 | 0 | 0 | 0 | 0 | 0 | 0 | 0 | 0 | 0 | 0 | 0 | 0 | 0 | 0 | 0 | 0 | 0 | 0 | 0 | 0 | 0 | 0 | 0 | 0 | 0 | 0 | 0 | 0 | 0 | 0 | 0 | 0 | 0 | 0 | 0 | 0 | 0 | 0 | 0 | 0 |  |  | 0 | 0 | 0 | 0 | 0 | 0 |  | 0 | 0 | 0 | 0 | 0 | 0 | 0 | 0 | 0 | 0 | 0 | 0 | 0 | 0 | 0 | 0 | 0 | 0 | 0
832 |  | 1 |  |  |  |  | 0 |  |  |  | 0 | 0 | [6 empty] | 0 |  |  |  |  | 0% | 0 | 0 | 0 | 0 | 0 | 0 |  |  | 0 | 0% | 0 | 0 | 0 | 0 | 0 | NewControlTypes | 0 | 0 | 0 | 0 | 0 | 0 | 0 | 0 | 0 | 0 | 0 | 0 | 0 | 0 | 0 | 0 | 0 | 0 | 0 | 0 | 0 | 0 | 0 | 0 | 0 | 0 | 0 | 0 | 0 | 0 | 0 | 0 | 0 | 0 | 0 | 0 | 0 | 0 | 0 | 0 | 0 | 0 | 0 | 0 | 0 | 0 | 0 | 0 | 0 | 0 | 0 | 0 | 0 | 0 | 0 | 0 | 0 | 0 | 0 | 0 | 0 | 0 | 0 | 0 | 0 | 0 | 0 | 0 | 0 | 0 | 0 | 0 | 0 | 0 | 0 | 0 | 0 | 0 | 0 | 0 | 0 |  |  | 0 | 0 | 0 | 0 | 0 | 0 |  | 0 | 0 | 0 | 0 | 0 | 0 | 0 | 0 | 0 | 0 | 0 | 0 | 0 | 0 | 0 | 0 | 0 | 0 | 0
833 |  | 1 |  |  |  |  | 0 |  |  |  | 0 | 0 | [6 empty] | 0 |  |  |  |  | 0% | 0 | 0 | 0 | 0 | 0 | 0 |  |  | 0 | 0% | 0 | 0 | 0 | 0 | 0 | NewControlTypes | 0 | 0 | 0 | 0 | 0 | 0 | 0 | 0 | 0 | 0 | 0 | 0 | 0 | 0 | 0 | 0 | 0 | 0 | 0 | 0 | 0 | 0 | 0 | 0 | 0 | 0 | 0 | 0 | 0 | 0 | 0 | 0 | 0 | 0 | 0 | 0 | 0 | 0 | 0 | 0 | 0 | 0 | 0 | 0 | 0 | 0 | 0 | 0 | 0 | 0 | 0 | 0 | 0 | 0 | 0 | 0 | 0 | 0 | 0 | 0 | 0 | 0 | 0 | 0 | 0 | 0 | 0 | 0 | 0 | 0 | 0 | 0 | 0 | 0 | 0 | 0 | 0 | 0 | 0 | 0 | 0 |  |  | 0 | 0 | 0 | 0 | 0 | 0 |  | 0 | 0 | 0 | 0 | 0 | 0 | 0 | 0 | 0 | 0 | 0 | 0 | 0 | 0 | 0 | 0 | 0 | 0 | 0
834 |  | 1 |  |  |  |  | 0 |  |  |  | 0 | 0 | [6 empty] | 0 |  |  |  |  | 0% | 0 | 0 | 0 | 0 | 0 | 0 |  |  | 0 | 0% | 0 | 0 | 0 | 0 | 0 | NewControlTypes | 0 | 0 | 0 | 0 | 0 | 0 | 0 | 0 | 0 | 0 | 0 | 0 | 0 | 0 | 0 | 0 | 0 | 0 | 0 | 0 | 0 | 0 | 0 | 0 | 0 | 0 | 0 | 0 | 0 | 0 | 0 | 0 | 0 | 0 | 0 | 0 | 0 | 0 | 0 | 0 | 0 | 0 | 0 | 0 | 0 | 0 | 0 | 0 | 0 | 0 | 0 | 0 | 0 | 0 | 0 | 0 | 0 | 0 | 0 | 0 | 0 | 0 | 0 | 0 | 0 | 0 | 0 | 0 | 0 | 0 | 0 | 0 | 0 | 0 | 0 | 0 | 0 | 0 | 0 | 0 | 0 |  |  | 0 | 0 | 0 | 0 | 0 | 0 |  | 0 | 0 | 0 | 0 | 0 | 0 | 0 | 0 | 0 | 0 | 0 | 0 | 0 | 0 | 0 | 0 | 0 | 0 | 0
835 |  | 1 |  |  |  |  | 0 |  |  |  | 0 | 0 | [6 empty] | 0 |  |  |  |  | 0% | 0 | 0 | 0 | 0 | 0 | 0 |  |  | 0 | 0% | 0 | 0 | 0 | 0 | 0 | NewControlTypes | 0 | 0 | 0 | 0 | 0 | 0 | 0 | 0 | 0 | 0 | 0 | 0 | 0 | 0 | 0 | 0 | 0 | 0 | 0 | 0 | 0 | 0 | 0 | 0 | 0 | 0 | 0 | 0 | 0 | 0 | 0 | 0 | 0 | 0 | 0 | 0 | 0 | 0 | 0 | 0 | 0 | 0 | 0 | 0 | 0 | 0 | 0 | 0 | 0 | 0 | 0 | 0 | 0 | 0 | 0 | 0 | 0 | 0 | 0 | 0 | 0 | 0 | 0 | 0 | 0 | 0 | 0 | 0 | 0 | 0 | 0 | 0 | 0 | 0 | 0 | 0 | 0 | 0 | 0 | 0 | 0 |  |  | 0 | 0 | 0 | 0 | 0 | 0 |  | 0 | 0 | 0 | 0 | 0 | 0 | 0 | 0 | 0 | 0 | 0 | 0 | 0 | 0 | 0 | 0 | 0 | 0 | 0
836 |  | 1 |  |  |  |  | 0 |  |  |  | 0 | 0 | [6 empty] | 0 |  |  |  |  | 0% | 0 | 0 | 0 | 0 | 0 | 0 |  |  | 0 | 0% | 0 | 0 | 0 | 0 | 0 | NewControlTypes | 0 | 0 | 0 | 0 | 0 | 0 | 0 | 0 | 0 | 0 | 0 | 0 | 0 | 0 | 0 | 0 | 0 | 0 | 0 | 0 | 0 | 0 | 0 | 0 | 0 | 0 | 0 | 0 | 0 | 0 | 0 | 0 | 0 | 0 | 0 | 0 | 0 | 0 | 0 | 0 | 0 | 0 | 0 | 0 | 0 | 0 | 0 | 0 | 0 | 0 | 0 | 0 | 0 | 0 | 0 | 0 | 0 | 0 | 0 | 0 | 0 | 0 | 0 | 0 | 0 | 0 | 0 | 0 | 0 | 0 | 0 | 0 | 0 | 0 | 0 | 0 | 0 | 0 | 0 | 0 | 0 |  |  | 0 | 0 | 0 | 0 | 0 | 0 |  | 0 | 0 | 0 | 0 | 0 | 0 | 0 | 0 | 0 | 0 | 0 | 0 | 0 | 0 | 0 | 0 | 0 | 0 | 0
837 |  | 1 |  |  |  |  | 0 |  |  |  | 0 | 0 | [6 empty] | 0 |  |  |  |  | 0% | 0 | 0 | 0 | 0 | 0 | 0 |  |  | 0 | 0% | 0 | 0 | 0 | 0 | 0 | NewControlTypes | 0 | 0 | 0 | 0 | 0 | 0 | 0 | 0 | 0 | 0 | 0 | 0 | 0 | 0 | 0 | 0 | 0 | 0 | 0 | 0 | 0 | 0 | 0 | 0 | 0 | 0 | 0 | 0 | 0 | 0 | 0 | 0 | 0 | 0 | 0 | 0 | 0 | 0 | 0 | 0 | 0 | 0 | 0 | 0 | 0 | 0 | 0 | 0 | 0 | 0 | 0 | 0 | 0 | 0 | 0 | 0 | 0 | 0 | 0 | 0 | 0 | 0 | 0 | 0 | 0 | 0 | 0 | 0 | 0 | 0 | 0 | 0 | 0 | 0 | 0 | 0 | 0 | 0 | 0 | 0 | 0 |  |  | 0 | 0 | 0 | 0 | 0 | 0 |  | 0 | 0 | 0 | 0 | 0 | 0 | 0 | 0 | 0 | 0 | 0 | 0 | 0 | 0 | 0 | 0 | 0 | 0 | 0
838 |  | 1 |  |  |  |  | 0 |  |  |  | 0 | 0 | [6 empty] | 0 |  |  |  |  | 0% | 0 | 0 | 0 | 0 | 0 | 0 |  |  | 0 | 0% | 0 | 0 | 0 | 0 | 0 | NewControlTypes | 0 | 0 | 0 | 0 | 0 | 0 | 0 | 0 | 0 | 0 | 0 | 0 | 0 | 0 | 0 | 0 | 0 | 0 | 0 | 0 | 0 | 0 | 0 | 0 | 0 | 0 | 0 | 0 | 0 | 0 | 0 | 0 | 0 | 0 | 0 | 0 | 0 | 0 | 0 | 0 | 0 | 0 | 0 | 0 | 0 | 0 | 0 | 0 | 0 | 0 | 0 | 0 | 0 | 0 | 0 | 0 | 0 | 0 | 0 | 0 | 0 | 0 | 0 | 0 | 0 | 0 | 0 | 0 | 0 | 0 | 0 | 0 | 0 | 0 | 0 | 0 | 0 | 0 | 0 | 0 | 0 |  |  | 0 | 0 | 0 | 0 | 0 | 0 |  | 0 | 0 | 0 | 0 | 0 | 0 | 0 | 0 | 0 | 0 | 0 | 0 | 0 | 0 | 0 | 0 | 0 | 0 | 0
839 |  | 1 |  |  |  |  | 0 |  |  |  | 0 | 0 | [6 empty] | 0 |  |  |  |  | 0% | 0 | 0 | 0 | 0 | 0 | 0 |  |  | 0 | 0% | 0 | 0 | 0 | 0 | 0 | NewControlTypes | 0 | 0 | 0 | 0 | 0 | 0 | 0 | 0 | 0 | 0 | 0 | 0 | 0 | 0 | 0 | 0 | 0 | 0 | 0 | 0 | 0 | 0 | 0 | 0 | 0 | 0 | 0 | 0 | 0 | 0 | 0 | 0 | 0 | 0 | 0 | 0 | 0 | 0 | 0 | 0 | 0 | 0 | 0 | 0 | 0 | 0 | 0 | 0 | 0 | 0 | 0 | 0 | 0 | 0 | 0 | 0 | 0 | 0 | 0 | 0 | 0 | 0 | 0 | 0 | 0 | 0 | 0 | 0 | 0 | 0 | 0 | 0 | 0 | 0 | 0 | 0 | 0 | 0 | 0 | 0 | 0 |  |  | 0 | 0 | 0 | 0 | 0 | 0 |  | 0 | 0 | 0 | 0 | 0 | 0 | 0 | 0 | 0 | 0 | 0 | 0 | 0 | 0 | 0 | 0 | 0 | 0 | 0
840 |  | 1 |  |  |  |  | 0 |  |  |  | 0 | 0 | [6 empty] | 0 |  |  |  |  | 0% | 0 | 0 | 0 | 0 | 0 | 0 |  |  | 0 | 0% | 0 | 0 | 0 | 0 | 0 | NewControlTypes | 0 | 0 | 0 | 0 | 0 | 0 | 0 | 0 | 0 | 0 | 0 | 0 | 0 | 0 | 0 | 0 | 0 | 0 | 0 | 0 | 0 | 0 | 0 | 0 | 0 | 0 | 0 | 0 | 0 | 0 | 0 | 0 | 0 | 0 | 0 | 0 | 0 | 0 | 0 | 0 | 0 | 0 | 0 | 0 | 0 | 0 | 0 | 0 | 0 | 0 | 0 | 0 | 0 | 0 | 0 | 0 | 0 | 0 | 0 | 0 | 0 | 0 | 0 | 0 | 0 | 0 | 0 | 0 | 0 | 0 | 0 | 0 | 0 | 0 | 0 | 0 | 0 | 0 | 0 | 0 | 0 |  |  | 0 | 0 | 0 | 0 | 0 | 0 |  | 0 | 0 | 0 | 0 | 0 | 0 | 0 | 0 | 0 | 0 | 0 | 0 | 0 | 0 | 0 | 0 | 0 | 0 | 0
841 |  | 1 |  |  |  |  | 0 |  |  |  | 0 | 0 | [6 empty] | 0 |  |  |  |  | 0% | 0 | 0 | 0 | 0 | 0 | 0 |  |  | 0 | 0% | 0 | 0 | 0 | 0 | 0 | NewControlTypes | 0 | 0 | 0 | 0 | 0 | 0 | 0 | 0 | 0 | 0 | 0 | 0 | 0 | 0 | 0 | 0 | 0 | 0 | 0 | 0 | 0 | 0 | 0 | 0 | 0 | 0 | 0 | 0 | 0 | 0 | 0 | 0 | 0 | 0 | 0 | 0 | 0 | 0 | 0 | 0 | 0 | 0 | 0 | 0 | 0 | 0 | 0 | 0 | 0 | 0 | 0 | 0 | 0 | 0 | 0 | 0 | 0 | 0 | 0 | 0 | 0 | 0 | 0 | 0 | 0 | 0 | 0 | 0 | 0 | 0 | 0 | 0 | 0 | 0 | 0 | 0 | 0 | 0 | 0 | 0 | 0 |  |  | 0 | 0 | 0 | 0 | 0 | 0 |  | 0 | 0 | 0 | 0 | 0 | 0 | 0 | 0 | 0 | 0 | 0 | 0 | 0 | 0 | 0 | 0 | 0 | 0 | 0
842 |  | 1 |  |  |  |  | 0 |  |  |  | 0 | 0 | [6 empty] | 0 |  |  |  |  | 0% | 0 | 0 | 0 | 0 | 0 | 0 |  |  | 0 | 0% | 0 | 0 | 0 | 0 | 0 | NewControlTypes | 0 | 0 | 0 | 0 | 0 | 0 | 0 | 0 | 0 | 0 | 0 | 0 | 0 | 0 | 0 | 0 | 0 | 0 | 0 | 0 | 0 | 0 | 0 | 0 | 0 | 0 | 0 | 0 | 0 | 0 | 0 | 0 | 0 | 0 | 0 | 0 | 0 | 0 | 0 | 0 | 0 | 0 | 0 | 0 | 0 | 0 | 0 | 0 | 0 | 0 | 0 | 0 | 0 | 0 | 0 | 0 | 0 | 0 | 0 | 0 | 0 | 0 | 0 | 0 | 0 | 0 | 0 | 0 | 0 | 0 | 0 | 0 | 0 | 0 | 0 | 0 | 0 | 0 | 0 | 0 | 0 |  |  | 0 | 0 | 0 | 0 | 0 | 0 |  | 0 | 0 | 0 | 0 | 0 | 0 | 0 | 0 | 0 | 0 | 0 | 0 | 0 | 0 | 0 | 0 | 0 | 0 | 0
843 |  | 1 |  |  |  |  | 0 |  |  |  | 0 | 0 | [6 empty] | 0 |  |  |  |  | 0% | 0 | 0 | 0 | 0 | 0 | 0 |  |  | 0 | 0% | 0 | 0 | 0 | 0 | 0 | NewControlTypes | 0 | 0 | 0 | 0 | 0 | 0 | 0 | 0 | 0 | 0 | 0 | 0 | 0 | 0 | 0 | 0 | 0 | 0 | 0 | 0 | 0 | 0 | 0 | 0 | 0 | 0 | 0 | 0 | 0 | 0 | 0 | 0 | 0 | 0 | 0 | 0 | 0 | 0 | 0 | 0 | 0 | 0 | 0 | 0 | 0 | 0 | 0 | 0 | 0 | 0 | 0 | 0 | 0 | 0 | 0 | 0 | 0 | 0 | 0 | 0 | 0 | 0 | 0 | 0 | 0 | 0 | 0 | 0 | 0 | 0 | 0 | 0 | 0 | 0 | 0 | 0 | 0 | 0 | 0 | 0 | 0 |  |  | 0 | 0 | 0 | 0 | 0 | 0 |  | 0 | 0 | 0 | 0 | 0 | 0 | 0 | 0 | 0 | 0 | 0 | 0 | 0 | 0 | 0 | 0 | 0 | 0 | 0
844 |  | 1 |  |  |  |  | 0 |  |  |  | 0 | 0 | [6 empty] | 0 |  |  |  |  | 0% | 0 | 0 | 0 | 0 | 0 | 0 |  |  | 0 | 0% | 0 | 0 | 0 | 0 | 0 | NewControlTypes | 0 | 0 | 0 | 0 | 0 | 0 | 0 | 0 | 0 | 0 | 0 | 0 | 0 | 0 | 0 | 0 | 0 | 0 | 0 | 0 | 0 | 0 | 0 | 0 | 0 | 0 | 0 | 0 | 0 | 0 | 0 | 0 | 0 | 0 | 0 | 0 | 0 | 0 | 0 | 0 | 0 | 0 | 0 | 0 | 0 | 0 | 0 | 0 | 0 | 0 | 0 | 0 | 0 | 0 | 0 | 0 | 0 | 0 | 0 | 0 | 0 | 0 | 0 | 0 | 0 | 0 | 0 | 0 | 0 | 0 | 0 | 0 | 0 | 0 | 0 | 0 | 0 | 0 | 0 | 0 | 0 |  |  | 0 | 0 | 0 | 0 | 0 | 0 |  | 0 | 0 | 0 | 0 | 0 | 0 | 0 | 0 | 0 | 0 | 0 | 0 | 0 | 0 | 0 | 0 | 0 | 0 | 0
845 |  | 1 |  |  |  |  | 0 |  |  |  | 0 | 0 | [6 empty] | 0 |  |  |  |  | 0% | 0 | 0 | 0 | 0 | 0 | 0 |  |  | 0 | 0% | 0 | 0 | 0 | 0 | 0 | NewControlTypes | 0 | 0 | 0 | 0 | 0 | 0 | 0 | 0 | 0 | 0 | 0 | 0 | 0 | 0 | 0 | 0 | 0 | 0 | 0 | 0 | 0 | 0 | 0 | 0 | 0 | 0 | 0 | 0 | 0 | 0 | 0 | 0 | 0 | 0 | 0 | 0 | 0 | 0 | 0 | 0 | 0 | 0 | 0 | 0 | 0 | 0 | 0 | 0 | 0 | 0 | 0 | 0 | 0 | 0 | 0 | 0 | 0 | 0 | 0 | 0 | 0 | 0 | 0 | 0 | 0 | 0 | 0 | 0 | 0 | 0 | 0 | 0 | 0 | 0 | 0 | 0 | 0 | 0 | 0 | 0 | 0 |  |  | 0 | 0 | 0 | 0 | 0 | 0 |  | 0 | 0 | 0 | 0 | 0 | 0 | 0 | 0 | 0 | 0 | 0 | 0 | 0 | 0 | 0 | 0 | 0 | 0 | 0
846 |  | 1 |  |  |  |  | 0 |  |  |  | 0 | 0 | [6 empty] | 0 |  |  |  |  | 0% | 0 | 0 | 0 | 0 | 0 | 0 |  |  | 0 | 0% | 0 | 0 | 0 | 0 | 0 | NewControlTypes | 0 | 0 | 0 | 0 | 0 | 0 | 0 | 0 | 0 | 0 | 0 | 0 | 0 | 0 | 0 | 0 | 0 | 0 | 0 | 0 | 0 | 0 | 0 | 0 | 0 | 0 | 0 | 0 | 0 | 0 | 0 | 0 | 0 | 0 | 0 | 0 | 0 | 0 | 0 | 0 | 0 | 0 | 0 | 0 | 0 | 0 | 0 | 0 | 0 | 0 | 0 | 0 | 0 | 0 | 0 | 0 | 0 | 0 | 0 | 0 | 0 | 0 | 0 | 0 | 0 | 0 | 0 | 0 | 0 | 0 | 0 | 0 | 0 | 0 | 0 | 0 | 0 | 0 | 0 | 0 | 0 |  |  | 0 | 0 | 0 | 0 | 0 | 0 |  | 0 | 0 | 0 | 0 | 0 | 0 | 0 | 0 | 0 | 0 | 0 | 0 | 0 | 0 | 0 | 0 | 0 | 0 | 0
847 |  | 1 |  |  |  |  | 0 |  |  |  | 0 | 0 | [6 empty] | 0 |  |  |  |  | 0% | 0 | 0 | 0 | 0 | 0 | 0 |  |  | 0 | 0% | 0 | 0 | 0 | 0 | 0 | NewControlTypes | 0 | 0 | 0 | 0 | 0 | 0 | 0 | 0 | 0 | 0 | 0 | 0 | 0 | 0 | 0 | 0 | 0 | 0 | 0 | 0 | 0 | 0 | 0 | 0 | 0 | 0 | 0 | 0 | 0 | 0 | 0 | 0 | 0 | 0 | 0 | 0 | 0 | 0 | 0 | 0 | 0 | 0 | 0 | 0 | 0 | 0 | 0 | 0 | 0 | 0 | 0 | 0 | 0 | 0 | 0 | 0 | 0 | 0 | 0 | 0 | 0 | 0 | 0 | 0 | 0 | 0 | 0 | 0 | 0 | 0 | 0 | 0 | 0 | 0 | 0 | 0 | 0 | 0 | 0 | 0 | 0 |  |  | 0 | 0 | 0 | 0 | 0 | 0 |  | 0 | 0 | 0 | 0 | 0 | 0 | 0 | 0 | 0 | 0 | 0 | 0 | 0 | 0 | 0 | 0 | 0 | 0 | 0
848 |  | 1 |  |  |  |  | 0 |  |  |  | 0 | 0 | [6 empty] | 0 |  |  |  |  | 0% | 0 | 0 | 0 | 0 | 0 | 0 |  |  | 0 | 0% | 0 | 0 | 0 | 0 | 0 | NewControlTypes | 0 | 0 | 0 | 0 | 0 | 0 | 0 | 0 | 0 | 0 | 0 | 0 | 0 | 0 | 0 | 0 | 0 | 0 | 0 | 0 | 0 | 0 | 0 | 0 | 0 | 0 | 0 | 0 | 0 | 0 | 0 | 0 | 0 | 0 | 0 | 0 | 0 | 0 | 0 | 0 | 0 | 0 | 0 | 0 | 0 | 0 | 0 | 0 | 0 | 0 | 0 | 0 | 0 | 0 | 0 | 0 | 0 | 0 | 0 | 0 | 0 | 0 | 0 | 0 | 0 | 0 | 0 | 0 | 0 | 0 | 0 | 0 | 0 | 0 | 0 | 0 | 0 | 0 | 0 | 0 | 0 |  |  | 0 | 0 | 0 | 0 | 0 | 0 |  | 0 | 0 | 0 | 0 | 0 | 0 | 0 | 0 | 0 | 0 | 0 | 0 | 0 | 0 | 0 | 0 | 0 | 0 | 0
849 |  | 1 |  |  |  |  | 0 |  |  |  | 0 | 0 | [6 empty] | 0 |  |  |  |  | 0% | 0 | 0 | 0 | 0 | 0 | 0 |  |  | 0 | 0% | 0 | 0 | 0 | 0 | 0 | NewControlTypes | 0 | 0 | 0 | 0 | 0 | 0 | 0 | 0 | 0 | 0 | 0 | 0 | 0 | 0 | 0 | 0 | 0 | 0 | 0 | 0 | 0 | 0 | 0 | 0 | 0 | 0 | 0 | 0 | 0 | 0 | 0 | 0 | 0 | 0 | 0 | 0 | 0 | 0 | 0 | 0 | 0 | 0 | 0 | 0 | 0 | 0 | 0 | 0 | 0 | 0 | 0 | 0 | 0 | 0 | 0 | 0 | 0 | 0 | 0 | 0 | 0 | 0 | 0 | 0 | 0 | 0 | 0 | 0 | 0 | 0 | 0 | 0 | 0 | 0 | 0 | 0 | 0 | 0 | 0 | 0 | 0 |  |  | 0 | 0 | 0 | 0 | 0 | 0 |  | 0 | 0 | 0 | 0 | 0 | 0 | 0 | 0 | 0 | 0 | 0 | 0 | 0 | 0 | 0 | 0 | 0 | 0 | 0
850 |  | 1 |  |  |  |  | 0 |  |  |  | 0 | 0 | [6 empty] | 0 |  |  |  |  | 0% | 0 | 0 | 0 | 0 | 0 | 0 |  |  | 0 | 0% | 0 | 0 | 0 | 0 | 0 | NewControlTypes | 0 | 0 | 0 | 0 | 0 | 0 | 0 | 0 | 0 | 0 | 0 | 0 | 0 | 0 | 0 | 0 | 0 | 0 | 0 | 0 | 0 | 0 | 0 | 0 | 0 | 0 | 0 | 0 | 0 | 0 | 0 | 0 | 0 | 0 | 0 | 0 | 0 | 0 | 0 | 0 | 0 | 0 | 0 | 0 | 0 | 0 | 0 | 0 | 0 | 0 | 0 | 0 | 0 | 0 | 0 | 0 | 0 | 0 | 0 | 0 | 0 | 0 | 0 | 0 | 0 | 0 | 0 | 0 | 0 | 0 | 0 | 0 | 0 | 0 | 0 | 0 | 0 | 0 | 0 | 0 | 0 |  |  | 0 | 0 | 0 | 0 | 0 | 0 |  | 0 | 0 | 0 | 0 | 0 | 0 | 0 | 0 | 0 | 0 | 0 | 0 | 0 | 0 | 0 | 0 | 0 | 0 | 0
851 |  | 1 |  |  |  |  | 0 |  |  |  | 0 | 0 | [6 empty] | 0 |  |  |  |  | 0% | 0 | 0 | 0 | 0 | 0 | 0 |  |  | 0 | 0% | 0 | 0 | 0 | 0 | 0 | NewControlTypes | 0 | 0 | 0 | 0 | 0 | 0 | 0 | 0 | 0 | 0 | 0 | 0 | 0 | 0 | 0 | 0 | 0 | 0 | 0 | 0 | 0 | 0 | 0 | 0 | 0 | 0 | 0 | 0 | 0 | 0 | 0 | 0 | 0 | 0 | 0 | 0 | 0 | 0 | 0 | 0 | 0 | 0 | 0 | 0 | 0 | 0 | 0 | 0 | 0 | 0 | 0 | 0 | 0 | 0 | 0 | 0 | 0 | 0 | 0 | 0 | 0 | 0 | 0 | 0 | 0 | 0 | 0 | 0 | 0 | 0 | 0 | 0 | 0 | 0 | 0 | 0 | 0 | 0 | 0 | 0 | 0 |  |  | 0 | 0 | 0 | 0 | 0 | 0 |  | 0 | 0 | 0 | 0 | 0 | 0 | 0 | 0 | 0 | 0 | 0 | 0 | 0 | 0 | 0 | 0 | 0 | 0 | 0
852 |  | 1 |  |  |  |  | 0 |  |  |  | 0 | 0 | [6 empty] | 0 |  |  |  |  | 0% | 0 | 0 | 0 | 0 | 0 | 0 |  |  | 0 | 0% | 0 | 0 | 0 | 0 | 0 | NewControlTypes | 0 | 0 | 0 | 0 | 0 | 0 | 0 | 0 | 0 | 0 | 0 | 0 | 0 | 0 | 0 | 0 | 0 | 0 | 0 | 0 | 0 | 0 | 0 | 0 | 0 | 0 | 0 | 0 | 0 | 0 | 0 | 0 | 0 | 0 | 0 | 0 | 0 | 0 | 0 | 0 | 0 | 0 | 0 | 0 | 0 | 0 | 0 | 0 | 0 | 0 | 0 | 0 | 0 | 0 | 0 | 0 | 0 | 0 | 0 | 0 | 0 | 0 | 0 | 0 | 0 | 0 | 0 | 0 | 0 | 0 | 0 | 0 | 0 | 0 | 0 | 0 | 0 | 0 | 0 | 0 | 0 |  |  | 0 | 0 | 0 | 0 | 0 | 0 |  | 0 | 0 | 0 | 0 | 0 | 0 | 0 | 0 | 0 | 0 | 0 | 0 | 0 | 0 | 0 | 0 | 0 | 0 | 0
853 |  | 1 |  |  |  |  | 0 |  |  |  | 0 | 0 | [6 empty] | 0 |  |  |  |  | 0% | 0 | 0 | 0 | 0 | 0 | 0 |  |  | 0 | 0% | 0 | 0 | 0 | 0 | 0 | NewControlTypes | 0 | 0 | 0 | 0 | 0 | 0 | 0 | 0 | 0 | 0 | 0 | 0 | 0 | 0 | 0 | 0 | 0 | 0 | 0 | 0 | 0 | 0 | 0 | 0 | 0 | 0 | 0 | 0 | 0 | 0 | 0 | 0 | 0 | 0 | 0 | 0 | 0 | 0 | 0 | 0 | 0 | 0 | 0 | 0 | 0 | 0 | 0 | 0 | 0 | 0 | 0 | 0 | 0 | 0 | 0 | 0 | 0 | 0 | 0 | 0 | 0 | 0 | 0 | 0 | 0 | 0 | 0 | 0 | 0 | 0 | 0 | 0 | 0 | 0 | 0 | 0 | 0 | 0 | 0 | 0 | 0 |  |  | 0 | 0 | 0 | 0 | 0 | 0 |  | 0 | 0 | 0 | 0 | 0 | 0 | 0 | 0 | 0 | 0 | 0 | 0 | 0 | 0 | 0 | 0 | 0 | 0 | 0
854 |  | 1 |  |  |  |  | 0 |  |  |  | 0 | 0 | [6 empty] | 0 |  |  |  |  | 0% | 0 | 0 | 0 | 0 | 0 | 0 |  |  | 0 | 0% | 0 | 0 | 0 | 0 | 0 | NewControlTypes | 0 | 0 | 0 | 0 | 0 | 0 | 0 | 0 | 0 | 0 | 0 | 0 | 0 | 0 | 0 | 0 | 0 | 0 | 0 | 0 | 0 | 0 | 0 | 0 | 0 | 0 | 0 | 0 | 0 | 0 | 0 | 0 | 0 | 0 | 0 | 0 | 0 | 0 | 0 | 0 | 0 | 0 | 0 | 0 | 0 | 0 | 0 | 0 | 0 | 0 | 0 | 0 | 0 | 0 | 0 | 0 | 0 | 0 | 0 | 0 | 0 | 0 | 0 | 0 | 0 | 0 | 0 | 0 | 0 | 0 | 0 | 0 | 0 | 0 | 0 | 0 | 0 | 0 | 0 | 0 | 0 |  |  | 0 | 0 | 0 | 0 | 0 | 0 |  | 0 | 0 | 0 | 0 | 0 | 0 | 0 | 0 | 0 | 0 | 0 | 0 | 0 | 0 | 0 | 0 | 0 | 0 | 0
855 |  | 1 |  |  |  |  | 0 |  |  |  | 0 | 0 | [6 empty] | 0 |  |  |  |  | 0% | 0 | 0 | 0 | 0 | 0 | 0 |  |  | 0 | 0% | 0 | 0 | 0 | 0 | 0 | NewControlTypes | 0 | 0 | 0 | 0 | 0 | 0 | 0 | 0 | 0 | 0 | 0 | 0 | 0 | 0 | 0 | 0 | 0 | 0 | 0 | 0 | 0 | 0 | 0 | 0 | 0 | 0 | 0 | 0 | 0 | 0 | 0 | 0 | 0 | 0 | 0 | 0 | 0 | 0 | 0 | 0 | 0 | 0 | 0 | 0 | 0 | 0 | 0 | 0 | 0 | 0 | 0 | 0 | 0 | 0 | 0 | 0 | 0 | 0 | 0 | 0 | 0 | 0 | 0 | 0 | 0 | 0 | 0 | 0 | 0 | 0 | 0 | 0 | 0 | 0 | 0 | 0 | 0 | 0 | 0 | 0 | 0 |  |  | 0 | 0 | 0 | 0 | 0 | 0 |  | 0 | 0 | 0 | 0 | 0 | 0 | 0 | 0 | 0 | 0 | 0 | 0 | 0 | 0 | 0 | 0 | 0 | 0 | 0
856 |  | 1 |  |  |  |  | 0 |  |  |  | 0 | 0 | [6 empty] | 0 |  |  |  |  | 0% | 0 | 0 | 0 | 0 | 0 | 0 |  |  | 0 | 0% | 0 | 0 | 0 | 0 | 0 | NewControlTypes | 0 | 0 | 0 | 0 | 0 | 0 | 0 | 0 | 0 | 0 | 0 | 0 | 0 | 0 | 0 | 0 | 0 | 0 | 0 | 0 | 0 | 0 | 0 | 0 | 0 | 0 | 0 | 0 | 0 | 0 | 0 | 0 | 0 | 0 | 0 | 0 | 0 | 0 | 0 | 0 | 0 | 0 | 0 | 0 | 0 | 0 | 0 | 0 | 0 | 0 | 0 | 0 | 0 | 0 | 0 | 0 | 0 | 0 | 0 | 0 | 0 | 0 | 0 | 0 | 0 | 0 | 0 | 0 | 0 | 0 | 0 | 0 | 0 | 0 | 0 | 0 | 0 | 0 | 0 | 0 | 0 |  |  | 0 | 0 | 0 | 0 | 0 | 0 |  | 0 | 0 | 0 | 0 | 0 | 0 | 0 | 0 | 0 | 0 | 0 | 0 | 0 | 0 | 0 | 0 | 0 | 0 | 0
857 |  | 1 |  |  |  |  | 0 |  |  |  | 0 | 0 | [6 empty] | 0 |  |  |  |  | 0% | 0 | 0 | 0 | 0 | 0 | 0 |  |  | 0 | 0% | 0 | 0 | 0 | 0 | 0 | NewControlTypes | 0 | 0 | 0 | 0 | 0 | 0 | 0 | 0 | 0 | 0 | 0 | 0 | 0 | 0 | 0 | 0 | 0 | 0 | 0 | 0 | 0 | 0 | 0 | 0 | 0 | 0 | 0 | 0 | 0 | 0 | 0 | 0 | 0 | 0 | 0 | 0 | 0 | 0 | 0 | 0 | 0 | 0 | 0 | 0 | 0 | 0 | 0 | 0 | 0 | 0 | 0 | 0 | 0 | 0 | 0 | 0 | 0 | 0 | 0 | 0 | 0 | 0 | 0 | 0 | 0 | 0 | 0 | 0 | 0 | 0 | 0 | 0 | 0 | 0 | 0 | 0 | 0 | 0 | 0 | 0 | 0 |  |  | 0 | 0 | 0 | 0 | 0 | 0 |  | 0 | 0 | 0 | 0 | 0 | 0 | 0 | 0 | 0 | 0 | 0 | 0 | 0 | 0 | 0 | 0 | 0 | 0 | 0
858 |  | 1 |  |  |  |  | 0 |  |  |  | 0 | 0 | [6 empty] | 0 |  |  |  |  | 0% | 0 | 0 | 0 | 0 | 0 | 0 |  |  | 0 | 0% | 0 | 0 | 0 | 0 | 0 | NewControlTypes | 0 | 0 | 0 | 0 | 0 | 0 | 0 | 0 | 0 | 0 | 0 | 0 | 0 | 0 | 0 | 0 | 0 | 0 | 0 | 0 | 0 | 0 | 0 | 0 | 0 | 0 | 0 | 0 | 0 | 0 | 0 | 0 | 0 | 0 | 0 | 0 | 0 | 0 | 0 | 0 | 0 | 0 | 0 | 0 | 0 | 0 | 0 | 0 | 0 | 0 | 0 | 0 | 0 | 0 | 0 | 0 | 0 | 0 | 0 | 0 | 0 | 0 | 0 | 0 | 0 | 0 | 0 | 0 | 0 | 0 | 0 | 0 | 0 | 0 | 0 | 0 | 0 | 0 | 0 | 0 | 0 |  |  | 0 | 0 | 0 | 0 | 0 | 0 |  | 0 | 0 | 0 | 0 | 0 | 0 | 0 | 0 | 0 | 0 | 0 | 0 | 0 | 0 | 0 | 0 | 0 | 0 | 0
859 |  | 1 |  |  |  |  | 0 |  |  |  | 0 | 0 | [6 empty] | 0 |  |  |  |  | 0% | 0 | 0 | 0 | 0 | 0 | 0 |  |  | 0 | 0% | 0 | 0 | 0 | 0 | 0 | NewControlTypes | 0 | 0 | 0 | 0 | 0 | 0 | 0 | 0 | 0 | 0 | 0 | 0 | 0 | 0 | 0 | 0 | 0 | 0 | 0 | 0 | 0 | 0 | 0 | 0 | 0 | 0 | 0 | 0 | 0 | 0 | 0 | 0 | 0 | 0 | 0 | 0 | 0 | 0 | 0 | 0 | 0 | 0 | 0 | 0 | 0 | 0 | 0 | 0 | 0 | 0 | 0 | 0 | 0 | 0 | 0 | 0 | 0 | 0 | 0 | 0 | 0 | 0 | 0 | 0 | 0 | 0 | 0 | 0 | 0 | 0 | 0 | 0 | 0 | 0 | 0 | 0 | 0 | 0 | 0 | 0 | 0 |  |  | 0 | 0 | 0 | 0 | 0 | 0 |  | 0 | 0 | 0 | 0 | 0 | 0 | 0 | 0 | 0 | 0 | 0 | 0 | 0 | 0 | 0 | 0 | 0 | 0 | 0
860 |  | 1 |  |  |  |  | 0 |  |  |  | 0 | 0 | [6 empty] | 0 |  |  |  |  | 0% | 0 | 0 | 0 | 0 | 0 | 0 |  |  | 0 | 0% | 0 | 0 | 0 | 0 | 0 | NewControlTypes | 0 | 0 | 0 | 0 | 0 | 0 | 0 | 0 | 0 | 0 | 0 | 0 | 0 | 0 | 0 | 0 | 0 | 0 | 0 | 0 | 0 | 0 | 0 | 0 | 0 | 0 | 0 | 0 | 0 | 0 | 0 | 0 | 0 | 0 | 0 | 0 | 0 | 0 | 0 | 0 | 0 | 0 | 0 | 0 | 0 | 0 | 0 | 0 | 0 | 0 | 0 | 0 | 0 | 0 | 0 | 0 | 0 | 0 | 0 | 0 | 0 | 0 | 0 | 0 | 0 | 0 | 0 | 0 | 0 | 0 | 0 | 0 | 0 | 0 | 0 | 0 | 0 | 0 | 0 | 0 | 0 |  |  | 0 | 0 | 0 | 0 | 0 | 0 |  | 0 | 0 | 0 | 0 | 0 | 0 | 0 | 0 | 0 | 0 | 0 | 0 | 0 | 0 | 0 | 0 | 0 | 0 | 0
861 |  | 1 |  |  |  |  | 0 |  |  |  | 0 | 0 | [6 empty] | 0 |  |  |  |  | 0% | 0 | 0 | 0 | 0 | 0 | 0 |  |  | 0 | 0% | 0 | 0 | 0 | 0 | 0 | NewControlTypes | 0 | 0 | 0 | 0 | 0 | 0 | 0 | 0 | 0 | 0 | 0 | 0 | 0 | 0 | 0 | 0 | 0 | 0 | 0 | 0 | 0 | 0 | 0 | 0 | 0 | 0 | 0 | 0 | 0 | 0 | 0 | 0 | 0 | 0 | 0 | 0 | 0 | 0 | 0 | 0 | 0 | 0 | 0 | 0 | 0 | 0 | 0 | 0 | 0 | 0 | 0 | 0 | 0 | 0 | 0 | 0 | 0 | 0 | 0 | 0 | 0 | 0 | 0 | 0 | 0 | 0 | 0 | 0 | 0 | 0 | 0 | 0 | 0 | 0 | 0 | 0 | 0 | 0 | 0 | 0 | 0 |  |  | 0 | 0 | 0 | 0 | 0 | 0 |  | 0 | 0 | 0 | 0 | 0 | 0 | 0 | 0 | 0 | 0 | 0 | 0 | 0 | 0 | 0 | 0 | 0 | 0 | 0
862 |  | 1 |  |  |  |  | 0 |  |  |  | 0 | 0 | [6 empty] | 0 |  |  |  |  | 0% | 0 | 0 | 0 | 0 | 0 | 0 |  |  | 0 | 0% | 0 | 0 | 0 | 0 | 0 | NewControlTypes | 0 | 0 | 0 | 0 | 0 | 0 | 0 | 0 | 0 | 0 | 0 | 0 | 0 | 0 | 0 | 0 | 0 | 0 | 0 | 0 | 0 | 0 | 0 | 0 | 0 | 0 | 0 | 0 | 0 | 0 | 0 | 0 | 0 | 0 | 0 | 0 | 0 | 0 | 0 | 0 | 0 | 0 | 0 | 0 | 0 | 0 | 0 | 0 | 0 | 0 | 0 | 0 | 0 | 0 | 0 | 0 | 0 | 0 | 0 | 0 | 0 | 0 | 0 | 0 | 0 | 0 | 0 | 0 | 0 | 0 | 0 | 0 | 0 | 0 | 0 | 0 | 0 | 0 | 0 | 0 | 0 |  |  | 0 | 0 | 0 | 0 | 0 | 0 |  | 0 | 0 | 0 | 0 | 0 | 0 | 0 | 0 | 0 | 0 | 0 | 0 | 0 | 0 | 0 | 0 | 0 | 0 | 0
863 |  | 1 |  |  |  |  | 0 |  |  |  | 0 | 0 | [6 empty] | 0 |  |  |  |  | 0% | 0 | 0 | 0 | 0 | 0 | 0 |  |  | 0 | 0% | 0 | 0 | 0 | 0 | 0 | NewControlTypes | 0 | 0 | 0 | 0 | 0 | 0 | 0 | 0 | 0 | 0 | 0 | 0 | 0 | 0 | 0 | 0 | 0 | 0 | 0 | 0 | 0 | 0 | 0 | 0 | 0 | 0 | 0 | 0 | 0 | 0 | 0 | 0 | 0 | 0 | 0 | 0 | 0 | 0 | 0 | 0 | 0 | 0 | 0 | 0 | 0 | 0 | 0 | 0 | 0 | 0 | 0 | 0 | 0 | 0 | 0 | 0 | 0 | 0 | 0 | 0 | 0 | 0 | 0 | 0 | 0 | 0 | 0 | 0 | 0 | 0 | 0 | 0 | 0 | 0 | 0 | 0 | 0 | 0 | 0 | 0 | 0 |  |  | 0 | 0 | 0 | 0 | 0 | 0 |  | 0 | 0 | 0 | 0 | 0 | 0 | 0 | 0 | 0 | 0 | 0 | 0 | 0 | 0 | 0 | 0 | 0 | 0 | 0
864 |  | 1 |  |  |  |  | 0 |  |  |  | 0 | 0 | [6 empty] | 0 |  |  |  |  | 0% | 0 | 0 | 0 | 0 | 0 | 0 |  |  | 0 | 0% | 0 | 0 | 0 | 0 | 0 | NewControlTypes | 0 | 0 | 0 | 0 | 0 | 0 | 0 | 0 | 0 | 0 | 0 | 0 | 0 | 0 | 0 | 0 | 0 | 0 | 0 | 0 | 0 | 0 | 0 | 0 | 0 | 0 | 0 | 0 | 0 | 0 | 0 | 0 | 0 | 0 | 0 | 0 | 0 | 0 | 0 | 0 | 0 | 0 | 0 | 0 | 0 | 0 | 0 | 0 | 0 | 0 | 0 | 0 | 0 | 0 | 0 | 0 | 0 | 0 | 0 | 0 | 0 | 0 | 0 | 0 | 0 | 0 | 0 | 0 | 0 | 0 | 0 | 0 | 0 | 0 | 0 | 0 | 0 | 0 | 0 | 0 | 0 |  |  | 0 | 0 | 0 | 0 | 0 | 0 |  | 0 | 0 | 0 | 0 | 0 | 0 | 0 | 0 | 0 | 0 | 0 | 0 | 0 | 0 | 0 | 0 | 0 | 0 | 0
865 |  | 1 |  |  |  |  | 0 |  |  |  | 0 | 0 | [6 empty] | 0 |  |  |  |  | 0% | 0 | 0 | 0 | 0 | 0 | 0 |  |  | 0 | 0% | 0 | 0 | 0 | 0 | 0 | NewControlTypes | 0 | 0 | 0 | 0 | 0 | 0 | 0 | 0 | 0 | 0 | 0 | 0 | 0 | 0 | 0 | 0 | 0 | 0 | 0 | 0 | 0 | 0 | 0 | 0 | 0 | 0 | 0 | 0 | 0 | 0 | 0 | 0 | 0 | 0 | 0 | 0 | 0 | 0 | 0 | 0 | 0 | 0 | 0 | 0 | 0 | 0 | 0 | 0 | 0 | 0 | 0 | 0 | 0 | 0 | 0 | 0 | 0 | 0 | 0 | 0 | 0 | 0 | 0 | 0 | 0 | 0 | 0 | 0 | 0 | 0 | 0 | 0 | 0 | 0 | 0 | 0 | 0 | 0 | 0 | 0 | 0 |  |  | 0 | 0 | 0 | 0 | 0 | 0 |  | 0 | 0 | 0 | 0 | 0 | 0 | 0 | 0 | 0 | 0 | 0 | 0 | 0 | 0 | 0 | 0 | 0 | 0 | 0
866 |  | 1 |  |  |  |  | 0 |  |  |  | 0 | 0 | [6 empty] | 0 |  |  |  |  | 0% | 0 | 0 | 0 | 0 | 0 | 0 |  |  | 0 | 0% | 0 | 0 | 0 | 0 | 0 | NewControlTypes | 0 | 0 | 0 | 0 | 0 | 0 | 0 | 0 | 0 | 0 | 0 | 0 | 0 | 0 | 0 | 0 | 0 | 0 | 0 | 0 | 0 | 0 | 0 | 0 | 0 | 0 | 0 | 0 | 0 | 0 | 0 | 0 | 0 | 0 | 0 | 0 | 0 | 0 | 0 | 0 | 0 | 0 | 0 | 0 | 0 | 0 | 0 | 0 | 0 | 0 | 0 | 0 | 0 | 0 | 0 | 0 | 0 | 0 | 0 | 0 | 0 | 0 | 0 | 0 | 0 | 0 | 0 | 0 | 0 | 0 | 0 | 0 | 0 | 0 | 0 | 0 | 0 | 0 | 0 | 0 | 0 |  |  | 0 | 0 | 0 | 0 | 0 | 0 |  | 0 | 0 | 0 | 0 | 0 | 0 | 0 | 0 | 0 | 0 | 0 | 0 | 0 | 0 | 0 | 0 | 0 | 0 | 0
867 |  | 1 |  |  |  |  | 0 |  |  |  | 0 | 0 | [6 empty] | 0 |  |  |  |  | 0% | 0 | 0 | 0 | 0 | 0 | 0 |  |  | 0 | 0% | 0 | 0 | 0 | 0 | 0 | NewControlTypes | 0 | 0 | 0 | 0 | 0 | 0 | 0 | 0 | 0 | 0 | 0 | 0 | 0 | 0 | 0 | 0 | 0 | 0 | 0 | 0 | 0 | 0 | 0 | 0 | 0 | 0 | 0 | 0 | 0 | 0 | 0 | 0 | 0 | 0 | 0 | 0 | 0 | 0 | 0 | 0 | 0 | 0 | 0 | 0 | 0 | 0 | 0 | 0 | 0 | 0 | 0 | 0 | 0 | 0 | 0 | 0 | 0 | 0 | 0 | 0 | 0 | 0 | 0 | 0 | 0 | 0 | 0 | 0 | 0 | 0 | 0 | 0 | 0 | 0 | 0 | 0 | 0 | 0 | 0 | 0 | 0 |  |  | 0 | 0 | 0 | 0 | 0 | 0 |  | 0 | 0 | 0 | 0 | 0 | 0 | 0 | 0 | 0 | 0 | 0 | 0 | 0 | 0 | 0 | 0 | 0 | 0 | 0
868 |  | 1 |  |  |  |  | 0 |  |  |  | 0 | 0 | [6 empty] | 0 |  |  |  |  | 0% | 0 | 0 | 0 | 0 | 0 | 0 |  |  | 0 | 0% | 0 | 0 | 0 | 0 | 0 | NewControlTypes | 0 | 0 | 0 | 0 | 0 | 0 | 0 | 0 | 0 | 0 | 0 | 0 | 0 | 0 | 0 | 0 | 0 | 0 | 0 | 0 | 0 | 0 | 0 | 0 | 0 | 0 | 0 | 0 | 0 | 0 | 0 | 0 | 0 | 0 | 0 | 0 | 0 | 0 | 0 | 0 | 0 | 0 | 0 | 0 | 0 | 0 | 0 | 0 | 0 | 0 | 0 | 0 | 0 | 0 | 0 | 0 | 0 | 0 | 0 | 0 | 0 | 0 | 0 | 0 | 0 | 0 | 0 | 0 | 0 | 0 | 0 | 0 | 0 | 0 | 0 | 0 | 0 | 0 | 0 | 0 | 0 |  |  | 0 | 0 | 0 | 0 | 0 | 0 |  | 0 | 0 | 0 | 0 | 0 | 0 | 0 | 0 | 0 | 0 | 0 | 0 | 0 | 0 | 0 | 0 | 0 | 0 | 0
869 |  | 1 |  |  |  |  | 0 |  |  |  | 0 | 0 | [6 empty] | 0 |  |  |  |  | 0% | 0 | 0 | 0 | 0 | 0 | 0 |  |  | 0 | 0% | 0 | 0 | 0 | 0 | 0 | NewControlTypes | 0 | 0 | 0 | 0 | 0 | 0 | 0 | 0 | 0 | 0 | 0 | 0 | 0 | 0 | 0 | 0 | 0 | 0 | 0 | 0 | 0 | 0 | 0 | 0 | 0 | 0 | 0 | 0 | 0 | 0 | 0 | 0 | 0 | 0 | 0 | 0 | 0 | 0 | 0 | 0 | 0 | 0 | 0 | 0 | 0 | 0 | 0 | 0 | 0 | 0 | 0 | 0 | 0 | 0 | 0 | 0 | 0 | 0 | 0 | 0 | 0 | 0 | 0 | 0 | 0 | 0 | 0 | 0 | 0 | 0 | 0 | 0 | 0 | 0 | 0 | 0 | 0 | 0 | 0 | 0 | 0 |  |  | 0 | 0 | 0 | 0 | 0 | 0 |  | 0 | 0 | 0 | 0 | 0 | 0 | 0 | 0 | 0 | 0 | 0 | 0 | 0 | 0 | 0 | 0 | 0 | 0 | 0
870 |  | 1 |  |  |  |  | 0 |  |  |  | 0 | 0 | [6 empty] | 0 |  |  |  |  | 0% | 0 | 0 | 0 | 0 | 0 | 0 |  |  | 0 | 0% | 0 | 0 | 0 | 0 | 0 | NewControlTypes | 0 | 0 | 0 | 0 | 0 | 0 | 0 | 0 | 0 | 0 | 0 | 0 | 0 | 0 | 0 | 0 | 0 | 0 | 0 | 0 | 0 | 0 | 0 | 0 | 0 | 0 | 0 | 0 | 0 | 0 | 0 | 0 | 0 | 0 | 0 | 0 | 0 | 0 | 0 | 0 | 0 | 0 | 0 | 0 | 0 | 0 | 0 | 0 | 0 | 0 | 0 | 0 | 0 | 0 | 0 | 0 | 0 | 0 | 0 | 0 | 0 | 0 | 0 | 0 | 0 | 0 | 0 | 0 | 0 | 0 | 0 | 0 | 0 | 0 | 0 | 0 | 0 | 0 | 0 | 0 | 0 |  |  | 0 | 0 | 0 | 0 | 0 | 0 |  | 0 | 0 | 0 | 0 | 0 | 0 | 0 | 0 | 0 | 0 | 0 | 0 | 0 | 0 | 0 | 0 | 0 | 0 | 0
871 |  | 1 |  |  |  |  | 0 |  |  |  | 0 | 0 | [6 empty] | 0 |  |  |  |  | 0% | 0 | 0 | 0 | 0 | 0 | 0 |  |  | 0 | 0% | 0 | 0 | 0 | 0 | 0 | NewControlTypes | 0 | 0 | 0 | 0 | 0 | 0 | 0 | 0 | 0 | 0 | 0 | 0 | 0 | 0 | 0 | 0 | 0 | 0 | 0 | 0 | 0 | 0 | 0 | 0 | 0 | 0 | 0 | 0 | 0 | 0 | 0 | 0 | 0 | 0 | 0 | 0 | 0 | 0 | 0 | 0 | 0 | 0 | 0 | 0 | 0 | 0 | 0 | 0 | 0 | 0 | 0 | 0 | 0 | 0 | 0 | 0 | 0 | 0 | 0 | 0 | 0 | 0 | 0 | 0 | 0 | 0 | 0 | 0 | 0 | 0 | 0 | 0 | 0 | 0 | 0 | 0 | 0 | 0 | 0 | 0 | 0 |  |  | 0 | 0 | 0 | 0 | 0 | 0 |  | 0 | 0 | 0 | 0 | 0 | 0 | 0 | 0 | 0 | 0 | 0 | 0 | 0 | 0 | 0 | 0 | 0 | 0 | 0
872 |  | 1 |  |  |  |  | 0 |  |  |  | 0 | 0 | [6 empty] | 0 |  |  |  |  | 0% | 0 | 0 | 0 | 0 | 0 | 0 |  |  | 0 | 0% | 0 | 0 | 0 | 0 | 0 | NewControlTypes | 0 | 0 | 0 | 0 | 0 | 0 | 0 | 0 | 0 | 0 | 0 | 0 | 0 | 0 | 0 | 0 | 0 | 0 | 0 | 0 | 0 | 0 | 0 | 0 | 0 | 0 | 0 | 0 | 0 | 0 | 0 | 0 | 0 | 0 | 0 | 0 | 0 | 0 | 0 | 0 | 0 | 0 | 0 | 0 | 0 | 0 | 0 | 0 | 0 | 0 | 0 | 0 | 0 | 0 | 0 | 0 | 0 | 0 | 0 | 0 | 0 | 0 | 0 | 0 | 0 | 0 | 0 | 0 | 0 | 0 | 0 | 0 | 0 | 0 | 0 | 0 | 0 | 0 | 0 | 0 | 0 |  |  | 0 | 0 | 0 | 0 | 0 | 0 |  | 0 | 0 | 0 | 0 | 0 | 0 | 0 | 0 | 0 | 0 | 0 | 0 | 0 | 0 | 0 | 0 | 0 | 0 | 0
873 |  | 1 |  |  |  |  | 0 |  |  |  | 0 | 0 | [6 empty] | 0 |  |  |  |  | 0% | 0 | 0 | 0 | 0 | 0 | 0 |  |  | 0 | 0% | 0 | 0 | 0 | 0 | 0 | NewControlTypes | 0 | 0 | 0 | 0 | 0 | 0 | 0 | 0 | 0 | 0 | 0 | 0 | 0 | 0 | 0 | 0 | 0 | 0 | 0 | 0 | 0 | 0 | 0 | 0 | 0 | 0 | 0 | 0 | 0 | 0 | 0 | 0 | 0 | 0 | 0 | 0 | 0 | 0 | 0 | 0 | 0 | 0 | 0 | 0 | 0 | 0 | 0 | 0 | 0 | 0 | 0 | 0 | 0 | 0 | 0 | 0 | 0 | 0 | 0 | 0 | 0 | 0 | 0 | 0 | 0 | 0 | 0 | 0 | 0 | 0 | 0 | 0 | 0 | 0 | 0 | 0 | 0 | 0 | 0 | 0 | 0 |  |  | 0 | 0 | 0 | 0 | 0 | 0 |  | 0 | 0 | 0 | 0 | 0 | 0 | 0 | 0 | 0 | 0 | 0 | 0 | 0 | 0 | 0 | 0 | 0 | 0 | 0
874 |  | 1 |  |  |  |  | 0 |  |  |  | 0 | 0 | [6 empty] | 0 |  |  |  |  | 0% | 0 | 0 | 0 | 0 | 0 | 0 |  |  | 0 | 0% | 0 | 0 | 0 | 0 | 0 | NewControlTypes | 0 | 0 | 0 | 0 | 0 | 0 | 0 | 0 | 0 | 0 | 0 | 0 | 0 | 0 | 0 | 0 | 0 | 0 | 0 | 0 | 0 | 0 | 0 | 0 | 0 | 0 | 0 | 0 | 0 | 0 | 0 | 0 | 0 | 0 | 0 | 0 | 0 | 0 | 0 | 0 | 0 | 0 | 0 | 0 | 0 | 0 | 0 | 0 | 0 | 0 | 0 | 0 | 0 | 0 | 0 | 0 | 0 | 0 | 0 | 0 | 0 | 0 | 0 | 0 | 0 | 0 | 0 | 0 | 0 | 0 | 0 | 0 | 0 | 0 | 0 | 0 | 0 | 0 | 0 | 0 | 0 |  |  | 0 | 0 | 0 | 0 | 0 | 0 |  | 0 | 0 | 0 | 0 | 0 | 0 | 0 | 0 | 0 | 0 | 0 | 0 | 0 | 0 | 0 | 0 | 0 | 0 | 0
875 |  | 1 |  |  |  |  | 0 |  |  |  | 0 | 0 | [6 empty] | 0 |  |  |  |  | 0% | 0 | 0 | 0 | 0 | 0 | 0 |  |  | 0 | 0% | 0 | 0 | 0 | 0 | 0 | NewControlTypes | 0 | 0 | 0 | 0 | 0 | 0 | 0 | 0 | 0 | 0 | 0 | 0 | 0 | 0 | 0 | 0 | 0 | 0 | 0 | 0 | 0 | 0 | 0 | 0 | 0 | 0 | 0 | 0 | 0 | 0 | 0 | 0 | 0 | 0 | 0 | 0 | 0 | 0 | 0 | 0 | 0 | 0 | 0 | 0 | 0 | 0 | 0 | 0 | 0 | 0 | 0 | 0 | 0 | 0 | 0 | 0 | 0 | 0 | 0 | 0 | 0 | 0 | 0 | 0 | 0 | 0 | 0 | 0 | 0 | 0 | 0 | 0 | 0 | 0 | 0 | 0 | 0 | 0 | 0 | 0 | 0 |  |  | 0 | 0 | 0 | 0 | 0 | 0 |  | 0 | 0 | 0 | 0 | 0 | 0 | 0 | 0 | 0 | 0 | 0 | 0 | 0 | 0 | 0 | 0 | 0 | 0 | 0
876 |  | 1 |  |  |  |  | 0 |  |  |  | 0 | 0 | [6 empty] | 0 |  |  |  |  | 0% | 0 | 0 | 0 | 0 | 0 | 0 |  |  | 0 | 0% | 0 | 0 | 0 | 0 | 0 | NewControlTypes | 0 | 0 | 0 | 0 | 0 | 0 | 0 | 0 | 0 | 0 | 0 | 0 | 0 | 0 | 0 | 0 | 0 | 0 | 0 | 0 | 0 | 0 | 0 | 0 | 0 | 0 | 0 | 0 | 0 | 0 | 0 | 0 | 0 | 0 | 0 | 0 | 0 | 0 | 0 | 0 | 0 | 0 | 0 | 0 | 0 | 0 | 0 | 0 | 0 | 0 | 0 | 0 | 0 | 0 | 0 | 0 | 0 | 0 | 0 | 0 | 0 | 0 | 0 | 0 | 0 | 0 | 0 | 0 | 0 | 0 | 0 | 0 | 0 | 0 | 0 | 0 | 0 | 0 | 0 | 0 | 0 |  |  | 0 | 0 | 0 | 0 | 0 | 0 |  | 0 | 0 | 0 | 0 | 0 | 0 | 0 | 0 | 0 | 0 | 0 | 0 | 0 | 0 | 0 | 0 | 0 | 0 | 0
877 |  | 1 |  |  |  |  | 0 |  |  |  | 0 | 0 | [6 empty] | 0 |  |  |  |  | 0% | 0 | 0 | 0 | 0 | 0 | 0 |  |  | 0 | 0% | 0 | 0 | 0 | 0 | 0 | NewControlTypes | 0 | 0 | 0 | 0 | 0 | 0 | 0 | 0 | 0 | 0 | 0 | 0 | 0 | 0 | 0 | 0 | 0 | 0 | 0 | 0 | 0 | 0 | 0 | 0 | 0 | 0 | 0 | 0 | 0 | 0 | 0 | 0 | 0 | 0 | 0 | 0 | 0 | 0 | 0 | 0 | 0 | 0 | 0 | 0 | 0 | 0 | 0 | 0 | 0 | 0 | 0 | 0 | 0 | 0 | 0 | 0 | 0 | 0 | 0 | 0 | 0 | 0 | 0 | 0 | 0 | 0 | 0 | 0 | 0 | 0 | 0 | 0 | 0 | 0 | 0 | 0 | 0 | 0 | 0 | 0 | 0 |  |  | 0 | 0 | 0 | 0 | 0 | 0 |  | 0 | 0 | 0 | 0 | 0 | 0 | 0 | 0 | 0 | 0 | 0 | 0 | 0 | 0 | 0 | 0 | 0 | 0 | 0
878 |  | 1 |  |  |  |  | 0 |  |  |  | 0 | 0 | [6 empty] | 0 |  |  |  |  | 0% | 0 | 0 | 0 | 0 | 0 | 0 |  |  | 0 | 0% | 0 | 0 | 0 | 0 | 0 | NewControlTypes | 0 | 0 | 0 | 0 | 0 | 0 | 0 | 0 | 0 | 0 | 0 | 0 | 0 | 0 | 0 | 0 | 0 | 0 | 0 | 0 | 0 | 0 | 0 | 0 | 0 | 0 | 0 | 0 | 0 | 0 | 0 | 0 | 0 | 0 | 0 | 0 | 0 | 0 | 0 | 0 | 0 | 0 | 0 | 0 | 0 | 0 | 0 | 0 | 0 | 0 | 0 | 0 | 0 | 0 | 0 | 0 | 0 | 0 | 0 | 0 | 0 | 0 | 0 | 0 | 0 | 0 | 0 | 0 | 0 | 0 | 0 | 0 | 0 | 0 | 0 | 0 | 0 | 0 | 0 | 0 | 0 |  |  | 0 | 0 | 0 | 0 | 0 | 0 |  | 0 | 0 | 0 | 0 | 0 | 0 | 0 | 0 | 0 | 0 | 0 | 0 | 0 | 0 | 0 | 0 | 0 | 0 | 0
879 |  | 1 |  |  |  |  | 0 |  |  |  | 0 | 0 | [6 empty] | 0 |  |  |  |  | 0% | 0 | 0 | 0 | 0 | 0 | 0 |  |  | 0 | 0% | 0 | 0 | 0 | 0 | 0 | NewControlTypes | 0 | 0 | 0 | 0 | 0 | 0 | 0 | 0 | 0 | 0 | 0 | 0 | 0 | 0 | 0 | 0 | 0 | 0 | 0 | 0 | 0 | 0 | 0 | 0 | 0 | 0 | 0 | 0 | 0 | 0 | 0 | 0 | 0 | 0 | 0 | 0 | 0 | 0 | 0 | 0 | 0 | 0 | 0 | 0 | 0 | 0 | 0 | 0 | 0 | 0 | 0 | 0 | 0 | 0 | 0 | 0 | 0 | 0 | 0 | 0 | 0 | 0 | 0 | 0 | 0 | 0 | 0 | 0 | 0 | 0 | 0 | 0 | 0 | 0 | 0 | 0 | 0 | 0 | 0 | 0 | 0 |  |  | 0 | 0 | 0 | 0 | 0 | 0 |  | 0 | 0 | 0 | 0 | 0 | 0 | 0 | 0 | 0 | 0 | 0 | 0 | 0 | 0 | 0 | 0 | 0 | 0 | 0
880 |  | 1 |  |  |  |  | 0 |  |  |  | 0 | 0 | [6 empty] | 0 |  |  |  |  | 0% | 0 | 0 | 0 | 0 | 0 | 0 |  |  | 0 | 0% | 0 | 0 | 0 | 0 | 0 | NewControlTypes | 0 | 0 | 0 | 0 | 0 | 0 | 0 | 0 | 0 | 0 | 0 | 0 | 0 | 0 | 0 | 0 | 0 | 0 | 0 | 0 | 0 | 0 | 0 | 0 | 0 | 0 | 0 | 0 | 0 | 0 | 0 | 0 | 0 | 0 | 0 | 0 | 0 | 0 | 0 | 0 | 0 | 0 | 0 | 0 | 0 | 0 | 0 | 0 | 0 | 0 | 0 | 0 | 0 | 0 | 0 | 0 | 0 | 0 | 0 | 0 | 0 | 0 | 0 | 0 | 0 | 0 | 0 | 0 | 0 | 0 | 0 | 0 | 0 | 0 | 0 | 0 | 0 | 0 | 0 | 0 | 0 |  |  | 0 | 0 | 0 | 0 | 0 | 0 |  | 0 | 0 | 0 | 0 | 0 | 0 | 0 | 0 | 0 | 0 | 0 | 0 | 0 | 0 | 0 | 0 | 0 | 0 | 0
881 |  | 1 |  |  |  |  | 0 |  |  |  | 0 | 0 | [6 empty] | 0 |  |  |  |  | 0% | 0 | 0 | 0 | 0 | 0 | 0 |  |  | 0 | 0% | 0 | 0 | 0 | 0 | 0 | NewControlTypes | 0 | 0 | 0 | 0 | 0 | 0 | 0 | 0 | 0 | 0 | 0 | 0 | 0 | 0 | 0 | 0 | 0 | 0 | 0 | 0 | 0 | 0 | 0 | 0 | 0 | 0 | 0 | 0 | 0 | 0 | 0 | 0 | 0 | 0 | 0 | 0 | 0 | 0 | 0 | 0 | 0 | 0 | 0 | 0 | 0 | 0 | 0 | 0 | 0 | 0 | 0 | 0 | 0 | 0 | 0 | 0 | 0 | 0 | 0 | 0 | 0 | 0 | 0 | 0 | 0 | 0 | 0 | 0 | 0 | 0 | 0 | 0 | 0 | 0 | 0 | 0 | 0 | 0 | 0 | 0 | 0 |  |  | 0 | 0 | 0 | 0 | 0 | 0 |  | 0 | 0 | 0 | 0 | 0 | 0 | 0 | 0 | 0 | 0 | 0 | 0 | 0 | 0 | 0 | 0 | 0 | 0 | 0
882 |  | 1 |  |  |  |  | 0 |  |  |  | 0 | 0 | [6 empty] | 0 |  |  |  |  | 0% | 0 | 0 | 0 | 0 | 0 | 0 |  |  | 0 | 0% | 0 | 0 | 0 | 0 | 0 | NewControlTypes | 0 | 0 | 0 | 0 | 0 | 0 | 0 | 0 | 0 | 0 | 0 | 0 | 0 | 0 | 0 | 0 | 0 | 0 | 0 | 0 | 0 | 0 | 0 | 0 | 0 | 0 | 0 | 0 | 0 | 0 | 0 | 0 | 0 | 0 | 0 | 0 | 0 | 0 | 0 | 0 | 0 | 0 | 0 | 0 | 0 | 0 | 0 | 0 | 0 | 0 | 0 | 0 | 0 | 0 | 0 | 0 | 0 | 0 | 0 | 0 | 0 | 0 | 0 | 0 | 0 | 0 | 0 | 0 | 0 | 0 | 0 | 0 | 0 | 0 | 0 | 0 | 0 | 0 | 0 | 0 | 0 |  |  | 0 | 0 | 0 | 0 | 0 | 0 |  | 0 | 0 | 0 | 0 | 0 | 0 | 0 | 0 | 0 | 0 | 0 | 0 | 0 | 0 | 0 | 0 | 0 | 0 | 0
883 |  | 1 |  |  |  |  | 0 |  |  |  | 0 | 0 | [6 empty] | 0 |  |  |  |  | 0% | 0 | 0 | 0 | 0 | 0 | 0 |  |  | 0 | 0% | 0 | 0 | 0 | 0 | 0 | NewControlTypes | 0 | 0 | 0 | 0 | 0 | 0 | 0 | 0 | 0 | 0 | 0 | 0 | 0 | 0 | 0 | 0 | 0 | 0 | 0 | 0 | 0 | 0 | 0 | 0 | 0 | 0 | 0 | 0 | 0 | 0 | 0 | 0 | 0 | 0 | 0 | 0 | 0 | 0 | 0 | 0 | 0 | 0 | 0 | 0 | 0 | 0 | 0 | 0 | 0 | 0 | 0 | 0 | 0 | 0 | 0 | 0 | 0 | 0 | 0 | 0 | 0 | 0 | 0 | 0 | 0 | 0 | 0 | 0 | 0 | 0 | 0 | 0 | 0 | 0 | 0 | 0 | 0 | 0 | 0 | 0 | 0 |  |  | 0 | 0 | 0 | 0 | 0 | 0 |  | 0 | 0 | 0 | 0 | 0 | 0 | 0 | 0 | 0 | 0 | 0 | 0 | 0 | 0 | 0 | 0 | 0 | 0 | 0
884 |  | 1 |  |  |  |  | 0 |  |  |  | 0 | 0 | [6 empty] | 0 |  |  |  |  | 0% | 0 | 0 | 0 | 0 | 0 | 0 |  |  | 0 | 0% | 0 | 0 | 0 | 0 | 0 | NewControlTypes | 0 | 0 | 0 | 0 | 0 | 0 | 0 | 0 | 0 | 0 | 0 | 0 | 0 | 0 | 0 | 0 | 0 | 0 | 0 | 0 | 0 | 0 | 0 | 0 | 0 | 0 | 0 | 0 | 0 | 0 | 0 | 0 | 0 | 0 | 0 | 0 | 0 | 0 | 0 | 0 | 0 | 0 | 0 | 0 | 0 | 0 | 0 | 0 | 0 | 0 | 0 | 0 | 0 | 0 | 0 | 0 | 0 | 0 | 0 | 0 | 0 | 0 | 0 | 0 | 0 | 0 | 0 | 0 | 0 | 0 | 0 | 0 | 0 | 0 | 0 | 0 | 0 | 0 | 0 | 0 | 0 |  |  | 0 | 0 | 0 | 0 | 0 | 0 |  | 0 | 0 | 0 | 0 | 0 | 0 | 0 | 0 | 0 | 0 | 0 | 0 | 0 | 0 | 0 | 0 | 0 | 0 | 0
885 |  | 1 |  |  |  |  | 0 |  |  |  | 0 | 0 | [6 empty] | 0 |  |  |  |  | 0% | 0 | 0 | 0 | 0 | 0 | 0 |  |  | 0 | 0% | 0 | 0 | 0 | 0 | 0 | NewControlTypes | 0 | 0 | 0 | 0 | 0 | 0 | 0 | 0 | 0 | 0 | 0 | 0 | 0 | 0 | 0 | 0 | 0 | 0 | 0 | 0 | 0 | 0 | 0 | 0 | 0 | 0 | 0 | 0 | 0 | 0 | 0 | 0 | 0 | 0 | 0 | 0 | 0 | 0 | 0 | 0 | 0 | 0 | 0 | 0 | 0 | 0 | 0 | 0 | 0 | 0 | 0 | 0 | 0 | 0 | 0 | 0 | 0 | 0 | 0 | 0 | 0 | 0 | 0 | 0 | 0 | 0 | 0 | 0 | 0 | 0 | 0 | 0 | 0 | 0 | 0 | 0 | 0 | 0 | 0 | 0 | 0 |  |  | 0 | 0 | 0 | 0 | 0 | 0 |  | 0 | 0 | 0 | 0 | 0 | 0 | 0 | 0 | 0 | 0 | 0 | 0 | 0 | 0 | 0 | 0 | 0 | 0 | 0
886 |  | 1 |  |  |  |  | 0 |  |  |  | 0 | 0 | [6 empty] | 0 |  |  |  |  | 0% | 0 | 0 | 0 | 0 | 0 | 0 |  |  | 0 | 0% | 0 | 0 | 0 | 0 | 0 | NewControlTypes | 0 | 0 | 0 | 0 | 0 | 0 | 0 | 0 | 0 | 0 | 0 | 0 | 0 | 0 | 0 | 0 | 0 | 0 | 0 | 0 | 0 | 0 | 0 | 0 | 0 | 0 | 0 | 0 | 0 | 0 | 0 | 0 | 0 | 0 | 0 | 0 | 0 | 0 | 0 | 0 | 0 | 0 | 0 | 0 | 0 | 0 | 0 | 0 | 0 | 0 | 0 | 0 | 0 | 0 | 0 | 0 | 0 | 0 | 0 | 0 | 0 | 0 | 0 | 0 | 0 | 0 | 0 | 0 | 0 | 0 | 0 | 0 | 0 | 0 | 0 | 0 | 0 | 0 | 0 | 0 | 0 |  |  | 0 | 0 | 0 | 0 | 0 | 0 |  | 0 | 0 | 0 | 0 | 0 | 0 | 0 | 0 | 0 | 0 | 0 | 0 | 0 | 0 | 0 | 0 | 0 | 0 | 0
887 |  | 1 |  |  |  |  | 0 |  |  |  | 0 | 0 | [6 empty] | 0 |  |  |  |  | 0% | 0 | 0 | 0 | 0 | 0 | 0 |  |  | 0 | 0% | 0 | 0 | 0 | 0 | 0 | NewControlTypes | 0 | 0 | 0 | 0 | 0 | 0 | 0 | 0 | 0 | 0 | 0 | 0 | 0 | 0 | 0 | 0 | 0 | 0 | 0 | 0 | 0 | 0 | 0 | 0 | 0 | 0 | 0 | 0 | 0 | 0 | 0 | 0 | 0 | 0 | 0 | 0 | 0 | 0 | 0 | 0 | 0 | 0 | 0 | 0 | 0 | 0 | 0 | 0 | 0 | 0 | 0 | 0 | 0 | 0 | 0 | 0 | 0 | 0 | 0 | 0 | 0 | 0 | 0 | 0 | 0 | 0 | 0 | 0 | 0 | 0 | 0 | 0 | 0 | 0 | 0 | 0 | 0 | 0 | 0 | 0 | 0 |  |  | 0 | 0 | 0 | 0 | 0 | 0 |  | 0 | 0 | 0 | 0 | 0 | 0 | 0 | 0 | 0 | 0 | 0 | 0 | 0 | 0 | 0 | 0 | 0 | 0 | 0
888 |  | 1 |  |  |  |  | 0 |  |  |  | 0 | 0 | [6 empty] | 0 |  |  |  |  | 0% | 0 | 0 | 0 | 0 | 0 | 0 |  |  | 0 | 0% | 0 | 0 | 0 | 0 | 0 | NewControlTypes | 0 | 0 | 0 | 0 | 0 | 0 | 0 | 0 | 0 | 0 | 0 | 0 | 0 | 0 | 0 | 0 | 0 | 0 | 0 | 0 | 0 | 0 | 0 | 0 | 0 | 0 | 0 | 0 | 0 | 0 | 0 | 0 | 0 | 0 | 0 | 0 | 0 | 0 | 0 | 0 | 0 | 0 | 0 | 0 | 0 | 0 | 0 | 0 | 0 | 0 | 0 | 0 | 0 | 0 | 0 | 0 | 0 | 0 | 0 | 0 | 0 | 0 | 0 | 0 | 0 | 0 | 0 | 0 | 0 | 0 | 0 | 0 | 0 | 0 | 0 | 0 | 0 | 0 | 0 | 0 | 0 |  |  | 0 | 0 | 0 | 0 | 0 | 0 |  | 0 | 0 | 0 | 0 | 0 | 0 | 0 | 0 | 0 | 0 | 0 | 0 | 0 | 0 | 0 | 0 | 0 | 0 | 0
889 |  | 1 |  |  |  |  | 0 |  |  |  | 0 | 0 | [6 empty] | 0 |  |  |  |  | 0% | 0 | 0 | 0 | 0 | 0 | 0 |  |  | 0 | 0% | 0 | 0 | 0 | 0 | 0 | NewControlTypes | 0 | 0 | 0 | 0 | 0 | 0 | 0 | 0 | 0 | 0 | 0 | 0 | 0 | 0 | 0 | 0 | 0 | 0 | 0 | 0 | 0 | 0 | 0 | 0 | 0 | 0 | 0 | 0 | 0 | 0 | 0 | 0 | 0 | 0 | 0 | 0 | 0 | 0 | 0 | 0 | 0 | 0 | 0 | 0 | 0 | 0 | 0 | 0 | 0 | 0 | 0 | 0 | 0 | 0 | 0 | 0 | 0 | 0 | 0 | 0 | 0 | 0 | 0 | 0 | 0 | 0 | 0 | 0 | 0 | 0 | 0 | 0 | 0 | 0 | 0 | 0 | 0 | 0 | 0 | 0 | 0 |  |  | 0 | 0 | 0 | 0 | 0 | 0 |  | 0 | 0 | 0 | 0 | 0 | 0 | 0 | 0 | 0 | 0 | 0 | 0 | 0 | 0 | 0 | 0 | 0 | 0 | 0
890 |  | 1 |  |  |  |  | 0 |  |  |  | 0 | 0 | [6 empty] | 0 |  |  |  |  | 0% | 0 | 0 | 0 | 0 | 0 | 0 |  |  | 0 | 0% | 0 | 0 | 0 | 0 | 0 | NewControlTypes | 0 | 0 | 0 | 0 | 0 | 0 | 0 | 0 | 0 | 0 | 0 | 0 | 0 | 0 | 0 | 0 | 0 | 0 | 0 | 0 | 0 | 0 | 0 | 0 | 0 | 0 | 0 | 0 | 0 | 0 | 0 | 0 | 0 | 0 | 0 | 0 | 0 | 0 | 0 | 0 | 0 | 0 | 0 | 0 | 0 | 0 | 0 | 0 | 0 | 0 | 0 | 0 | 0 | 0 | 0 | 0 | 0 | 0 | 0 | 0 | 0 | 0 | 0 | 0 | 0 | 0 | 0 | 0 | 0 | 0 | 0 | 0 | 0 | 0 | 0 | 0 | 0 | 0 | 0 | 0 | 0 |  |  | 0 | 0 | 0 | 0 | 0 | 0 |  | 0 | 0 | 0 | 0 | 0 | 0 | 0 | 0 | 0 | 0 | 0 | 0 | 0 | 0 | 0 | 0 | 0 | 0 | 0
891 |  | 1 |  |  |  |  | 0 |  |  |  | 0 | 0 | [6 empty] | 0 |  |  |  |  | 0% | 0 | 0 | 0 | 0 | 0 | 0 |  |  | 0 | 0% | 0 | 0 | 0 | 0 | 0 | NewControlTypes | 0 | 0 | 0 | 0 | 0 | 0 | 0 | 0 | 0 | 0 | 0 | 0 | 0 | 0 | 0 | 0 | 0 | 0 | 0 | 0 | 0 | 0 | 0 | 0 | 0 | 0 | 0 | 0 | 0 | 0 | 0 | 0 | 0 | 0 | 0 | 0 | 0 | 0 | 0 | 0 | 0 | 0 | 0 | 0 | 0 | 0 | 0 | 0 | 0 | 0 | 0 | 0 | 0 | 0 | 0 | 0 | 0 | 0 | 0 | 0 | 0 | 0 | 0 | 0 | 0 | 0 | 0 | 0 | 0 | 0 | 0 | 0 | 0 | 0 | 0 | 0 | 0 | 0 | 0 | 0 | 0 |  |  | 0 | 0 | 0 | 0 | 0 | 0 |  | 0 | 0 | 0 | 0 | 0 | 0 | 0 | 0 | 0 | 0 | 0 | 0 | 0 | 0 | 0 | 0 | 0 | 0 | 0
892 |  | 1 |  |  |  |  | 0 |  |  |  | 0 | 0 | [6 empty] | 0 |  |  |  |  | 0% | 0 | 0 | 0 | 0 | 0 | 0 |  |  | 0 | 0% | 0 | 0 | 0 | 0 | 0 | NewControlTypes | 0 | 0 | 0 | 0 | 0 | 0 | 0 | 0 | 0 | 0 | 0 | 0 | 0 | 0 | 0 | 0 | 0 | 0 | 0 | 0 | 0 | 0 | 0 | 0 | 0 | 0 | 0 | 0 | 0 | 0 | 0 | 0 | 0 | 0 | 0 | 0 | 0 | 0 | 0 | 0 | 0 | 0 | 0 | 0 | 0 | 0 | 0 | 0 | 0 | 0 | 0 | 0 | 0 | 0 | 0 | 0 | 0 | 0 | 0 | 0 | 0 | 0 | 0 | 0 | 0 | 0 | 0 | 0 | 0 | 0 | 0 | 0 | 0 | 0 | 0 | 0 | 0 | 0 | 0 | 0 | 0 |  |  | 0 | 0 | 0 | 0 | 0 | 0 |  | 0 | 0 | 0 | 0 | 0 | 0 | 0 | 0 | 0 | 0 | 0 | 0 | 0 | 0 | 0 | 0 | 0 | 0 | 0
893 |  | 1 |  |  |  |  | 0 |  |  |  | 0 | 0 | [6 empty] | 0 |  |  |  |  | 0% | 0 | 0 | 0 | 0 | 0 | 0 |  |  | 0 | 0% | 0 | 0 | 0 | 0 | 0 | NewControlTypes | 0 | 0 | 0 | 0 | 0 | 0 | 0 | 0 | 0 | 0 | 0 | 0 | 0 | 0 | 0 | 0 | 0 | 0 | 0 | 0 | 0 | 0 | 0 | 0 | 0 | 0 | 0 | 0 | 0 | 0 | 0 | 0 | 0 | 0 | 0 | 0 | 0 | 0 | 0 | 0 | 0 | 0 | 0 | 0 | 0 | 0 | 0 | 0 | 0 | 0 | 0 | 0 | 0 | 0 | 0 | 0 | 0 | 0 | 0 | 0 | 0 | 0 | 0 | 0 | 0 | 0 | 0 | 0 | 0 | 0 | 0 | 0 | 0 | 0 | 0 | 0 | 0 | 0 | 0 | 0 | 0 |  |  | 0 | 0 | 0 | 0 | 0 | 0 |  | 0 | 0 | 0 | 0 | 0 | 0 | 0 | 0 | 0 | 0 | 0 | 0 | 0 | 0 | 0 | 0 | 0 | 0 | 0
894 |  | 1 |  |  |  |  | 0 |  |  |  | 0 | 0 | [6 empty] | 0 |  |  |  |  | 0% | 0 | 0 | 0 | 0 | 0 | 0 |  |  | 0 | 0% | 0 | 0 | 0 | 0 | 0 | NewControlTypes | 0 | 0 | 0 | 0 | 0 | 0 | 0 | 0 | 0 | 0 | 0 | 0 | 0 | 0 | 0 | 0 | 0 | 0 | 0 | 0 | 0 | 0 | 0 | 0 | 0 | 0 | 0 | 0 | 0 | 0 | 0 | 0 | 0 | 0 | 0 | 0 | 0 | 0 | 0 | 0 | 0 | 0 | 0 | 0 | 0 | 0 | 0 | 0 | 0 | 0 | 0 | 0 | 0 | 0 | 0 | 0 | 0 | 0 | 0 | 0 | 0 | 0 | 0 | 0 | 0 | 0 | 0 | 0 | 0 | 0 | 0 | 0 | 0 | 0 | 0 | 0 | 0 | 0 | 0 | 0 | 0 |  |  | 0 | 0 | 0 | 0 | 0 | 0 |  | 0 | 0 | 0 | 0 | 0 | 0 | 0 | 0 | 0 | 0 | 0 | 0 | 0 | 0 | 0 | 0 | 0 | 0 | 0
895 |  | 1 |  |  |  |  | 0 |  |  |  | 0 | 0 | [6 empty] | 0 |  |  |  |  | 0% | 0 | 0 | 0 | 0 | 0 | 0 |  |  | 0 | 0% | 0 | 0 | 0 | 0 | 0 | NewControlTypes | 0 | 0 | 0 | 0 | 0 | 0 | 0 | 0 | 0 | 0 | 0 | 0 | 0 | 0 | 0 | 0 | 0 | 0 | 0 | 0 | 0 | 0 | 0 | 0 | 0 | 0 | 0 | 0 | 0 | 0 | 0 | 0 | 0 | 0 | 0 | 0 | 0 | 0 | 0 | 0 | 0 | 0 | 0 | 0 | 0 | 0 | 0 | 0 | 0 | 0 | 0 | 0 | 0 | 0 | 0 | 0 | 0 | 0 | 0 | 0 | 0 | 0 | 0 | 0 | 0 | 0 | 0 | 0 | 0 | 0 | 0 | 0 | 0 | 0 | 0 | 0 | 0 | 0 | 0 | 0 | 0 |  |  | 0 | 0 | 0 | 0 | 0 | 0 |  | 0 | 0 | 0 | 0 | 0 | 0 | 0 | 0 | 0 | 0 | 0 | 0 | 0 | 0 | 0 | 0 | 0 | 0 | 0
896 |  | 1 |  |  |  |  | 0 |  |  |  | 0 | 0 | [6 empty] | 0 |  |  |  |  | 0% | 0 | 0 | 0 | 0 | 0 | 0 |  |  | 0 | 0% | 0 | 0 | 0 | 0 | 0 | NewControlTypes | 0 | 0 | 0 | 0 | 0 | 0 | 0 | 0 | 0 | 0 | 0 | 0 | 0 | 0 | 0 | 0 | 0 | 0 | 0 | 0 | 0 | 0 | 0 | 0 | 0 | 0 | 0 | 0 | 0 | 0 | 0 | 0 | 0 | 0 | 0 | 0 | 0 | 0 | 0 | 0 | 0 | 0 | 0 | 0 | 0 | 0 | 0 | 0 | 0 | 0 | 0 | 0 | 0 | 0 | 0 | 0 | 0 | 0 | 0 | 0 | 0 | 0 | 0 | 0 | 0 | 0 | 0 | 0 | 0 | 0 | 0 | 0 | 0 | 0 | 0 | 0 | 0 | 0 | 0 | 0 | 0 |  |  | 0 | 0 | 0 | 0 | 0 | 0 |  | 0 | 0 | 0 | 0 | 0 | 0 | 0 | 0 | 0 | 0 | 0 | 0 | 0 | 0 | 0 | 0 | 0 | 0 | 0
897 |  | 1 |  |  |  |  | 0 |  |  |  | 0 | 0 | [6 empty] | 0 |  |  |  |  | 0% | 0 | 0 | 0 | 0 | 0 | 0 |  |  | 0 | 0% | 0 | 0 | 0 | 0 | 0 | NewControlTypes | 0 | 0 | 0 | 0 | 0 | 0 | 0 | 0 | 0 | 0 | 0 | 0 | 0 | 0 | 0 | 0 | 0 | 0 | 0 | 0 | 0 | 0 | 0 | 0 | 0 | 0 | 0 | 0 | 0 | 0 | 0 | 0 | 0 | 0 | 0 | 0 | 0 | 0 | 0 | 0 | 0 | 0 | 0 | 0 | 0 | 0 | 0 | 0 | 0 | 0 | 0 | 0 | 0 | 0 | 0 | 0 | 0 | 0 | 0 | 0 | 0 | 0 | 0 | 0 | 0 | 0 | 0 | 0 | 0 | 0 | 0 | 0 | 0 | 0 | 0 | 0 | 0 | 0 | 0 | 0 | 0 |  |  | 0 | 0 | 0 | 0 | 0 | 0 |  | 0 | 0 | 0 | 0 | 0 | 0 | 0 | 0 | 0 | 0 | 0 | 0 | 0 | 0 | 0 | 0 | 0 | 0 | 0
898 |  | 1 |  |  |  |  | 0 |  |  |  | 0 | 0 | [6 empty] | 0 |  |  |  |  | 0% | 0 | 0 | 0 | 0 | 0 | 0 |  |  | 0 | 0% | 0 | 0 | 0 | 0 | 0 | NewControlTypes | 0 | 0 | 0 | 0 | 0 | 0 | 0 | 0 | 0 | 0 | 0 | 0 | 0 | 0 | 0 | 0 | 0 | 0 | 0 | 0 | 0 | 0 | 0 | 0 | 0 | 0 | 0 | 0 | 0 | 0 | 0 | 0 | 0 | 0 | 0 | 0 | 0 | 0 | 0 | 0 | 0 | 0 | 0 | 0 | 0 | 0 | 0 | 0 | 0 | 0 | 0 | 0 | 0 | 0 | 0 | 0 | 0 | 0 | 0 | 0 | 0 | 0 | 0 | 0 | 0 | 0 | 0 | 0 | 0 | 0 | 0 | 0 | 0 | 0 | 0 | 0 | 0 | 0 | 0 | 0 | 0 |  |  | 0 | 0 | 0 | 0 | 0 | 0 |  | 0 | 0 | 0 | 0 | 0 | 0 | 0 | 0 | 0 | 0 | 0 | 0 | 0 | 0 | 0 | 0 | 0 | 0 | 0
899 |  | 1 |  |  |  |  | 0 |  |  |  | 0 | 0 | [6 empty] | 0 |  |  |  |  | 0% | 0 | 0 | 0 | 0 | 0 | 0 |  |  | 0 | 0% | 0 | 0 | 0 | 0 | 0 | NewControlTypes | 0 | 0 | 0 | 0 | 0 | 0 | 0 | 0 | 0 | 0 | 0 | 0 | 0 | 0 | 0 | 0 | 0 | 0 | 0 | 0 | 0 | 0 | 0 | 0 | 0 | 0 | 0 | 0 | 0 | 0 | 0 | 0 | 0 | 0 | 0 | 0 | 0 | 0 | 0 | 0 | 0 | 0 | 0 | 0 | 0 | 0 | 0 | 0 | 0 | 0 | 0 | 0 | 0 | 0 | 0 | 0 | 0 | 0 | 0 | 0 | 0 | 0 | 0 | 0 | 0 | 0 | 0 | 0 | 0 | 0 | 0 | 0 | 0 | 0 | 0 | 0 | 0 | 0 | 0 | 0 | 0 |  |  | 0 | 0 | 0 | 0 | 0 | 0 |  | 0 | 0 | 0 | 0 | 0 | 0 | 0 | 0 | 0 | 0 | 0 | 0 | 0 | 0 | 0 | 0 | 0 | 0 | 0
900 |  | 1 |  |  |  |  | 0 |  |  |  | 0 | 0 | [6 empty] | 0 |  |  |  |  | 0% | 0 | 0 | 0 | 0 | 0 | 0 |  |  | 0 | 0% | 0 | 0 | 0 | 0 | 0 | NewControlTypes | 0 | 0 | 0 | 0 | 0 | 0 | 0 | 0 | 0 | 0 | 0 | 0 | 0 | 0 | 0 | 0 | 0 | 0 | 0 | 0 | 0 | 0 | 0 | 0 | 0 | 0 | 0 | 0 | 0 | 0 | 0 | 0 | 0 | 0 | 0 | 0 | 0 | 0 | 0 | 0 | 0 | 0 | 0 | 0 | 0 | 0 | 0 | 0 | 0 | 0 | 0 | 0 | 0 | 0 | 0 | 0 | 0 | 0 | 0 | 0 | 0 | 0 | 0 | 0 | 0 | 0 | 0 | 0 | 0 | 0 | 0 | 0 | 0 | 0 | 0 | 0 | 0 | 0 | 0 | 0 | 0 |  |  | 0 | 0 | 0 | 0 | 0 | 0 |  | 0 | 0 | 0 | 0 | 0 | 0 | 0 | 0 | 0 | 0 | 0 | 0 | 0 | 0 | 0 | 0 | 0 | 0 | 0
901 |  | 1 |  |  |  |  | 0 |  |  |  | 0 | 0 | [6 empty] | 0 |  |  |  |  | 0% | 0 | 0 | 0 | 0 | 0 | 0 |  |  | 0 | 0% | 0 | 0 | 0 | 0 | 0 | NewControlTypes | 0 | 0 | 0 | 0 | 0 | 0 | 0 | 0 | 0 | 0 | 0 | 0 | 0 | 0 | 0 | 0 | 0 | 0 | 0 | 0 | 0 | 0 | 0 | 0 | 0 | 0 | 0 | 0 | 0 | 0 | 0 | 0 | 0 | 0 | 0 | 0 | 0 | 0 | 0 | 0 | 0 | 0 | 0 | 0 | 0 | 0 | 0 | 0 | 0 | 0 | 0 | 0 | 0 | 0 | 0 | 0 | 0 | 0 | 0 | 0 | 0 | 0 | 0 | 0 | 0 | 0 | 0 | 0 | 0 | 0 | 0 | 0 | 0 | 0 | 0 | 0 | 0 | 0 | 0 | 0 | 0 |  |  | 0 | 0 | 0 | 0 | 0 | 0 |  | 0 | 0 | 0 | 0 | 0 | 0 | 0 | 0 | 0 | 0 | 0 | 0 | 0 | 0 | 0 | 0 | 0 | 0 | 0
902 |  | 1 |  |  |  |  | 0 |  |  |  | 0 | 0 | [6 empty] | 0 |  |  |  |  | 0% | 0 | 0 | 0 | 0 | 0 | 0 |  |  | 0 | 0% | 0 | 0 | 0 | 0 | 0 | NewControlTypes | 0 | 0 | 0 | 0 | 0 | 0 | 0 | 0 | 0 | 0 | 0 | 0 | 0 | 0 | 0 | 0 | 0 | 0 | 0 | 0 | 0 | 0 | 0 | 0 | 0 | 0 | 0 | 0 | 0 | 0 | 0 | 0 | 0 | 0 | 0 | 0 | 0 | 0 | 0 | 0 | 0 | 0 | 0 | 0 | 0 | 0 | 0 | 0 | 0 | 0 | 0 | 0 | 0 | 0 | 0 | 0 | 0 | 0 | 0 | 0 | 0 | 0 | 0 | 0 | 0 | 0 | 0 | 0 | 0 | 0 | 0 | 0 | 0 | 0 | 0 | 0 | 0 | 0 | 0 | 0 | 0 |  |  | 0 | 0 | 0 | 0 | 0 | 0 |  | 0 | 0 | 0 | 0 | 0 | 0 | 0 | 0 | 0 | 0 | 0 | 0 | 0 | 0 | 0 | 0 | 0 | 0 | 0
903 |  | 1 |  |  |  |  | 0 |  |  |  | 0 | 0 | [6 empty] | 0 |  |  |  |  | 0% | 0 | 0 | 0 | 0 | 0 | 0 |  |  | 0 | 0% | 0 | 0 | 0 | 0 | 0 | NewControlTypes | 0 | 0 | 0 | 0 | 0 | 0 | 0 | 0 | 0 | 0 | 0 | 0 | 0 | 0 | 0 | 0 | 0 | 0 | 0 | 0 | 0 | 0 | 0 | 0 | 0 | 0 | 0 | 0 | 0 | 0 | 0 | 0 | 0 | 0 | 0 | 0 | 0 | 0 | 0 | 0 | 0 | 0 | 0 | 0 | 0 | 0 | 0 | 0 | 0 | 0 | 0 | 0 | 0 | 0 | 0 | 0 | 0 | 0 | 0 | 0 | 0 | 0 | 0 | 0 | 0 | 0 | 0 | 0 | 0 | 0 | 0 | 0 | 0 | 0 | 0 | 0 | 0 | 0 | 0 | 0 | 0 |  |  | 0 | 0 | 0 | 0 | 0 | 0 |  | 0 | 0 | 0 | 0 | 0 | 0 | 0 | 0 | 0 | 0 | 0 | 0 | 0 | 0 | 0 | 0 | 0 | 0 | 0
904 |  | 1 |  |  |  |  | 0 |  |  |  | 0 | 0 | [6 empty] | 0 |  |  |  |  | 0% | 0 | 0 | 0 | 0 | 0 | 0 |  |  | 0 | 0% | 0 | 0 | 0 | 0 | 0 | NewControlTypes | 0 | 0 | 0 | 0 | 0 | 0 | 0 | 0 | 0 | 0 | 0 | 0 | 0 | 0 | 0 | 0 | 0 | 0 | 0 | 0 | 0 | 0 | 0 | 0 | 0 | 0 | 0 | 0 | 0 | 0 | 0 | 0 | 0 | 0 | 0 | 0 | 0 | 0 | 0 | 0 | 0 | 0 | 0 | 0 | 0 | 0 | 0 | 0 | 0 | 0 | 0 | 0 | 0 | 0 | 0 | 0 | 0 | 0 | 0 | 0 | 0 | 0 | 0 | 0 | 0 | 0 | 0 | 0 | 0 | 0 | 0 | 0 | 0 | 0 | 0 | 0 | 0 | 0 | 0 | 0 | 0 |  |  | 0 | 0 | 0 | 0 | 0 | 0 |  | 0 | 0 | 0 | 0 | 0 | 0 | 0 | 0 | 0 | 0 | 0 | 0 | 0 | 0 | 0 | 0 | 0 | 0 | 0
905 |  | 1 |  |  |  |  | 0 |  |  |  | 0 | 0 | [6 empty] | 0 |  |  |  |  | 0% | 0 | 0 | 0 | 0 | 0 | 0 |  |  | 0 | 0% | 0 | 0 | 0 | 0 | 0 | NewControlTypes | 0 | 0 | 0 | 0 | 0 | 0 | 0 | 0 | 0 | 0 | 0 | 0 | 0 | 0 | 0 | 0 | 0 | 0 | 0 | 0 | 0 | 0 | 0 | 0 | 0 | 0 | 0 | 0 | 0 | 0 | 0 | 0 | 0 | 0 | 0 | 0 | 0 | 0 | 0 | 0 | 0 | 0 | 0 | 0 | 0 | 0 | 0 | 0 | 0 | 0 | 0 | 0 | 0 | 0 | 0 | 0 | 0 | 0 | 0 | 0 | 0 | 0 | 0 | 0 | 0 | 0 | 0 | 0 | 0 | 0 | 0 | 0 | 0 | 0 | 0 | 0 | 0 | 0 | 0 | 0 | 0 |  |  | 0 | 0 | 0 | 0 | 0 | 0 |  | 0 | 0 | 0 | 0 | 0 | 0 | 0 | 0 | 0 | 0 | 0 | 0 | 0 | 0 | 0 | 0 | 0 | 0 | 0
906 |  | 1 |  |  |  |  | 0 |  |  |  | 0 | 0 | [6 empty] | 0 |  |  |  |  | 0% | 0 | 0 | 0 | 0 | 0 | 0 |  |  | 0 | 0% | 0 | 0 | 0 | 0 | 0 | NewControlTypes | 0 | 0 | 0 | 0 | 0 | 0 | 0 | 0 | 0 | 0 | 0 | 0 | 0 | 0 | 0 | 0 | 0 | 0 | 0 | 0 | 0 | 0 | 0 | 0 | 0 | 0 | 0 | 0 | 0 | 0 | 0 | 0 | 0 | 0 | 0 | 0 | 0 | 0 | 0 | 0 | 0 | 0 | 0 | 0 | 0 | 0 | 0 | 0 | 0 | 0 | 0 | 0 | 0 | 0 | 0 | 0 | 0 | 0 | 0 | 0 | 0 | 0 | 0 | 0 | 0 | 0 | 0 | 0 | 0 | 0 | 0 | 0 | 0 | 0 | 0 | 0 | 0 | 0 | 0 | 0 | 0 |  |  | 0 | 0 | 0 | 0 | 0 | 0 |  | 0 | 0 | 0 | 0 | 0 | 0 | 0 | 0 | 0 | 0 | 0 | 0 | 0 | 0 | 0 | 0 | 0 | 0 | 0
907 |  | 1 |  |  |  |  | 0 |  |  |  | 0 | 0 | [6 empty] | 0 |  |  |  |  | 0% | 0 | 0 | 0 | 0 | 0 | 0 |  |  | 0 | 0% | 0 | 0 | 0 | 0 | 0 | NewControlTypes | 0 | 0 | 0 | 0 | 0 | 0 | 0 | 0 | 0 | 0 | 0 | 0 | 0 | 0 | 0 | 0 | 0 | 0 | 0 | 0 | 0 | 0 | 0 | 0 | 0 | 0 | 0 | 0 | 0 | 0 | 0 | 0 | 0 | 0 | 0 | 0 | 0 | 0 | 0 | 0 | 0 | 0 | 0 | 0 | 0 | 0 | 0 | 0 | 0 | 0 | 0 | 0 | 0 | 0 | 0 | 0 | 0 | 0 | 0 | 0 | 0 | 0 | 0 | 0 | 0 | 0 | 0 | 0 | 0 | 0 | 0 | 0 | 0 | 0 | 0 | 0 | 0 | 0 | 0 | 0 | 0 |  |  | 0 | 0 | 0 | 0 | 0 | 0 |  | 0 | 0 | 0 | 0 | 0 | 0 | 0 | 0 | 0 | 0 | 0 | 0 | 0 | 0 | 0 | 0 | 0 | 0 | 0
908 |  | 1 |  |  |  |  | 0 |  |  |  | 0 | 0 | [6 empty] | 0 |  |  |  |  | 0% | 0 | 0 | 0 | 0 | 0 | 0 |  |  | 0 | 0% | 0 | 0 | 0 | 0 | 0 | NewControlTypes | 0 | 0 | 0 | 0 | 0 | 0 | 0 | 0 | 0 | 0 | 0 | 0 | 0 | 0 | 0 | 0 | 0 | 0 | 0 | 0 | 0 | 0 | 0 | 0 | 0 | 0 | 0 | 0 | 0 | 0 | 0 | 0 | 0 | 0 | 0 | 0 | 0 | 0 | 0 | 0 | 0 | 0 | 0 | 0 | 0 | 0 | 0 | 0 | 0 | 0 | 0 | 0 | 0 | 0 | 0 | 0 | 0 | 0 | 0 | 0 | 0 | 0 | 0 | 0 | 0 | 0 | 0 | 0 | 0 | 0 | 0 | 0 | 0 | 0 | 0 | 0 | 0 | 0 | 0 | 0 | 0 |  |  | 0 | 0 | 0 | 0 | 0 | 0 |  | 0 | 0 | 0 | 0 | 0 | 0 | 0 | 0 | 0 | 0 | 0 | 0 | 0 | 0 | 0 | 0 | 0 | 0 | 0
909 |  | 1 |  |  |  |  | 0 |  |  |  | 0 | 0 | [6 empty] | 0 |  |  |  |  | 0% | 0 | 0 | 0 | 0 | 0 | 0 |  |  | 0 | 0% | 0 | 0 | 0 | 0 | 0 | NewControlTypes | 0 | 0 | 0 | 0 | 0 | 0 | 0 | 0 | 0 | 0 | 0 | 0 | 0 | 0 | 0 | 0 | 0 | 0 | 0 | 0 | 0 | 0 | 0 | 0 | 0 | 0 | 0 | 0 | 0 | 0 | 0 | 0 | 0 | 0 | 0 | 0 | 0 | 0 | 0 | 0 | 0 | 0 | 0 | 0 | 0 | 0 | 0 | 0 | 0 | 0 | 0 | 0 | 0 | 0 | 0 | 0 | 0 | 0 | 0 | 0 | 0 | 0 | 0 | 0 | 0 | 0 | 0 | 0 | 0 | 0 | 0 | 0 | 0 | 0 | 0 | 0 | 0 | 0 | 0 | 0 | 0 |  |  | 0 | 0 | 0 | 0 | 0 | 0 |  | 0 | 0 | 0 | 0 | 0 | 0 | 0 | 0 | 0 | 0 | 0 | 0 | 0 | 0 | 0 | 0 | 0 | 0 | 0
910 |  | 1 |  |  |  |  | 0 |  |  |  | 0 | 0 | [6 empty] | 0 |  |  |  |  | 0% | 0 | 0 | 0 | 0 | 0 | 0 |  |  | 0 | 0% | 0 | 0 | 0 | 0 | 0 | NewControlTypes | 0 | 0 | 0 | 0 | 0 | 0 | 0 | 0 | 0 | 0 | 0 | 0 | 0 | 0 | 0 | 0 | 0 | 0 | 0 | 0 | 0 | 0 | 0 | 0 | 0 | 0 | 0 | 0 | 0 | 0 | 0 | 0 | 0 | 0 | 0 | 0 | 0 | 0 | 0 | 0 | 0 | 0 | 0 | 0 | 0 | 0 | 0 | 0 | 0 | 0 | 0 | 0 | 0 | 0 | 0 | 0 | 0 | 0 | 0 | 0 | 0 | 0 | 0 | 0 | 0 | 0 | 0 | 0 | 0 | 0 | 0 | 0 | 0 | 0 | 0 | 0 | 0 | 0 | 0 | 0 | 0 |  |  | 0 | 0 | 0 | 0 | 0 | 0 |  | 0 | 0 | 0 | 0 | 0 | 0 | 0 | 0 | 0 | 0 | 0 | 0 | 0 | 0 | 0 | 0 | 0 | 0 | 0
911 |  | 1 |  |  |  |  | 0 |  |  |  | 0 | 0 | [6 empty] | 0 |  |  |  |  | 0% | 0 | 0 | 0 | 0 | 0 | 0 |  |  | 0 | 0% | 0 | 0 | 0 | 0 | 0 | NewControlTypes | 0 | 0 | 0 | 0 | 0 | 0 | 0 | 0 | 0 | 0 | 0 | 0 | 0 | 0 | 0 | 0 | 0 | 0 | 0 | 0 | 0 | 0 | 0 | 0 | 0 | 0 | 0 | 0 | 0 | 0 | 0 | 0 | 0 | 0 | 0 | 0 | 0 | 0 | 0 | 0 | 0 | 0 | 0 | 0 | 0 | 0 | 0 | 0 | 0 | 0 | 0 | 0 | 0 | 0 | 0 | 0 | 0 | 0 | 0 | 0 | 0 | 0 | 0 | 0 | 0 | 0 | 0 | 0 | 0 | 0 | 0 | 0 | 0 | 0 | 0 | 0 | 0 | 0 | 0 | 0 | 0 |  |  | 0 | 0 | 0 | 0 | 0 | 0 |  | 0 | 0 | 0 | 0 | 0 | 0 | 0 | 0 | 0 | 0 | 0 | 0 | 0 | 0 | 0 | 0 | 0 | 0 | 0
912 |  | 1 |  |  |  |  | 0 |  |  |  | 0 | 0 | [6 empty] | 0 |  |  |  |  | 0% | 0 | 0 | 0 | 0 | 0 | 0 |  |  | 0 | 0% | 0 | 0 | 0 | 0 | 0 | NewControlTypes | 0 | 0 | 0 | 0 | 0 | 0 | 0 | 0 | 0 | 0 | 0 | 0 | 0 | 0 | 0 | 0 | 0 | 0 | 0 | 0 | 0 | 0 | 0 | 0 | 0 | 0 | 0 | 0 | 0 | 0 | 0 | 0 | 0 | 0 | 0 | 0 | 0 | 0 | 0 | 0 | 0 | 0 | 0 | 0 | 0 | 0 | 0 | 0 | 0 | 0 | 0 | 0 | 0 | 0 | 0 | 0 | 0 | 0 | 0 | 0 | 0 | 0 | 0 | 0 | 0 | 0 | 0 | 0 | 0 | 0 | 0 | 0 | 0 | 0 | 0 | 0 | 0 | 0 | 0 | 0 | 0 |  |  | 0 | 0 | 0 | 0 | 0 | 0 |  | 0 | 0 | 0 | 0 | 0 | 0 | 0 | 0 | 0 | 0 | 0 | 0 | 0 | 0 | 0 | 0 | 0 | 0 | 0
913 |  | 1 |  |  |  |  | 0 |  |  |  | 0 | 0 | [6 empty] | 0 |  |  |  |  | 0% | 0 | 0 | 0 | 0 | 0 | 0 |  |  | 0 | 0% | 0 | 0 | 0 | 0 | 0 | NewControlTypes | 0 | 0 | 0 | 0 | 0 | 0 | 0 | 0 | 0 | 0 | 0 | 0 | 0 | 0 | 0 | 0 | 0 | 0 | 0 | 0 | 0 | 0 | 0 | 0 | 0 | 0 | 0 | 0 | 0 | 0 | 0 | 0 | 0 | 0 | 0 | 0 | 0 | 0 | 0 | 0 | 0 | 0 | 0 | 0 | 0 | 0 | 0 | 0 | 0 | 0 | 0 | 0 | 0 | 0 | 0 | 0 | 0 | 0 | 0 | 0 | 0 | 0 | 0 | 0 | 0 | 0 | 0 | 0 | 0 | 0 | 0 | 0 | 0 | 0 | 0 | 0 | 0 | 0 | 0 | 0 | 0 |  |  | 0 | 0 | 0 | 0 | 0 | 0 |  | 0 | 0 | 0 | 0 | 0 | 0 | 0 | 0 | 0 | 0 | 0 | 0 | 0 | 0 | 0 | 0 | 0 | 0 | 0
914 |  | 1 |  |  |  |  | 0 |  |  |  | 0 | 0 | [6 empty] | 0 |  |  |  |  | 0% | 0 | 0 | 0 | 0 | 0 | 0 |  |  | 0 | 0% | 0 | 0 | 0 | 0 | 0 | NewControlTypes | 0 | 0 | 0 | 0 | 0 | 0 | 0 | 0 | 0 | 0 | 0 | 0 | 0 | 0 | 0 | 0 | 0 | 0 | 0 | 0 | 0 | 0 | 0 | 0 | 0 | 0 | 0 | 0 | 0 | 0 | 0 | 0 | 0 | 0 | 0 | 0 | 0 | 0 | 0 | 0 | 0 | 0 | 0 | 0 | 0 | 0 | 0 | 0 | 0 | 0 | 0 | 0 | 0 | 0 | 0 | 0 | 0 | 0 | 0 | 0 | 0 | 0 | 0 | 0 | 0 | 0 | 0 | 0 | 0 | 0 | 0 | 0 | 0 | 0 | 0 | 0 | 0 | 0 | 0 | 0 | 0 |  |  | 0 | 0 | 0 | 0 | 0 | 0 |  | 0 | 0 | 0 | 0 | 0 | 0 | 0 | 0 | 0 | 0 | 0 | 0 | 0 | 0 | 0 | 0 | 0 | 0 | 0
915 |  | 1 |  |  |  |  | 0 |  |  |  | 0 | 0 | [6 empty] | 0 |  |  |  |  | 0% | 0 | 0 | 0 | 0 | 0 | 0 |  |  | 0 | 0% | 0 | 0 | 0 | 0 | 0 | NewControlTypes | 0 | 0 | 0 | 0 | 0 | 0 | 0 | 0 | 0 | 0 | 0 | 0 | 0 | 0 | 0 | 0 | 0 | 0 | 0 | 0 | 0 | 0 | 0 | 0 | 0 | 0 | 0 | 0 | 0 | 0 | 0 | 0 | 0 | 0 | 0 | 0 | 0 | 0 | 0 | 0 | 0 | 0 | 0 | 0 | 0 | 0 | 0 | 0 | 0 | 0 | 0 | 0 | 0 | 0 | 0 | 0 | 0 | 0 | 0 | 0 | 0 | 0 | 0 | 0 | 0 | 0 | 0 | 0 | 0 | 0 | 0 | 0 | 0 | 0 | 0 | 0 | 0 | 0 | 0 | 0 | 0 |  |  | 0 | 0 | 0 | 0 | 0 | 0 |  | 0 | 0 | 0 | 0 | 0 | 0 | 0 | 0 | 0 | 0 | 0 | 0 | 0 | 0 | 0 | 0 | 0 | 0 | 0
916 |  | 1 |  |  |  |  | 0 |  |  |  | 0 | 0 | [6 empty] | 0 |  |  |  |  | 0% | 0 | 0 | 0 | 0 | 0 | 0 |  |  | 0 | 0% | 0 | 0 | 0 | 0 | 0 | NewControlTypes | 0 | 0 | 0 | 0 | 0 | 0 | 0 | 0 | 0 | 0 | 0 | 0 | 0 | 0 | 0 | 0 | 0 | 0 | 0 | 0 | 0 | 0 | 0 | 0 | 0 | 0 | 0 | 0 | 0 | 0 | 0 | 0 | 0 | 0 | 0 | 0 | 0 | 0 | 0 | 0 | 0 | 0 | 0 | 0 | 0 | 0 | 0 | 0 | 0 | 0 | 0 | 0 | 0 | 0 | 0 | 0 | 0 | 0 | 0 | 0 | 0 | 0 | 0 | 0 | 0 | 0 | 0 | 0 | 0 | 0 | 0 | 0 | 0 | 0 | 0 | 0 | 0 | 0 | 0 | 0 | 0 |  |  | 0 | 0 | 0 | 0 | 0 | 0 |  | 0 | 0 | 0 | 0 | 0 | 0 | 0 | 0 | 0 | 0 | 0 | 0 | 0 | 0 | 0 | 0 | 0 | 0 | 0
917 |  | 1 |  |  |  |  | 0 |  |  |  | 0 | 0 | [6 empty] | 0 |  |  |  |  | 0% | 0 | 0 | 0 | 0 | 0 | 0 |  |  | 0 | 0% | 0 | 0 | 0 | 0 | 0 | NewControlTypes | 0 | 0 | 0 | 0 | 0 | 0 | 0 | 0 | 0 | 0 | 0 | 0 | 0 | 0 | 0 | 0 | 0 | 0 | 0 | 0 | 0 | 0 | 0 | 0 | 0 | 0 | 0 | 0 | 0 | 0 | 0 | 0 | 0 | 0 | 0 | 0 | 0 | 0 | 0 | 0 | 0 | 0 | 0 | 0 | 0 | 0 | 0 | 0 | 0 | 0 | 0 | 0 | 0 | 0 | 0 | 0 | 0 | 0 | 0 | 0 | 0 | 0 | 0 | 0 | 0 | 0 | 0 | 0 | 0 | 0 | 0 | 0 | 0 | 0 | 0 | 0 | 0 | 0 | 0 | 0 | 0 |  |  | 0 | 0 | 0 | 0 | 0 | 0 |  | 0 | 0 | 0 | 0 | 0 | 0 | 0 | 0 | 0 | 0 | 0 | 0 | 0 | 0 | 0 | 0 | 0 | 0 | 0
918 |  | 1 |  |  |  |  | 0 |  |  |  | 0 | 0 | [6 empty] | 0 |  |  |  |  | 0% | 0 | 0 | 0 | 0 | 0 | 0 |  |  | 0 | 0% | 0 | 0 | 0 | 0 | 0 | NewControlTypes | 0 | 0 | 0 | 0 | 0 | 0 | 0 | 0 | 0 | 0 | 0 | 0 | 0 | 0 | 0 | 0 | 0 | 0 | 0 | 0 | 0 | 0 | 0 | 0 | 0 | 0 | 0 | 0 | 0 | 0 | 0 | 0 | 0 | 0 | 0 | 0 | 0 | 0 | 0 | 0 | 0 | 0 | 0 | 0 | 0 | 0 | 0 | 0 | 0 | 0 | 0 | 0 | 0 | 0 | 0 | 0 | 0 | 0 | 0 | 0 | 0 | 0 | 0 | 0 | 0 | 0 | 0 | 0 | 0 | 0 | 0 | 0 | 0 | 0 | 0 | 0 | 0 | 0 | 0 | 0 | 0 |  |  | 0 | 0 | 0 | 0 | 0 | 0 |  | 0 | 0 | 0 | 0 | 0 | 0 | 0 | 0 | 0 | 0 | 0 | 0 | 0 | 0 | 0 | 0 | 0 | 0 | 0
919 |  | 1 |  |  |  |  | 0 |  |  |  | 0 | 0 | [6 empty] | 0 |  |  |  |  | 0% | 0 | 0 | 0 | 0 | 0 | 0 |  |  | 0 | 0% | 0 | 0 | 0 | 0 | 0 | NewControlTypes | 0 | 0 | 0 | 0 | 0 | 0 | 0 | 0 | 0 | 0 | 0 | 0 | 0 | 0 | 0 | 0 | 0 | 0 | 0 | 0 | 0 | 0 | 0 | 0 | 0 | 0 | 0 | 0 | 0 | 0 | 0 | 0 | 0 | 0 | 0 | 0 | 0 | 0 | 0 | 0 | 0 | 0 | 0 | 0 | 0 | 0 | 0 | 0 | 0 | 0 | 0 | 0 | 0 | 0 | 0 | 0 | 0 | 0 | 0 | 0 | 0 | 0 | 0 | 0 | 0 | 0 | 0 | 0 | 0 | 0 | 0 | 0 | 0 | 0 | 0 | 0 | 0 | 0 | 0 | 0 | 0 |  |  | 0 | 0 | 0 | 0 | 0 | 0 |  | 0 | 0 | 0 | 0 | 0 | 0 | 0 | 0 | 0 | 0 | 0 | 0 | 0 | 0 | 0 | 0 | 0 | 0 | 0
920 |  | 1 |  |  |  |  | 0 |  |  |  | 0 | 0 | [6 empty] | 0 |  |  |  |  | 0% | 0 | 0 | 0 | 0 | 0 | 0 |  |  | 0 | 0% | 0 | 0 | 0 | 0 | 0 | NewControlTypes | 0 | 0 | 0 | 0 | 0 | 0 | 0 | 0 | 0 | 0 | 0 | 0 | 0 | 0 | 0 | 0 | 0 | 0 | 0 | 0 | 0 | 0 | 0 | 0 | 0 | 0 | 0 | 0 | 0 | 0 | 0 | 0 | 0 | 0 | 0 | 0 | 0 | 0 | 0 | 0 | 0 | 0 | 0 | 0 | 0 | 0 | 0 | 0 | 0 | 0 | 0 | 0 | 0 | 0 | 0 | 0 | 0 | 0 | 0 | 0 | 0 | 0 | 0 | 0 | 0 | 0 | 0 | 0 | 0 | 0 | 0 | 0 | 0 | 0 | 0 | 0 | 0 | 0 | 0 | 0 | 0 |  |  | 0 | 0 | 0 | 0 | 0 | 0 |  | 0 | 0 | 0 | 0 | 0 | 0 | 0 | 0 | 0 | 0 | 0 | 0 | 0 | 0 | 0 | 0 | 0 | 0 | 0
921 |  | 1 |  |  |  |  | 0 |  |  |  | 0 | 0 | [6 empty] | 0 |  |  |  |  | 0% | 0 | 0 | 0 | 0 | 0 | 0 |  |  | 0 | 0% | 0 | 0 | 0 | 0 | 0 | NewControlTypes | 0 | 0 | 0 | 0 | 0 | 0 | 0 | 0 | 0 | 0 | 0 | 0 | 0 | 0 | 0 | 0 | 0 | 0 | 0 | 0 | 0 | 0 | 0 | 0 | 0 | 0 | 0 | 0 | 0 | 0 | 0 | 0 | 0 | 0 | 0 | 0 | 0 | 0 | 0 | 0 | 0 | 0 | 0 | 0 | 0 | 0 | 0 | 0 | 0 | 0 | 0 | 0 | 0 | 0 | 0 | 0 | 0 | 0 | 0 | 0 | 0 | 0 | 0 | 0 | 0 | 0 | 0 | 0 | 0 | 0 | 0 | 0 | 0 | 0 | 0 | 0 | 0 | 0 | 0 | 0 | 0 |  |  | 0 | 0 | 0 | 0 | 0 | 0 |  | 0 | 0 | 0 | 0 | 0 | 0 | 0 | 0 | 0 | 0 | 0 | 0 | 0 | 0 | 0 | 0 | 0 | 0 | 0
922 |  | 1 |  |  |  |  | 0 |  |  |  | 0 | 0 | [6 empty] | 0 |  |  |  |  | 0% | 0 | 0 | 0 | 0 | 0 | 0 |  |  | 0 | 0% | 0 | 0 | 0 | 0 | 0 | NewControlTypes | 0 | 0 | 0 | 0 | 0 | 0 | 0 | 0 | 0 | 0 | 0 | 0 | 0 | 0 | 0 | 0 | 0 | 0 | 0 | 0 | 0 | 0 | 0 | 0 | 0 | 0 | 0 | 0 | 0 | 0 | 0 | 0 | 0 | 0 | 0 | 0 | 0 | 0 | 0 | 0 | 0 | 0 | 0 | 0 | 0 | 0 | 0 | 0 | 0 | 0 | 0 | 0 | 0 | 0 | 0 | 0 | 0 | 0 | 0 | 0 | 0 | 0 | 0 | 0 | 0 | 0 | 0 | 0 | 0 | 0 | 0 | 0 | 0 | 0 | 0 | 0 | 0 | 0 | 0 | 0 | 0 |  |  | 0 | 0 | 0 | 0 | 0 | 0 |  | 0 | 0 | 0 | 0 | 0 | 0 | 0 | 0 | 0 | 0 | 0 | 0 | 0 | 0 | 0 | 0 | 0 | 0 | 0
923 |  | 1 |  |  |  |  | 0 |  |  |  | 0 | 0 | [6 empty] | 0 |  |  |  |  | 0% | 0 | 0 | 0 | 0 | 0 | 0 |  |  | 0 | 0% | 0 | 0 | 0 | 0 | 0 | NewControlTypes | 0 | 0 | 0 | 0 | 0 | 0 | 0 | 0 | 0 | 0 | 0 | 0 | 0 | 0 | 0 | 0 | 0 | 0 | 0 | 0 | 0 | 0 | 0 | 0 | 0 | 0 | 0 | 0 | 0 | 0 | 0 | 0 | 0 | 0 | 0 | 0 | 0 | 0 | 0 | 0 | 0 | 0 | 0 | 0 | 0 | 0 | 0 | 0 | 0 | 0 | 0 | 0 | 0 | 0 | 0 | 0 | 0 | 0 | 0 | 0 | 0 | 0 | 0 | 0 | 0 | 0 | 0 | 0 | 0 | 0 | 0 | 0 | 0 | 0 | 0 | 0 | 0 | 0 | 0 | 0 | 0 |  |  | 0 | 0 | 0 | 0 | 0 | 0 |  | 0 | 0 | 0 | 0 | 0 | 0 | 0 | 0 | 0 | 0 | 0 | 0 | 0 | 0 | 0 | 0 | 0 | 0 | 0
924 |  | 1 |  |  |  |  | 0 |  |  |  | 0 | 0 | [6 empty] | 0 |  |  |  |  | 0% | 0 | 0 | 0 | 0 | 0 | 0 |  |  | 0 | 0% | 0 | 0 | 0 | 0 | 0 | NewControlTypes | 0 | 0 | 0 | 0 | 0 | 0 | 0 | 0 | 0 | 0 | 0 | 0 | 0 | 0 | 0 | 0 | 0 | 0 | 0 | 0 | 0 | 0 | 0 | 0 | 0 | 0 | 0 | 0 | 0 | 0 | 0 | 0 | 0 | 0 | 0 | 0 | 0 | 0 | 0 | 0 | 0 | 0 | 0 | 0 | 0 | 0 | 0 | 0 | 0 | 0 | 0 | 0 | 0 | 0 | 0 | 0 | 0 | 0 | 0 | 0 | 0 | 0 | 0 | 0 | 0 | 0 | 0 | 0 | 0 | 0 | 0 | 0 | 0 | 0 | 0 | 0 | 0 | 0 | 0 | 0 | 0 |  |  | 0 | 0 | 0 | 0 | 0 | 0 |  | 0 | 0 | 0 | 0 | 0 | 0 | 0 | 0 | 0 | 0 | 0 | 0 | 0 | 0 | 0 | 0 | 0 | 0 | 0
925 |  | 1 |  |  |  |  | 0 |  |  |  | 0 | 0 | [6 empty] | 0 |  |  |  |  | 0% | 0 | 0 | 0 | 0 | 0 | 0 |  |  | 0 | 0% | 0 | 0 | 0 | 0 | 0 | NewControlTypes | 0 | 0 | 0 | 0 | 0 | 0 | 0 | 0 | 0 | 0 | 0 | 0 | 0 | 0 | 0 | 0 | 0 | 0 | 0 | 0 | 0 | 0 | 0 | 0 | 0 | 0 | 0 | 0 | 0 | 0 | 0 | 0 | 0 | 0 | 0 | 0 | 0 | 0 | 0 | 0 | 0 | 0 | 0 | 0 | 0 | 0 | 0 | 0 | 0 | 0 | 0 | 0 | 0 | 0 | 0 | 0 | 0 | 0 | 0 | 0 | 0 | 0 | 0 | 0 | 0 | 0 | 0 | 0 | 0 | 0 | 0 | 0 | 0 | 0 | 0 | 0 | 0 | 0 | 0 | 0 | 0 |  |  | 0 | 0 | 0 | 0 | 0 | 0 |  | 0 | 0 | 0 | 0 | 0 | 0 | 0 | 0 | 0 | 0 | 0 | 0 | 0 | 0 | 0 | 0 | 0 | 0 | 0
926 |  | 1 |  |  |  |  | 0 |  |  |  | 0 | 0 | [6 empty] | 0 |  |  |  |  | 0% | 0 | 0 | 0 | 0 | 0 | 0 |  |  | 0 | 0% | 0 | 0 | 0 | 0 | 0 | NewControlTypes | 0 | 0 | 0 | 0 | 0 | 0 | 0 | 0 | 0 | 0 | 0 | 0 | 0 | 0 | 0 | 0 | 0 | 0 | 0 | 0 | 0 | 0 | 0 | 0 | 0 | 0 | 0 | 0 | 0 | 0 | 0 | 0 | 0 | 0 | 0 | 0 | 0 | 0 | 0 | 0 | 0 | 0 | 0 | 0 | 0 | 0 | 0 | 0 | 0 | 0 | 0 | 0 | 0 | 0 | 0 | 0 | 0 | 0 | 0 | 0 | 0 | 0 | 0 | 0 | 0 | 0 | 0 | 0 | 0 | 0 | 0 | 0 | 0 | 0 | 0 | 0 | 0 | 0 | 0 | 0 | 0 |  |  | 0 | 0 | 0 | 0 | 0 | 0 |  | 0 | 0 | 0 | 0 | 0 | 0 | 0 | 0 | 0 | 0 | 0 | 0 | 0 | 0 | 0 | 0 | 0 | 0 | 0
927 |  | 1 |  |  |  |  | 0 |  |  |  | 0 | 0 | [6 empty] | 0 |  |  |  |  | 0% | 0 | 0 | 0 | 0 | 0 | 0 |  |  | 0 | 0% | 0 | 0 | 0 | 0 | 0 | NewControlTypes | 0 | 0 | 0 | 0 | 0 | 0 | 0 | 0 | 0 | 0 | 0 | 0 | 0 | 0 | 0 | 0 | 0 | 0 | 0 | 0 | 0 | 0 | 0 | 0 | 0 | 0 | 0 | 0 | 0 | 0 | 0 | 0 | 0 | 0 | 0 | 0 | 0 | 0 | 0 | 0 | 0 | 0 | 0 | 0 | 0 | 0 | 0 | 0 | 0 | 0 | 0 | 0 | 0 | 0 | 0 | 0 | 0 | 0 | 0 | 0 | 0 | 0 | 0 | 0 | 0 | 0 | 0 | 0 | 0 | 0 | 0 | 0 | 0 | 0 | 0 | 0 | 0 | 0 | 0 | 0 | 0 |  |  | 0 | 0 | 0 | 0 | 0 | 0 |  | 0 | 0 | 0 | 0 | 0 | 0 | 0 | 0 | 0 | 0 | 0 | 0 | 0 | 0 | 0 | 0 | 0 | 0 | 0
928 |  | 1 |  |  |  |  | 0 |  |  |  | 0 | 0 | [6 empty] | 0 |  |  |  |  | 0% | 0 | 0 | 0 | 0 | 0 | 0 |  |  | 0 | 0% | 0 | 0 | 0 | 0 | 0 | NewControlTypes | 0 | 0 | 0 | 0 | 0 | 0 | 0 | 0 | 0 | 0 | 0 | 0 | 0 | 0 | 0 | 0 | 0 | 0 | 0 | 0 | 0 | 0 | 0 | 0 | 0 | 0 | 0 | 0 | 0 | 0 | 0 | 0 | 0 | 0 | 0 | 0 | 0 | 0 | 0 | 0 | 0 | 0 | 0 | 0 | 0 | 0 | 0 | 0 | 0 | 0 | 0 | 0 | 0 | 0 | 0 | 0 | 0 | 0 | 0 | 0 | 0 | 0 | 0 | 0 | 0 | 0 | 0 | 0 | 0 | 0 | 0 | 0 | 0 | 0 | 0 | 0 | 0 | 0 | 0 | 0 | 0 |  |  | 0 | 0 | 0 | 0 | 0 | 0 |  | 0 | 0 | 0 | 0 | 0 | 0 | 0 | 0 | 0 | 0 | 0 | 0 | 0 | 0 | 0 | 0 | 0 | 0 | 0
929 |  | 1 |  |  |  |  | 0 |  |  |  | 0 | 0 | [6 empty] | 0 |  |  |  |  | 0% | 0 | 0 | 0 | 0 | 0 | 0 |  |  | 0 | 0% | 0 | 0 | 0 | 0 | 0 | NewControlTypes | 0 | 0 | 0 | 0 | 0 | 0 | 0 | 0 | 0 | 0 | 0 | 0 | 0 | 0 | 0 | 0 | 0 | 0 | 0 | 0 | 0 | 0 | 0 | 0 | 0 | 0 | 0 | 0 | 0 | 0 | 0 | 0 | 0 | 0 | 0 | 0 | 0 | 0 | 0 | 0 | 0 | 0 | 0 | 0 | 0 | 0 | 0 | 0 | 0 | 0 | 0 | 0 | 0 | 0 | 0 | 0 | 0 | 0 | 0 | 0 | 0 | 0 | 0 | 0 | 0 | 0 | 0 | 0 | 0 | 0 | 0 | 0 | 0 | 0 | 0 | 0 | 0 | 0 | 0 | 0 | 0 |  |  | 0 | 0 | 0 | 0 | 0 | 0 |  | 0 | 0 | 0 | 0 | 0 | 0 | 0 | 0 | 0 | 0 | 0 | 0 | 0 | 0 | 0 | 0 | 0 | 0 | 0
930 |  | 1 |  |  |  |  | 0 |  |  |  | 0 | 0 | [6 empty] | 0 |  |  |  |  | 0% | 0 | 0 | 0 | 0 | 0 | 0 |  |  | 0 | 0% | 0 | 0 | 0 | 0 | 0 | NewControlTypes | 0 | 0 | 0 | 0 | 0 | 0 | 0 | 0 | 0 | 0 | 0 | 0 | 0 | 0 | 0 | 0 | 0 | 0 | 0 | 0 | 0 | 0 | 0 | 0 | 0 | 0 | 0 | 0 | 0 | 0 | 0 | 0 | 0 | 0 | 0 | 0 | 0 | 0 | 0 | 0 | 0 | 0 | 0 | 0 | 0 | 0 | 0 | 0 | 0 | 0 | 0 | 0 | 0 | 0 | 0 | 0 | 0 | 0 | 0 | 0 | 0 | 0 | 0 | 0 | 0 | 0 | 0 | 0 | 0 | 0 | 0 | 0 | 0 | 0 | 0 | 0 | 0 | 0 | 0 | 0 | 0 |  |  | 0 | 0 | 0 | 0 | 0 | 0 |  | 0 | 0 | 0 | 0 | 0 | 0 | 0 | 0 | 0 | 0 | 0 | 0 | 0 | 0 | 0 | 0 | 0 | 0 | 0
931 |  | 1 |  |  |  |  | 0 |  |  |  | 0 | 0 | [6 empty] | 0 |  |  |  |  | 0% | 0 | 0 | 0 | 0 | 0 | 0 |  |  | 0 | 0% | 0 | 0 | 0 | 0 | 0 | NewControlTypes | 0 | 0 | 0 | 0 | 0 | 0 | 0 | 0 | 0 | 0 | 0 | 0 | 0 | 0 | 0 | 0 | 0 | 0 | 0 | 0 | 0 | 0 | 0 | 0 | 0 | 0 | 0 | 0 | 0 | 0 | 0 | 0 | 0 | 0 | 0 | 0 | 0 | 0 | 0 | 0 | 0 | 0 | 0 | 0 | 0 | 0 | 0 | 0 | 0 | 0 | 0 | 0 | 0 | 0 | 0 | 0 | 0 | 0 | 0 | 0 | 0 | 0 | 0 | 0 | 0 | 0 | 0 | 0 | 0 | 0 | 0 | 0 | 0 | 0 | 0 | 0 | 0 | 0 | 0 | 0 | 0 |  |  | 0 | 0 | 0 | 0 | 0 | 0 |  | 0 | 0 | 0 | 0 | 0 | 0 | 0 | 0 | 0 | 0 | 0 | 0 | 0 | 0 | 0 | 0 | 0 | 0 | 0
932 |  | 1 |  |  |  |  | 0 |  |  |  | 0 | 0 | [6 empty] | 0 |  |  |  |  | 0% | 0 | 0 | 0 | 0 | 0 | 0 |  |  | 0 | 0% | 0 | 0 | 0 | 0 | 0 | NewControlTypes | 0 | 0 | 0 | 0 | 0 | 0 | 0 | 0 | 0 | 0 | 0 | 0 | 0 | 0 | 0 | 0 | 0 | 0 | 0 | 0 | 0 | 0 | 0 | 0 | 0 | 0 | 0 | 0 | 0 | 0 | 0 | 0 | 0 | 0 | 0 | 0 | 0 | 0 | 0 | 0 | 0 | 0 | 0 | 0 | 0 | 0 | 0 | 0 | 0 | 0 | 0 | 0 | 0 | 0 | 0 | 0 | 0 | 0 | 0 | 0 | 0 | 0 | 0 | 0 | 0 | 0 | 0 | 0 | 0 | 0 | 0 | 0 | 0 | 0 | 0 | 0 | 0 | 0 | 0 | 0 | 0 |  |  | 0 | 0 | 0 | 0 | 0 | 0 |  | 0 | 0 | 0 | 0 | 0 | 0 | 0 | 0 | 0 | 0 | 0 | 0 | 0 | 0 | 0 | 0 | 0 | 0 | 0
933 |  | 1 |  |  |  |  | 0 |  |  |  | 0 | 0 | [6 empty] | 0 |  |  |  |  | 0% | 0 | 0 | 0 | 0 | 0 | 0 |  |  | 0 | 0% | 0 | 0 | 0 | 0 | 0 | NewControlTypes | 0 | 0 | 0 | 0 | 0 | 0 | 0 | 0 | 0 | 0 | 0 | 0 | 0 | 0 | 0 | 0 | 0 | 0 | 0 | 0 | 0 | 0 | 0 | 0 | 0 | 0 | 0 | 0 | 0 | 0 | 0 | 0 | 0 | 0 | 0 | 0 | 0 | 0 | 0 | 0 | 0 | 0 | 0 | 0 | 0 | 0 | 0 | 0 | 0 | 0 | 0 | 0 | 0 | 0 | 0 | 0 | 0 | 0 | 0 | 0 | 0 | 0 | 0 | 0 | 0 | 0 | 0 | 0 | 0 | 0 | 0 | 0 | 0 | 0 | 0 | 0 | 0 | 0 | 0 | 0 | 0 |  |  | 0 | 0 | 0 | 0 | 0 | 0 |  | 0 | 0 | 0 | 0 | 0 | 0 | 0 | 0 | 0 | 0 | 0 | 0 | 0 | 0 | 0 | 0 | 0 | 0 | 0
934 |  | 1 |  |  |  |  | 0 |  |  |  | 0 | 0 | [6 empty] | 0 |  |  |  |  | 0% | 0 | 0 | 0 | 0 | 0 | 0 |  |  | 0 | 0% | 0 | 0 | 0 | 0 | 0 | NewControlTypes | 0 | 0 | 0 | 0 | 0 | 0 | 0 | 0 | 0 | 0 | 0 | 0 | 0 | 0 | 0 | 0 | 0 | 0 | 0 | 0 | 0 | 0 | 0 | 0 | 0 | 0 | 0 | 0 | 0 | 0 | 0 | 0 | 0 | 0 | 0 | 0 | 0 | 0 | 0 | 0 | 0 | 0 | 0 | 0 | 0 | 0 | 0 | 0 | 0 | 0 | 0 | 0 | 0 | 0 | 0 | 0 | 0 | 0 | 0 | 0 | 0 | 0 | 0 | 0 | 0 | 0 | 0 | 0 | 0 | 0 | 0 | 0 | 0 | 0 | 0 | 0 | 0 | 0 | 0 | 0 | 0 |  |  | 0 | 0 | 0 | 0 | 0 | 0 |  | 0 | 0 | 0 | 0 | 0 | 0 | 0 | 0 | 0 | 0 | 0 | 0 | 0 | 0 | 0 | 0 | 0 | 0 | 0
935 |  | 1 |  |  |  |  | 0 |  |  |  | 0 | 0 | [6 empty] | 0 |  |  |  |  | 0% | 0 | 0 | 0 | 0 | 0 | 0 |  |  | 0 | 0% | 0 | 0 | 0 | 0 | 0 | NewControlTypes | 0 | 0 | 0 | 0 | 0 | 0 | 0 | 0 | 0 | 0 | 0 | 0 | 0 | 0 | 0 | 0 | 0 | 0 | 0 | 0 | 0 | 0 | 0 | 0 | 0 | 0 | 0 | 0 | 0 | 0 | 0 | 0 | 0 | 0 | 0 | 0 | 0 | 0 | 0 | 0 | 0 | 0 | 0 | 0 | 0 | 0 | 0 | 0 | 0 | 0 | 0 | 0 | 0 | 0 | 0 | 0 | 0 | 0 | 0 | 0 | 0 | 0 | 0 | 0 | 0 | 0 | 0 | 0 | 0 | 0 | 0 | 0 | 0 | 0 | 0 | 0 | 0 | 0 | 0 | 0 | 0 |  |  | 0 | 0 | 0 | 0 | 0 | 0 |  | 0 | 0 | 0 | 0 | 0 | 0 | 0 | 0 | 0 | 0 | 0 | 0 | 0 | 0 | 0 | 0 | 0 | 0 | 0
936 |  | 1 |  |  |  |  | 0 |  |  |  | 0 | 0 | [6 empty] | 0 |  |  |  |  | 0% | 0 | 0 | 0 | 0 | 0 | 0 |  |  | 0 | 0% | 0 | 0 | 0 | 0 | 0 | NewControlTypes | 0 | 0 | 0 | 0 | 0 | 0 | 0 | 0 | 0 | 0 | 0 | 0 | 0 | 0 | 0 | 0 | 0 | 0 | 0 | 0 | 0 | 0 | 0 | 0 | 0 | 0 | 0 | 0 | 0 | 0 | 0 | 0 | 0 | 0 | 0 | 0 | 0 | 0 | 0 | 0 | 0 | 0 | 0 | 0 | 0 | 0 | 0 | 0 | 0 | 0 | 0 | 0 | 0 | 0 | 0 | 0 | 0 | 0 | 0 | 0 | 0 | 0 | 0 | 0 | 0 | 0 | 0 | 0 | 0 | 0 | 0 | 0 | 0 | 0 | 0 | 0 | 0 | 0 | 0 | 0 | 0 |  |  | 0 | 0 | 0 | 0 | 0 | 0 |  | 0 | 0 | 0 | 0 | 0 | 0 | 0 | 0 | 0 | 0 | 0 | 0 | 0 | 0 | 0 | 0 | 0 | 0 | 0
937 |  | 1 |  |  |  |  | 0 |  |  |  | 0 | 0 | [6 empty] | 0 |  |  |  |  | 0% | 0 | 0 | 0 | 0 | 0 | 0 |  |  | 0 | 0% | 0 | 0 | 0 | 0 | 0 | NewControlTypes | 0 | 0 | 0 | 0 | 0 | 0 | 0 | 0 | 0 | 0 | 0 | 0 | 0 | 0 | 0 | 0 | 0 | 0 | 0 | 0 | 0 | 0 | 0 | 0 | 0 | 0 | 0 | 0 | 0 | 0 | 0 | 0 | 0 | 0 | 0 | 0 | 0 | 0 | 0 | 0 | 0 | 0 | 0 | 0 | 0 | 0 | 0 | 0 | 0 | 0 | 0 | 0 | 0 | 0 | 0 | 0 | 0 | 0 | 0 | 0 | 0 | 0 | 0 | 0 | 0 | 0 | 0 | 0 | 0 | 0 | 0 | 0 | 0 | 0 | 0 | 0 | 0 | 0 | 0 | 0 | 0 |  |  | 0 | 0 | 0 | 0 | 0 | 0 |  | 0 | 0 | 0 | 0 | 0 | 0 | 0 | 0 | 0 | 0 | 0 | 0 | 0 | 0 | 0 | 0 | 0 | 0 | 0
938 |  | 1 |  |  |  |  | 0 |  |  |  | 0 | 0 | [6 empty] | 0 |  |  |  |  | 0% | 0 | 0 | 0 | 0 | 0 | 0 |  |  | 0 | 0% | 0 | 0 | 0 | 0 | 0 | NewControlTypes | 0 | 0 | 0 | 0 | 0 | 0 | 0 | 0 | 0 | 0 | 0 | 0 | 0 | 0 | 0 | 0 | 0 | 0 | 0 | 0 | 0 | 0 | 0 | 0 | 0 | 0 | 0 | 0 | 0 | 0 | 0 | 0 | 0 | 0 | 0 | 0 | 0 | 0 | 0 | 0 | 0 | 0 | 0 | 0 | 0 | 0 | 0 | 0 | 0 | 0 | 0 | 0 | 0 | 0 | 0 | 0 | 0 | 0 | 0 | 0 | 0 | 0 | 0 | 0 | 0 | 0 | 0 | 0 | 0 | 0 | 0 | 0 | 0 | 0 | 0 | 0 | 0 | 0 | 0 | 0 | 0 |  |  | 0 | 0 | 0 | 0 | 0 | 0 |  | 0 | 0 | 0 | 0 | 0 | 0 | 0 | 0 | 0 | 0 | 0 | 0 | 0 | 0 | 0 | 0 | 0 | 0 | 0
939 |  | 1 |  |  |  |  | 0 |  |  |  | 0 | 0 | [6 empty] | 0 |  |  |  |  | 0% | 0 | 0 | 0 | 0 | 0 | 0 |  |  | 0 | 0% | 0 | 0 | 0 | 0 | 0 | NewControlTypes | 0 | 0 | 0 | 0 | 0 | 0 | 0 | 0 | 0 | 0 | 0 | 0 | 0 | 0 | 0 | 0 | 0 | 0 | 0 | 0 | 0 | 0 | 0 | 0 | 0 | 0 | 0 | 0 | 0 | 0 | 0 | 0 | 0 | 0 | 0 | 0 | 0 | 0 | 0 | 0 | 0 | 0 | 0 | 0 | 0 | 0 | 0 | 0 | 0 | 0 | 0 | 0 | 0 | 0 | 0 | 0 | 0 | 0 | 0 | 0 | 0 | 0 | 0 | 0 | 0 | 0 | 0 | 0 | 0 | 0 | 0 | 0 | 0 | 0 | 0 | 0 | 0 | 0 | 0 | 0 | 0 |  |  | 0 | 0 | 0 | 0 | 0 | 0 |  | 0 | 0 | 0 | 0 | 0 | 0 | 0 | 0 | 0 | 0 | 0 | 0 | 0 | 0 | 0 | 0 | 0 | 0 | 0
940 |  | 1 |  |  |  |  | 0 |  |  |  | 0 | 0 | [6 empty] | 0 |  |  |  |  | 0% | 0 | 0 | 0 | 0 | 0 | 0 |  |  | 0 | 0% | 0 | 0 | 0 | 0 | 0 | NewControlTypes | 0 | 0 | 0 | 0 | 0 | 0 | 0 | 0 | 0 | 0 | 0 | 0 | 0 | 0 | 0 | 0 | 0 | 0 | 0 | 0 | 0 | 0 | 0 | 0 | 0 | 0 | 0 | 0 | 0 | 0 | 0 | 0 | 0 | 0 | 0 | 0 | 0 | 0 | 0 | 0 | 0 | 0 | 0 | 0 | 0 | 0 | 0 | 0 | 0 | 0 | 0 | 0 | 0 | 0 | 0 | 0 | 0 | 0 | 0 | 0 | 0 | 0 | 0 | 0 | 0 | 0 | 0 | 0 | 0 | 0 | 0 | 0 | 0 | 0 | 0 | 0 | 0 | 0 | 0 | 0 | 0 |  |  | 0 | 0 | 0 | 0 | 0 | 0 |  | 0 | 0 | 0 | 0 | 0 | 0 | 0 | 0 | 0 | 0 | 0 | 0 | 0 | 0 | 0 | 0 | 0 | 0 | 0
941 |  | 1 |  |  |  |  | 0 |  |  |  | 0 | 0 | [6 empty] | 0 |  |  |  |  | 0% | 0 | 0 | 0 | 0 | 0 | 0 |  |  | 0 | 0% | 0 | 0 | 0 | 0 | 0 | NewControlTypes | 0 | 0 | 0 | 0 | 0 | 0 | 0 | 0 | 0 | 0 | 0 | 0 | 0 | 0 | 0 | 0 | 0 | 0 | 0 | 0 | 0 | 0 | 0 | 0 | 0 | 0 | 0 | 0 | 0 | 0 | 0 | 0 | 0 | 0 | 0 | 0 | 0 | 0 | 0 | 0 | 0 | 0 | 0 | 0 | 0 | 0 | 0 | 0 | 0 | 0 | 0 | 0 | 0 | 0 | 0 | 0 | 0 | 0 | 0 | 0 | 0 | 0 | 0 | 0 | 0 | 0 | 0 | 0 | 0 | 0 | 0 | 0 | 0 | 0 | 0 | 0 | 0 | 0 | 0 | 0 | 0 |  |  | 0 | 0 | 0 | 0 | 0 | 0 |  | 0 | 0 | 0 | 0 | 0 | 0 | 0 | 0 | 0 | 0 | 0 | 0 | 0 | 0 | 0 | 0 | 0 | 0 | 0
942 |  | 1 |  |  |  |  | 0 |  |  |  | 0 | 0 | [6 empty] | 0 |  |  |  |  | 0% | 0 | 0 | 0 | 0 | 0 | 0 |  |  | 0 | 0% | 0 | 0 | 0 | 0 | 0 | NewControlTypes | 0 | 0 | 0 | 0 | 0 | 0 | 0 | 0 | 0 | 0 | 0 | 0 | 0 | 0 | 0 | 0 | 0 | 0 | 0 | 0 | 0 | 0 | 0 | 0 | 0 | 0 | 0 | 0 | 0 | 0 | 0 | 0 | 0 | 0 | 0 | 0 | 0 | 0 | 0 | 0 | 0 | 0 | 0 | 0 | 0 | 0 | 0 | 0 | 0 | 0 | 0 | 0 | 0 | 0 | 0 | 0 | 0 | 0 | 0 | 0 | 0 | 0 | 0 | 0 | 0 | 0 | 0 | 0 | 0 | 0 | 0 | 0 | 0 | 0 | 0 | 0 | 0 | 0 | 0 | 0 | 0 |  |  | 0 | 0 | 0 | 0 | 0 | 0 |  | 0 | 0 | 0 | 0 | 0 | 0 | 0 | 0 | 0 | 0 | 0 | 0 | 0 | 0 | 0 | 0 | 0 | 0 | 0
943 |  | 1 |  |  |  |  | 0 |  |  |  | 0 | 0 | [6 empty] | 0 |  |  |  |  | 0% | 0 | 0 | 0 | 0 | 0 | 0 |  |  | 0 | 0% | 0 | 0 | 0 | 0 | 0 | NewControlTypes | 0 | 0 | 0 | 0 | 0 | 0 | 0 | 0 | 0 | 0 | 0 | 0 | 0 | 0 | 0 | 0 | 0 | 0 | 0 | 0 | 0 | 0 | 0 | 0 | 0 | 0 | 0 | 0 | 0 | 0 | 0 | 0 | 0 | 0 | 0 | 0 | 0 | 0 | 0 | 0 | 0 | 0 | 0 | 0 | 0 | 0 | 0 | 0 | 0 | 0 | 0 | 0 | 0 | 0 | 0 | 0 | 0 | 0 | 0 | 0 | 0 | 0 | 0 | 0 | 0 | 0 | 0 | 0 | 0 | 0 | 0 | 0 | 0 | 0 | 0 | 0 | 0 | 0 | 0 | 0 | 0 |  |  | 0 | 0 | 0 | 0 | 0 | 0 |  | 0 | 0 | 0 | 0 | 0 | 0 | 0 | 0 | 0 | 0 | 0 | 0 | 0 | 0 | 0 | 0 | 0 | 0 | 0
944 |  | 1 |  |  |  |  | 0 |  |  |  | 0 | 0 | [6 empty] | 0 |  |  |  |  | 0% | 0 | 0 | 0 | 0 | 0 | 0 |  |  | 0 | 0% | 0 | 0 | 0 | 0 | 0 | NewControlTypes | 0 | 0 | 0 | 0 | 0 | 0 | 0 | 0 | 0 | 0 | 0 | 0 | 0 | 0 | 0 | 0 | 0 | 0 | 0 | 0 | 0 | 0 | 0 | 0 | 0 | 0 | 0 | 0 | 0 | 0 | 0 | 0 | 0 | 0 | 0 | 0 | 0 | 0 | 0 | 0 | 0 | 0 | 0 | 0 | 0 | 0 | 0 | 0 | 0 | 0 | 0 | 0 | 0 | 0 | 0 | 0 | 0 | 0 | 0 | 0 | 0 | 0 | 0 | 0 | 0 | 0 | 0 | 0 | 0 | 0 | 0 | 0 | 0 | 0 | 0 | 0 | 0 | 0 | 0 | 0 | 0 |  |  | 0 | 0 | 0 | 0 | 0 | 0 |  | 0 | 0 | 0 | 0 | 0 | 0 | 0 | 0 | 0 | 0 | 0 | 0 | 0 | 0 | 0 | 0 | 0 | 0 | 0
945 |  | 1 |  |  |  |  | 0 |  |  |  | 0 | 0 | [6 empty] | 0 |  |  |  |  | 0% | 0 | 0 | 0 | 0 | 0 | 0 |  |  | 0 | 0% | 0 | 0 | 0 | 0 | 0 | NewControlTypes | 0 | 0 | 0 | 0 | 0 | 0 | 0 | 0 | 0 | 0 | 0 | 0 | 0 | 0 | 0 | 0 | 0 | 0 | 0 | 0 | 0 | 0 | 0 | 0 | 0 | 0 | 0 | 0 | 0 | 0 | 0 | 0 | 0 | 0 | 0 | 0 | 0 | 0 | 0 | 0 | 0 | 0 | 0 | 0 | 0 | 0 | 0 | 0 | 0 | 0 | 0 | 0 | 0 | 0 | 0 | 0 | 0 | 0 | 0 | 0 | 0 | 0 | 0 | 0 | 0 | 0 | 0 | 0 | 0 | 0 | 0 | 0 | 0 | 0 | 0 | 0 | 0 | 0 | 0 | 0 | 0 |  |  | 0 | 0 | 0 | 0 | 0 | 0 |  | 0 | 0 | 0 | 0 | 0 | 0 | 0 | 0 | 0 | 0 | 0 | 0 | 0 | 0 | 0 | 0 | 0 | 0 | 0
946 |  | 1 |  |  |  |  | 0 |  |  |  | 0 | 0 | [6 empty] | 0 |  |  |  |  | 0% | 0 | 0 | 0 | 0 | 0 | 0 |  |  | 0 | 0% | 0 | 0 | 0 | 0 | 0 | NewControlTypes | 0 | 0 | 0 | 0 | 0 | 0 | 0 | 0 | 0 | 0 | 0 | 0 | 0 | 0 | 0 | 0 | 0 | 0 | 0 | 0 | 0 | 0 | 0 | 0 | 0 | 0 | 0 | 0 | 0 | 0 | 0 | 0 | 0 | 0 | 0 | 0 | 0 | 0 | 0 | 0 | 0 | 0 | 0 | 0 | 0 | 0 | 0 | 0 | 0 | 0 | 0 | 0 | 0 | 0 | 0 | 0 | 0 | 0 | 0 | 0 | 0 | 0 | 0 | 0 | 0 | 0 | 0 | 0 | 0 | 0 | 0 | 0 | 0 | 0 | 0 | 0 | 0 | 0 | 0 | 0 | 0 |  |  | 0 | 0 | 0 | 0 | 0 | 0 |  | 0 | 0 | 0 | 0 | 0 | 0 | 0 | 0 | 0 | 0 | 0 | 0 | 0 | 0 | 0 | 0 | 0 | 0 | 0
947 |  | 1 |  |  |  |  | 0 |  |  |  | 0 | 0 | [6 empty] | 0 |  |  |  |  | 0% | 0 | 0 | 0 | 0 | 0 | 0 |  |  | 0 | 0% | 0 | 0 | 0 | 0 | 0 | NewControlTypes | 0 | 0 | 0 | 0 | 0 | 0 | 0 | 0 | 0 | 0 | 0 | 0 | 0 | 0 | 0 | 0 | 0 | 0 | 0 | 0 | 0 | 0 | 0 | 0 | 0 | 0 | 0 | 0 | 0 | 0 | 0 | 0 | 0 | 0 | 0 | 0 | 0 | 0 | 0 | 0 | 0 | 0 | 0 | 0 | 0 | 0 | 0 | 0 | 0 | 0 | 0 | 0 | 0 | 0 | 0 | 0 | 0 | 0 | 0 | 0 | 0 | 0 | 0 | 0 | 0 | 0 | 0 | 0 | 0 | 0 | 0 | 0 | 0 | 0 | 0 | 0 | 0 | 0 | 0 | 0 | 0 |  |  | 0 | 0 | 0 | 0 | 0 | 0 |  | 0 | 0 | 0 | 0 | 0 | 0 | 0 | 0 | 0 | 0 | 0 | 0 | 0 | 0 | 0 | 0 | 0 | 0 | 0
948 |  | 1 |  |  |  |  | 0 |  |  |  | 0 | 0 | [6 empty] | 0 |  |  |  |  | 0% | 0 | 0 | 0 | 0 | 0 | 0 |  |  | 0 | 0% | 0 | 0 | 0 | 0 | 0 | NewControlTypes | 0 | 0 | 0 | 0 | 0 | 0 | 0 | 0 | 0 | 0 | 0 | 0 | 0 | 0 | 0 | 0 | 0 | 0 | 0 | 0 | 0 | 0 | 0 | 0 | 0 | 0 | 0 | 0 | 0 | 0 | 0 | 0 | 0 | 0 | 0 | 0 | 0 | 0 | 0 | 0 | 0 | 0 | 0 | 0 | 0 | 0 | 0 | 0 | 0 | 0 | 0 | 0 | 0 | 0 | 0 | 0 | 0 | 0 | 0 | 0 | 0 | 0 | 0 | 0 | 0 | 0 | 0 | 0 | 0 | 0 | 0 | 0 | 0 | 0 | 0 | 0 | 0 | 0 | 0 | 0 | 0 |  |  | 0 | 0 | 0 | 0 | 0 | 0 |  | 0 | 0 | 0 | 0 | 0 | 0 | 0 | 0 | 0 | 0 | 0 | 0 | 0 | 0 | 0 | 0 | 0 | 0 | 0
949 |  | 1 |  |  |  |  | 0 |  |  |  | 0 | 0 | [6 empty] | 0 |  |  |  |  | 0% | 0 | 0 | 0 | 0 | 0 | 0 |  |  | 0 | 0% | 0 | 0 | 0 | 0 | 0 | NewControlTypes | 0 | 0 | 0 | 0 | 0 | 0 | 0 | 0 | 0 | 0 | 0 | 0 | 0 | 0 | 0 | 0 | 0 | 0 | 0 | 0 | 0 | 0 | 0 | 0 | 0 | 0 | 0 | 0 | 0 | 0 | 0 | 0 | 0 | 0 | 0 | 0 | 0 | 0 | 0 | 0 | 0 | 0 | 0 | 0 | 0 | 0 | 0 | 0 | 0 | 0 | 0 | 0 | 0 | 0 | 0 | 0 | 0 | 0 | 0 | 0 | 0 | 0 | 0 | 0 | 0 | 0 | 0 | 0 | 0 | 0 | 0 | 0 | 0 | 0 | 0 | 0 | 0 | 0 | 0 | 0 | 0 |  |  | 0 | 0 | 0 | 0 | 0 | 0 |  | 0 | 0 | 0 | 0 | 0 | 0 | 0 | 0 | 0 | 0 | 0 | 0 | 0 | 0 | 0 | 0 | 0 | 0 | 0
950 |  | 1 |  |  |  |  | 0 |  |  |  | 0 | 0 | [6 empty] | 0 |  |  |  |  | 0% | 0 | 0 | 0 | 0 | 0 | 0 |  |  | 0 | 0% | 0 | 0 | 0 | 0 | 0 | NewControlTypes | 0 | 0 | 0 | 0 | 0 | 0 | 0 | 0 | 0 | 0 | 0 | 0 | 0 | 0 | 0 | 0 | 0 | 0 | 0 | 0 | 0 | 0 | 0 | 0 | 0 | 0 | 0 | 0 | 0 | 0 | 0 | 0 | 0 | 0 | 0 | 0 | 0 | 0 | 0 | 0 | 0 | 0 | 0 | 0 | 0 | 0 | 0 | 0 | 0 | 0 | 0 | 0 | 0 | 0 | 0 | 0 | 0 | 0 | 0 | 0 | 0 | 0 | 0 | 0 | 0 | 0 | 0 | 0 | 0 | 0 | 0 | 0 | 0 | 0 | 0 | 0 | 0 | 0 | 0 | 0 | 0 |  |  | 0 | 0 | 0 | 0 | 0 | 0 |  | 0 | 0 | 0 | 0 | 0 | 0 | 0 | 0 | 0 | 0 | 0 | 0 | 0 | 0 | 0 | 0 | 0 | 0 | 0
951 |  | 1 |  |  |  |  | 0 |  |  |  | 0 | 0 | [6 empty] | 0 |  |  |  |  | 0% | 0 | 0 | 0 | 0 | 0 | 0 |  |  | 0 | 0% | 0 | 0 | 0 | 0 | 0 | NewControlTypes | 0 | 0 | 0 | 0 | 0 | 0 | 0 | 0 | 0 | 0 | 0 | 0 | 0 | 0 | 0 | 0 | 0 | 0 | 0 | 0 | 0 | 0 | 0 | 0 | 0 | 0 | 0 | 0 | 0 | 0 | 0 | 0 | 0 | 0 | 0 | 0 | 0 | 0 | 0 | 0 | 0 | 0 | 0 | 0 | 0 | 0 | 0 | 0 | 0 | 0 | 0 | 0 | 0 | 0 | 0 | 0 | 0 | 0 | 0 | 0 | 0 | 0 | 0 | 0 | 0 | 0 | 0 | 0 | 0 | 0 | 0 | 0 | 0 | 0 | 0 | 0 | 0 | 0 | 0 | 0 | 0 |  |  | 0 | 0 | 0 | 0 | 0 | 0 |  | 0 | 0 | 0 | 0 | 0 | 0 | 0 | 0 | 0 | 0 | 0 | 0 | 0 | 0 | 0 | 0 | 0 | 0 | 0
952 |  | 1 |  |  |  |  | 0 |  |  |  | 0 | 0 | [6 empty] | 0 |  |  |  |  | 0% | 0 | 0 | 0 | 0 | 0 | 0 |  |  | 0 | 0% | 0 | 0 | 0 | 0 | 0 | NewControlTypes | 0 | 0 | 0 | 0 | 0 | 0 | 0 | 0 | 0 | 0 | 0 | 0 | 0 | 0 | 0 | 0 | 0 | 0 | 0 | 0 | 0 | 0 | 0 | 0 | 0 | 0 | 0 | 0 | 0 | 0 | 0 | 0 | 0 | 0 | 0 | 0 | 0 | 0 | 0 | 0 | 0 | 0 | 0 | 0 | 0 | 0 | 0 | 0 | 0 | 0 | 0 | 0 | 0 | 0 | 0 | 0 | 0 | 0 | 0 | 0 | 0 | 0 | 0 | 0 | 0 | 0 | 0 | 0 | 0 | 0 | 0 | 0 | 0 | 0 | 0 | 0 | 0 | 0 | 0 | 0 | 0 |  |  | 0 | 0 | 0 | 0 | 0 | 0 |  | 0 | 0 | 0 | 0 | 0 | 0 | 0 | 0 | 0 | 0 | 0 | 0 | 0 | 0 | 0 | 0 | 0 | 0 | 0
953 |  | 1 |  |  |  |  | 0 |  |  |  | 0 | 0 | [6 empty] | 0 |  |  |  |  | 0% | 0 | 0 | 0 | 0 | 0 | 0 |  |  | 0 | 0% | 0 | 0 | 0 | 0 | 0 | NewControlTypes | 0 | 0 | 0 | 0 | 0 | 0 | 0 | 0 | 0 | 0 | 0 | 0 | 0 | 0 | 0 | 0 | 0 | 0 | 0 | 0 | 0 | 0 | 0 | 0 | 0 | 0 | 0 | 0 | 0 | 0 | 0 | 0 | 0 | 0 | 0 | 0 | 0 | 0 | 0 | 0 | 0 | 0 | 0 | 0 | 0 | 0 | 0 | 0 | 0 | 0 | 0 | 0 | 0 | 0 | 0 | 0 | 0 | 0 | 0 | 0 | 0 | 0 | 0 | 0 | 0 | 0 | 0 | 0 | 0 | 0 | 0 | 0 | 0 | 0 | 0 | 0 | 0 | 0 | 0 | 0 | 0 |  |  | 0 | 0 | 0 | 0 | 0 | 0 |  | 0 | 0 | 0 | 0 | 0 | 0 | 0 | 0 | 0 | 0 | 0 | 0 | 0 | 0 | 0 | 0 | 0 | 0 | 0
954 |  | 1 |  |  |  |  | 0 |  |  |  | 0 | 0 | [6 empty] | 0 |  |  |  |  | 0% | 0 | 0 | 0 | 0 | 0 | 0 |  |  | 0 | 0% | 0 | 0 | 0 | 0 | 0 | NewControlTypes | 0 | 0 | 0 | 0 | 0 | 0 | 0 | 0 | 0 | 0 | 0 | 0 | 0 | 0 | 0 | 0 | 0 | 0 | 0 | 0 | 0 | 0 | 0 | 0 | 0 | 0 | 0 | 0 | 0 | 0 | 0 | 0 | 0 | 0 | 0 | 0 | 0 | 0 | 0 | 0 | 0 | 0 | 0 | 0 | 0 | 0 | 0 | 0 | 0 | 0 | 0 | 0 | 0 | 0 | 0 | 0 | 0 | 0 | 0 | 0 | 0 | 0 | 0 | 0 | 0 | 0 | 0 | 0 | 0 | 0 | 0 | 0 | 0 | 0 | 0 | 0 | 0 | 0 | 0 | 0 | 0 |  |  | 0 | 0 | 0 | 0 | 0 | 0 |  | 0 | 0 | 0 | 0 | 0 | 0 | 0 | 0 | 0 | 0 | 0 | 0 | 0 | 0 | 0 | 0 | 0 | 0 | 0
955 |  | 1 |  |  |  |  | 0 |  |  |  | 0 | 0 | [6 empty] | 0 |  |  |  |  | 0% | 0 | 0 | 0 | 0 | 0 | 0 |  |  | 0 | 0% | 0 | 0 | 0 | 0 | 0 | NewControlTypes | 0 | 0 | 0 | 0 | 0 | 0 | 0 | 0 | 0 | 0 | 0 | 0 | 0 | 0 | 0 | 0 | 0 | 0 | 0 | 0 | 0 | 0 | 0 | 0 | 0 | 0 | 0 | 0 | 0 | 0 | 0 | 0 | 0 | 0 | 0 | 0 | 0 | 0 | 0 | 0 | 0 | 0 | 0 | 0 | 0 | 0 | 0 | 0 | 0 | 0 | 0 | 0 | 0 | 0 | 0 | 0 | 0 | 0 | 0 | 0 | 0 | 0 | 0 | 0 | 0 | 0 | 0 | 0 | 0 | 0 | 0 | 0 | 0 | 0 | 0 | 0 | 0 | 0 | 0 | 0 | 0 |  |  | 0 | 0 | 0 | 0 | 0 | 0 |  | 0 | 0 | 0 | 0 | 0 | 0 | 0 | 0 | 0 | 0 | 0 | 0 | 0 | 0 | 0 | 0 | 0 | 0 | 0
956 |  | 1 |  |  |  |  | 0 |  |  |  | 0 | 0 | [6 empty] | 0 |  |  |  |  | 0% | 0 | 0 | 0 | 0 | 0 | 0 |  |  | 0 | 0% | 0 | 0 | 0 | 0 | 0 | NewControlTypes | 0 | 0 | 0 | 0 | 0 | 0 | 0 | 0 | 0 | 0 | 0 | 0 | 0 | 0 | 0 | 0 | 0 | 0 | 0 | 0 | 0 | 0 | 0 | 0 | 0 | 0 | 0 | 0 | 0 | 0 | 0 | 0 | 0 | 0 | 0 | 0 | 0 | 0 | 0 | 0 | 0 | 0 | 0 | 0 | 0 | 0 | 0 | 0 | 0 | 0 | 0 | 0 | 0 | 0 | 0 | 0 | 0 | 0 | 0 | 0 | 0 | 0 | 0 | 0 | 0 | 0 | 0 | 0 | 0 | 0 | 0 | 0 | 0 | 0 | 0 | 0 | 0 | 0 | 0 | 0 | 0 |  |  | 0 | 0 | 0 | 0 | 0 | 0 |  | 0 | 0 | 0 | 0 | 0 | 0 | 0 | 0 | 0 | 0 | 0 | 0 | 0 | 0 | 0 | 0 | 0 | 0 | 0
957 |  | 1 |  |  |  |  | 0 |  |  |  | 0 | 0 | [6 empty] | 0 |  |  |  |  | 0% | 0 | 0 | 0 | 0 | 0 | 0 |  |  | 0 | 0% | 0 | 0 | 0 | 0 | 0 | NewControlTypes | 0 | 0 | 0 | 0 | 0 | 0 | 0 | 0 | 0 | 0 | 0 | 0 | 0 | 0 | 0 | 0 | 0 | 0 | 0 | 0 | 0 | 0 | 0 | 0 | 0 | 0 | 0 | 0 | 0 | 0 | 0 | 0 | 0 | 0 | 0 | 0 | 0 | 0 | 0 | 0 | 0 | 0 | 0 | 0 | 0 | 0 | 0 | 0 | 0 | 0 | 0 | 0 | 0 | 0 | 0 | 0 | 0 | 0 | 0 | 0 | 0 | 0 | 0 | 0 | 0 | 0 | 0 | 0 | 0 | 0 | 0 | 0 | 0 | 0 | 0 | 0 | 0 | 0 | 0 | 0 | 0 |  |  | 0 | 0 | 0 | 0 | 0 | 0 |  | 0 | 0 | 0 | 0 | 0 | 0 | 0 | 0 | 0 | 0 | 0 | 0 | 0 | 0 | 0 | 0 | 0 | 0 | 0
958 |  | 1 |  |  |  |  | 0 |  |  |  | 0 | 0 | [6 empty] | 0 |  |  |  |  | 0% | 0 | 0 | 0 | 0 | 0 | 0 |  |  | 0 | 0% | 0 | 0 | 0 | 0 | 0 | NewControlTypes | 0 | 0 | 0 | 0 | 0 | 0 | 0 | 0 | 0 | 0 | 0 | 0 | 0 | 0 | 0 | 0 | 0 | 0 | 0 | 0 | 0 | 0 | 0 | 0 | 0 | 0 | 0 | 0 | 0 | 0 | 0 | 0 | 0 | 0 | 0 | 0 | 0 | 0 | 0 | 0 | 0 | 0 | 0 | 0 | 0 | 0 | 0 | 0 | 0 | 0 | 0 | 0 | 0 | 0 | 0 | 0 | 0 | 0 | 0 | 0 | 0 | 0 | 0 | 0 | 0 | 0 | 0 | 0 | 0 | 0 | 0 | 0 | 0 | 0 | 0 | 0 | 0 | 0 | 0 | 0 | 0 |  |  | 0 | 0 | 0 | 0 | 0 | 0 |  | 0 | 0 | 0 | 0 | 0 | 0 | 0 | 0 | 0 | 0 | 0 | 0 | 0 | 0 | 0 | 0 | 0 | 0 | 0
959 |  | 1 |  |  |  |  | 0 |  |  |  | 0 | 0 | [6 empty] | 0 |  |  |  |  | 0% | 0 | 0 | 0 | 0 | 0 | 0 |  |  | 0 | 0% | 0 | 0 | 0 | 0 | 0 | NewControlTypes | 0 | 0 | 0 | 0 | 0 | 0 | 0 | 0 | 0 | 0 | 0 | 0 | 0 | 0 | 0 | 0 | 0 | 0 | 0 | 0 | 0 | 0 | 0 | 0 | 0 | 0 | 0 | 0 | 0 | 0 | 0 | 0 | 0 | 0 | 0 | 0 | 0 | 0 | 0 | 0 | 0 | 0 | 0 | 0 | 0 | 0 | 0 | 0 | 0 | 0 | 0 | 0 | 0 | 0 | 0 | 0 | 0 | 0 | 0 | 0 | 0 | 0 | 0 | 0 | 0 | 0 | 0 | 0 | 0 | 0 | 0 | 0 | 0 | 0 | 0 | 0 | 0 | 0 | 0 | 0 | 0 |  |  | 0 | 0 | 0 | 0 | 0 | 0 |  | 0 | 0 | 0 | 0 | 0 | 0 | 0 | 0 | 0 | 0 | 0 | 0 | 0 | 0 | 0 | 0 | 0 | 0 | 0
960 |  | 1 |  |  |  |  | 0 |  |  |  | 0 | 0 | [6 empty] | 0 |  |  |  |  | 0% | 0 | 0 | 0 | 0 | 0 | 0 |  |  | 0 | 0% | 0 | 0 | 0 | 0 | 0 | NewControlTypes | 0 | 0 | 0 | 0 | 0 | 0 | 0 | 0 | 0 | 0 | 0 | 0 | 0 | 0 | 0 | 0 | 0 | 0 | 0 | 0 | 0 | 0 | 0 | 0 | 0 | 0 | 0 | 0 | 0 | 0 | 0 | 0 | 0 | 0 | 0 | 0 | 0 | 0 | 0 | 0 | 0 | 0 | 0 | 0 | 0 | 0 | 0 | 0 | 0 | 0 | 0 | 0 | 0 | 0 | 0 | 0 | 0 | 0 | 0 | 0 | 0 | 0 | 0 | 0 | 0 | 0 | 0 | 0 | 0 | 0 | 0 | 0 | 0 | 0 | 0 | 0 | 0 | 0 | 0 | 0 | 0 |  |  | 0 | 0 | 0 | 0 | 0 | 0 |  | 0 | 0 | 0 | 0 | 0 | 0 | 0 | 0 | 0 | 0 | 0 | 0 | 0 | 0 | 0 | 0 | 0 | 0 | 0
961 |  | 1 |  |  |  |  | 0 |  |  |  | 0 | 0 | [6 empty] | 0 |  |  |  |  | 0% | 0 | 0 | 0 | 0 | 0 | 0 |  |  | 0 | 0% | 0 | 0 | 0 | 0 | 0 | NewControlTypes | 0 | 0 | 0 | 0 | 0 | 0 | 0 | 0 | 0 | 0 | 0 | 0 | 0 | 0 | 0 | 0 | 0 | 0 | 0 | 0 | 0 | 0 | 0 | 0 | 0 | 0 | 0 | 0 | 0 | 0 | 0 | 0 | 0 | 0 | 0 | 0 | 0 | 0 | 0 | 0 | 0 | 0 | 0 | 0 | 0 | 0 | 0 | 0 | 0 | 0 | 0 | 0 | 0 | 0 | 0 | 0 | 0 | 0 | 0 | 0 | 0 | 0 | 0 | 0 | 0 | 0 | 0 | 0 | 0 | 0 | 0 | 0 | 0 | 0 | 0 | 0 | 0 | 0 | 0 | 0 | 0 |  |  | 0 | 0 | 0 | 0 | 0 | 0 |  | 0 | 0 | 0 | 0 | 0 | 0 | 0 | 0 | 0 | 0 | 0 | 0 | 0 | 0 | 0 | 0 | 0 | 0 | 0
962 |  | 1 |  |  |  |  | 0 |  |  |  | 0 | 0 | [6 empty] | 0 |  |  |  |  | 0% | 0 | 0 | 0 | 0 | 0 | 0 |  |  | 0 | 0% | 0 | 0 | 0 | 0 | 0 | NewControlTypes | 0 | 0 | 0 | 0 | 0 | 0 | 0 | 0 | 0 | 0 | 0 | 0 | 0 | 0 | 0 | 0 | 0 | 0 | 0 | 0 | 0 | 0 | 0 | 0 | 0 | 0 | 0 | 0 | 0 | 0 | 0 | 0 | 0 | 0 | 0 | 0 | 0 | 0 | 0 | 0 | 0 | 0 | 0 | 0 | 0 | 0 | 0 | 0 | 0 | 0 | 0 | 0 | 0 | 0 | 0 | 0 | 0 | 0 | 0 | 0 | 0 | 0 | 0 | 0 | 0 | 0 | 0 | 0 | 0 | 0 | 0 | 0 | 0 | 0 | 0 | 0 | 0 | 0 | 0 | 0 | 0 |  |  | 0 | 0 | 0 | 0 | 0 | 0 |  | 0 | 0 | 0 | 0 | 0 | 0 | 0 | 0 | 0 | 0 | 0 | 0 | 0 | 0 | 0 | 0 | 0 | 0 | 0
963 |  | 1 |  |  |  |  | 0 |  |  |  | 0 | 0 | [6 empty] | 0 |  |  |  |  | 0% | 0 | 0 | 0 | 0 | 0 | 0 |  |  | 0 | 0% | 0 | 0 | 0 | 0 | 0 | NewControlTypes | 0 | 0 | 0 | 0 | 0 | 0 | 0 | 0 | 0 | 0 | 0 | 0 | 0 | 0 | 0 | 0 | 0 | 0 | 0 | 0 | 0 | 0 | 0 | 0 | 0 | 0 | 0 | 0 | 0 | 0 | 0 | 0 | 0 | 0 | 0 | 0 | 0 | 0 | 0 | 0 | 0 | 0 | 0 | 0 | 0 | 0 | 0 | 0 | 0 | 0 | 0 | 0 | 0 | 0 | 0 | 0 | 0 | 0 | 0 | 0 | 0 | 0 | 0 | 0 | 0 | 0 | 0 | 0 | 0 | 0 | 0 | 0 | 0 | 0 | 0 | 0 | 0 | 0 | 0 | 0 | 0 |  |  | 0 | 0 | 0 | 0 | 0 | 0 |  | 0 | 0 | 0 | 0 | 0 | 0 | 0 | 0 | 0 | 0 | 0 | 0 | 0 | 0 | 0 | 0 | 0 | 0 | 0
964 |  | 1 |  |  |  |  | 0 |  |  |  | 0 | 0 | [6 empty] | 0 |  |  |  |  | 0% | 0 | 0 | 0 | 0 | 0 | 0 |  |  | 0 | 0% | 0 | 0 | 0 | 0 | 0 | NewControlTypes | 0 | 0 | 0 | 0 | 0 | 0 | 0 | 0 | 0 | 0 | 0 | 0 | 0 | 0 | 0 | 0 | 0 | 0 | 0 | 0 | 0 | 0 | 0 | 0 | 0 | 0 | 0 | 0 | 0 | 0 | 0 | 0 | 0 | 0 | 0 | 0 | 0 | 0 | 0 | 0 | 0 | 0 | 0 | 0 | 0 | 0 | 0 | 0 | 0 | 0 | 0 | 0 | 0 | 0 | 0 | 0 | 0 | 0 | 0 | 0 | 0 | 0 | 0 | 0 | 0 | 0 | 0 | 0 | 0 | 0 | 0 | 0 | 0 | 0 | 0 | 0 | 0 | 0 | 0 | 0 | 0 |  |  | 0 | 0 | 0 | 0 | 0 | 0 |  | 0 | 0 | 0 | 0 | 0 | 0 | 0 | 0 | 0 | 0 | 0 | 0 | 0 | 0 | 0 | 0 | 0 | 0 | 0
965 |  | 1 |  |  |  |  | 0 |  |  |  | 0 | 0 | [6 empty] | 0 |  |  |  |  | 0% | 0 | 0 | 0 | 0 | 0 | 0 |  |  | 0 | 0% | 0 | 0 | 0 | 0 | 0 | NewControlTypes | 0 | 0 | 0 | 0 | 0 | 0 | 0 | 0 | 0 | 0 | 0 | 0 | 0 | 0 | 0 | 0 | 0 | 0 | 0 | 0 | 0 | 0 | 0 | 0 | 0 | 0 | 0 | 0 | 0 | 0 | 0 | 0 | 0 | 0 | 0 | 0 | 0 | 0 | 0 | 0 | 0 | 0 | 0 | 0 | 0 | 0 | 0 | 0 | 0 | 0 | 0 | 0 | 0 | 0 | 0 | 0 | 0 | 0 | 0 | 0 | 0 | 0 | 0 | 0 | 0 | 0 | 0 | 0 | 0 | 0 | 0 | 0 | 0 | 0 | 0 | 0 | 0 | 0 | 0 | 0 | 0 |  |  | 0 | 0 | 0 | 0 | 0 | 0 |  | 0 | 0 | 0 | 0 | 0 | 0 | 0 | 0 | 0 | 0 | 0 | 0 | 0 | 0 | 0 | 0 | 0 | 0 | 0
966 |  | 1 |  |  |  |  | 0 |  |  |  | 0 | 0 | [6 empty] | 0 |  |  |  |  | 0% | 0 | 0 | 0 | 0 | 0 | 0 |  |  | 0 | 0% | 0 | 0 | 0 | 0 | 0 | NewControlTypes | 0 | 0 | 0 | 0 | 0 | 0 | 0 | 0 | 0 | 0 | 0 | 0 | 0 | 0 | 0 | 0 | 0 | 0 | 0 | 0 | 0 | 0 | 0 | 0 | 0 | 0 | 0 | 0 | 0 | 0 | 0 | 0 | 0 | 0 | 0 | 0 | 0 | 0 | 0 | 0 | 0 | 0 | 0 | 0 | 0 | 0 | 0 | 0 | 0 | 0 | 0 | 0 | 0 | 0 | 0 | 0 | 0 | 0 | 0 | 0 | 0 | 0 | 0 | 0 | 0 | 0 | 0 | 0 | 0 | 0 | 0 | 0 | 0 | 0 | 0 | 0 | 0 | 0 | 0 | 0 | 0 |  |  | 0 | 0 | 0 | 0 | 0 | 0 |  | 0 | 0 | 0 | 0 | 0 | 0 | 0 | 0 | 0 | 0 | 0 | 0 | 0 | 0 | 0 | 0 | 0 | 0 | 0
967 |  | 1 |  |  |  |  | 0 |  |  |  | 0 | 0 | [6 empty] | 0 |  |  |  |  | 0% | 0 | 0 | 0 | 0 | 0 | 0 |  |  | 0 | 0% | 0 | 0 | 0 | 0 | 0 | NewControlTypes | 0 | 0 | 0 | 0 | 0 | 0 | 0 | 0 | 0 | 0 | 0 | 0 | 0 | 0 | 0 | 0 | 0 | 0 | 0 | 0 | 0 | 0 | 0 | 0 | 0 | 0 | 0 | 0 | 0 | 0 | 0 | 0 | 0 | 0 | 0 | 0 | 0 | 0 | 0 | 0 | 0 | 0 | 0 | 0 | 0 | 0 | 0 | 0 | 0 | 0 | 0 | 0 | 0 | 0 | 0 | 0 | 0 | 0 | 0 | 0 | 0 | 0 | 0 | 0 | 0 | 0 | 0 | 0 | 0 | 0 | 0 | 0 | 0 | 0 | 0 | 0 | 0 | 0 | 0 | 0 | 0 |  |  | 0 | 0 | 0 | 0 | 0 | 0 |  | 0 | 0 | 0 | 0 | 0 | 0 | 0 | 0 | 0 | 0 | 0 | 0 | 0 | 0 | 0 | 0 | 0 | 0 | 0
968 |  | 1 |  |  |  |  | 0 |  |  |  | 0 | 0 | [6 empty] | 0 |  |  |  |  | 0% | 0 | 0 | 0 | 0 | 0 | 0 |  |  | 0 | 0% | 0 | 0 | 0 | 0 | 0 | NewControlTypes | 0 | 0 | 0 | 0 | 0 | 0 | 0 | 0 | 0 | 0 | 0 | 0 | 0 | 0 | 0 | 0 | 0 | 0 | 0 | 0 | 0 | 0 | 0 | 0 | 0 | 0 | 0 | 0 | 0 | 0 | 0 | 0 | 0 | 0 | 0 | 0 | 0 | 0 | 0 | 0 | 0 | 0 | 0 | 0 | 0 | 0 | 0 | 0 | 0 | 0 | 0 | 0 | 0 | 0 | 0 | 0 | 0 | 0 | 0 | 0 | 0 | 0 | 0 | 0 | 0 | 0 | 0 | 0 | 0 | 0 | 0 | 0 | 0 | 0 | 0 | 0 | 0 | 0 | 0 | 0 | 0 |  |  | 0 | 0 | 0 | 0 | 0 | 0 |  | 0 | 0 | 0 | 0 | 0 | 0 | 0 | 0 | 0 | 0 | 0 | 0 | 0 | 0 | 0 | 0 | 0 | 0 | 0
969 |  | 1 |  |  |  |  | 0 |  |  |  | 0 | 0 | [6 empty] | 0 |  |  |  |  | 0% | 0 | 0 | 0 | 0 | 0 | 0 |  |  | 0 | 0% | 0 | 0 | 0 | 0 | 0 | NewControlTypes | 0 | 0 | 0 | 0 | 0 | 0 | 0 | 0 | 0 | 0 | 0 | 0 | 0 | 0 | 0 | 0 | 0 | 0 | 0 | 0 | 0 | 0 | 0 | 0 | 0 | 0 | 0 | 0 | 0 | 0 | 0 | 0 | 0 | 0 | 0 | 0 | 0 | 0 | 0 | 0 | 0 | 0 | 0 | 0 | 0 | 0 | 0 | 0 | 0 | 0 | 0 | 0 | 0 | 0 | 0 | 0 | 0 | 0 | 0 | 0 | 0 | 0 | 0 | 0 | 0 | 0 | 0 | 0 | 0 | 0 | 0 | 0 | 0 | 0 | 0 | 0 | 0 | 0 | 0 | 0 | 0 |  |  | 0 | 0 | 0 | 0 | 0 | 0 |  | 0 | 0 | 0 | 0 | 0 | 0 | 0 | 0 | 0 | 0 | 0 | 0 | 0 | 0 | 0 | 0 | 0 | 0 | 0
970 |  | 1 |  |  |  |  | 0 |  |  |  | 0 | 0 | [6 empty] | 0 |  |  |  |  | 0% | 0 | 0 | 0 | 0 | 0 | 0 |  |  | 0 | 0% | 0 | 0 | 0 | 0 | 0 | NewControlTypes | 0 | 0 | 0 | 0 | 0 | 0 | 0 | 0 | 0 | 0 | 0 | 0 | 0 | 0 | 0 | 0 | 0 | 0 | 0 | 0 | 0 | 0 | 0 | 0 | 0 | 0 | 0 | 0 | 0 | 0 | 0 | 0 | 0 | 0 | 0 | 0 | 0 | 0 | 0 | 0 | 0 | 0 | 0 | 0 | 0 | 0 | 0 | 0 | 0 | 0 | 0 | 0 | 0 | 0 | 0 | 0 | 0 | 0 | 0 | 0 | 0 | 0 | 0 | 0 | 0 | 0 | 0 | 0 | 0 | 0 | 0 | 0 | 0 | 0 | 0 | 0 | 0 | 0 | 0 | 0 | 0 |  |  | 0 | 0 | 0 | 0 | 0 | 0 |  | 0 | 0 | 0 | 0 | 0 | 0 | 0 | 0 | 0 | 0 | 0 | 0 | 0 | 0 | 0 | 0 | 0 | 0 | 0
971 |  | 1 |  |  |  |  | 0 |  |  |  | 0 | 0 | [6 empty] | 0 |  |  |  |  | 0% | 0 | 0 | 0 | 0 | 0 | 0 |  |  | 0 | 0% | 0 | 0 | 0 | 0 | 0 | NewControlTypes | 0 | 0 | 0 | 0 | 0 | 0 | 0 | 0 | 0 | 0 | 0 | 0 | 0 | 0 | 0 | 0 | 0 | 0 | 0 | 0 | 0 | 0 | 0 | 0 | 0 | 0 | 0 | 0 | 0 | 0 | 0 | 0 | 0 | 0 | 0 | 0 | 0 | 0 | 0 | 0 | 0 | 0 | 0 | 0 | 0 | 0 | 0 | 0 | 0 | 0 | 0 | 0 | 0 | 0 | 0 | 0 | 0 | 0 | 0 | 0 | 0 | 0 | 0 | 0 | 0 | 0 | 0 | 0 | 0 | 0 | 0 | 0 | 0 | 0 | 0 | 0 | 0 | 0 | 0 | 0 | 0 |  |  | 0 | 0 | 0 | 0 | 0 | 0 |  | 0 | 0 | 0 | 0 | 0 | 0 | 0 | 0 | 0 | 0 | 0 | 0 | 0 | 0 | 0 | 0 | 0 | 0 | 0
972 |  | 1 |  |  |  |  | 0 |  |  |  | 0 | 0 | [6 empty] | 0 |  |  |  |  | 0% | 0 | 0 | 0 | 0 | 0 | 0 |  |  | 0 | 0% | 0 | 0 | 0 | 0 | 0 | NewControlTypes | 0 | 0 | 0 | 0 | 0 | 0 | 0 | 0 | 0 | 0 | 0 | 0 | 0 | 0 | 0 | 0 | 0 | 0 | 0 | 0 | 0 | 0 | 0 | 0 | 0 | 0 | 0 | 0 | 0 | 0 | 0 | 0 | 0 | 0 | 0 | 0 | 0 | 0 | 0 | 0 | 0 | 0 | 0 | 0 | 0 | 0 | 0 | 0 | 0 | 0 | 0 | 0 | 0 | 0 | 0 | 0 | 0 | 0 | 0 | 0 | 0 | 0 | 0 | 0 | 0 | 0 | 0 | 0 | 0 | 0 | 0 | 0 | 0 | 0 | 0 | 0 | 0 | 0 | 0 | 0 | 0 |  |  | 0 | 0 | 0 | 0 | 0 | 0 |  | 0 | 0 | 0 | 0 | 0 | 0 | 0 | 0 | 0 | 0 | 0 | 0 | 0 | 0 | 0 | 0 | 0 | 0 | 0
973 |  | 1 |  |  |  |  | 0 |  |  |  | 0 | 0 | [6 empty] | 0 |  |  |  |  | 0% | 0 | 0 | 0 | 0 | 0 | 0 |  |  | 0 | 0% | 0 | 0 | 0 | 0 | 0 | NewControlTypes | 0 | 0 | 0 | 0 | 0 | 0 | 0 | 0 | 0 | 0 | 0 | 0 | 0 | 0 | 0 | 0 | 0 | 0 | 0 | 0 | 0 | 0 | 0 | 0 | 0 | 0 | 0 | 0 | 0 | 0 | 0 | 0 | 0 | 0 | 0 | 0 | 0 | 0 | 0 | 0 | 0 | 0 | 0 | 0 | 0 | 0 | 0 | 0 | 0 | 0 | 0 | 0 | 0 | 0 | 0 | 0 | 0 | 0 | 0 | 0 | 0 | 0 | 0 | 0 | 0 | 0 | 0 | 0 | 0 | 0 | 0 | 0 | 0 | 0 | 0 | 0 | 0 | 0 | 0 | 0 | 0 |  |  | 0 | 0 | 0 | 0 | 0 | 0 |  | 0 | 0 | 0 | 0 | 0 | 0 | 0 | 0 | 0 | 0 | 0 | 0 | 0 | 0 | 0 | 0 | 0 | 0 | 0
974 |  | 1 |  |  |  |  | 0 |  |  |  | 0 | 0 | [6 empty] | 0 |  |  |  |  | 0% | 0 | 0 | 0 | 0 | 0 | 0 |  |  | 0 | 0% | 0 | 0 | 0 | 0 | 0 | NewControlTypes | 0 | 0 | 0 | 0 | 0 | 0 | 0 | 0 | 0 | 0 | 0 | 0 | 0 | 0 | 0 | 0 | 0 | 0 | 0 | 0 | 0 | 0 | 0 | 0 | 0 | 0 | 0 | 0 | 0 | 0 | 0 | 0 | 0 | 0 | 0 | 0 | 0 | 0 | 0 | 0 | 0 | 0 | 0 | 0 | 0 | 0 | 0 | 0 | 0 | 0 | 0 | 0 | 0 | 0 | 0 | 0 | 0 | 0 | 0 | 0 | 0 | 0 | 0 | 0 | 0 | 0 | 0 | 0 | 0 | 0 | 0 | 0 | 0 | 0 | 0 | 0 | 0 | 0 | 0 | 0 | 0 |  |  | 0 | 0 | 0 | 0 | 0 | 0 |  | 0 | 0 | 0 | 0 | 0 | 0 | 0 | 0 | 0 | 0 | 0 | 0 | 0 | 0 | 0 | 0 | 0 | 0 | 0
975 |  | 1 |  |  |  |  | 0 |  |  |  | 0 | 0 | [6 empty] | 0 |  |  |  |  | 0% | 0 | 0 | 0 | 0 | 0 | 0 |  |  | 0 | 0% | 0 | 0 | 0 | 0 | 0 | NewControlTypes | 0 | 0 | 0 | 0 | 0 | 0 | 0 | 0 | 0 | 0 | 0 | 0 | 0 | 0 | 0 | 0 | 0 | 0 | 0 | 0 | 0 | 0 | 0 | 0 | 0 | 0 | 0 | 0 | 0 | 0 | 0 | 0 | 0 | 0 | 0 | 0 | 0 | 0 | 0 | 0 | 0 | 0 | 0 | 0 | 0 | 0 | 0 | 0 | 0 | 0 | 0 | 0 | 0 | 0 | 0 | 0 | 0 | 0 | 0 | 0 | 0 | 0 | 0 | 0 | 0 | 0 | 0 | 0 | 0 | 0 | 0 | 0 | 0 | 0 | 0 | 0 | 0 | 0 | 0 | 0 | 0 |  |  | 0 | 0 | 0 | 0 | 0 | 0 |  | 0 | 0 | 0 | 0 | 0 | 0 | 0 | 0 | 0 | 0 | 0 | 0 | 0 | 0 | 0 | 0 | 0 | 0 | 0
976 |  | 1 |  |  |  |  | 0 |  |  |  | 0 | 0 | [6 empty] | 0 |  |  |  |  | 0% | 0 | 0 | 0 | 0 | 0 | 0 |  |  | 0 | 0% | 0 | 0 | 0 | 0 | 0 | NewControlTypes | 0 | 0 | 0 | 0 | 0 | 0 | 0 | 0 | 0 | 0 | 0 | 0 | 0 | 0 | 0 | 0 | 0 | 0 | 0 | 0 | 0 | 0 | 0 | 0 | 0 | 0 | 0 | 0 | 0 | 0 | 0 | 0 | 0 | 0 | 0 | 0 | 0 | 0 | 0 | 0 | 0 | 0 | 0 | 0 | 0 | 0 | 0 | 0 | 0 | 0 | 0 | 0 | 0 | 0 | 0 | 0 | 0 | 0 | 0 | 0 | 0 | 0 | 0 | 0 | 0 | 0 | 0 | 0 | 0 | 0 | 0 | 0 | 0 | 0 | 0 | 0 | 0 | 0 | 0 | 0 | 0 |  |  | 0 | 0 | 0 | 0 | 0 | 0 |  | 0 | 0 | 0 | 0 | 0 | 0 | 0 | 0 | 0 | 0 | 0 | 0 | 0 | 0 | 0 | 0 | 0 | 0 | 0
977 |  | 1 |  |  |  |  | 0 |  |  |  | 0 | 0 | [6 empty] | 0 |  |  |  |  | 0% | 0 | 0 | 0 | 0 | 0 | 0 |  |  | 0 | 0% | 0 | 0 | 0 | 0 | 0 | NewControlTypes | 0 | 0 | 0 | 0 | 0 | 0 | 0 | 0 | 0 | 0 | 0 | 0 | 0 | 0 | 0 | 0 | 0 | 0 | 0 | 0 | 0 | 0 | 0 | 0 | 0 | 0 | 0 | 0 | 0 | 0 | 0 | 0 | 0 | 0 | 0 | 0 | 0 | 0 | 0 | 0 | 0 | 0 | 0 | 0 | 0 | 0 | 0 | 0 | 0 | 0 | 0 | 0 | 0 | 0 | 0 | 0 | 0 | 0 | 0 | 0 | 0 | 0 | 0 | 0 | 0 | 0 | 0 | 0 | 0 | 0 | 0 | 0 | 0 | 0 | 0 | 0 | 0 | 0 | 0 | 0 | 0 |  |  | 0 | 0 | 0 | 0 | 0 | 0 |  | 0 | 0 | 0 | 0 | 0 | 0 | 0 | 0 | 0 | 0 | 0 | 0 | 0 | 0 | 0 | 0 | 0 | 0 | 0
978 |  | 1 |  |  |  |  | 0 |  |  |  | 0 | 0 | [6 empty] | 0 |  |  |  |  | 0% | 0 | 0 | 0 | 0 | 0 | 0 |  |  | 0 | 0% | 0 | 0 | 0 | 0 | 0 | NewControlTypes | 0 | 0 | 0 | 0 | 0 | 0 | 0 | 0 | 0 | 0 | 0 | 0 | 0 | 0 | 0 | 0 | 0 | 0 | 0 | 0 | 0 | 0 | 0 | 0 | 0 | 0 | 0 | 0 | 0 | 0 | 0 | 0 | 0 | 0 | 0 | 0 | 0 | 0 | 0 | 0 | 0 | 0 | 0 | 0 | 0 | 0 | 0 | 0 | 0 | 0 | 0 | 0 | 0 | 0 | 0 | 0 | 0 | 0 | 0 | 0 | 0 | 0 | 0 | 0 | 0 | 0 | 0 | 0 | 0 | 0 | 0 | 0 | 0 | 0 | 0 | 0 | 0 | 0 | 0 | 0 | 0 |  |  | 0 | 0 | 0 | 0 | 0 | 0 |  | 0 | 0 | 0 | 0 | 0 | 0 | 0 | 0 | 0 | 0 | 0 | 0 | 0 | 0 | 0 | 0 | 0 | 0 | 0
979 |  | 1 |  |  |  |  | 0 |  |  |  | 0 | 0 | [6 empty] | 0 |  |  |  |  | 0% | 0 | 0 | 0 | 0 | 0 | 0 |  |  | 0 | 0% | 0 | 0 | 0 | 0 | 0 | NewControlTypes | 0 | 0 | 0 | 0 | 0 | 0 | 0 | 0 | 0 | 0 | 0 | 0 | 0 | 0 | 0 | 0 | 0 | 0 | 0 | 0 | 0 | 0 | 0 | 0 | 0 | 0 | 0 | 0 | 0 | 0 | 0 | 0 | 0 | 0 | 0 | 0 | 0 | 0 | 0 | 0 | 0 | 0 | 0 | 0 | 0 | 0 | 0 | 0 | 0 | 0 | 0 | 0 | 0 | 0 | 0 | 0 | 0 | 0 | 0 | 0 | 0 | 0 | 0 | 0 | 0 | 0 | 0 | 0 | 0 | 0 | 0 | 0 | 0 | 0 | 0 | 0 | 0 | 0 | 0 | 0 | 0 |  |  | 0 | 0 | 0 | 0 | 0 | 0 |  | 0 | 0 | 0 | 0 | 0 | 0 | 0 | 0 | 0 | 0 | 0 | 0 | 0 | 0 | 0 | 0 | 0 | 0 | 0
980 |  | 1 |  |  |  |  | 0 |  |  |  | 0 | 0 | [6 empty] | 0 |  |  |  |  | 0% | 0 | 0 | 0 | 0 | 0 | 0 |  |  | 0 | 0% | 0 | 0 | 0 | 0 | 0 | NewControlTypes | 0 | 0 | 0 | 0 | 0 | 0 | 0 | 0 | 0 | 0 | 0 | 0 | 0 | 0 | 0 | 0 | 0 | 0 | 0 | 0 | 0 | 0 | 0 | 0 | 0 | 0 | 0 | 0 | 0 | 0 | 0 | 0 | 0 | 0 | 0 | 0 | 0 | 0 | 0 | 0 | 0 | 0 | 0 | 0 | 0 | 0 | 0 | 0 | 0 | 0 | 0 | 0 | 0 | 0 | 0 | 0 | 0 | 0 | 0 | 0 | 0 | 0 | 0 | 0 | 0 | 0 | 0 | 0 | 0 | 0 | 0 | 0 | 0 | 0 | 0 | 0 | 0 | 0 | 0 | 0 | 0 |  |  | 0 | 0 | 0 | 0 | 0 | 0 |  | 0 | 0 | 0 | 0 | 0 | 0 | 0 | 0 | 0 | 0 | 0 | 0 | 0 | 0 | 0 | 0 | 0 | 0 | 0
981 |  | 1 |  |  |  |  | 0 |  |  |  | 0 | 0 | [6 empty] | 0 |  |  |  |  | 0% | 0 | 0 | 0 | 0 | 0 | 0 |  |  | 0 | 0% | 0 | 0 | 0 | 0 | 0 | NewControlTypes | 0 | 0 | 0 | 0 | 0 | 0 | 0 | 0 | 0 | 0 | 0 | 0 | 0 | 0 | 0 | 0 | 0 | 0 | 0 | 0 | 0 | 0 | 0 | 0 | 0 | 0 | 0 | 0 | 0 | 0 | 0 | 0 | 0 | 0 | 0 | 0 | 0 | 0 | 0 | 0 | 0 | 0 | 0 | 0 | 0 | 0 | 0 | 0 | 0 | 0 | 0 | 0 | 0 | 0 | 0 | 0 | 0 | 0 | 0 | 0 | 0 | 0 | 0 | 0 | 0 | 0 | 0 | 0 | 0 | 0 | 0 | 0 | 0 | 0 | 0 | 0 | 0 | 0 | 0 | 0 | 0 |  |  | 0 | 0 | 0 | 0 | 0 | 0 |  | 0 | 0 | 0 | 0 | 0 | 0 | 0 | 0 | 0 | 0 | 0 | 0 | 0 | 0 | 0 | 0 | 0 | 0 | 0
982 |  | 1 |  |  |  |  | 0 |  |  |  | 0 | 0 | [6 empty] | 0 |  |  |  |  | 0% | 0 | 0 | 0 | 0 | 0 | 0 |  |  | 0 | 0% | 0 | 0 | 0 | 0 | 0 | NewControlTypes | 0 | 0 | 0 | 0 | 0 | 0 | 0 | 0 | 0 | 0 | 0 | 0 | 0 | 0 | 0 | 0 | 0 | 0 | 0 | 0 | 0 | 0 | 0 | 0 | 0 | 0 | 0 | 0 | 0 | 0 | 0 | 0 | 0 | 0 | 0 | 0 | 0 | 0 | 0 | 0 | 0 | 0 | 0 | 0 | 0 | 0 | 0 | 0 | 0 | 0 | 0 | 0 | 0 | 0 | 0 | 0 | 0 | 0 | 0 | 0 | 0 | 0 | 0 | 0 | 0 | 0 | 0 | 0 | 0 | 0 | 0 | 0 | 0 | 0 | 0 | 0 | 0 | 0 | 0 | 0 | 0 |  |  | 0 | 0 | 0 | 0 | 0 | 0 |  | 0 | 0 | 0 | 0 | 0 | 0 | 0 | 0 | 0 | 0 | 0 | 0 | 0 | 0 | 0 | 0 | 0 | 0 | 0
983 |  | 1 |  |  |  |  | 0 |  |  |  | 0 | 0 | [6 empty] | 0 |  |  |  |  | 0% | 0 | 0 | 0 | 0 | 0 | 0 |  |  | 0 | 0% | 0 | 0 | 0 | 0 | 0 | NewControlTypes | 0 | 0 | 0 | 0 | 0 | 0 | 0 | 0 | 0 | 0 | 0 | 0 | 0 | 0 | 0 | 0 | 0 | 0 | 0 | 0 | 0 | 0 | 0 | 0 | 0 | 0 | 0 | 0 | 0 | 0 | 0 | 0 | 0 | 0 | 0 | 0 | 0 | 0 | 0 | 0 | 0 | 0 | 0 | 0 | 0 | 0 | 0 | 0 | 0 | 0 | 0 | 0 | 0 | 0 | 0 | 0 | 0 | 0 | 0 | 0 | 0 | 0 | 0 | 0 | 0 | 0 | 0 | 0 | 0 | 0 | 0 | 0 | 0 | 0 | 0 | 0 | 0 | 0 | 0 | 0 | 0 |  |  | 0 | 0 | 0 | 0 | 0 | 0 |  | 0 | 0 | 0 | 0 | 0 | 0 | 0 | 0 | 0 | 0 | 0 | 0 | 0 | 0 | 0 | 0 | 0 | 0 | 0
984 |  | 1 |  |  |  |  | 0 |  |  |  | 0 | 0 | [6 empty] | 0 |  |  |  |  | 0% | 0 | 0 | 0 | 0 | 0 | 0 |  |  | 0 | 0% | 0 | 0 | 0 | 0 | 0 | NewControlTypes | 0 | 0 | 0 | 0 | 0 | 0 | 0 | 0 | 0 | 0 | 0 | 0 | 0 | 0 | 0 | 0 | 0 | 0 | 0 | 0 | 0 | 0 | 0 | 0 | 0 | 0 | 0 | 0 | 0 | 0 | 0 | 0 | 0 | 0 | 0 | 0 | 0 | 0 | 0 | 0 | 0 | 0 | 0 | 0 | 0 | 0 | 0 | 0 | 0 | 0 | 0 | 0 | 0 | 0 | 0 | 0 | 0 | 0 | 0 | 0 | 0 | 0 | 0 | 0 | 0 | 0 | 0 | 0 | 0 | 0 | 0 | 0 | 0 | 0 | 0 | 0 | 0 | 0 | 0 | 0 | 0 |  |  | 0 | 0 | 0 | 0 | 0 | 0 |  | 0 | 0 | 0 | 0 | 0 | 0 | 0 | 0 | 0 | 0 | 0 | 0 | 0 | 0 | 0 | 0 | 0 | 0 | 0
985 |  | 1 |  |  |  |  | 0 |  |  |  | 0 | 0 | [6 empty] | 0 |  |  |  |  | 0% | 0 | 0 | 0 | 0 | 0 | 0 |  |  | 0 | 0% | 0 | 0 | 0 | 0 | 0 | NewControlTypes | 0 | 0 | 0 | 0 | 0 | 0 | 0 | 0 | 0 | 0 | 0 | 0 | 0 | 0 | 0 | 0 | 0 | 0 | 0 | 0 | 0 | 0 | 0 | 0 | 0 | 0 | 0 | 0 | 0 | 0 | 0 | 0 | 0 | 0 | 0 | 0 | 0 | 0 | 0 | 0 | 0 | 0 | 0 | 0 | 0 | 0 | 0 | 0 | 0 | 0 | 0 | 0 | 0 | 0 | 0 | 0 | 0 | 0 | 0 | 0 | 0 | 0 | 0 | 0 | 0 | 0 | 0 | 0 | 0 | 0 | 0 | 0 | 0 | 0 | 0 | 0 | 0 | 0 | 0 | 0 | 0 |  |  | 0 | 0 | 0 | 0 | 0 | 0 |  | 0 | 0 | 0 | 0 | 0 | 0 | 0 | 0 | 0 | 0 | 0 | 0 | 0 | 0 | 0 | 0 | 0 | 0 | 0
986 |  | 1 |  |  |  |  | 0 |  |  |  | 0 | 0 | [6 empty] | 0 |  |  |  |  | 0% | 0 | 0 | 0 | 0 | 0 | 0 |  |  | 0 | 0% | 0 | 0 | 0 | 0 | 0 | NewControlTypes | 0 | 0 | 0 | 0 | 0 | 0 | 0 | 0 | 0 | 0 | 0 | 0 | 0 | 0 | 0 | 0 | 0 | 0 | 0 | 0 | 0 | 0 | 0 | 0 | 0 | 0 | 0 | 0 | 0 | 0 | 0 | 0 | 0 | 0 | 0 | 0 | 0 | 0 | 0 | 0 | 0 | 0 | 0 | 0 | 0 | 0 | 0 | 0 | 0 | 0 | 0 | 0 | 0 | 0 | 0 | 0 | 0 | 0 | 0 | 0 | 0 | 0 | 0 | 0 | 0 | 0 | 0 | 0 | 0 | 0 | 0 | 0 | 0 | 0 | 0 | 0 | 0 | 0 | 0 | 0 | 0 |  |  | 0 | 0 | 0 | 0 | 0 | 0 |  | 0 | 0 | 0 | 0 | 0 | 0 | 0 | 0 | 0 | 0 | 0 | 0 | 0 | 0 | 0 | 0 | 0 | 0 | 0
987 |  | 1 |  |  |  |  | 0 |  |  |  | 0 | 0 | [6 empty] | 0 |  |  |  |  | 0% | 0 | 0 | 0 | 0 | 0 | 0 |  |  | 0 | 0% | 0 | 0 | 0 | 0 | 0 | NewControlTypes | 0 | 0 | 0 | 0 | 0 | 0 | 0 | 0 | 0 | 0 | 0 | 0 | 0 | 0 | 0 | 0 | 0 | 0 | 0 | 0 | 0 | 0 | 0 | 0 | 0 | 0 | 0 | 0 | 0 | 0 | 0 | 0 | 0 | 0 | 0 | 0 | 0 | 0 | 0 | 0 | 0 | 0 | 0 | 0 | 0 | 0 | 0 | 0 | 0 | 0 | 0 | 0 | 0 | 0 | 0 | 0 | 0 | 0 | 0 | 0 | 0 | 0 | 0 | 0 | 0 | 0 | 0 | 0 | 0 | 0 | 0 | 0 | 0 | 0 | 0 | 0 | 0 | 0 | 0 | 0 | 0 |  |  | 0 | 0 | 0 | 0 | 0 | 0 |  | 0 | 0 | 0 | 0 | 0 | 0 | 0 | 0 | 0 | 0 | 0 | 0 | 0 | 0 | 0 | 0 | 0 | 0 | 0
988 |  | 1 |  |  |  |  | 0 |  |  |  | 0 | 0 | [6 empty] | 0 |  |  |  |  | 0% | 0 | 0 | 0 | 0 | 0 | 0 |  |  | 0 | 0% | 0 | 0 | 0 | 0 | 0 | NewControlTypes | 0 | 0 | 0 | 0 | 0 | 0 | 0 | 0 | 0 | 0 | 0 | 0 | 0 | 0 | 0 | 0 | 0 | 0 | 0 | 0 | 0 | 0 | 0 | 0 | 0 | 0 | 0 | 0 | 0 | 0 | 0 | 0 | 0 | 0 | 0 | 0 | 0 | 0 | 0 | 0 | 0 | 0 | 0 | 0 | 0 | 0 | 0 | 0 | 0 | 0 | 0 | 0 | 0 | 0 | 0 | 0 | 0 | 0 | 0 | 0 | 0 | 0 | 0 | 0 | 0 | 0 | 0 | 0 | 0 | 0 | 0 | 0 | 0 | 0 | 0 | 0 | 0 | 0 | 0 | 0 | 0 |  |  | 0 | 0 | 0 | 0 | 0 | 0 |  | 0 | 0 | 0 | 0 | 0 | 0 | 0 | 0 | 0 | 0 | 0 | 0 | 0 | 0 | 0 | 0 | 0 | 0 | 0
989 |  | 1 |  |  |  |  | 0 |  |  |  | 0 | 0 | [6 empty] | 0 |  |  |  |  | 0% | 0 | 0 | 0 | 0 | 0 | 0 |  |  | 0 | 0% | 0 | 0 | 0 | 0 | 0 | NewControlTypes | 0 | 0 | 0 | 0 | 0 | 0 | 0 | 0 | 0 | 0 | 0 | 0 | 0 | 0 | 0 | 0 | 0 | 0 | 0 | 0 | 0 | 0 | 0 | 0 | 0 | 0 | 0 | 0 | 0 | 0 | 0 | 0 | 0 | 0 | 0 | 0 | 0 | 0 | 0 | 0 | 0 | 0 | 0 | 0 | 0 | 0 | 0 | 0 | 0 | 0 | 0 | 0 | 0 | 0 | 0 | 0 | 0 | 0 | 0 | 0 | 0 | 0 | 0 | 0 | 0 | 0 | 0 | 0 | 0 | 0 | 0 | 0 | 0 | 0 | 0 | 0 | 0 | 0 | 0 | 0 | 0 |  |  | 0 | 0 | 0 | 0 | 0 | 0 |  | 0 | 0 | 0 | 0 | 0 | 0 | 0 | 0 | 0 | 0 | 0 | 0 | 0 | 0 | 0 | 0 | 0 | 0 | 0
990 |  | 1 |  |  |  |  | 0 |  |  |  | 0 | 0 | [6 empty] | 0 |  |  |  |  | 0% | 0 | 0 | 0 | 0 | 0 | 0 |  |  | 0 | 0% | 0 | 0 | 0 | 0 | 0 | NewControlTypes | 0 | 0 | 0 | 0 | 0 | 0 | 0 | 0 | 0 | 0 | 0 | 0 | 0 | 0 | 0 | 0 | 0 | 0 | 0 | 0 | 0 | 0 | 0 | 0 | 0 | 0 | 0 | 0 | 0 | 0 | 0 | 0 | 0 | 0 | 0 | 0 | 0 | 0 | 0 | 0 | 0 | 0 | 0 | 0 | 0 | 0 | 0 | 0 | 0 | 0 | 0 | 0 | 0 | 0 | 0 | 0 | 0 | 0 | 0 | 0 | 0 | 0 | 0 | 0 | 0 | 0 | 0 | 0 | 0 | 0 | 0 | 0 | 0 | 0 | 0 | 0 | 0 | 0 | 0 | 0 | 0 |  |  | 0 | 0 | 0 | 0 | 0 | 0 |  | 0 | 0 | 0 | 0 | 0 | 0 | 0 | 0 | 0 | 0 | 0 | 0 | 0 | 0 | 0 | 0 | 0 | 0 | 0
991 |  | 1 |  |  |  |  | 0 |  |  |  | 0 | 0 | [6 empty] | 0 |  |  |  |  | 0% | 0 | 0 | 0 | 0 | 0 | 0 |  |  | 0 | 0% | 0 | 0 | 0 | 0 | 0 | NewControlTypes | 0 | 0 | 0 | 0 | 0 | 0 | 0 | 0 | 0 | 0 | 0 | 0 | 0 | 0 | 0 | 0 | 0 | 0 | 0 | 0 | 0 | 0 | 0 | 0 | 0 | 0 | 0 | 0 | 0 | 0 | 0 | 0 | 0 | 0 | 0 | 0 | 0 | 0 | 0 | 0 | 0 | 0 | 0 | 0 | 0 | 0 | 0 | 0 | 0 | 0 | 0 | 0 | 0 | 0 | 0 | 0 | 0 | 0 | 0 | 0 | 0 | 0 | 0 | 0 | 0 | 0 | 0 | 0 | 0 | 0 | 0 | 0 | 0 | 0 | 0 | 0 | 0 | 0 | 0 | 0 | 0 |  |  | 0 | 0 | 0 | 0 | 0 | 0 |  | 0 | 0 | 0 | 0 | 0 | 0 | 0 | 0 | 0 | 0 | 0 | 0 | 0 | 0 | 0 | 0 | 0 | 0 | 0
992 |  | 1 |  |  |  |  | 0 |  |  |  | 0 | 0 | [6 empty] | 0 |  |  |  |  | 0% | 0 | 0 | 0 | 0 | 0 | 0 |  |  | 0 | 0% | 0 | 0 | 0 | 0 | 0 | NewControlTypes | 0 | 0 | 0 | 0 | 0 | 0 | 0 | 0 | 0 | 0 | 0 | 0 | 0 | 0 | 0 | 0 | 0 | 0 | 0 | 0 | 0 | 0 | 0 | 0 | 0 | 0 | 0 | 0 | 0 | 0 | 0 | 0 | 0 | 0 | 0 | 0 | 0 | 0 | 0 | 0 | 0 | 0 | 0 | 0 | 0 | 0 | 0 | 0 | 0 | 0 | 0 | 0 | 0 | 0 | 0 | 0 | 0 | 0 | 0 | 0 | 0 | 0 | 0 | 0 | 0 | 0 | 0 | 0 | 0 | 0 | 0 | 0 | 0 | 0 | 0 | 0 | 0 | 0 | 0 | 0 | 0 |  |  | 0 | 0 | 0 | 0 | 0 | 0 |  | 0 | 0 | 0 | 0 | 0 | 0 | 0 | 0 | 0 | 0 | 0 | 0 | 0 | 0 | 0 | 0 | 0 | 0 | 0
993 |  | 1 |  |  |  |  | 0 |  |  |  | 0 | 0 | [6 empty] | 0 |  |  |  |  | 0% | 0 | 0 | 0 | 0 | 0 | 0 |  |  | 0 | 0% | 0 | 0 | 0 | 0 | 0 | NewControlTypes | 0 | 0 | 0 | 0 | 0 | 0 | 0 | 0 | 0 | 0 | 0 | 0 | 0 | 0 | 0 | 0 | 0 | 0 | 0 | 0 | 0 | 0 | 0 | 0 | 0 | 0 | 0 | 0 | 0 | 0 | 0 | 0 | 0 | 0 | 0 | 0 | 0 | 0 | 0 | 0 | 0 | 0 | 0 | 0 | 0 | 0 | 0 | 0 | 0 | 0 | 0 | 0 | 0 | 0 | 0 | 0 | 0 | 0 | 0 | 0 | 0 | 0 | 0 | 0 | 0 | 0 | 0 | 0 | 0 | 0 | 0 | 0 | 0 | 0 | 0 | 0 | 0 | 0 | 0 | 0 | 0 |  |  | 0 | 0 | 0 | 0 | 0 | 0 |  | 0 | 0 | 0 | 0 | 0 | 0 | 0 | 0 | 0 | 0 | 0 | 0 | 0 | 0 | 0 | 0 | 0 | 0 | 0
994 |  | 1 |  |  |  |  | 0 |  |  |  | 0 | 0 | [6 empty] | 0 |  |  |  |  | 0% | 0 | 0 | 0 | 0 | 0 | 0 |  |  | 0 | 0% | 0 | 0 | 0 | 0 | 0 | NewControlTypes | 0 | 0 | 0 | 0 | 0 | 0 | 0 | 0 | 0 | 0 | 0 | 0 | 0 | 0 | 0 | 0 | 0 | 0 | 0 | 0 | 0 | 0 | 0 | 0 | 0 | 0 | 0 | 0 | 0 | 0 | 0 | 0 | 0 | 0 | 0 | 0 | 0 | 0 | 0 | 0 | 0 | 0 | 0 | 0 | 0 | 0 | 0 | 0 | 0 | 0 | 0 | 0 | 0 | 0 | 0 | 0 | 0 | 0 | 0 | 0 | 0 | 0 | 0 | 0 | 0 | 0 | 0 | 0 | 0 | 0 | 0 | 0 | 0 | 0 | 0 | 0 | 0 | 0 | 0 | 0 | 0 |  |  | 0 | 0 | 0 | 0 | 0 | 0 |  | 0 | 0 | 0 | 0 | 0 | 0 | 0 | 0 | 0 | 0 | 0 | 0 | 0 | 0 | 0 | 0 | 0 | 0 | 0
995 |  | 1 |  |  |  |  | 0 |  |  |  | 0 | 0 | [6 empty] | 0 |  |  |  |  | 0% | 0 | 0 | 0 | 0 | 0 | 0 |  |  | 0 | 0% | 0 | 0 | 0 | 0 | 0 | NewControlTypes | 0 | 0 | 0 | 0 | 0 | 0 | 0 | 0 | 0 | 0 | 0 | 0 | 0 | 0 | 0 | 0 | 0 | 0 | 0 | 0 | 0 | 0 | 0 | 0 | 0 | 0 | 0 | 0 | 0 | 0 | 0 | 0 | 0 | 0 | 0 | 0 | 0 | 0 | 0 | 0 | 0 | 0 | 0 | 0 | 0 | 0 | 0 | 0 | 0 | 0 | 0 | 0 | 0 | 0 | 0 | 0 | 0 | 0 | 0 | 0 | 0 | 0 | 0 | 0 | 0 | 0 | 0 | 0 | 0 | 0 | 0 | 0 | 0 | 0 | 0 | 0 | 0 | 0 | 0 | 0 | 0 |  |  | 0 | 0 | 0 | 0 | 0 | 0 |  | 0 | 0 | 0 | 0 | 0 | 0 | 0 | 0 | 0 | 0 | 0 | 0 | 0 | 0 | 0 | 0 | 0 | 0 | 0
996 |  | 1 |  |  |  |  | 0 |  |  |  | 0 | 0 | [6 empty] | 0 |  |  |  |  | 0% | 0 | 0 | 0 | 0 | 0 | 0 |  |  | 0 | 0% | 0 | 0 | 0 | 0 | 0 | NewControlTypes | 0 | 0 | 0 | 0 | 0 | 0 | 0 | 0 | 0 | 0 | 0 | 0 | 0 | 0 | 0 | 0 | 0 | 0 | 0 | 0 | 0 | 0 | 0 | 0 | 0 | 0 | 0 | 0 | 0 | 0 | 0 | 0 | 0 | 0 | 0 | 0 | 0 | 0 | 0 | 0 | 0 | 0 | 0 | 0 | 0 | 0 | 0 | 0 | 0 | 0 | 0 | 0 | 0 | 0 | 0 | 0 | 0 | 0 | 0 | 0 | 0 | 0 | 0 | 0 | 0 | 0 | 0 | 0 | 0 | 0 | 0 | 0 | 0 | 0 | 0 | 0 | 0 | 0 | 0 | 0 | 0 |  |  | 0 | 0 | 0 | 0 | 0 | 0 |  | 0 | 0 | 0 | 0 | 0 | 0 | 0 | 0 | 0 | 0 | 0 | 0 | 0 | 0 | 0 | 0 | 0 | 0 | 0
997 |  | 1 |  |  |  |  | 0 |  |  |  | 0 | 0 | [6 empty] | 0 |  |  |  |  | 0% | 0 | 0 | 0 | 0 | 0 | 0 |  |  | 0 | 0% | 0 | 0 | 0 | 0 | 0 | NewControlTypes | 0 | 0 | 0 | 0 | 0 | 0 | 0 | 0 | 0 | 0 | 0 | 0 | 0 | 0 | 0 | 0 | 0 | 0 | 0 | 0 | 0 | 0 | 0 | 0 | 0 | 0 | 0 | 0 | 0 | 0 | 0 | 0 | 0 | 0 | 0 | 0 | 0 | 0 | 0 | 0 | 0 | 0 | 0 | 0 | 0 | 0 | 0 | 0 | 0 | 0 | 0 | 0 | 0 | 0 | 0 | 0 | 0 | 0 | 0 | 0 | 0 | 0 | 0 | 0 | 0 | 0 | 0 | 0 | 0 | 0 | 0 | 0 | 0 | 0 | 0 | 0 | 0 | 0 | 0 | 0 | 0 |  |  | 0 | 0 | 0 | 0 | 0 | 0 |  | 0 | 0 | 0 | 0 | 0 | 0 | 0 | 0 | 0 | 0 | 0 | 0 | 0 | 0 | 0 | 0 | 0 | 0 | 0
998 |  | 1 |  |  |  |  | 0 |  |  |  | 0 | 0 | [6 empty] | 0 |  |  |  |  | 0% | 0 | 0 | 0 | 0 | 0 | 0 |  |  | 0 | 0% | 0 | 0 | 0 | 0 | 0 | NewControlTypes | 0 | 0 | 0 | 0 | 0 | 0 | 0 | 0 | 0 | 0 | 0 | 0 | 0 | 0 | 0 | 0 | 0 | 0 | 0 | 0 | 0 | 0 | 0 | 0 | 0 | 0 | 0 | 0 | 0 | 0 | 0 | 0 | 0 | 0 | 0 | 0 | 0 | 0 | 0 | 0 | 0 | 0 | 0 | 0 | 0 | 0 | 0 | 0 | 0 | 0 | 0 | 0 | 0 | 0 | 0 | 0 | 0 | 0 | 0 | 0 | 0 | 0 | 0 | 0 | 0 | 0 | 0 | 0 | 0 | 0 | 0 | 0 | 0 | 0 | 0 | 0 | 0 | 0 | 0 | 0 | 0 |  |  | 0 | 0 | 0 | 0 | 0 | 0 |  | 0 | 0 | 0 | 0 | 0 | 0 | 0 | 0 | 0 | 0 | 0 | 0 | 0 | 0 | 0 | 0 | 0 | 0 | 0
999 |  | 1 |  |  |  |  | 0 |  |  |  | 0 | 0 | [6 empty] | 0 |  |  |  |  | 0% | 0 | 0 | 0 | 0 | 0 | 0 |  |  | 0 | 0% | 0 | 0 | 0 | 0 | 0 | NewControlTypes | 0 | 0 | 0 | 0 | 0 | 0 | 0 | 0 | 0 | 0 | 0 | 0 | 0 | 0 | 0 | 0 | 0 | 0 | 0 | 0 | 0 | 0 | 0 | 0 | 0 | 0 | 0 | 0 | 0 | 0 | 0 | 0 | 0 | 0 | 0 | 0 | 0 | 0 | 0 | 0 | 0 | 0 | 0 | 0 | 0 | 0 | 0 | 0 | 0 | 0 | 0 | 0 | 0 | 0 | 0 | 0 | 0 | 0 | 0 | 0 | 0 | 0 | 0 | 0 | 0 | 0 | 0 | 0 | 0 | 0 | 0 | 0 | 0 | 0 | 0 | 0 | 0 | 0 | 0 | 0 | 0 |  |  | 0 | 0 | 0 | 0 | 0 | 0 |  | 0 | 0 | 0 | 0 | 0 | 0 | 0 | 0 | 0 | 0 | 0 | 0 | 0 | 0 | 0 | 0 | 0 | 0 | 0
1000 |  | 1 |  |  |  |  | 0 |  |  |  | 0 | 0 | [6 empty] | 0 |  |  |  |  | 0% | 0 | 0 | 0 | 0 | 0 | 0 |  |  | 0 | 0% | 0 | 0 | 0 | 0 | 0 | NewControlTypes | 0 | 0 | 0 | 0 | 0 | 0 | 0 | 0 | 0 | 0 | 0 | 0 | 0 | 0 | 0 | 0 | 0 | 0 | 0 | 0 | 0 | 0 | 0 | 0 | 0 | 0 | 0 | 0 | 0 | 0 | 0 | 0 | 0 | 0 | 0 | 0 | 0 | 0 | 0 | 0 | 0 | 0 | 0 | 0 | 0 | 0 | 0 | 0 | 0 | 0 | 0 | 0 | 0 | 0 | 0 | 0 | 0 | 0 | 0 | 0 | 0 | 0 | 0 | 0 | 0 | 0 | 0 | 0 | 0 | 0 | 0 | 0 | 0 | 0 | 0 | 0 | 0 | 0 | 0 | 0 | 0 |  |  | 0 | 0 | 0 | 0 | 0 | 0 |  | 0 | 0 | 0 | 0 | 0 | 0 | 0 | 0 | 0 | 0 | 0 | 0 | 0 | 0 | 0 | 0 | 0 | 0 | 0
1001 |  | 1 |  |  |  |  | 0 |  |  |  | 0 | 0 | [6 empty] | 0 |  |  |  |  | 0% | 0 | 0 | 0 | 0 | 0 | 0 |  |  | 0 | 0% | 0 | 0 | 0 | 0 | 0 | NewControlTypes | 0 | 0 | 0 | 0 | 0 | 0 | 0 | 0 | 0 | 0 | 0 | 0 | 0 | 0 | 0 | 0 | 0 | 0 | 0 | 0 | 0 | 0 | 0 | 0 | 0 | 0 | 0 | 0 | 0 | 0 | 0 | 0 | 0 | 0 | 0 | 0 | 0 | 0 | 0 | 0 | 0 | 0 | 0 | 0 | 0 | 0 | 0 | 0 | 0 | 0 | 0 | 0 | 0 | 0 | 0 | 0 | 0 | 0 | 0 | 0 | 0 | 0 | 0 | 0 | 0 | 0 | 0 | 0 | 0 | 0 | 0 | 0 | 0 | 0 | 0 | 0 | 0 | 0 | 0 | 0 | 0 |  |  | 0 | 0 | 0 | 0 | 0 | 0 |  | 0 | 0 | 0 | 0 | 0 | 0 | 0 | 0 | 0 | 0 | 0 | 0 | 0 | 0 | 0 | 0 | 0 | 0 | 0
1002 |  | 1 |  |  |  |  | 0 |  |  |  | 0 | 0 | [6 empty] | 0 |  |  |  |  | 0% | 0 | 0 | 0 | 0 | 0 | 0 |  |  | 0 | 0% | 0 | 0 | 0 | 0 | 0 | NewControlTypes | 0 | 0 | 0 | 0 | 0 | 0 | 0 | 0 | 0 | 0 | 0 | 0 | 0 | 0 | 0 | 0 | 0 | 0 | 0 | 0 | 0 | 0 | 0 | 0 | 0 | 0 | 0 | 0 | 0 | 0 | 0 | 0 | 0 | 0 | 0 | 0 | 0 | 0 | 0 | 0 | 0 | 0 | 0 | 0 | 0 | 0 | 0 | 0 | 0 | 0 | 0 | 0 | 0 | 0 | 0 | 0 | 0 | 0 | 0 | 0 | 0 | 0 | 0 | 0 | 0 | 0 | 0 | 0 | 0 | 0 | 0 | 0 | 0 | 0 | 0 | 0 | 0 | 0 | 0 | 0 | 0 |  |  | 0 | 0 | 0 | 0 | 0 | 0 |  | 0 | 0 | 0 | 0 | 0 | 0 | 0 | 0 | 0 | 0 | 0 | 0 | 0 | 0 | 0 | 0 | 0 | 0 | 0
1003 |  | 1 |  |  |  |  | 0 |  |  |  | 0 | 0 | [6 empty] | 0 |  |  |  |  | 0% | 0 | 0 | 0 | 0 | 0 | 0 |  |  | 0 | 0% | 0 | 0 | 0 | 0 | 0 | NewControlTypes | 0 | 0 | 0 | 0 | 0 | 0 | 0 | 0 | 0 | 0 | 0 | 0 | 0 | 0 | 0 | 0 | 0 | 0 | 0 | 0 | 0 | 0 | 0 | 0 | 0 | 0 | 0 | 0 | 0 | 0 | 0 | 0 | 0 | 0 | 0 | 0 | 0 | 0 | 0 | 0 | 0 | 0 | 0 | 0 | 0 | 0 | 0 | 0 | 0 | 0 | 0 | 0 | 0 | 0 | 0 | 0 | 0 | 0 | 0 | 0 | 0 | 0 | 0 | 0 | 0 | 0 | 0 | 0 | 0 | 0 | 0 | 0 | 0 | 0 | 0 | 0 | 0 | 0 | 0 | 0 | 0 |  |  | 0 | 0 | 0 | 0 | 0 | 0 |  | 0 | 0 | 0 | 0 | 0 | 0 | 0 | 0 | 0 | 0 | 0 | 0 | 0 | 0 | 0 | 0 | 0 | 0 | 0
1004 |  | 1 |  |  |  |  | 0 |  |  |  | 0 | 0 | [6 empty] | 0 |  |  |  |  | 0% | 0 | 0 | 0 | 0 | 0 | 0 |  |  | 0 | 0% | 0 | 0 | 0 | 0 | 0 | NewControlTypes | 0 | 0 | 0 | 0 | 0 | 0 | 0 | 0 | 0 | 0 | 0 | 0 | 0 | 0 | 0 | 0 | 0 | 0 | 0 | 0 | 0 | 0 | 0 | 0 | 0 | 0 | 0 | 0 | 0 | 0 | 0 | 0 | 0 | 0 | 0 | 0 | 0 | 0 | 0 | 0 | 0 | 0 | 0 | 0 | 0 | 0 | 0 | 0 | 0 | 0 | 0 | 0 | 0 | 0 | 0 | 0 | 0 | 0 | 0 | 0 | 0 | 0 | 0 | 0 | 0 | 0 | 0 | 0 | 0 | 0 | 0 | 0 | 0 | 0 | 0 | 0 | 0 | 0 | 0 | 0 | 0 |  |  | 0 | 0 | 0 | 0 | 0 | 0 |  | 0 | 0 | 0 | 0 | 0 | 0 | 0 | 0 | 0 | 0 | 0 | 0 | 0 | 0 | 0 | 0 | 0 | 0 | 0
1005 |  | 1 |  |  |  |  | 0 |  |  |  | 0 | 0 | [6 empty] | 0 |  |  |  |  | 0% | 0 | 0 | 0 | 0 | 0 | 0 |  |  | 0 | 0% | 0 | 0 | 0 | 0 | 0 | NewControlTypes | 0 | 0 | 0 | 0 | 0 | 0 | 0 | 0 | 0 | 0 | 0 | 0 | 0 | 0 | 0 | 0 | 0 | 0 | 0 | 0 | 0 | 0 | 0 | 0 | 0 | 0 | 0 | 0 | 0 | 0 | 0 | 0 | 0 | 0 | 0 | 0 | 0 | 0 | 0 | 0 | 0 | 0 | 0 | 0 | 0 | 0 | 0 | 0 | 0 | 0 | 0 | 0 | 0 | 0 | 0 | 0 | 0 | 0 | 0 | 0 | 0 | 0 | 0 | 0 | 0 | 0 | 0 | 0 | 0 | 0 | 0 | 0 | 0 | 0 | 0 | 0 | 0 | 0 | 0 | 0 | 0 |  |  | 0 | 0 | 0 | 0 | 0 | 0 |  | 0 | 0 | 0 | 0 | 0 | 0 | 0 | 0 | 0 | 0 | 0 | 0 | 0 | 0 | 0 | 0 | 0 | 0 | 0
1006 |  | 1 |  |  |  |  | 0 |  |  |  | 0 | 0 | [6 empty] | 0 |  |  |  |  | 0% | 0 | 0 | 0 | 0 | 0 | 0 |  |  | 0 | 0% | 0 | 0 | 0 | 0 | 0 | NewControlTypes | 0 | 0 | 0 | 0 | 0 | 0 | 0 | 0 | 0 | 0 | 0 | 0 | 0 | 0 | 0 | 0 | 0 | 0 | 0 | 0 | 0 | 0 | 0 | 0 | 0 | 0 | 0 | 0 | 0 | 0 | 0 | 0 | 0 | 0 | 0 | 0 | 0 | 0 | 0 | 0 | 0 | 0 | 0 | 0 | 0 | 0 | 0 | 0 | 0 | 0 | 0 | 0 | 0 | 0 | 0 | 0 | 0 | 0 | 0 | 0 | 0 | 0 | 0 | 0 | 0 | 0 | 0 | 0 | 0 | 0 | 0 | 0 | 0 | 0 | 0 | 0 | 0 | 0 | 0 | 0 | 0 |  |  | 0 | 0 | 0 | 0 | 0 | 0 |  | 0 | 0 | 0 | 0 | 0 | 0 | 0 | 0 | 0 | 0 | 0 | 0 | 0 | 0 | 0 | 0 | 0 | 0 | 0
1007 |  | 1 |  |  |  |  | 0 |  |  |  | 0 | 0 | [6 empty] | 0 |  |  |  |  | 0% | 0 | 0 | 0 | 0 | 0 | 0 |  |  | 0 | 0% | 0 | 0 | 0 | 0 | 0 | NewControlTypes | 0 | 0 | 0 | 0 | 0 | 0 | 0 | 0 | 0 | 0 | 0 | 0 | 0 | 0 | 0 | 0 | 0 | 0 | 0 | 0 | 0 | 0 | 0 | 0 | 0 | 0 | 0 | 0 | 0 | 0 | 0 | 0 | 0 | 0 | 0 | 0 | 0 | 0 | 0 | 0 | 0 | 0 | 0 | 0 | 0 | 0 | 0 | 0 | 0 | 0 | 0 | 0 | 0 | 0 | 0 | 0 | 0 | 0 | 0 | 0 | 0 | 0 | 0 | 0 | 0 | 0 | 0 | 0 | 0 | 0 | 0 | 0 | 0 | 0 | 0 | 0 | 0 | 0 | 0 | 0 | 0 |  |  | 0 | 0 | 0 | 0 | 0 | 0 |  | 0 | 0 | 0 | 0 | 0 | 0 | 0 | 0 | 0 | 0 | 0 | 0 | 0 | 0 | 0 | 0 | 0 | 0 | 0
1008 |  | 1 |  |  |  |  | 0 |  |  |  | 0 | 0 | [6 empty] | 0 |  |  |  |  | 0% | 0 | 0 | 0 | 0 | 0 | 0 |  |  | 0 | 0% | 0 | 0 | 0 | 0 | 0 | NewControlTypes | 0 | 0 | 0 | 0 | 0 | 0 | 0 | 0 | 0 | 0 | 0 | 0 | 0 | 0 | 0 | 0 | 0 | 0 | 0 | 0 | 0 | 0 | 0 | 0 | 0 | 0 | 0 | 0 | 0 | 0 | 0 | 0 | 0 | 0 | 0 | 0 | 0 | 0 | 0 | 0 | 0 | 0 | 0 | 0 | 0 | 0 | 0 | 0 | 0 | 0 | 0 | 0 | 0 | 0 | 0 | 0 | 0 | 0 | 0 | 0 | 0 | 0 | 0 | 0 | 0 | 0 | 0 | 0 | 0 | 0 | 0 | 0 | 0 | 0 | 0 | 0 | 0 | 0 | 0 | 0 | 0 |  |  | 0 | 0 | 0 | 0 | 0 | 0 |  | 0 | 0 | 0 | 0 | 0 | 0 | 0 | 0 | 0 | 0 | 0 | 0 | 0 | 0 | 0 | 0 | 0 | 0 | 0
1009 |  | 1 |  |  |  |  | 0 |  |  |  | 0 | 0 | [6 empty] | 0 |  |  |  |  | 0% | 0 | 0 | 0 | 0 | 0 | 0 |  |  | 0 | 0% | 0 | 0 | 0 | 0 | 0 | NewControlTypes | 0 | 0 | 0 | 0 | 0 | 0 | 0 | 0 | 0 | 0 | 0 | 0 | 0 | 0 | 0 | 0 | 0 | 0 | 0 | 0 | 0 | 0 | 0 | 0 | 0 | 0 | 0 | 0 | 0 | 0 | 0 | 0 | 0 | 0 | 0 | 0 | 0 | 0 | 0 | 0 | 0 | 0 | 0 | 0 | 0 | 0 | 0 | 0 | 0 | 0 | 0 | 0 | 0 | 0 | 0 | 0 | 0 | 0 | 0 | 0 | 0 | 0 | 0 | 0 | 0 | 0 | 0 | 0 | 0 | 0 | 0 | 0 | 0 | 0 | 0 | 0 | 0 | 0 | 0 | 0 | 0 |  |  | 0 | 0 | 0 | 0 | 0 | 0 |  | 0 | 0 | 0 | 0 | 0 | 0 | 0 | 0 | 0 | 0 | 0 | 0 | 0 | 0 | 0 | 0 | 0 | 0 | 0
1010 |  | 1 |  |  |  |  | 0 |  |  |  | 0 | 0 | [6 empty] | 0 |  |  |  |  | 0% | 0 | 0 | 0 | 0 | 0 | 0 |  |  | 0 | 0% | 0 | 0 | 0 | 0 | 0 | NewControlTypes | 0 | 0 | 0 | 0 | 0 | 0 | 0 | 0 | 0 | 0 | 0 | 0 | 0 | 0 | 0 | 0 | 0 | 0 | 0 | 0 | 0 | 0 | 0 | 0 | 0 | 0 | 0 | 0 | 0 | 0 | 0 | 0 | 0 | 0 | 0 | 0 | 0 | 0 | 0 | 0 | 0 | 0 | 0 | 0 | 0 | 0 | 0 | 0 | 0 | 0 | 0 | 0 | 0 | 0 | 0 | 0 | 0 | 0 | 0 | 0 | 0 | 0 | 0 | 0 | 0 | 0 | 0 | 0 | 0 | 0 | 0 | 0 | 0 | 0 | 0 | 0 | 0 | 0 | 0 | 0 | 0 |  |  | 0 | 0 | 0 | 0 | 0 | 0 |  | 0 | 0 | 0 | 0 | 0 | 0 | 0 | 0 | 0 | 0 | 0 | 0 | 0 | 0 | 0 | 0 | 0 | 0 | 0
1011 |  | 1 |  |  |  |  | 0 |  |  |  | 0 | 0 | [6 empty] | 0 |  |  |  |  | 0% | 0 | 0 | 0 | 0 | 0 | 0 |  |  | 0 | 0% | 0 | 0 | 0 | 0 | 0 | NewControlTypes | 0 | 0 | 0 | 0 | 0 | 0 | 0 | 0 | 0 | 0 | 0 | 0 | 0 | 0 | 0 | 0 | 0 | 0 | 0 | 0 | 0 | 0 | 0 | 0 | 0 | 0 | 0 | 0 | 0 | 0 | 0 | 0 | 0 | 0 | 0 | 0 | 0 | 0 | 0 | 0 | 0 | 0 | 0 | 0 | 0 | 0 | 0 | 0 | 0 | 0 | 0 | 0 | 0 | 0 | 0 | 0 | 0 | 0 | 0 | 0 | 0 | 0 | 0 | 0 | 0 | 0 | 0 | 0 | 0 | 0 | 0 | 0 | 0 | 0 | 0 | 0 | 0 | 0 | 0 | 0 | 0 |  |  | 0 | 0 | 0 | 0 | 0 | 0 |  | 0 | 0 | 0 | 0 | 0 | 0 | 0 | 0 | 0 | 0 | 0 | 0 | 0 | 0 | 0 | 0 | 0 | 0 | 0
1012 |  | 1 |  |  |  |  | 0 |  |  |  | 0 | 0 | [6 empty] | 0 |  |  |  |  | 0% | 0 | 0 | 0 | 0 | 0 | 0 |  |  | 0 | 0% | 0 | 0 | 0 | 0 | 0 | NewControlTypes | 0 | 0 | 0 | 0 | 0 | 0 | 0 | 0 | 0 | 0 | 0 | 0 | 0 | 0 | 0 | 0 | 0 | 0 | 0 | 0 | 0 | 0 | 0 | 0 | 0 | 0 | 0 | 0 | 0 | 0 | 0 | 0 | 0 | 0 | 0 | 0 | 0 | 0 | 0 | 0 | 0 | 0 | 0 | 0 | 0 | 0 | 0 | 0 | 0 | 0 | 0 | 0 | 0 | 0 | 0 | 0 | 0 | 0 | 0 | 0 | 0 | 0 | 0 | 0 | 0 | 0 | 0 | 0 | 0 | 0 | 0 | 0 | 0 | 0 | 0 | 0 | 0 | 0 | 0 | 0 | 0 |  |  | 0 | 0 | 0 | 0 | 0 | 0 |  | 0 | 0 | 0 | 0 | 0 | 0 | 0 | 0 | 0 | 0 | 0 | 0 | 0 | 0 | 0 | 0 | 0 | 0 | 0
1013 |  | 1 |  |  |  |  | 0 |  |  |  | 0 | 0 | [6 empty] | 0 |  |  |  |  | 0% | 0 | 0 | 0 | 0 | 0 | 0 |  |  | 0 | 0% | 0 | 0 | 0 | 0 | 0 | NewControlTypes | 0 | 0 | 0 | 0 | 0 | 0 | 0 | 0 | 0 | 0 | 0 | 0 | 0 | 0 | 0 | 0 | 0 | 0 | 0 | 0 | 0 | 0 | 0 | 0 | 0 | 0 | 0 | 0 | 0 | 0 | 0 | 0 | 0 | 0 | 0 | 0 | 0 | 0 | 0 | 0 | 0 | 0 | 0 | 0 | 0 | 0 | 0 | 0 | 0 | 0 | 0 | 0 | 0 | 0 | 0 | 0 | 0 | 0 | 0 | 0 | 0 | 0 | 0 | 0 | 0 | 0 | 0 | 0 | 0 | 0 | 0 | 0 | 0 | 0 | 0 | 0 | 0 | 0 | 0 | 0 | 0 |  |  | 0 | 0 | 0 | 0 | 0 | 0 |  | 0 | 0 | 0 | 0 | 0 | 0 | 0 | 0 | 0 | 0 | 0 | 0 | 0 | 0 | 0 | 0 | 0 | 0 | 0
1014 |  | 1 |  |  |  |  | 0 |  |  |  | 0 | 0 | [6 empty] | 0 |  |  |  |  | 0% | 0 | 0 | 0 | 0 | 0 | 0 |  |  | 0 | 0% | 0 | 0 | 0 | 0 | 0 | NewControlTypes | 0 | 0 | 0 | 0 | 0 | 0 | 0 | 0 | 0 | 0 | 0 | 0 | 0 | 0 | 0 | 0 | 0 | 0 | 0 | 0 | 0 | 0 | 0 | 0 | 0 | 0 | 0 | 0 | 0 | 0 | 0 | 0 | 0 | 0 | 0 | 0 | 0 | 0 | 0 | 0 | 0 | 0 | 0 | 0 | 0 | 0 | 0 | 0 | 0 | 0 | 0 | 0 | 0 | 0 | 0 | 0 | 0 | 0 | 0 | 0 | 0 | 0 | 0 | 0 | 0 | 0 | 0 | 0 | 0 | 0 | 0 | 0 | 0 | 0 | 0 | 0 | 0 | 0 | 0 | 0 | 0 |  |  | 0 | 0 | 0 | 0 | 0 | 0 |  | 0 | 0 | 0 | 0 | 0 | 0 | 0 | 0 | 0 | 0 | 0 | 0 | 0 | 0 | 0 | 0 | 0 | 0 | 0
1015 |  | 1 |  |  |  |  | 0 |  |  |  | 0 | 0 | [6 empty] | 0 |  |  |  |  | 0% | 0 | 0 | 0 | 0 | 0 | 0 |  |  | 0 | 0% | 0 | 0 | 0 | 0 | 0 | NewControlTypes | 0 | 0 | 0 | 0 | 0 | 0 | 0 | 0 | 0 | 0 | 0 | 0 | 0 | 0 | 0 | 0 | 0 | 0 | 0 | 0 | 0 | 0 | 0 | 0 | 0 | 0 | 0 | 0 | 0 | 0 | 0 | 0 | 0 | 0 | 0 | 0 | 0 | 0 | 0 | 0 | 0 | 0 | 0 | 0 | 0 | 0 | 0 | 0 | 0 | 0 | 0 | 0 | 0 | 0 | 0 | 0 | 0 | 0 | 0 | 0 | 0 | 0 | 0 | 0 | 0 | 0 | 0 | 0 | 0 | 0 | 0 | 0 | 0 | 0 | 0 | 0 | 0 | 0 | 0 | 0 | 0 |  |  | 0 | 0 | 0 | 0 | 0 | 0 |  | 0 | 0 | 0 | 0 | 0 | 0 | 0 | 0 | 0 | 0 | 0 | 0 | 0 | 0 | 0 | 0 | 0 | 0 | 0
1016 |  | 1 |  |  |  |  | 0 |  |  |  | 0 | 0 | [6 empty] | 0 |  |  |  |  | 0% | 0 | 0 | 0 | 0 | 0 | 0 |  |  | 0 | 0% | 0 | 0 | 0 | 0 | 0 | NewControlTypes | 0 | 0 | 0 | 0 | 0 | 0 | 0 | 0 | 0 | 0 | 0 | 0 | 0 | 0 | 0 | 0 | 0 | 0 | 0 | 0 | 0 | 0 | 0 | 0 | 0 | 0 | 0 | 0 | 0 | 0 | 0 | 0 | 0 | 0 | 0 | 0 | 0 | 0 | 0 | 0 | 0 | 0 | 0 | 0 | 0 | 0 | 0 | 0 | 0 | 0 | 0 | 0 | 0 | 0 | 0 | 0 | 0 | 0 | 0 | 0 | 0 | 0 | 0 | 0 | 0 | 0 | 0 | 0 | 0 | 0 | 0 | 0 | 0 | 0 | 0 | 0 | 0 | 0 | 0 | 0 | 0 |  |  | 0 | 0 | 0 | 0 | 0 | 0 |  | 0 | 0 | 0 | 0 | 0 | 0 | 0 | 0 | 0 | 0 | 0 | 0 | 0 | 0 | 0 | 0 | 0 | 0 | 0
1017 |  | 1 |  |  |  |  | 0 |  |  |  | 0 | 0 | [6 empty] | 0 |  |  |  |  | 0% | 0 | 0 | 0 | 0 | 0 | 0 |  |  | 0 | 0% | 0 | 0 | 0 | 0 | 0 | NewControlTypes | 0 | 0 | 0 | 0 | 0 | 0 | 0 | 0 | 0 | 0 | 0 | 0 | 0 | 0 | 0 | 0 | 0 | 0 | 0 | 0 | 0 | 0 | 0 | 0 | 0 | 0 | 0 | 0 | 0 | 0 | 0 | 0 | 0 | 0 | 0 | 0 | 0 | 0 | 0 | 0 | 0 | 0 | 0 | 0 | 0 | 0 | 0 | 0 | 0 | 0 | 0 | 0 | 0 | 0 | 0 | 0 | 0 | 0 | 0 | 0 | 0 | 0 | 0 | 0 | 0 | 0 | 0 | 0 | 0 | 0 | 0 | 0 | 0 | 0 | 0 | 0 | 0 | 0 | 0 | 0 | 0 |  |  | 0 | 0 | 0 | 0 | 0 | 0 |  | 0 | 0 | 0 | 0 | 0 | 0 | 0 | 0 | 0 | 0 | 0 | 0 | 0 | 0 | 0 | 0 | 0 | 0 | 0
1018 |  | 1 |  |  |  |  | 0 |  |  |  | 0 | 0 | [6 empty] | 0 |  |  |  |  | 0% | 0 | 0 | 0 | 0 | 0 | 0 |  |  | 0 | 0% | 0 | 0 | 0 | 0 | 0 | NewControlTypes | 0 | 0 | 0 | 0 | 0 | 0 | 0 | 0 | 0 | 0 | 0 | 0 | 0 | 0 | 0 | 0 | 0 | 0 | 0 | 0 | 0 | 0 | 0 | 0 | 0 | 0 | 0 | 0 | 0 | 0 | 0 | 0 | 0 | 0 | 0 | 0 | 0 | 0 | 0 | 0 | 0 | 0 | 0 | 0 | 0 | 0 | 0 | 0 | 0 | 0 | 0 | 0 | 0 | 0 | 0 | 0 | 0 | 0 | 0 | 0 | 0 | 0 | 0 | 0 | 0 | 0 | 0 | 0 | 0 | 0 | 0 | 0 | 0 | 0 | 0 | 0 | 0 | 0 | 0 | 0 | 0 |  |  | 0 | 0 | 0 | 0 | 0 | 0 |  | 0 | 0 | 0 | 0 | 0 | 0 | 0 | 0 | 0 | 0 | 0 | 0 | 0 | 0 | 0 | 0 | 0 | 0 | 0
1019 |  | 1 |  |  |  |  | 0 |  |  |  | 0 | 0 | [6 empty] | 0 |  |  |  |  | 0% | 0 | 0 | 0 | 0 | 0 | 0 |  |  | 0 | 0% | 0 | 0 | 0 | 0 | 0 | NewControlTypes | 0 | 0 | 0 | 0 | 0 | 0 | 0 | 0 | 0 | 0 | 0 | 0 | 0 | 0 | 0 | 0 | 0 | 0 | 0 | 0 | 0 | 0 | 0 | 0 | 0 | 0 | 0 | 0 | 0 | 0 | 0 | 0 | 0 | 0 | 0 | 0 | 0 | 0 | 0 | 0 | 0 | 0 | 0 | 0 | 0 | 0 | 0 | 0 | 0 | 0 | 0 | 0 | 0 | 0 | 0 | 0 | 0 | 0 | 0 | 0 | 0 | 0 | 0 | 0 | 0 | 0 | 0 | 0 | 0 | 0 | 0 | 0 | 0 | 0 | 0 | 0 | 0 | 0 | 0 | 0 | 0 |  |  | 0 | 0 | 0 | 0 | 0 | 0 |  | 0 | 0 | 0 | 0 | 0 | 0 | 0 | 0 | 0 | 0 | 0 | 0 | 0 | 0 | 0 | 0 | 0 | 0 | 0
1020 |  | 1 |  |  |  |  | 0 |  |  |  | 0 | 0 | [6 empty] | 0 |  |  |  |  | 0% | 0 | 0 | 0 | 0 | 0 | 0 |  |  | 0 | 0% | 0 | 0 | 0 | 0 | 0 | NewControlTypes | 0 | 0 | 0 | 0 | 0 | 0 | 0 | 0 | 0 | 0 | 0 | 0 | 0 | 0 | 0 | 0 | 0 | 0 | 0 | 0 | 0 | 0 | 0 | 0 | 0 | 0 | 0 | 0 | 0 | 0 | 0 | 0 | 0 | 0 | 0 | 0 | 0 | 0 | 0 | 0 | 0 | 0 | 0 | 0 | 0 | 0 | 0 | 0 | 0 | 0 | 0 | 0 | 0 | 0 | 0 | 0 | 0 | 0 | 0 | 0 | 0 | 0 | 0 | 0 | 0 | 0 | 0 | 0 | 0 | 0 | 0 | 0 | 0 | 0 | 0 | 0 | 0 | 0 | 0 | 0 | 0 |  |  | 0 | 0 | 0 | 0 | 0 | 0 |  | 0 | 0 | 0 | 0 | 0 | 0 | 0 | 0 | 0 | 0 | 0 | 0 | 0 | 0 | 0 | 0 | 0 | 0 | 0
1021 |  | 1 |  |  |  |  | 0 |  |  |  | 0 | 0 | [6 empty] | 0 |  |  |  |  | 0% | 0 | 0 | 0 | 0 | 0 | 0 |  |  | 0 | 0% | 0 | 0 | 0 | 0 | 0 | NewControlTypes | 0 | 0 | 0 | 0 | 0 | 0 | 0 | 0 | 0 | 0 | 0 | 0 | 0 | 0 | 0 | 0 | 0 | 0 | 0 | 0 | 0 | 0 | 0 | 0 | 0 | 0 | 0 | 0 | 0 | 0 | 0 | 0 | 0 | 0 | 0 | 0 | 0 | 0 | 0 | 0 | 0 | 0 | 0 | 0 | 0 | 0 | 0 | 0 | 0 | 0 | 0 | 0 | 0 | 0 | 0 | 0 | 0 | 0 | 0 | 0 | 0 | 0 | 0 | 0 | 0 | 0 | 0 | 0 | 0 | 0 | 0 | 0 | 0 | 0 | 0 | 0 | 0 | 0 | 0 | 0 | 0 |  |  | 0 | 0 | 0 | 0 | 0 | 0 |  | 0 | 0 | 0 | 0 | 0 | 0 | 0 | 0 | 0 | 0 | 0 | 0 | 0 | 0 | 0 | 0 | 0 | 0 | 0
1022 |  | 1 |  |  |  |  | 0 |  |  |  | 0 | 0 | [6 empty] | 0 |  |  |  |  | 0% | 0 | 0 | 0 | 0 | 0 | 0 |  |  | 0 | 0% | 0 | 0 | 0 | 0 | 0 | NewControlTypes | 0 | 0 | 0 | 0 | 0 | 0 | 0 | 0 | 0 | 0 | 0 | 0 | 0 | 0 | 0 | 0 | 0 | 0 | 0 | 0 | 0 | 0 | 0 | 0 | 0 | 0 | 0 | 0 | 0 | 0 | 0 | 0 | 0 | 0 | 0 | 0 | 0 | 0 | 0 | 0 | 0 | 0 | 0 | 0 | 0 | 0 | 0 | 0 | 0 | 0 | 0 | 0 | 0 | 0 | 0 | 0 | 0 | 0 | 0 | 0 | 0 | 0 | 0 | 0 | 0 | 0 | 0 | 0 | 0 | 0 | 0 | 0 | 0 | 0 | 0 | 0 | 0 | 0 | 0 | 0 | 0 |  |  | 0 | 0 | 0 | 0 | 0 | 0 |  | 0 | 0 | 0 | 0 | 0 | 0 | 0 | 0 | 0 | 0 | 0 | 0 | 0 | 0 | 0 | 0 | 0 | 0 | 0
1023 |  | 1 |  |  |  |  | 0 |  |  |  | 0 | 0 | [6 empty] | 0 |  |  |  |  | 0% | 0 | 0 | 0 | 0 | 0 | 0 |  |  | 0 | 0% | 0 | 0 | 0 | 0 | 0 | NewControlTypes | 0 | 0 | 0 | 0 | 0 | 0 | 0 | 0 | 0 | 0 | 0 | 0 | 0 | 0 | 0 | 0 | 0 | 0 | 0 | 0 | 0 | 0 | 0 | 0 | 0 | 0 | 0 | 0 | 0 | 0 | 0 | 0 | 0 | 0 | 0 | 0 | 0 | 0 | 0 | 0 | 0 | 0 | 0 | 0 | 0 | 0 | 0 | 0 | 0 | 0 | 0 | 0 | 0 | 0 | 0 | 0 | 0 | 0 | 0 | 0 | 0 | 0 | 0 | 0 | 0 | 0 | 0 | 0 | 0 | 0 | 0 | 0 | 0 | 0 | 0 | 0 | 0 | 0 | 0 | 0 | 0 |  |  | 0 | 0 | 0 | 0 | 0 | 0 |  | 0 | 0 | 0 | 0 | 0 | 0 | 0 | 0 | 0 | 0 | 0 | 0 | 0 | 0 | 0 | 0 | 0 | 0 | 0
1024 |  | 1 |  |  |  |  | 0 |  |  |  | 0 | 0 | [6 empty] | 0 |  |  |  |  | 0% | 0 | 0 | 0 | 0 | 0 | 0 |  |  | 0 | 0% | 0 | 0 | 0 | 0 | 0 | NewControlTypes | 0 | 0 | 0 | 0 | 0 | 0 | 0 | 0 | 0 | 0 | 0 | 0 | 0 | 0 | 0 | 0 | 0 | 0 | 0 | 0 | 0 | 0 | 0 | 0 | 0 | 0 | 0 | 0 | 0 | 0 | 0 | 0 | 0 | 0 | 0 | 0 | 0 | 0 | 0 | 0 | 0 | 0 | 0 | 0 | 0 | 0 | 0 | 0 | 0 | 0 | 0 | 0 | 0 | 0 | 0 | 0 | 0 | 0 | 0 | 0 | 0 | 0 | 0 | 0 | 0 | 0 | 0 | 0 | 0 | 0 | 0 | 0 | 0 | 0 | 0 | 0 | 0 | 0 | 0 | 0 | 0 |  |  | 0 | 0 | 0 | 0 | 0 | 0 |  | 0 | 0 | 0 | 0 | 0 | 0 | 0 | 0 | 0 | 0 | 0 | 0 | 0 | 0 | 0 | 0 | 0 | 0 | 0
1025 |  | 1 |  |  |  |  | 0 |  |  |  | 0 | 0 | [6 empty] | 0 |  |  |  |  | 0% | 0 | 0 | 0 | 0 | 0 | 0 |  |  | 0 | 0% | 0 | 0 | 0 | 0 | 0 | NewControlTypes | 0 | 0 | 0 | 0 | 0 | 0 | 0 | 0 | 0 | 0 | 0 | 0 | 0 | 0 | 0 | 0 | 0 | 0 | 0 | 0 | 0 | 0 | 0 | 0 | 0 | 0 | 0 | 0 | 0 | 0 | 0 | 0 | 0 | 0 | 0 | 0 | 0 | 0 | 0 | 0 | 0 | 0 | 0 | 0 | 0 | 0 | 0 | 0 | 0 | 0 | 0 | 0 | 0 | 0 | 0 | 0 | 0 | 0 | 0 | 0 | 0 | 0 | 0 | 0 | 0 | 0 | 0 | 0 | 0 | 0 | 0 | 0 | 0 | 0 | 0 | 0 | 0 | 0 | 0 | 0 | 0 |  |  | 0 | 0 | 0 | 0 | 0 | 0 |  | 0 | 0 | 0 | 0 | 0 | 0 | 0 | 0 | 0 | 0 | 0 | 0 | 0 | 0 | 0 | 0 | 0 | 0 | 0
1026 |  | 1 |  |  |  |  | 0 |  |  |  | 0 | 0 | [6 empty] | 0 |  |  |  |  | 0% | 0 | 0 | 0 | 0 | 0 | 0 |  |  | 0 | 0% | 0 | 0 | 0 | 0 | 0 | NewControlTypes | 0 | 0 | 0 | 0 | 0 | 0 | 0 | 0 | 0 | 0 | 0 | 0 | 0 | 0 | 0 | 0 | 0 | 0 | 0 | 0 | 0 | 0 | 0 | 0 | 0 | 0 | 0 | 0 | 0 | 0 | 0 | 0 | 0 | 0 | 0 | 0 | 0 | 0 | 0 | 0 | 0 | 0 | 0 | 0 | 0 | 0 | 0 | 0 | 0 | 0 | 0 | 0 | 0 | 0 | 0 | 0 | 0 | 0 | 0 | 0 | 0 | 0 | 0 | 0 | 0 | 0 | 0 | 0 | 0 | 0 | 0 | 0 | 0 | 0 | 0 | 0 | 0 | 0 | 0 | 0 | 0 |  |  | 0 | 0 | 0 | 0 | 0 | 0 |  | 0 | 0 | 0 | 0 | 0 | 0 | 0 | 0 | 0 | 0 | 0 | 0 | 0 | 0 | 0 | 0 | 0 | 0 | 0
1027 |  | 1 |  |  |  |  | 0 |  |  |  | 0 | 0 | [6 empty] | 0 |  |  |  |  | 0% | 0 | 0 | 0 | 0 | 0 | 0 |  |  | 0 | 0% | 0 | 0 | 0 | 0 | 0 | NewControlTypes | 0 | 0 | 0 | 0 | 0 | 0 | 0 | 0 | 0 | 0 | 0 | 0 | 0 | 0 | 0 | 0 | 0 | 0 | 0 | 0 | 0 | 0 | 0 | 0 | 0 | 0 | 0 | 0 | 0 | 0 | 0 | 0 | 0 | 0 | 0 | 0 | 0 | 0 | 0 | 0 | 0 | 0 | 0 | 0 | 0 | 0 | 0 | 0 | 0 | 0 | 0 | 0 | 0 | 0 | 0 | 0 | 0 | 0 | 0 | 0 | 0 | 0 | 0 | 0 | 0 | 0 | 0 | 0 | 0 | 0 | 0 | 0 | 0 | 0 | 0 | 0 | 0 | 0 | 0 | 0 | 0 |  |  | 0 | 0 | 0 | 0 | 0 | 0 |  | 0 | 0 | 0 | 0 | 0 | 0 | 0 | 0 | 0 | 0 | 0 | 0 | 0 | 0 | 0 | 0 | 0 | 0 | 0
1028 |  | 1 |  |  |  |  | 0 |  |  |  | 0 | 0 | [6 empty] | 0 |  |  |  |  | 0% | 0 | 0 | 0 | 0 | 0 | 0 |  |  | 0 | 0% | 0 | 0 | 0 | 0 | 0 | NewControlTypes | 0 | 0 | 0 | 0 | 0 | 0 | 0 | 0 | 0 | 0 | 0 | 0 | 0 | 0 | 0 | 0 | 0 | 0 | 0 | 0 | 0 | 0 | 0 | 0 | 0 | 0 | 0 | 0 | 0 | 0 | 0 | 0 | 0 | 0 | 0 | 0 | 0 | 0 | 0 | 0 | 0 | 0 | 0 | 0 | 0 | 0 | 0 | 0 | 0 | 0 | 0 | 0 | 0 | 0 | 0 | 0 | 0 | 0 | 0 | 0 | 0 | 0 | 0 | 0 | 0 | 0 | 0 | 0 | 0 | 0 | 0 | 0 | 0 | 0 | 0 | 0 | 0 | 0 | 0 | 0 | 0 |  |  | 0 | 0 | 0 | 0 | 0 | 0 |  | 0 | 0 | 0 | 0 | 0 | 0 | 0 | 0 | 0 | 0 | 0 | 0 | 0 | 0 | 0 | 0 | 0 | 0 | 0
1029 |  | 1 |  |  |  |  | 0 |  |  |  | 0 | 0 | [6 empty] | 0 |  |  |  |  | 0% | 0 | 0 | 0 | 0 | 0 | 0 |  |  | 0 | 0% | 0 | 0 | 0 | 0 | 0 | NewControlTypes | 0 | 0 | 0 | 0 | 0 | 0 | 0 | 0 | 0 | 0 | 0 | 0 | 0 | 0 | 0 | 0 | 0 | 0 | 0 | 0 | 0 | 0 | 0 | 0 | 0 | 0 | 0 | 0 | 0 | 0 | 0 | 0 | 0 | 0 | 0 | 0 | 0 | 0 | 0 | 0 | 0 | 0 | 0 | 0 | 0 | 0 | 0 | 0 | 0 | 0 | 0 | 0 | 0 | 0 | 0 | 0 | 0 | 0 | 0 | 0 | 0 | 0 | 0 | 0 | 0 | 0 | 0 | 0 | 0 | 0 | 0 | 0 | 0 | 0 | 0 | 0 | 0 | 0 | 0 | 0 | 0 |  |  | 0 | 0 | 0 | 0 | 0 | 0 |  | 0 | 0 | 0 | 0 | 0 | 0 | 0 | 0 | 0 | 0 | 0 | 0 | 0 | 0 | 0 | 0 | 0 | 0 | 0
1030 |  | 1 |  |  |  |  | 0 |  |  |  | 0 | 0 | [6 empty] | 0 |  |  |  |  | 0% | 0 | 0 | 0 | 0 | 0 | 0 |  |  | 0 | 0% | 0 | 0 | 0 | 0 | 0 | NewControlTypes | 0 | 0 | 0 | 0 | 0 | 0 | 0 | 0 | 0 | 0 | 0 | 0 | 0 | 0 | 0 | 0 | 0 | 0 | 0 | 0 | 0 | 0 | 0 | 0 | 0 | 0 | 0 | 0 | 0 | 0 | 0 | 0 | 0 | 0 | 0 | 0 | 0 | 0 | 0 | 0 | 0 | 0 | 0 | 0 | 0 | 0 | 0 | 0 | 0 | 0 | 0 | 0 | 0 | 0 | 0 | 0 | 0 | 0 | 0 | 0 | 0 | 0 | 0 | 0 | 0 | 0 | 0 | 0 | 0 | 0 | 0 | 0 | 0 | 0 | 0 | 0 | 0 | 0 | 0 | 0 | 0 |  |  | 0 | 0 | 0 | 0 | 0 | 0 |  | 0 | 0 | 0 | 0 | 0 | 0 | 0 | 0 | 0 | 0 | 0 | 0 | 0 | 0 | 0 | 0 | 0 | 0 | 0
1031 |  | 1 |  |  |  |  | 0 |  |  |  | 0 | 0 | [6 empty] | 0 |  |  |  |  | 0% | 0 | 0 | 0 | 0 | 0 | 0 |  |  | 0 | 0% | 0 | 0 | 0 | 0 | 0 | NewControlTypes | 0 | 0 | 0 | 0 | 0 | 0 | 0 | 0 | 0 | 0 | 0 | 0 | 0 | 0 | 0 | 0 | 0 | 0 | 0 | 0 | 0 | 0 | 0 | 0 | 0 | 0 | 0 | 0 | 0 | 0 | 0 | 0 | 0 | 0 | 0 | 0 | 0 | 0 | 0 | 0 | 0 | 0 | 0 | 0 | 0 | 0 | 0 | 0 | 0 | 0 | 0 | 0 | 0 | 0 | 0 | 0 | 0 | 0 | 0 | 0 | 0 | 0 | 0 | 0 | 0 | 0 | 0 | 0 | 0 | 0 | 0 | 0 | 0 | 0 | 0 | 0 | 0 | 0 | 0 | 0 | 0 |  |  | 0 | 0 | 0 | 0 | 0 | 0 |  | 0 | 0 | 0 | 0 | 0 | 0 | 0 | 0 | 0 | 0 | 0 | 0 | 0 | 0 | 0 | 0 | 0 | 0 | 0
1032 |  | 1 |  |  |  |  | 0 |  |  |  | 0 | 0 | [6 empty] | 0 |  |  |  |  | 0% | 0 | 0 | 0 | 0 | 0 | 0 |  |  | 0 | 0% | 0 | 0 | 0 | 0 | 0 | NewControlTypes | 0 | 0 | 0 | 0 | 0 | 0 | 0 | 0 | 0 | 0 | 0 | 0 | 0 | 0 | 0 | 0 | 0 | 0 | 0 | 0 | 0 | 0 | 0 | 0 | 0 | 0 | 0 | 0 | 0 | 0 | 0 | 0 | 0 | 0 | 0 | 0 | 0 | 0 | 0 | 0 | 0 | 0 | 0 | 0 | 0 | 0 | 0 | 0 | 0 | 0 | 0 | 0 | 0 | 0 | 0 | 0 | 0 | 0 | 0 | 0 | 0 | 0 | 0 | 0 | 0 | 0 | 0 | 0 | 0 | 0 | 0 | 0 | 0 | 0 | 0 | 0 | 0 | 0 | 0 | 0 | 0 |  |  | 0 | 0 | 0 | 0 | 0 | 0 |  | 0 | 0 | 0 | 0 | 0 | 0 | 0 | 0 | 0 | 0 | 0 | 0 | 0 | 0 | 0 | 0 | 0 | 0 | 0
1033 |  | 1 |  |  |  |  | 0 |  |  |  | 0 | 0 | [6 empty] | 0 |  |  |  |  | 0% | 0 | 0 | 0 | 0 | 0 | 0 |  |  | 0 | 0% | 0 | 0 | 0 | 0 | 0 | NewControlTypes | 0 | 0 | 0 | 0 | 0 | 0 | 0 | 0 | 0 | 0 | 0 | 0 | 0 | 0 | 0 | 0 | 0 | 0 | 0 | 0 | 0 | 0 | 0 | 0 | 0 | 0 | 0 | 0 | 0 | 0 | 0 | 0 | 0 | 0 | 0 | 0 | 0 | 0 | 0 | 0 | 0 | 0 | 0 | 0 | 0 | 0 | 0 | 0 | 0 | 0 | 0 | 0 | 0 | 0 | 0 | 0 | 0 | 0 | 0 | 0 | 0 | 0 | 0 | 0 | 0 | 0 | 0 | 0 | 0 | 0 | 0 | 0 | 0 | 0 | 0 | 0 | 0 | 0 | 0 | 0 | 0 |  |  | 0 | 0 | 0 | 0 | 0 | 0 |  | 0 | 0 | 0 | 0 | 0 | 0 | 0 | 0 | 0 | 0 | 0 | 0 | 0 | 0 | 0 | 0 | 0 | 0 | 0
1034 |  | 1 |  |  |  |  | 0 |  |  |  | 0 | 0 | [6 empty] | 0 |  |  |  |  | 0% | 0 | 0 | 0 | 0 | 0 | 0 |  |  | 0 | 0% | 0 | 0 | 0 | 0 | 0 | NewControlTypes | 0 | 0 | 0 | 0 | 0 | 0 | 0 | 0 | 0 | 0 | 0 | 0 | 0 | 0 | 0 | 0 | 0 | 0 | 0 | 0 | 0 | 0 | 0 | 0 | 0 | 0 | 0 | 0 | 0 | 0 | 0 | 0 | 0 | 0 | 0 | 0 | 0 | 0 | 0 | 0 | 0 | 0 | 0 | 0 | 0 | 0 | 0 | 0 | 0 | 0 | 0 | 0 | 0 | 0 | 0 | 0 | 0 | 0 | 0 | 0 | 0 | 0 | 0 | 0 | 0 | 0 | 0 | 0 | 0 | 0 | 0 | 0 | 0 | 0 | 0 | 0 | 0 | 0 | 0 | 0 | 0 |  |  | 0 | 0 | 0 | 0 | 0 | 0 |  | 0 | 0 | 0 | 0 | 0 | 0 | 0 | 0 | 0 | 0 | 0 | 0 | 0 | 0 | 0 | 0 | 0 | 0 | 0
1035 |  | 1 |  |  |  |  | 0 |  |  |  | 0 | 0 | [6 empty] | 0 |  |  |  |  | 0% | 0 | 0 | 0 | 0 | 0 | 0 |  |  | 0 | 0% | 0 | 0 | 0 | 0 | 0 | NewControlTypes | 0 | 0 | 0 | 0 | 0 | 0 | 0 | 0 | 0 | 0 | 0 | 0 | 0 | 0 | 0 | 0 | 0 | 0 | 0 | 0 | 0 | 0 | 0 | 0 | 0 | 0 | 0 | 0 | 0 | 0 | 0 | 0 | 0 | 0 | 0 | 0 | 0 | 0 | 0 | 0 | 0 | 0 | 0 | 0 | 0 | 0 | 0 | 0 | 0 | 0 | 0 | 0 | 0 | 0 | 0 | 0 | 0 | 0 | 0 | 0 | 0 | 0 | 0 | 0 | 0 | 0 | 0 | 0 | 0 | 0 | 0 | 0 | 0 | 0 | 0 | 0 | 0 | 0 | 0 | 0 | 0 |  |  | 0 | 0 | 0 | 0 | 0 | 0 |  | 0 | 0 | 0 | 0 | 0 | 0 | 0 | 0 | 0 | 0 | 0 | 0 | 0 | 0 | 0 | 0 | 0 | 0 | 0
1036 |  | 1 |  |  |  |  | 0 |  |  |  | 0 | 0 | [6 empty] | 0 |  |  |  |  | 0% | 0 | 0 | 0 | 0 | 0 | 0 |  |  | 0 | 0% | 0 | 0 | 0 | 0 | 0 | NewControlTypes | 0 | 0 | 0 | 0 | 0 | 0 | 0 | 0 | 0 | 0 | 0 | 0 | 0 | 0 | 0 | 0 | 0 | 0 | 0 | 0 | 0 | 0 | 0 | 0 | 0 | 0 | 0 | 0 | 0 | 0 | 0 | 0 | 0 | 0 | 0 | 0 | 0 | 0 | 0 | 0 | 0 | 0 | 0 | 0 | 0 | 0 | 0 | 0 | 0 | 0 | 0 | 0 | 0 | 0 | 0 | 0 | 0 | 0 | 0 | 0 | 0 | 0 | 0 | 0 | 0 | 0 | 0 | 0 | 0 | 0 | 0 | 0 | 0 | 0 | 0 | 0 | 0 | 0 | 0 | 0 | 0 |  |  | 0 | 0 | 0 | 0 | 0 | 0 |  | 0 | 0 | 0 | 0 | 0 | 0 | 0 | 0 | 0 | 0 | 0 | 0 | 0 | 0 | 0 | 0 | 0 | 0 | 0
1037 |  | 1 |  |  |  |  | 0 |  |  |  | 0 | 0 | [6 empty] | 0 |  |  |  |  | 0% | 0 | 0 | 0 | 0 | 0 | 0 |  |  | 0 | 0% | 0 | 0 | 0 | 0 | 0 | NewControlTypes | 0 | 0 | 0 | 0 | 0 | 0 | 0 | 0 | 0 | 0 | 0 | 0 | 0 | 0 | 0 | 0 | 0 | 0 | 0 | 0 | 0 | 0 | 0 | 0 | 0 | 0 | 0 | 0 | 0 | 0 | 0 | 0 | 0 | 0 | 0 | 0 | 0 | 0 | 0 | 0 | 0 | 0 | 0 | 0 | 0 | 0 | 0 | 0 | 0 | 0 | 0 | 0 | 0 | 0 | 0 | 0 | 0 | 0 | 0 | 0 | 0 | 0 | 0 | 0 | 0 | 0 | 0 | 0 | 0 | 0 | 0 | 0 | 0 | 0 | 0 | 0 | 0 | 0 | 0 | 0 | 0 |  |  | 0 | 0 | 0 | 0 | 0 | 0 |  | 0 | 0 | 0 | 0 | 0 | 0 | 0 | 0 | 0 | 0 | 0 | 0 | 0 | 0 | 0 | 0 | 0 | 0 | 0
1038 |  | 1 |  |  |  |  | 0 |  |  |  | 0 | 0 | [6 empty] | 0 |  |  |  |  | 0% | 0 | 0 | 0 | 0 | 0 | 0 |  |  | 0 | 0% | 0 | 0 | 0 | 0 | 0 | NewControlTypes | 0 | 0 | 0 | 0 | 0 | 0 | 0 | 0 | 0 | 0 | 0 | 0 | 0 | 0 | 0 | 0 | 0 | 0 | 0 | 0 | 0 | 0 | 0 | 0 | 0 | 0 | 0 | 0 | 0 | 0 | 0 | 0 | 0 | 0 | 0 | 0 | 0 | 0 | 0 | 0 | 0 | 0 | 0 | 0 | 0 | 0 | 0 | 0 | 0 | 0 | 0 | 0 | 0 | 0 | 0 | 0 | 0 | 0 | 0 | 0 | 0 | 0 | 0 | 0 | 0 | 0 | 0 | 0 | 0 | 0 | 0 | 0 | 0 | 0 | 0 | 0 | 0 | 0 | 0 | 0 | 0 |  |  | 0 | 0 | 0 | 0 | 0 | 0 |  | 0 | 0 | 0 | 0 | 0 | 0 | 0 | 0 | 0 | 0 | 0 | 0 | 0 | 0 | 0 | 0 | 0 | 0 | 0
1039 |  | 1 |  |  |  |  | 0 |  |  |  | 0 | 0 | [6 empty] | 0 |  |  |  |  | 0% | 0 | 0 | 0 | 0 | 0 | 0 |  |  | 0 | 0% | 0 | 0 | 0 | 0 | 0 | NewControlTypes | 0 | 0 | 0 | 0 | 0 | 0 | 0 | 0 | 0 | 0 | 0 | 0 | 0 | 0 | 0 | 0 | 0 | 0 | 0 | 0 | 0 | 0 | 0 | 0 | 0 | 0 | 0 | 0 | 0 | 0 | 0 | 0 | 0 | 0 | 0 | 0 | 0 | 0 | 0 | 0 | 0 | 0 | 0 | 0 | 0 | 0 | 0 | 0 | 0 | 0 | 0 | 0 | 0 | 0 | 0 | 0 | 0 | 0 | 0 | 0 | 0 | 0 | 0 | 0 | 0 | 0 | 0 | 0 | 0 | 0 | 0 | 0 | 0 | 0 | 0 | 0 | 0 | 0 | 0 | 0 | 0 |  |  | 0 | 0 | 0 | 0 | 0 | 0 |  | 0 | 0 | 0 | 0 | 0 | 0 | 0 | 0 | 0 | 0 | 0 | 0 | 0 | 0 | 0 | 0 | 0 | 0 | 0
1040 |  | 1 |  |  |  |  | 0 |  |  |  | 0 | 0 | [6 empty] | 0 |  |  |  |  | 0% | 0 | 0 | 0 | 0 | 0 | 0 |  |  | 0 | 0% | 0 | 0 | 0 | 0 | 0 | NewControlTypes | 0 | 0 | 0 | 0 | 0 | 0 | 0 | 0 | 0 | 0 | 0 | 0 | 0 | 0 | 0 | 0 | 0 | 0 | 0 | 0 | 0 | 0 | 0 | 0 | 0 | 0 | 0 | 0 | 0 | 0 | 0 | 0 | 0 | 0 | 0 | 0 | 0 | 0 | 0 | 0 | 0 | 0 | 0 | 0 | 0 | 0 | 0 | 0 | 0 | 0 | 0 | 0 | 0 | 0 | 0 | 0 | 0 | 0 | 0 | 0 | 0 | 0 | 0 | 0 | 0 | 0 | 0 | 0 | 0 | 0 | 0 | 0 | 0 | 0 | 0 | 0 | 0 | 0 | 0 | 0 | 0 |  |  | 0 | 0 | 0 | 0 | 0 | 0 |  | 0 | 0 | 0 | 0 | 0 | 0 | 0 | 0 | 0 | 0 | 0 | 0 | 0 | 0 | 0 | 0 | 0 | 0 | 0
1041 |  | 1 |  |  |  |  | 0 |  |  |  | 0 | 0 | [6 empty] | 0 |  |  |  |  | 0% | 0 | 0 | 0 | 0 | 0 | 0 |  |  | 0 | 0% | 0 | 0 | 0 | 0 | 0 | NewControlTypes | 0 | 0 | 0 | 0 | 0 | 0 | 0 | 0 | 0 | 0 | 0 | 0 | 0 | 0 | 0 | 0 | 0 | 0 | 0 | 0 | 0 | 0 | 0 | 0 | 0 | 0 | 0 | 0 | 0 | 0 | 0 | 0 | 0 | 0 | 0 | 0 | 0 | 0 | 0 | 0 | 0 | 0 | 0 | 0 | 0 | 0 | 0 | 0 | 0 | 0 | 0 | 0 | 0 | 0 | 0 | 0 | 0 | 0 | 0 | 0 | 0 | 0 | 0 | 0 | 0 | 0 | 0 | 0 | 0 | 0 | 0 | 0 | 0 | 0 | 0 | 0 | 0 | 0 | 0 | 0 | 0 |  |  | 0 | 0 | 0 | 0 | 0 | 0 |  | 0 | 0 | 0 | 0 | 0 | 0 | 0 | 0 | 0 | 0 | 0 | 0 | 0 | 0 | 0 | 0 | 0 | 0 | 0
1042 |  | 1 |  |  |  |  | 0 |  |  |  | 0 | 0 | [6 empty] | 0 |  |  |  |  | 0% | 0 | 0 | 0 | 0 | 0 | 0 |  |  | 0 | 0% | 0 | 0 | 0 | 0 | 0 | NewControlTypes | 0 | 0 | 0 | 0 | 0 | 0 | 0 | 0 | 0 | 0 | 0 | 0 | 0 | 0 | 0 | 0 | 0 | 0 | 0 | 0 | 0 | 0 | 0 | 0 | 0 | 0 | 0 | 0 | 0 | 0 | 0 | 0 | 0 | 0 | 0 | 0 | 0 | 0 | 0 | 0 | 0 | 0 | 0 | 0 | 0 | 0 | 0 | 0 | 0 | 0 | 0 | 0 | 0 | 0 | 0 | 0 | 0 | 0 | 0 | 0 | 0 | 0 | 0 | 0 | 0 | 0 | 0 | 0 | 0 | 0 | 0 | 0 | 0 | 0 | 0 | 0 | 0 | 0 | 0 | 0 | 0 |  |  | 0 | 0 | 0 | 0 | 0 | 0 |  | 0 | 0 | 0 | 0 | 0 | 0 | 0 | 0 | 0 | 0 | 0 | 0 | 0 | 0 | 0 | 0 | 0 | 0 | 0
1043 |  | 1 |  |  |  |  | 0 |  |  |  | 0 | 0 | [6 empty] | 0 |  |  |  |  | 0% | 0 | 0 | 0 | 0 | 0 | 0 |  |  | 0 | 0% | 0 | 0 | 0 | 0 | 0 | NewControlTypes | 0 | 0 | 0 | 0 | 0 | 0 | 0 | 0 | 0 | 0 | 0 | 0 | 0 | 0 | 0 | 0 | 0 | 0 | 0 | 0 | 0 | 0 | 0 | 0 | 0 | 0 | 0 | 0 | 0 | 0 | 0 | 0 | 0 | 0 | 0 | 0 | 0 | 0 | 0 | 0 | 0 | 0 | 0 | 0 | 0 | 0 | 0 | 0 | 0 | 0 | 0 | 0 | 0 | 0 | 0 | 0 | 0 | 0 | 0 | 0 | 0 | 0 | 0 | 0 | 0 | 0 | 0 | 0 | 0 | 0 | 0 | 0 | 0 | 0 | 0 | 0 | 0 | 0 | 0 | 0 | 0 |  |  | 0 | 0 | 0 | 0 | 0 | 0 |  | 0 | 0 | 0 | 0 | 0 | 0 | 0 | 0 | 0 | 0 | 0 | 0 | 0 | 0 | 0 | 0 | 0 | 0 | 0
1044 |  | 1 |  |  |  |  | 0 |  |  |  | 0 | 0 | [6 empty] | 0 |  |  |  |  | 0% | 0 | 0 | 0 | 0 | 0 | 0 |  |  | 0 | 0% | 0 | 0 | 0 | 0 | 0 | NewControlTypes | 0 | 0 | 0 | 0 | 0 | 0 | 0 | 0 | 0 | 0 | 0 | 0 | 0 | 0 | 0 | 0 | 0 | 0 | 0 | 0 | 0 | 0 | 0 | 0 | 0 | 0 | 0 | 0 | 0 | 0 | 0 | 0 | 0 | 0 | 0 | 0 | 0 | 0 | 0 | 0 | 0 | 0 | 0 | 0 | 0 | 0 | 0 | 0 | 0 | 0 | 0 | 0 | 0 | 0 | 0 | 0 | 0 | 0 | 0 | 0 | 0 | 0 | 0 | 0 | 0 | 0 | 0 | 0 | 0 | 0 | 0 | 0 | 0 | 0 | 0 | 0 | 0 | 0 | 0 | 0 | 0 |  |  | 0 | 0 | 0 | 0 | 0 | 0 |  | 0 | 0 | 0 | 0 | 0 | 0 | 0 | 0 | 0 | 0 | 0 | 0 | 0 | 0 | 0 | 0 | 0 | 0 | 0
1045 |  | 1 |  |  |  |  | 0 |  |  |  | 0 | 0 | [6 empty] | 0 |  |  |  |  | 0% | 0 | 0 | 0 | 0 | 0 | 0 |  |  | 0 | 0% | 0 | 0 | 0 | 0 | 0 | NewControlTypes | 0 | 0 | 0 | 0 | 0 | 0 | 0 | 0 | 0 | 0 | 0 | 0 | 0 | 0 | 0 | 0 | 0 | 0 | 0 | 0 | 0 | 0 | 0 | 0 | 0 | 0 | 0 | 0 | 0 | 0 | 0 | 0 | 0 | 0 | 0 | 0 | 0 | 0 | 0 | 0 | 0 | 0 | 0 | 0 | 0 | 0 | 0 | 0 | 0 | 0 | 0 | 0 | 0 | 0 | 0 | 0 | 0 | 0 | 0 | 0 | 0 | 0 | 0 | 0 | 0 | 0 | 0 | 0 | 0 | 0 | 0 | 0 | 0 | 0 | 0 | 0 | 0 | 0 | 0 | 0 | 0 |  |  | 0 | 0 | 0 | 0 | 0 | 0 |  | 0 | 0 | 0 | 0 | 0 | 0 | 0 | 0 | 0 | 0 | 0 | 0 | 0 | 0 | 0 | 0 | 0 | 0 | 0
1046 |  | 1 |  |  |  |  | 0 |  |  |  | 0 | 0 | [6 empty] | 0 |  |  |  |  | 0% | 0 | 0 | 0 | 0 | 0 | 0 |  |  | 0 | 0% | 0 | 0 | 0 | 0 | 0 | NewControlTypes | 0 | 0 | 0 | 0 | 0 | 0 | 0 | 0 | 0 | 0 | 0 | 0 | 0 | 0 | 0 | 0 | 0 | 0 | 0 | 0 | 0 | 0 | 0 | 0 | 0 | 0 | 0 | 0 | 0 | 0 | 0 | 0 | 0 | 0 | 0 | 0 | 0 | 0 | 0 | 0 | 0 | 0 | 0 | 0 | 0 | 0 | 0 | 0 | 0 | 0 | 0 | 0 | 0 | 0 | 0 | 0 | 0 | 0 | 0 | 0 | 0 | 0 | 0 | 0 | 0 | 0 | 0 | 0 | 0 | 0 | 0 | 0 | 0 | 0 | 0 | 0 | 0 | 0 | 0 | 0 | 0 |  |  | 0 | 0 | 0 | 0 | 0 | 0 |  | 0 | 0 | 0 | 0 | 0 | 0 | 0 | 0 | 0 | 0 | 0 | 0 | 0 | 0 | 0 | 0 | 0 | 0 | 0
1047 |  | 1 |  |  |  |  | 0 |  |  |  | 0 | 0 | [6 empty] | 0 |  |  |  |  | 0% | 0 | 0 | 0 | 0 | 0 | 0 |  |  | 0 | 0% | 0 | 0 | 0 | 0 | 0 | NewControlTypes | 0 | 0 | 0 | 0 | 0 | 0 | 0 | 0 | 0 | 0 | 0 | 0 | 0 | 0 | 0 | 0 | 0 | 0 | 0 | 0 | 0 | 0 | 0 | 0 | 0 | 0 | 0 | 0 | 0 | 0 | 0 | 0 | 0 | 0 | 0 | 0 | 0 | 0 | 0 | 0 | 0 | 0 | 0 | 0 | 0 | 0 | 0 | 0 | 0 | 0 | 0 | 0 | 0 | 0 | 0 | 0 | 0 | 0 | 0 | 0 | 0 | 0 | 0 | 0 | 0 | 0 | 0 | 0 | 0 | 0 | 0 | 0 | 0 | 0 | 0 | 0 | 0 | 0 | 0 | 0 | 0 |  |  | 0 | 0 | 0 | 0 | 0 | 0 |  | 0 | 0 | 0 | 0 | 0 | 0 | 0 | 0 | 0 | 0 | 0 | 0 | 0 | 0 | 0 | 0 | 0 | 0 | 0
1048 |  | 1 |  |  |  |  | 0 |  |  |  | 0 | 0 | [6 empty] | 0 |  |  |  |  | 0% | 0 | 0 | 0 | 0 | 0 | 0 |  |  | 0 | 0% | 0 | 0 | 0 | 0 | 0 | NewControlTypes | 0 | 0 | 0 | 0 | 0 | 0 | 0 | 0 | 0 | 0 | 0 | 0 | 0 | 0 | 0 | 0 | 0 | 0 | 0 | 0 | 0 | 0 | 0 | 0 | 0 | 0 | 0 | 0 | 0 | 0 | 0 | 0 | 0 | 0 | 0 | 0 | 0 | 0 | 0 | 0 | 0 | 0 | 0 | 0 | 0 | 0 | 0 | 0 | 0 | 0 | 0 | 0 | 0 | 0 | 0 | 0 | 0 | 0 | 0 | 0 | 0 | 0 | 0 | 0 | 0 | 0 | 0 | 0 | 0 | 0 | 0 | 0 | 0 | 0 | 0 | 0 | 0 | 0 | 0 | 0 | 0 |  |  | 0 | 0 | 0 | 0 | 0 | 0 |  | 0 | 0 | 0 | 0 | 0 | 0 | 0 | 0 | 0 | 0 | 0 | 0 | 0 | 0 | 0 | 0 | 0 | 0 | 0
1049 |  | 1 |  |  |  |  | 0 |  |  |  | 0 | 0 | [6 empty] | 0 |  |  |  |  | 0% | 0 | 0 | 0 | 0 | 0 | 0 |  |  | 0 | 0% | 0 | 0 | 0 | 0 | 0 | NewControlTypes | 0 | 0 | 0 | 0 | 0 | 0 | 0 | 0 | 0 | 0 | 0 | 0 | 0 | 0 | 0 | 0 | 0 | 0 | 0 | 0 | 0 | 0 | 0 | 0 | 0 | 0 | 0 | 0 | 0 | 0 | 0 | 0 | 0 | 0 | 0 | 0 | 0 | 0 | 0 | 0 | 0 | 0 | 0 | 0 | 0 | 0 | 0 | 0 | 0 | 0 | 0 | 0 | 0 | 0 | 0 | 0 | 0 | 0 | 0 | 0 | 0 | 0 | 0 | 0 | 0 | 0 | 0 | 0 | 0 | 0 | 0 | 0 | 0 | 0 | 0 | 0 | 0 | 0 | 0 | 0 | 0 |  |  | 0 | 0 | 0 | 0 | 0 | 0 |  | 0 | 0 | 0 | 0 | 0 | 0 | 0 | 0 | 0 | 0 | 0 | 0 | 0 | 0 | 0 | 0 | 0 | 0 | 0
1050 |  | 1 |  |  |  |  | 0 |  |  |  | 0 | 0 | [6 empty] | 0 |  |  |  |  | 0% | 0 | 0 | 0 | 0 | 0 | 0 |  |  | 0 | 0% | 0 | 0 | 0 | 0 | 0 | NewControlTypes | 0 | 0 | 0 | 0 | 0 | 0 | 0 | 0 | 0 | 0 | 0 | 0 | 0 | 0 | 0 | 0 | 0 | 0 | 0 | 0 | 0 | 0 | 0 | 0 | 0 | 0 | 0 | 0 | 0 | 0 | 0 | 0 | 0 | 0 | 0 | 0 | 0 | 0 | 0 | 0 | 0 | 0 | 0 | 0 | 0 | 0 | 0 | 0 | 0 | 0 | 0 | 0 | 0 | 0 | 0 | 0 | 0 | 0 | 0 | 0 | 0 | 0 | 0 | 0 | 0 | 0 | 0 | 0 | 0 | 0 | 0 | 0 | 0 | 0 | 0 | 0 | 0 | 0 | 0 | 0 | 0 |  |  | 0 | 0 | 0 | 0 | 0 | 0 |  | 0 | 0 | 0 | 0 | 0 | 0 | 0 | 0 | 0 | 0 | 0 | 0 | 0 | 0 | 0 | 0 | 0 | 0 | 0
1051 |  | 1 |  |  |  |  | 0 |  |  |  | 0 | 0 | [6 empty] | 0 |  |  |  |  | 0% | 0 | 0 | 0 | 0 | 0 | 0 |  |  | 0 | 0% | 0 | 0 | 0 | 0 | 0 | NewControlTypes | 0 | 0 | 0 | 0 | 0 | 0 | 0 | 0 | 0 | 0 | 0 | 0 | 0 | 0 | 0 | 0 | 0 | 0 | 0 | 0 | 0 | 0 | 0 | 0 | 0 | 0 | 0 | 0 | 0 | 0 | 0 | 0 | 0 | 0 | 0 | 0 | 0 | 0 | 0 | 0 | 0 | 0 | 0 | 0 | 0 | 0 | 0 | 0 | 0 | 0 | 0 | 0 | 0 | 0 | 0 | 0 | 0 | 0 | 0 | 0 | 0 | 0 | 0 | 0 | 0 | 0 | 0 | 0 | 0 | 0 | 0 | 0 | 0 | 0 | 0 | 0 | 0 | 0 | 0 | 0 | 0 |  |  | 0 | 0 | 0 | 0 | 0 | 0 |  | 0 | 0 | 0 | 0 | 0 | 0 | 0 | 0 | 0 | 0 | 0 | 0 | 0 | 0 | 0 | 0 | 0 | 0 | 0
1052 |  | 1 |  |  |  |  | 0 |  |  |  | 0 | 0 | [6 empty] | 0 |  |  |  |  | 0% | 0 | 0 | 0 | 0 | 0 | 0 |  |  | 0 | 0% | 0 | 0 | 0 | 0 | 0 | NewControlTypes | 0 | 0 | 0 | 0 | 0 | 0 | 0 | 0 | 0 | 0 | 0 | 0 | 0 | 0 | 0 | 0 | 0 | 0 | 0 | 0 | 0 | 0 | 0 | 0 | 0 | 0 | 0 | 0 | 0 | 0 | 0 | 0 | 0 | 0 | 0 | 0 | 0 | 0 | 0 | 0 | 0 | 0 | 0 | 0 | 0 | 0 | 0 | 0 | 0 | 0 | 0 | 0 | 0 | 0 | 0 | 0 | 0 | 0 | 0 | 0 | 0 | 0 | 0 | 0 | 0 | 0 | 0 | 0 | 0 | 0 | 0 | 0 | 0 | 0 | 0 | 0 | 0 | 0 | 0 | 0 | 0 |  |  | 0 | 0 | 0 | 0 | 0 | 0 |  | 0 | 0 | 0 | 0 | 0 | 0 | 0 | 0 | 0 | 0 | 0 | 0 | 0 | 0 | 0 | 0 | 0 | 0 | 0
1053 |  | 1 |  |  |  |  | 0 |  |  |  | 0 | 0 | [6 empty] | 0 |  |  |  |  | 0% | 0 | 0 | 0 | 0 | 0 | 0 |  |  | 0 | 0% | 0 | 0 | 0 | 0 | 0 | NewControlTypes | 0 | 0 | 0 | 0 | 0 | 0 | 0 | 0 | 0 | 0 | 0 | 0 | 0 | 0 | 0 | 0 | 0 | 0 | 0 | 0 | 0 | 0 | 0 | 0 | 0 | 0 | 0 | 0 | 0 | 0 | 0 | 0 | 0 | 0 | 0 | 0 | 0 | 0 | 0 | 0 | 0 | 0 | 0 | 0 | 0 | 0 | 0 | 0 | 0 | 0 | 0 | 0 | 0 | 0 | 0 | 0 | 0 | 0 | 0 | 0 | 0 | 0 | 0 | 0 | 0 | 0 | 0 | 0 | 0 | 0 | 0 | 0 | 0 | 0 | 0 | 0 | 0 | 0 | 0 | 0 | 0 |  |  | 0 | 0 | 0 | 0 | 0 | 0 |  | 0 | 0 | 0 | 0 | 0 | 0 | 0 | 0 | 0 | 0 | 0 | 0 | 0 | 0 | 0 | 0 | 0 | 0 | 0
1054 |  | 1 |  |  |  |  | 0 |  |  |  | 0 | 0 | [6 empty] | 0 |  |  |  |  | 0% | 0 | 0 | 0 | 0 | 0 | 0 |  |  | 0 | 0% | 0 | 0 | 0 | 0 | 0 | NewControlTypes | 0 | 0 | 0 | 0 | 0 | 0 | 0 | 0 | 0 | 0 | 0 | 0 | 0 | 0 | 0 | 0 | 0 | 0 | 0 | 0 | 0 | 0 | 0 | 0 | 0 | 0 | 0 | 0 | 0 | 0 | 0 | 0 | 0 | 0 | 0 | 0 | 0 | 0 | 0 | 0 | 0 | 0 | 0 | 0 | 0 | 0 | 0 | 0 | 0 | 0 | 0 | 0 | 0 | 0 | 0 | 0 | 0 | 0 | 0 | 0 | 0 | 0 | 0 | 0 | 0 | 0 | 0 | 0 | 0 | 0 | 0 | 0 | 0 | 0 | 0 | 0 | 0 | 0 | 0 | 0 | 0 |  |  | 0 | 0 | 0 | 0 | 0 | 0 |  | 0 | 0 | 0 | 0 | 0 | 0 | 0 | 0 | 0 | 0 | 0 | 0 | 0 | 0 | 0 | 0 | 0 | 0 | 0
1055 |  | 1 |  |  |  |  | 0 |  |  |  | 0 | 0 | [6 empty] | 0 |  |  |  |  | 0% | 0 | 0 | 0 | 0 | 0 | 0 |  |  | 0 | 0% | 0 | 0 | 0 | 0 | 0 | NewControlTypes | 0 | 0 | 0 | 0 | 0 | 0 | 0 | 0 | 0 | 0 | 0 | 0 | 0 | 0 | 0 | 0 | 0 | 0 | 0 | 0 | 0 | 0 | 0 | 0 | 0 | 0 | 0 | 0 | 0 | 0 | 0 | 0 | 0 | 0 | 0 | 0 | 0 | 0 | 0 | 0 | 0 | 0 | 0 | 0 | 0 | 0 | 0 | 0 | 0 | 0 | 0 | 0 | 0 | 0 | 0 | 0 | 0 | 0 | 0 | 0 | 0 | 0 | 0 | 0 | 0 | 0 | 0 | 0 | 0 | 0 | 0 | 0 | 0 | 0 | 0 | 0 | 0 | 0 | 0 | 0 | 0 |  |  | 0 | 0 | 0 | 0 | 0 | 0 |  | 0 | 0 | 0 | 0 | 0 | 0 | 0 | 0 | 0 | 0 | 0 | 0 | 0 | 0 | 0 | 0 | 0 | 0 | 0
1056 |  | 1 |  |  |  |  | 0 |  |  |  | 0 | 0 | [6 empty] | 0 |  |  |  |  | 0% | 0 | 0 | 0 | 0 | 0 | 0 |  |  | 0 | 0% | 0 | 0 | 0 | 0 | 0 | NewControlTypes | 0 | 0 | 0 | 0 | 0 | 0 | 0 | 0 | 0 | 0 | 0 | 0 | 0 | 0 | 0 | 0 | 0 | 0 | 0 | 0 | 0 | 0 | 0 | 0 | 0 | 0 | 0 | 0 | 0 | 0 | 0 | 0 | 0 | 0 | 0 | 0 | 0 | 0 | 0 | 0 | 0 | 0 | 0 | 0 | 0 | 0 | 0 | 0 | 0 | 0 | 0 | 0 | 0 | 0 | 0 | 0 | 0 | 0 | 0 | 0 | 0 | 0 | 0 | 0 | 0 | 0 | 0 | 0 | 0 | 0 | 0 | 0 | 0 | 0 | 0 | 0 | 0 | 0 | 0 | 0 | 0 |  |  | 0 | 0 | 0 | 0 | 0 | 0 |  | 0 | 0 | 0 | 0 | 0 | 0 | 0 | 0 | 0 | 0 | 0 | 0 | 0 | 0 | 0 | 0 | 0 | 0 | 0
1057 |  | 1 |  |  |  |  | 0 |  |  |  | 0 | 0 | [6 empty] | 0 |  |  |  |  | 0% | 0 | 0 | 0 | 0 | 0 | 0 |  |  | 0 | 0% | 0 | 0 | 0 | 0 | 0 | NewControlTypes | 0 | 0 | 0 | 0 | 0 | 0 | 0 | 0 | 0 | 0 | 0 | 0 | 0 | 0 | 0 | 0 | 0 | 0 | 0 | 0 | 0 | 0 | 0 | 0 | 0 | 0 | 0 | 0 | 0 | 0 | 0 | 0 | 0 | 0 | 0 | 0 | 0 | 0 | 0 | 0 | 0 | 0 | 0 | 0 | 0 | 0 | 0 | 0 | 0 | 0 | 0 | 0 | 0 | 0 | 0 | 0 | 0 | 0 | 0 | 0 | 0 | 0 | 0 | 0 | 0 | 0 | 0 | 0 | 0 | 0 | 0 | 0 | 0 | 0 | 0 | 0 | 0 | 0 | 0 | 0 | 0 |  |  | 0 | 0 | 0 | 0 | 0 | 0 |  | 0 | 0 | 0 | 0 | 0 | 0 | 0 | 0 | 0 | 0 | 0 | 0 | 0 | 0 | 0 | 0 | 0 | 0 | 0
1058 |  | 1 |  |  |  |  | 0 |  |  |  | 0 | 0 | [6 empty] | 0 |  |  |  |  | 0% | 0 | 0 | 0 | 0 | 0 | 0 |  |  | 0 | 0% | 0 | 0 | 0 | 0 | 0 | NewControlTypes | 0 | 0 | 0 | 0 | 0 | 0 | 0 | 0 | 0 | 0 | 0 | 0 | 0 | 0 | 0 | 0 | 0 | 0 | 0 | 0 | 0 | 0 | 0 | 0 | 0 | 0 | 0 | 0 | 0 | 0 | 0 | 0 | 0 | 0 | 0 | 0 | 0 | 0 | 0 | 0 | 0 | 0 | 0 | 0 | 0 | 0 | 0 | 0 | 0 | 0 | 0 | 0 | 0 | 0 | 0 | 0 | 0 | 0 | 0 | 0 | 0 | 0 | 0 | 0 | 0 | 0 | 0 | 0 | 0 | 0 | 0 | 0 | 0 | 0 | 0 | 0 | 0 | 0 | 0 | 0 | 0 |  |  | 0 | 0 | 0 | 0 | 0 | 0 |  | 0 | 0 | 0 | 0 | 0 | 0 | 0 | 0 | 0 | 0 | 0 | 0 | 0 | 0 | 0 | 0 | 0 | 0 | 0
1059 |  | 1 |  |  |  |  | 0 |  |  |  | 0 | 0 | [6 empty] | 0 |  |  |  |  | 0% | 0 | 0 | 0 | 0 | 0 | 0 |  |  | 0 | 0% | 0 | 0 | 0 | 0 | 0 | NewControlTypes | 0 | 0 | 0 | 0 | 0 | 0 | 0 | 0 | 0 | 0 | 0 | 0 | 0 | 0 | 0 | 0 | 0 | 0 | 0 | 0 | 0 | 0 | 0 | 0 | 0 | 0 | 0 | 0 | 0 | 0 | 0 | 0 | 0 | 0 | 0 | 0 | 0 | 0 | 0 | 0 | 0 | 0 | 0 | 0 | 0 | 0 | 0 | 0 | 0 | 0 | 0 | 0 | 0 | 0 | 0 | 0 | 0 | 0 | 0 | 0 | 0 | 0 | 0 | 0 | 0 | 0 | 0 | 0 | 0 | 0 | 0 | 0 | 0 | 0 | 0 | 0 | 0 | 0 | 0 | 0 | 0 |  |  | 0 | 0 | 0 | 0 | 0 | 0 |  | 0 | 0 | 0 | 0 | 0 | 0 | 0 | 0 | 0 | 0 | 0 | 0 | 0 | 0 | 0 | 0 | 0 | 0 | 0
1060 |  | 1 |  |  |  |  | 0 |  |  |  | 0 | 0 | [6 empty] | 0 |  |  |  |  | 0% | 0 | 0 | 0 | 0 | 0 | 0 |  |  | 0 | 0% | 0 | 0 | 0 | 0 | 0 | NewControlTypes | 0 | 0 | 0 | 0 | 0 | 0 | 0 | 0 | 0 | 0 | 0 | 0 | 0 | 0 | 0 | 0 | 0 | 0 | 0 | 0 | 0 | 0 | 0 | 0 | 0 | 0 | 0 | 0 | 0 | 0 | 0 | 0 | 0 | 0 | 0 | 0 | 0 | 0 | 0 | 0 | 0 | 0 | 0 | 0 | 0 | 0 | 0 | 0 | 0 | 0 | 0 | 0 | 0 | 0 | 0 | 0 | 0 | 0 | 0 | 0 | 0 | 0 | 0 | 0 | 0 | 0 | 0 | 0 | 0 | 0 | 0 | 0 | 0 | 0 | 0 | 0 | 0 | 0 | 0 | 0 | 0 |  |  | 0 | 0 | 0 | 0 | 0 | 0 |  | 0 | 0 | 0 | 0 | 0 | 0 | 0 | 0 | 0 | 0 | 0 | 0 | 0 | 0 | 0 | 0 | 0 | 0 | 0
1061 |  | 1 |  |  |  |  | 0 |  |  |  | 0 | 0 | [6 empty] | 0 |  |  |  |  | 0% | 0 | 0 | 0 | 0 | 0 | 0 |  |  | 0 | 0% | 0 | 0 | 0 | 0 | 0 | NewControlTypes | 0 | 0 | 0 | 0 | 0 | 0 | 0 | 0 | 0 | 0 | 0 | 0 | 0 | 0 | 0 | 0 | 0 | 0 | 0 | 0 | 0 | 0 | 0 | 0 | 0 | 0 | 0 | 0 | 0 | 0 | 0 | 0 | 0 | 0 | 0 | 0 | 0 | 0 | 0 | 0 | 0 | 0 | 0 | 0 | 0 | 0 | 0 | 0 | 0 | 0 | 0 | 0 | 0 | 0 | 0 | 0 | 0 | 0 | 0 | 0 | 0 | 0 | 0 | 0 | 0 | 0 | 0 | 0 | 0 | 0 | 0 | 0 | 0 | 0 | 0 | 0 | 0 | 0 | 0 | 0 | 0 |  |  | 0 | 0 | 0 | 0 | 0 | 0 |  | 0 | 0 | 0 | 0 | 0 | 0 | 0 | 0 | 0 | 0 | 0 | 0 | 0 | 0 | 0 | 0 | 0 | 0 | 0
1062 |  | 1 |  |  |  |  | 0 |  |  |  | 0 | 0 | [6 empty] | 0 |  |  |  |  | 0% | 0 | 0 | 0 | 0 | 0 | 0 |  |  | 0 | 0% | 0 | 0 | 0 | 0 | 0 | NewControlTypes | 0 | 0 | 0 | 0 | 0 | 0 | 0 | 0 | 0 | 0 | 0 | 0 | 0 | 0 | 0 | 0 | 0 | 0 | 0 | 0 | 0 | 0 | 0 | 0 | 0 | 0 | 0 | 0 | 0 | 0 | 0 | 0 | 0 | 0 | 0 | 0 | 0 | 0 | 0 | 0 | 0 | 0 | 0 | 0 | 0 | 0 | 0 | 0 | 0 | 0 | 0 | 0 | 0 | 0 | 0 | 0 | 0 | 0 | 0 | 0 | 0 | 0 | 0 | 0 | 0 | 0 | 0 | 0 | 0 | 0 | 0 | 0 | 0 | 0 | 0 | 0 | 0 | 0 | 0 | 0 | 0 |  |  | 0 | 0 | 0 | 0 | 0 | 0 |  | 0 | 0 | 0 | 0 | 0 | 0 | 0 | 0 | 0 | 0 | 0 | 0 | 0 | 0 | 0 | 0 | 0 | 0 | 0
1063 |  | 1 |  |  |  |  | 0 |  |  |  | 0 | 0 | [6 empty] | 0 |  |  |  |  | 0% | 0 | 0 | 0 | 0 | 0 | 0 |  |  | 0 | 0% | 0 | 0 | 0 | 0 | 0 | NewControlTypes | 0 | 0 | 0 | 0 | 0 | 0 | 0 | 0 | 0 | 0 | 0 | 0 | 0 | 0 | 0 | 0 | 0 | 0 | 0 | 0 | 0 | 0 | 0 | 0 | 0 | 0 | 0 | 0 | 0 | 0 | 0 | 0 | 0 | 0 | 0 | 0 | 0 | 0 | 0 | 0 | 0 | 0 | 0 | 0 | 0 | 0 | 0 | 0 | 0 | 0 | 0 | 0 | 0 | 0 | 0 | 0 | 0 | 0 | 0 | 0 | 0 | 0 | 0 | 0 | 0 | 0 | 0 | 0 | 0 | 0 | 0 | 0 | 0 | 0 | 0 | 0 | 0 | 0 | 0 | 0 | 0 |  |  | 0 | 0 | 0 | 0 | 0 | 0 |  | 0 | 0 | 0 | 0 | 0 | 0 | 0 | 0 | 0 | 0 | 0 | 0 | 0 | 0 | 0 | 0 | 0 | 0 | 0
1064 |  | 1 |  |  |  |  | 0 |  |  |  | 0 | 0 | [6 empty] | 0 |  |  |  |  | 0% | 0 | 0 | 0 | 0 | 0 | 0 |  |  | 0 | 0% | 0 | 0 | 0 | 0 | 0 | NewControlTypes | 0 | 0 | 0 | 0 | 0 | 0 | 0 | 0 | 0 | 0 | 0 | 0 | 0 | 0 | 0 | 0 | 0 | 0 | 0 | 0 | 0 | 0 | 0 | 0 | 0 | 0 | 0 | 0 | 0 | 0 | 0 | 0 | 0 | 0 | 0 | 0 | 0 | 0 | 0 | 0 | 0 | 0 | 0 | 0 | 0 | 0 | 0 | 0 | 0 | 0 | 0 | 0 | 0 | 0 | 0 | 0 | 0 | 0 | 0 | 0 | 0 | 0 | 0 | 0 | 0 | 0 | 0 | 0 | 0 | 0 | 0 | 0 | 0 | 0 | 0 | 0 | 0 | 0 | 0 | 0 | 0 |  |  | 0 | 0 | 0 | 0 | 0 | 0 |  | 0 | 0 | 0 | 0 | 0 | 0 | 0 | 0 | 0 | 0 | 0 | 0 | 0 | 0 | 0 | 0 | 0 | 0 | 0
1065 |  | 1 |  |  |  |  | 0 |  |  |  | 0 | 0 | [6 empty] | 0 |  |  |  |  | 0% | 0 | 0 | 0 | 0 | 0 | 0 |  |  | 0 | 0% | 0 | 0 | 0 | 0 | 0 | NewControlTypes | 0 | 0 | 0 | 0 | 0 | 0 | 0 | 0 | 0 | 0 | 0 | 0 | 0 | 0 | 0 | 0 | 0 | 0 | 0 | 0 | 0 | 0 | 0 | 0 | 0 | 0 | 0 | 0 | 0 | 0 | 0 | 0 | 0 | 0 | 0 | 0 | 0 | 0 | 0 | 0 | 0 | 0 | 0 | 0 | 0 | 0 | 0 | 0 | 0 | 0 | 0 | 0 | 0 | 0 | 0 | 0 | 0 | 0 | 0 | 0 | 0 | 0 | 0 | 0 | 0 | 0 | 0 | 0 | 0 | 0 | 0 | 0 | 0 | 0 | 0 | 0 | 0 | 0 | 0 | 0 | 0 |  |  | 0 | 0 | 0 | 0 | 0 | 0 |  | 0 | 0 | 0 | 0 | 0 | 0 | 0 | 0 | 0 | 0 | 0 | 0 | 0 | 0 | 0 | 0 | 0 | 0 | 0
1066 |  | 1 |  |  |  |  | 0 |  |  |  | 0 | 0 | [6 empty] | 0 |  |  |  |  | 0% | 0 | 0 | 0 | 0 | 0 | 0 |  |  | 0 | 0% | 0 | 0 | 0 | 0 | 0 | NewControlTypes | 0 | 0 | 0 | 0 | 0 | 0 | 0 | 0 | 0 | 0 | 0 | 0 | 0 | 0 | 0 | 0 | 0 | 0 | 0 | 0 | 0 | 0 | 0 | 0 | 0 | 0 | 0 | 0 | 0 | 0 | 0 | 0 | 0 | 0 | 0 | 0 | 0 | 0 | 0 | 0 | 0 | 0 | 0 | 0 | 0 | 0 | 0 | 0 | 0 | 0 | 0 | 0 | 0 | 0 | 0 | 0 | 0 | 0 | 0 | 0 | 0 | 0 | 0 | 0 | 0 | 0 | 0 | 0 | 0 | 0 | 0 | 0 | 0 | 0 | 0 | 0 | 0 | 0 | 0 | 0 | 0 |  |  | 0 | 0 | 0 | 0 | 0 | 0 |  | 0 | 0 | 0 | 0 | 0 | 0 | 0 | 0 | 0 | 0 | 0 | 0 | 0 | 0 | 0 | 0 | 0 | 0 | 0
1067 |  | 1 |  |  |  |  | 0 |  |  |  | 0 | 0 | [6 empty] | 0 |  |  |  |  | 0% | 0 | 0 | 0 | 0 | 0 | 0 |  |  | 0 | 0% | 0 | 0 | 0 | 0 | 0 | NewControlTypes | 0 | 0 | 0 | 0 | 0 | 0 | 0 | 0 | 0 | 0 | 0 | 0 | 0 | 0 | 0 | 0 | 0 | 0 | 0 | 0 | 0 | 0 | 0 | 0 | 0 | 0 | 0 | 0 | 0 | 0 | 0 | 0 | 0 | 0 | 0 | 0 | 0 | 0 | 0 | 0 | 0 | 0 | 0 | 0 | 0 | 0 | 0 | 0 | 0 | 0 | 0 | 0 | 0 | 0 | 0 | 0 | 0 | 0 | 0 | 0 | 0 | 0 | 0 | 0 | 0 | 0 | 0 | 0 | 0 | 0 | 0 | 0 | 0 | 0 | 0 | 0 | 0 | 0 | 0 | 0 | 0 |  |  | 0 | 0 | 0 | 0 | 0 | 0 |  | 0 | 0 | 0 | 0 | 0 | 0 | 0 | 0 | 0 | 0 | 0 | 0 | 0 | 0 | 0 | 0 | 0 | 0 | 0
1068 |  | 1 |  |  |  |  | 0 |  |  |  | 0 | 0 | [6 empty] | 0 |  |  |  |  | 0% | 0 | 0 | 0 | 0 | 0 | 0 |  |  | 0 | 0% | 0 | 0 | 0 | 0 | 0 | NewControlTypes | 0 | 0 | 0 | 0 | 0 | 0 | 0 | 0 | 0 | 0 | 0 | 0 | 0 | 0 | 0 | 0 | 0 | 0 | 0 | 0 | 0 | 0 | 0 | 0 | 0 | 0 | 0 | 0 | 0 | 0 | 0 | 0 | 0 | 0 | 0 | 0 | 0 | 0 | 0 | 0 | 0 | 0 | 0 | 0 | 0 | 0 | 0 | 0 | 0 | 0 | 0 | 0 | 0 | 0 | 0 | 0 | 0 | 0 | 0 | 0 | 0 | 0 | 0 | 0 | 0 | 0 | 0 | 0 | 0 | 0 | 0 | 0 | 0 | 0 | 0 | 0 | 0 | 0 | 0 | 0 | 0 |  |  | 0 | 0 | 0 | 0 | 0 | 0 |  | 0 | 0 | 0 | 0 | 0 | 0 | 0 | 0 | 0 | 0 | 0 | 0 | 0 | 0 | 0 | 0 | 0 | 0 | 0
1069 |  | 1 |  |  |  |  | 0 |  |  |  | 0 | 0 | [6 empty] | 0 |  |  |  |  | 0% | 0 | 0 | 0 | 0 | 0 | 0 |  |  | 0 | 0% | 0 | 0 | 0 | 0 | 0 | NewControlTypes | 0 | 0 | 0 | 0 | 0 | 0 | 0 | 0 | 0 | 0 | 0 | 0 | 0 | 0 | 0 | 0 | 0 | 0 | 0 | 0 | 0 | 0 | 0 | 0 | 0 | 0 | 0 | 0 | 0 | 0 | 0 | 0 | 0 | 0 | 0 | 0 | 0 | 0 | 0 | 0 | 0 | 0 | 0 | 0 | 0 | 0 | 0 | 0 | 0 | 0 | 0 | 0 | 0 | 0 | 0 | 0 | 0 | 0 | 0 | 0 | 0 | 0 | 0 | 0 | 0 | 0 | 0 | 0 | 0 | 0 | 0 | 0 | 0 | 0 | 0 | 0 | 0 | 0 | 0 | 0 | 0 |  |  | 0 | 0 | 0 | 0 | 0 | 0 |  | 0 | 0 | 0 | 0 | 0 | 0 | 0 | 0 | 0 | 0 | 0 | 0 | 0 | 0 | 0 | 0 | 0 | 0 | 0
1070 |  | 1 |  |  |  |  | 0 |  |  |  | 0 | 0 | [6 empty] | 0 |  |  |  |  | 0% | 0 | 0 | 0 | 0 | 0 | 0 |  |  | 0 | 0% | 0 | 0 | 0 | 0 | 0 | NewControlTypes | 0 | 0 | 0 | 0 | 0 | 0 | 0 | 0 | 0 | 0 | 0 | 0 | 0 | 0 | 0 | 0 | 0 | 0 | 0 | 0 | 0 | 0 | 0 | 0 | 0 | 0 | 0 | 0 | 0 | 0 | 0 | 0 | 0 | 0 | 0 | 0 | 0 | 0 | 0 | 0 | 0 | 0 | 0 | 0 | 0 | 0 | 0 | 0 | 0 | 0 | 0 | 0 | 0 | 0 | 0 | 0 | 0 | 0 | 0 | 0 | 0 | 0 | 0 | 0 | 0 | 0 | 0 | 0 | 0 | 0 | 0 | 0 | 0 | 0 | 0 | 0 | 0 | 0 | 0 | 0 | 0 |  |  | 0 | 0 | 0 | 0 | 0 | 0 |  | 0 | 0 | 0 | 0 | 0 | 0 | 0 | 0 | 0 | 0 | 0 | 0 | 0 | 0 | 0 | 0 | 0 | 0 | 0
1071 |  | 1 |  |  |  |  | 0 |  |  |  | 0 | 0 | [6 empty] | 0 |  |  |  |  | 0% | 0 | 0 | 0 | 0 | 0 | 0 |  |  | 0 | 0% | 0 | 0 | 0 | 0 | 0 | NewControlTypes | 0 | 0 | 0 | 0 | 0 | 0 | 0 | 0 | 0 | 0 | 0 | 0 | 0 | 0 | 0 | 0 | 0 | 0 | 0 | 0 | 0 | 0 | 0 | 0 | 0 | 0 | 0 | 0 | 0 | 0 | 0 | 0 | 0 | 0 | 0 | 0 | 0 | 0 | 0 | 0 | 0 | 0 | 0 | 0 | 0 | 0 | 0 | 0 | 0 | 0 | 0 | 0 | 0 | 0 | 0 | 0 | 0 | 0 | 0 | 0 | 0 | 0 | 0 | 0 | 0 | 0 | 0 | 0 | 0 | 0 | 0 | 0 | 0 | 0 | 0 | 0 | 0 | 0 | 0 | 0 | 0 |  |  | 0 | 0 | 0 | 0 | 0 | 0 |  | 0 | 0 | 0 | 0 | 0 | 0 | 0 | 0 | 0 | 0 | 0 | 0 | 0 | 0 | 0 | 0 | 0 | 0 | 0
1072 |  | 1 |  |  |  |  | 0 |  |  |  | 0 | 0 | [6 empty] | 0 |  |  |  |  | 0% | 0 | 0 | 0 | 0 | 0 | 0 |  |  | 0 | 0% | 0 | 0 | 0 | 0 | 0 | NewControlTypes | 0 | 0 | 0 | 0 | 0 | 0 | 0 | 0 | 0 | 0 | 0 | 0 | 0 | 0 | 0 | 0 | 0 | 0 | 0 | 0 | 0 | 0 | 0 | 0 | 0 | 0 | 0 | 0 | 0 | 0 | 0 | 0 | 0 | 0 | 0 | 0 | 0 | 0 | 0 | 0 | 0 | 0 | 0 | 0 | 0 | 0 | 0 | 0 | 0 | 0 | 0 | 0 | 0 | 0 | 0 | 0 | 0 | 0 | 0 | 0 | 0 | 0 | 0 | 0 | 0 | 0 | 0 | 0 | 0 | 0 | 0 | 0 | 0 | 0 | 0 | 0 | 0 | 0 | 0 | 0 | 0 |  |  | 0 | 0 | 0 | 0 | 0 | 0 |  | 0 | 0 | 0 | 0 | 0 | 0 | 0 | 0 | 0 | 0 | 0 | 0 | 0 | 0 | 0 | 0 | 0 | 0 | 0
1073 |  | 1 |  |  |  |  | 0 |  |  |  | 0 | 0 | [6 empty] | 0 |  |  |  |  | 0% | 0 | 0 | 0 | 0 | 0 | 0 |  |  | 0 | 0% | 0 | 0 | 0 | 0 | 0 | NewControlTypes | 0 | 0 | 0 | 0 | 0 | 0 | 0 | 0 | 0 | 0 | 0 | 0 | 0 | 0 | 0 | 0 | 0 | 0 | 0 | 0 | 0 | 0 | 0 | 0 | 0 | 0 | 0 | 0 | 0 | 0 | 0 | 0 | 0 | 0 | 0 | 0 | 0 | 0 | 0 | 0 | 0 | 0 | 0 | 0 | 0 | 0 | 0 | 0 | 0 | 0 | 0 | 0 | 0 | 0 | 0 | 0 | 0 | 0 | 0 | 0 | 0 | 0 | 0 | 0 | 0 | 0 | 0 | 0 | 0 | 0 | 0 | 0 | 0 | 0 | 0 | 0 | 0 | 0 | 0 | 0 | 0 |  |  | 0 | 0 | 0 | 0 | 0 | 0 |  | 0 | 0 | 0 | 0 | 0 | 0 | 0 | 0 | 0 | 0 | 0 | 0 | 0 | 0 | 0 | 0 | 0 | 0 | 0
1074 |  | 1 |  |  |  |  | 0 |  |  |  | 0 | 0 | [6 empty] | 0 |  |  |  |  | 0% | 0 | 0 | 0 | 0 | 0 | 0 |  |  | 0 | 0% | 0 | 0 | 0 | 0 | 0 | NewControlTypes | 0 | 0 | 0 | 0 | 0 | 0 | 0 | 0 | 0 | 0 | 0 | 0 | 0 | 0 | 0 | 0 | 0 | 0 | 0 | 0 | 0 | 0 | 0 | 0 | 0 | 0 | 0 | 0 | 0 | 0 | 0 | 0 | 0 | 0 | 0 | 0 | 0 | 0 | 0 | 0 | 0 | 0 | 0 | 0 | 0 | 0 | 0 | 0 | 0 | 0 | 0 | 0 | 0 | 0 | 0 | 0 | 0 | 0 | 0 | 0 | 0 | 0 | 0 | 0 | 0 | 0 | 0 | 0 | 0 | 0 | 0 | 0 | 0 | 0 | 0 | 0 | 0 | 0 | 0 | 0 | 0 |  |  | 0 | 0 | 0 | 0 | 0 | 0 |  | 0 | 0 | 0 | 0 | 0 | 0 | 0 | 0 | 0 | 0 | 0 | 0 | 0 | 0 | 0 | 0 | 0 | 0 | 0
1075 |  | 1 |  |  |  |  | 0 |  |  |  | 0 | 0 | [6 empty] | 0 |  |  |  |  | 0% | 0 | 0 | 0 | 0 | 0 | 0 |  |  | 0 | 0% | 0 | 0 | 0 | 0 | 0 | NewControlTypes | 0 | 0 | 0 | 0 | 0 | 0 | 0 | 0 | 0 | 0 | 0 | 0 | 0 | 0 | 0 | 0 | 0 | 0 | 0 | 0 | 0 | 0 | 0 | 0 | 0 | 0 | 0 | 0 | 0 | 0 | 0 | 0 | 0 | 0 | 0 | 0 | 0 | 0 | 0 | 0 | 0 | 0 | 0 | 0 | 0 | 0 | 0 | 0 | 0 | 0 | 0 | 0 | 0 | 0 | 0 | 0 | 0 | 0 | 0 | 0 | 0 | 0 | 0 | 0 | 0 | 0 | 0 | 0 | 0 | 0 | 0 | 0 | 0 | 0 | 0 | 0 | 0 | 0 | 0 | 0 | 0 |  |  | 0 | 0 | 0 | 0 | 0 | 0 |  | 0 | 0 | 0 | 0 | 0 | 0 | 0 | 0 | 0 | 0 | 0 | 0 | 0 | 0 | 0 | 0 | 0 | 0 | 0
1076 |  | 1 |  |  |  |  | 0 |  |  |  | 0 | 0 | [6 empty] | 0 |  |  |  |  | 0% | 0 | 0 | 0 | 0 | 0 | 0 |  |  | 0 | 0% | 0 | 0 | 0 | 0 | 0 | NewControlTypes | 0 | 0 | 0 | 0 | 0 | 0 | 0 | 0 | 0 | 0 | 0 | 0 | 0 | 0 | 0 | 0 | 0 | 0 | 0 | 0 | 0 | 0 | 0 | 0 | 0 | 0 | 0 | 0 | 0 | 0 | 0 | 0 | 0 | 0 | 0 | 0 | 0 | 0 | 0 | 0 | 0 | 0 | 0 | 0 | 0 | 0 | 0 | 0 | 0 | 0 | 0 | 0 | 0 | 0 | 0 | 0 | 0 | 0 | 0 | 0 | 0 | 0 | 0 | 0 | 0 | 0 | 0 | 0 | 0 | 0 | 0 | 0 | 0 | 0 | 0 | 0 | 0 | 0 | 0 | 0 | 0 |  |  | 0 | 0 | 0 | 0 | 0 | 0 |  | 0 | 0 | 0 | 0 | 0 | 0 | 0 | 0 | 0 | 0 | 0 | 0 | 0 | 0 | 0 | 0 | 0 | 0 | 0
1077 |  | 1 |  |  |  |  | 0 |  |  |  | 0 | 0 | [6 empty] | 0 |  |  |  |  | 0% | 0 | 0 | 0 | 0 | 0 | 0 |  |  | 0 | 0% | 0 | 0 | 0 | 0 | 0 | NewControlTypes | 0 | 0 | 0 | 0 | 0 | 0 | 0 | 0 | 0 | 0 | 0 | 0 | 0 | 0 | 0 | 0 | 0 | 0 | 0 | 0 | 0 | 0 | 0 | 0 | 0 | 0 | 0 | 0 | 0 | 0 | 0 | 0 | 0 | 0 | 0 | 0 | 0 | 0 | 0 | 0 | 0 | 0 | 0 | 0 | 0 | 0 | 0 | 0 | 0 | 0 | 0 | 0 | 0 | 0 | 0 | 0 | 0 | 0 | 0 | 0 | 0 | 0 | 0 | 0 | 0 | 0 | 0 | 0 | 0 | 0 | 0 | 0 | 0 | 0 | 0 | 0 | 0 | 0 | 0 | 0 | 0 |  |  | 0 | 0 | 0 | 0 | 0 | 0 |  | 0 | 0 | 0 | 0 | 0 | 0 | 0 | 0 | 0 | 0 | 0 | 0 | 0 | 0 | 0 | 0 | 0 | 0 | 0
1078 |  | 1 |  |  |  |  | 0 |  |  |  | 0 | 0 | [6 empty] | 0 |  |  |  |  | 0% | 0 | 0 | 0 | 0 | 0 | 0 |  |  | 0 | 0% | 0 | 0 | 0 | 0 | 0 | NewControlTypes | 0 | 0 | 0 | 0 | 0 | 0 | 0 | 0 | 0 | 0 | 0 | 0 | 0 | 0 | 0 | 0 | 0 | 0 | 0 | 0 | 0 | 0 | 0 | 0 | 0 | 0 | 0 | 0 | 0 | 0 | 0 | 0 | 0 | 0 | 0 | 0 | 0 | 0 | 0 | 0 | 0 | 0 | 0 | 0 | 0 | 0 | 0 | 0 | 0 | 0 | 0 | 0 | 0 | 0 | 0 | 0 | 0 | 0 | 0 | 0 | 0 | 0 | 0 | 0 | 0 | 0 | 0 | 0 | 0 | 0 | 0 | 0 | 0 | 0 | 0 | 0 | 0 | 0 | 0 | 0 | 0 |  |  | 0 | 0 | 0 | 0 | 0 | 0 |  | 0 | 0 | 0 | 0 | 0 | 0 | 0 | 0 | 0 | 0 | 0 | 0 | 0 | 0 | 0 | 0 | 0 | 0 | 0
1079 |  | 1 |  |  |  |  | 0 |  |  |  | 0 | 0 | [6 empty] | 0 |  |  |  |  | 0% | 0 | 0 | 0 | 0 | 0 | 0 |  |  | 0 | 0% | 0 | 0 | 0 | 0 | 0 | NewControlTypes | 0 | 0 | 0 | 0 | 0 | 0 | 0 | 0 | 0 | 0 | 0 | 0 | 0 | 0 | 0 | 0 | 0 | 0 | 0 | 0 | 0 | 0 | 0 | 0 | 0 | 0 | 0 | 0 | 0 | 0 | 0 | 0 | 0 | 0 | 0 | 0 | 0 | 0 | 0 | 0 | 0 | 0 | 0 | 0 | 0 | 0 | 0 | 0 | 0 | 0 | 0 | 0 | 0 | 0 | 0 | 0 | 0 | 0 | 0 | 0 | 0 | 0 | 0 | 0 | 0 | 0 | 0 | 0 | 0 | 0 | 0 | 0 | 0 | 0 | 0 | 0 | 0 | 0 | 0 | 0 | 0 |  |  | 0 | 0 | 0 | 0 | 0 | 0 |  | 0 | 0 | 0 | 0 | 0 | 0 | 0 | 0 | 0 | 0 | 0 | 0 | 0 | 0 | 0 | 0 | 0 | 0 | 0
1080 |  | 1 |  |  |  |  | 0 |  |  |  | 0 | 0 | [6 empty] | 0 |  |  |  |  | 0% | 0 | 0 | 0 | 0 | 0 | 0 |  |  | 0 | 0% | 0 | 0 | 0 | 0 | 0 | NewControlTypes | 0 | 0 | 0 | 0 | 0 | 0 | 0 | 0 | 0 | 0 | 0 | 0 | 0 | 0 | 0 | 0 | 0 | 0 | 0 | 0 | 0 | 0 | 0 | 0 | 0 | 0 | 0 | 0 | 0 | 0 | 0 | 0 | 0 | 0 | 0 | 0 | 0 | 0 | 0 | 0 | 0 | 0 | 0 | 0 | 0 | 0 | 0 | 0 | 0 | 0 | 0 | 0 | 0 | 0 | 0 | 0 | 0 | 0 | 0 | 0 | 0 | 0 | 0 | 0 | 0 | 0 | 0 | 0 | 0 | 0 | 0 | 0 | 0 | 0 | 0 | 0 | 0 | 0 | 0 | 0 | 0 |  |  | 0 | 0 | 0 | 0 | 0 | 0 |  | 0 | 0 | 0 | 0 | 0 | 0 | 0 | 0 | 0 | 0 | 0 | 0 | 0 | 0 | 0 | 0 | 0 | 0 | 0
1081 |  | 1 |  |  |  |  | 0 |  |  |  | 0 | 0 | [6 empty] | 0 |  |  |  |  | 0% | 0 | 0 | 0 | 0 | 0 | 0 |  |  | 0 | 0% | 0 | 0 | 0 | 0 | 0 | NewControlTypes | 0 | 0 | 0 | 0 | 0 | 0 | 0 | 0 | 0 | 0 | 0 | 0 | 0 | 0 | 0 | 0 | 0 | 0 | 0 | 0 | 0 | 0 | 0 | 0 | 0 | 0 | 0 | 0 | 0 | 0 | 0 | 0 | 0 | 0 | 0 | 0 | 0 | 0 | 0 | 0 | 0 | 0 | 0 | 0 | 0 | 0 | 0 | 0 | 0 | 0 | 0 | 0 | 0 | 0 | 0 | 0 | 0 | 0 | 0 | 0 | 0 | 0 | 0 | 0 | 0 | 0 | 0 | 0 | 0 | 0 | 0 | 0 | 0 | 0 | 0 | 0 | 0 | 0 | 0 | 0 | 0 |  |  | 0 | 0 | 0 | 0 | 0 | 0 |  | 0 | 0 | 0 | 0 | 0 | 0 | 0 | 0 | 0 | 0 | 0 | 0 | 0 | 0 | 0 | 0 | 0 | 0 | 0
1082 |  | 1 |  |  |  |  | 0 |  |  |  | 0 | 0 | [6 empty] | 0 |  |  |  |  | 0% | 0 | 0 | 0 | 0 | 0 | 0 |  |  | 0 | 0% | 0 | 0 | 0 | 0 | 0 | NewControlTypes | 0 | 0 | 0 | 0 | 0 | 0 | 0 | 0 | 0 | 0 | 0 | 0 | 0 | 0 | 0 | 0 | 0 | 0 | 0 | 0 | 0 | 0 | 0 | 0 | 0 | 0 | 0 | 0 | 0 | 0 | 0 | 0 | 0 | 0 | 0 | 0 | 0 | 0 | 0 | 0 | 0 | 0 | 0 | 0 | 0 | 0 | 0 | 0 | 0 | 0 | 0 | 0 | 0 | 0 | 0 | 0 | 0 | 0 | 0 | 0 | 0 | 0 | 0 | 0 | 0 | 0 | 0 | 0 | 0 | 0 | 0 | 0 | 0 | 0 | 0 | 0 | 0 | 0 | 0 | 0 | 0 |  |  | 0 | 0 | 0 | 0 | 0 | 0 |  | 0 | 0 | 0 | 0 | 0 | 0 | 0 | 0 | 0 | 0 | 0 | 0 | 0 | 0 | 0 | 0 | 0 | 0 | 0
1083 |  | 1 |  |  |  |  | 0 |  |  |  | 0 | 0 | [6 empty] | 0 |  |  |  |  | 0% | 0 | 0 | 0 | 0 | 0 | 0 |  |  | 0 | 0% | 0 | 0 | 0 | 0 | 0 | NewControlTypes | 0 | 0 | 0 | 0 | 0 | 0 | 0 | 0 | 0 | 0 | 0 | 0 | 0 | 0 | 0 | 0 | 0 | 0 | 0 | 0 | 0 | 0 | 0 | 0 | 0 | 0 | 0 | 0 | 0 | 0 | 0 | 0 | 0 | 0 | 0 | 0 | 0 | 0 | 0 | 0 | 0 | 0 | 0 | 0 | 0 | 0 | 0 | 0 | 0 | 0 | 0 | 0 | 0 | 0 | 0 | 0 | 0 | 0 | 0 | 0 | 0 | 0 | 0 | 0 | 0 | 0 | 0 | 0 | 0 | 0 | 0 | 0 | 0 | 0 | 0 | 0 | 0 | 0 | 0 | 0 | 0 |  |  | 0 | 0 | 0 | 0 | 0 | 0 |  | 0 | 0 | 0 | 0 | 0 | 0 | 0 | 0 | 0 | 0 | 0 | 0 | 0 | 0 | 0 | 0 | 0 | 0 | 0
1084 |  | 1 |  |  |  |  | 0 |  |  |  | 0 | 0 | [6 empty] | 0 |  |  |  |  | 0% | 0 | 0 | 0 | 0 | 0 | 0 |  |  | 0 | 0% | 0 | 0 | 0 | 0 | 0 | NewControlTypes | 0 | 0 | 0 | 0 | 0 | 0 | 0 | 0 | 0 | 0 | 0 | 0 | 0 | 0 | 0 | 0 | 0 | 0 | 0 | 0 | 0 | 0 | 0 | 0 | 0 | 0 | 0 | 0 | 0 | 0 | 0 | 0 | 0 | 0 | 0 | 0 | 0 | 0 | 0 | 0 | 0 | 0 | 0 | 0 | 0 | 0 | 0 | 0 | 0 | 0 | 0 | 0 | 0 | 0 | 0 | 0 | 0 | 0 | 0 | 0 | 0 | 0 | 0 | 0 | 0 | 0 | 0 | 0 | 0 | 0 | 0 | 0 | 0 | 0 | 0 | 0 | 0 | 0 | 0 | 0 | 0 |  |  | 0 | 0 | 0 | 0 | 0 | 0 |  | 0 | 0 | 0 | 0 | 0 | 0 | 0 | 0 | 0 | 0 | 0 | 0 | 0 | 0 | 0 | 0 | 0 | 0 | 0
1085 |  | 1 |  |  |  |  | 0 |  |  |  | 0 | 0 | [6 empty] | 0 |  |  |  |  | 0% | 0 | 0 | 0 | 0 | 0 | 0 |  |  | 0 | 0% | 0 | 0 | 0 | 0 | 0 | NewControlTypes | 0 | 0 | 0 | 0 | 0 | 0 | 0 | 0 | 0 | 0 | 0 | 0 | 0 | 0 | 0 | 0 | 0 | 0 | 0 | 0 | 0 | 0 | 0 | 0 | 0 | 0 | 0 | 0 | 0 | 0 | 0 | 0 | 0 | 0 | 0 | 0 | 0 | 0 | 0 | 0 | 0 | 0 | 0 | 0 | 0 | 0 | 0 | 0 | 0 | 0 | 0 | 0 | 0 | 0 | 0 | 0 | 0 | 0 | 0 | 0 | 0 | 0 | 0 | 0 | 0 | 0 | 0 | 0 | 0 | 0 | 0 | 0 | 0 | 0 | 0 | 0 | 0 | 0 | 0 | 0 | 0 |  |  | 0 | 0 | 0 | 0 | 0 | 0 |  | 0 | 0 | 0 | 0 | 0 | 0 | 0 | 0 | 0 | 0 | 0 | 0 | 0 | 0 | 0 | 0 | 0 | 0 | 0
1086 |  | 1 |  |  |  |  | 0 |  |  |  | 0 | 0 | [6 empty] | 0 |  |  |  |  | 0% | 0 | 0 | 0 | 0 | 0 | 0 |  |  | 0 | 0% | 0 | 0 | 0 | 0 | 0 | NewControlTypes | 0 | 0 | 0 | 0 | 0 | 0 | 0 | 0 | 0 | 0 | 0 | 0 | 0 | 0 | 0 | 0 | 0 | 0 | 0 | 0 | 0 | 0 | 0 | 0 | 0 | 0 | 0 | 0 | 0 | 0 | 0 | 0 | 0 | 0 | 0 | 0 | 0 | 0 | 0 | 0 | 0 | 0 | 0 | 0 | 0 | 0 | 0 | 0 | 0 | 0 | 0 | 0 | 0 | 0 | 0 | 0 | 0 | 0 | 0 | 0 | 0 | 0 | 0 | 0 | 0 | 0 | 0 | 0 | 0 | 0 | 0 | 0 | 0 | 0 | 0 | 0 | 0 | 0 | 0 | 0 | 0 |  |  | 0 | 0 | 0 | 0 | 0 | 0 |  | 0 | 0 | 0 | 0 | 0 | 0 | 0 | 0 | 0 | 0 | 0 | 0 | 0 | 0 | 0 | 0 | 0 | 0 | 0
1087 |  | 1 |  |  |  |  | 0 |  |  |  | 0 | 0 | [6 empty] | 0 |  |  |  |  | 0% | 0 | 0 | 0 | 0 | 0 | 0 |  |  | 0 | 0% | 0 | 0 | 0 | 0 | 0 | NewControlTypes | 0 | 0 | 0 | 0 | 0 | 0 | 0 | 0 | 0 | 0 | 0 | 0 | 0 | 0 | 0 | 0 | 0 | 0 | 0 | 0 | 0 | 0 | 0 | 0 | 0 | 0 | 0 | 0 | 0 | 0 | 0 | 0 | 0 | 0 | 0 | 0 | 0 | 0 | 0 | 0 | 0 | 0 | 0 | 0 | 0 | 0 | 0 | 0 | 0 | 0 | 0 | 0 | 0 | 0 | 0 | 0 | 0 | 0 | 0 | 0 | 0 | 0 | 0 | 0 | 0 | 0 | 0 | 0 | 0 | 0 | 0 | 0 | 0 | 0 | 0 | 0 | 0 | 0 | 0 | 0 | 0 |  |  | 0 | 0 | 0 | 0 | 0 | 0 |  | 0 | 0 | 0 | 0 | 0 | 0 | 0 | 0 | 0 | 0 | 0 | 0 | 0 | 0 | 0 | 0 | 0 | 0 | 0
1088 |  | 1 |  |  |  |  | 0 |  |  |  | 0 | 0 | [6 empty] | 0 |  |  |  |  | 0% | 0 | 0 | 0 | 0 | 0 | 0 |  |  | 0 | 0% | 0 | 0 | 0 | 0 | 0 | NewControlTypes | 0 | 0 | 0 | 0 | 0 | 0 | 0 | 0 | 0 | 0 | 0 | 0 | 0 | 0 | 0 | 0 | 0 | 0 | 0 | 0 | 0 | 0 | 0 | 0 | 0 | 0 | 0 | 0 | 0 | 0 | 0 | 0 | 0 | 0 | 0 | 0 | 0 | 0 | 0 | 0 | 0 | 0 | 0 | 0 | 0 | 0 | 0 | 0 | 0 | 0 | 0 | 0 | 0 | 0 | 0 | 0 | 0 | 0 | 0 | 0 | 0 | 0 | 0 | 0 | 0 | 0 | 0 | 0 | 0 | 0 | 0 | 0 | 0 | 0 | 0 | 0 | 0 | 0 | 0 | 0 | 0 |  |  | 0 | 0 | 0 | 0 | 0 | 0 |  | 0 | 0 | 0 | 0 | 0 | 0 | 0 | 0 | 0 | 0 | 0 | 0 | 0 | 0 | 0 | 0 | 0 | 0 | 0
1089 |  | 1 |  |  |  |  | 0 |  |  |  | 0 | 0 | [6 empty] | 0 |  |  |  |  | 0% | 0 | 0 | 0 | 0 | 0 | 0 |  |  | 0 | 0% | 0 | 0 | 0 | 0 | 0 | NewControlTypes | 0 | 0 | 0 | 0 | 0 | 0 | 0 | 0 | 0 | 0 | 0 | 0 | 0 | 0 | 0 | 0 | 0 | 0 | 0 | 0 | 0 | 0 | 0 | 0 | 0 | 0 | 0 | 0 | 0 | 0 | 0 | 0 | 0 | 0 | 0 | 0 | 0 | 0 | 0 | 0 | 0 | 0 | 0 | 0 | 0 | 0 | 0 | 0 | 0 | 0 | 0 | 0 | 0 | 0 | 0 | 0 | 0 | 0 | 0 | 0 | 0 | 0 | 0 | 0 | 0 | 0 | 0 | 0 | 0 | 0 | 0 | 0 | 0 | 0 | 0 | 0 | 0 | 0 | 0 | 0 | 0 |  |  | 0 | 0 | 0 | 0 | 0 | 0 |  | 0 | 0 | 0 | 0 | 0 | 0 | 0 | 0 | 0 | 0 | 0 | 0 | 0 | 0 | 0 | 0 | 0 | 0 | 0
1090 |  | 1 |  |  |  |  | 0 |  |  |  | 0 | 0 | [6 empty] | 0 |  |  |  |  | 0% | 0 | 0 | 0 | 0 | 0 | 0 |  |  | 0 | 0% | 0 | 0 | 0 | 0 | 0 | NewControlTypes | 0 | 0 | 0 | 0 | 0 | 0 | 0 | 0 | 0 | 0 | 0 | 0 | 0 | 0 | 0 | 0 | 0 | 0 | 0 | 0 | 0 | 0 | 0 | 0 | 0 | 0 | 0 | 0 | 0 | 0 | 0 | 0 | 0 | 0 | 0 | 0 | 0 | 0 | 0 | 0 | 0 | 0 | 0 | 0 | 0 | 0 | 0 | 0 | 0 | 0 | 0 | 0 | 0 | 0 | 0 | 0 | 0 | 0 | 0 | 0 | 0 | 0 | 0 | 0 | 0 | 0 | 0 | 0 | 0 | 0 | 0 | 0 | 0 | 0 | 0 | 0 | 0 | 0 | 0 | 0 | 0 |  |  | 0 | 0 | 0 | 0 | 0 | 0 |  | 0 | 0 | 0 | 0 | 0 | 0 | 0 | 0 | 0 | 0 | 0 | 0 | 0 | 0 | 0 | 0 | 0 | 0 | 0
1091 |  | 1 |  |  |  |  | 0 |  |  |  | 0 | 0 | [6 empty] | 0 |  |  |  |  | 0% | 0 | 0 | 0 | 0 | 0 | 0 |  |  | 0 | 0% | 0 | 0 | 0 | 0 | 0 | NewControlTypes | 0 | 0 | 0 | 0 | 0 | 0 | 0 | 0 | 0 | 0 | 0 | 0 | 0 | 0 | 0 | 0 | 0 | 0 | 0 | 0 | 0 | 0 | 0 | 0 | 0 | 0 | 0 | 0 | 0 | 0 | 0 | 0 | 0 | 0 | 0 | 0 | 0 | 0 | 0 | 0 | 0 | 0 | 0 | 0 | 0 | 0 | 0 | 0 | 0 | 0 | 0 | 0 | 0 | 0 | 0 | 0 | 0 | 0 | 0 | 0 | 0 | 0 | 0 | 0 | 0 | 0 | 0 | 0 | 0 | 0 | 0 | 0 | 0 | 0 | 0 | 0 | 0 | 0 | 0 | 0 | 0 |  |  | 0 | 0 | 0 | 0 | 0 | 0 |  | 0 | 0 | 0 | 0 | 0 | 0 | 0 | 0 | 0 | 0 | 0 | 0 | 0 | 0 | 0 | 0 | 0 | 0 | 0
1092 |  | 1 |  |  |  |  | 0 |  |  |  | 0 | 0 | [6 empty] | 0 |  |  |  |  | 0% | 0 | 0 | 0 | 0 | 0 | 0 |  |  | 0 | 0% | 0 | 0 | 0 | 0 | 0 | NewControlTypes | 0 | 0 | 0 | 0 | 0 | 0 | 0 | 0 | 0 | 0 | 0 | 0 | 0 | 0 | 0 | 0 | 0 | 0 | 0 | 0 | 0 | 0 | 0 | 0 | 0 | 0 | 0 | 0 | 0 | 0 | 0 | 0 | 0 | 0 | 0 | 0 | 0 | 0 | 0 | 0 | 0 | 0 | 0 | 0 | 0 | 0 | 0 | 0 | 0 | 0 | 0 | 0 | 0 | 0 | 0 | 0 | 0 | 0 | 0 | 0 | 0 | 0 | 0 | 0 | 0 | 0 | 0 | 0 | 0 | 0 | 0 | 0 | 0 | 0 | 0 | 0 | 0 | 0 | 0 | 0 | 0 |  |  | 0 | 0 | 0 | 0 | 0 | 0 |  | 0 | 0 | 0 | 0 | 0 | 0 | 0 | 0 | 0 | 0 | 0 | 0 | 0 | 0 | 0 | 0 | 0 | 0 | 0
1093 |  | 1 |  |  |  |  | 0 |  |  |  | 0 | 0 | [6 empty] | 0 |  |  |  |  | 0% | 0 | 0 | 0 | 0 | 0 | 0 |  |  | 0 | 0% | 0 | 0 | 0 | 0 | 0 | NewControlTypes | 0 | 0 | 0 | 0 | 0 | 0 | 0 | 0 | 0 | 0 | 0 | 0 | 0 | 0 | 0 | 0 | 0 | 0 | 0 | 0 | 0 | 0 | 0 | 0 | 0 | 0 | 0 | 0 | 0 | 0 | 0 | 0 | 0 | 0 | 0 | 0 | 0 | 0 | 0 | 0 | 0 | 0 | 0 | 0 | 0 | 0 | 0 | 0 | 0 | 0 | 0 | 0 | 0 | 0 | 0 | 0 | 0 | 0 | 0 | 0 | 0 | 0 | 0 | 0 | 0 | 0 | 0 | 0 | 0 | 0 | 0 | 0 | 0 | 0 | 0 | 0 | 0 | 0 | 0 | 0 | 0 |  |  | 0 | 0 | 0 | 0 | 0 | 0 |  | 0 | 0 | 0 | 0 | 0 | 0 | 0 | 0 | 0 | 0 | 0 | 0 | 0 | 0 | 0 | 0 | 0 | 0 | 0
1094 |  | 1 |  |  |  |  | 0 |  |  |  | 0 | 0 | [6 empty] | 0 |  |  |  |  | 0% | 0 | 0 | 0 | 0 | 0 | 0 |  |  | 0 | 0% | 0 | 0 | 0 | 0 | 0 | NewControlTypes | 0 | 0 | 0 | 0 | 0 | 0 | 0 | 0 | 0 | 0 | 0 | 0 | 0 | 0 | 0 | 0 | 0 | 0 | 0 | 0 | 0 | 0 | 0 | 0 | 0 | 0 | 0 | 0 | 0 | 0 | 0 | 0 | 0 | 0 | 0 | 0 | 0 | 0 | 0 | 0 | 0 | 0 | 0 | 0 | 0 | 0 | 0 | 0 | 0 | 0 | 0 | 0 | 0 | 0 | 0 | 0 | 0 | 0 | 0 | 0 | 0 | 0 | 0 | 0 | 0 | 0 | 0 | 0 | 0 | 0 | 0 | 0 | 0 | 0 | 0 | 0 | 0 | 0 | 0 | 0 | 0 |  |  | 0 | 0 | 0 | 0 | 0 | 0 |  | 0 | 0 | 0 | 0 | 0 | 0 | 0 | 0 | 0 | 0 | 0 | 0 | 0 | 0 | 0 | 0 | 0 | 0 | 0
1095 |  | 1 |  |  |  |  | 0 |  |  |  | 0 | 0 | [6 empty] | 0 |  |  |  |  | 0% | 0 | 0 | 0 | 0 | 0 | 0 |  |  | 0 | 0% | 0 | 0 | 0 | 0 | 0 | NewControlTypes | 0 | 0 | 0 | 0 | 0 | 0 | 0 | 0 | 0 | 0 | 0 | 0 | 0 | 0 | 0 | 0 | 0 | 0 | 0 | 0 | 0 | 0 | 0 | 0 | 0 | 0 | 0 | 0 | 0 | 0 | 0 | 0 | 0 | 0 | 0 | 0 | 0 | 0 | 0 | 0 | 0 | 0 | 0 | 0 | 0 | 0 | 0 | 0 | 0 | 0 | 0 | 0 | 0 | 0 | 0 | 0 | 0 | 0 | 0 | 0 | 0 | 0 | 0 | 0 | 0 | 0 | 0 | 0 | 0 | 0 | 0 | 0 | 0 | 0 | 0 | 0 | 0 | 0 | 0 | 0 | 0 |  |  | 0 | 0 | 0 | 0 | 0 | 0 |  | 0 | 0 | 0 | 0 | 0 | 0 | 0 | 0 | 0 | 0 | 0 | 0 | 0 | 0 | 0 | 0 | 0 | 0 | 0
1096 |  | 1 |  |  |  |  | 0 |  |  |  | 0 | 0 | [6 empty] | 0 |  |  |  |  | 0% | 0 | 0 | 0 | 0 | 0 | 0 |  |  | 0 | 0% | 0 | 0 | 0 | 0 | 0 | NewControlTypes | 0 | 0 | 0 | 0 | 0 | 0 | 0 | 0 | 0 | 0 | 0 | 0 | 0 | 0 | 0 | 0 | 0 | 0 | 0 | 0 | 0 | 0 | 0 | 0 | 0 | 0 | 0 | 0 | 0 | 0 | 0 | 0 | 0 | 0 | 0 | 0 | 0 | 0 | 0 | 0 | 0 | 0 | 0 | 0 | 0 | 0 | 0 | 0 | 0 | 0 | 0 | 0 | 0 | 0 | 0 | 0 | 0 | 0 | 0 | 0 | 0 | 0 | 0 | 0 | 0 | 0 | 0 | 0 | 0 | 0 | 0 | 0 | 0 | 0 | 0 | 0 | 0 | 0 | 0 | 0 | 0 |  |  | 0 | 0 | 0 | 0 | 0 | 0 |  | 0 | 0 | 0 | 0 | 0 | 0 | 0 | 0 | 0 | 0 | 0 | 0 | 0 | 0 | 0 | 0 | 0 | 0 | 0
1097 |  | 1 |  |  |  |  | 0 |  |  |  | 0 | 0 | [6 empty] | 0 |  |  |  |  | 0% | 0 | 0 | 0 | 0 | 0 | 0 |  |  | 0 | 0% | 0 | 0 | 0 | 0 | 0 | NewControlTypes | 0 | 0 | 0 | 0 | 0 | 0 | 0 | 0 | 0 | 0 | 0 | 0 | 0 | 0 | 0 | 0 | 0 | 0 | 0 | 0 | 0 | 0 | 0 | 0 | 0 | 0 | 0 | 0 | 0 | 0 | 0 | 0 | 0 | 0 | 0 | 0 | 0 | 0 | 0 | 0 | 0 | 0 | 0 | 0 | 0 | 0 | 0 | 0 | 0 | 0 | 0 | 0 | 0 | 0 | 0 | 0 | 0 | 0 | 0 | 0 | 0 | 0 | 0 | 0 | 0 | 0 | 0 | 0 | 0 | 0 | 0 | 0 | 0 | 0 | 0 | 0 | 0 | 0 | 0 | 0 | 0 |  |  | 0 | 0 | 0 | 0 | 0 | 0 |  | 0 | 0 | 0 | 0 | 0 | 0 | 0 | 0 | 0 | 0 | 0 | 0 | 0 | 0 | 0 | 0 | 0 | 0 | 0
1098 |  | 1 |  |  |  |  | 0 |  |  |  | 0 | 0 | [6 empty] | 0 |  |  |  |  | 0% | 0 | 0 | 0 | 0 | 0 | 0 |  |  | 0 | 0% | 0 | 0 | 0 | 0 | 0 | NewControlTypes | 0 | 0 | 0 | 0 | 0 | 0 | 0 | 0 | 0 | 0 | 0 | 0 | 0 | 0 | 0 | 0 | 0 | 0 | 0 | 0 | 0 | 0 | 0 | 0 | 0 | 0 | 0 | 0 | 0 | 0 | 0 | 0 | 0 | 0 | 0 | 0 | 0 | 0 | 0 | 0 | 0 | 0 | 0 | 0 | 0 | 0 | 0 | 0 | 0 | 0 | 0 | 0 | 0 | 0 | 0 | 0 | 0 | 0 | 0 | 0 | 0 | 0 | 0 | 0 | 0 | 0 | 0 | 0 | 0 | 0 | 0 | 0 | 0 | 0 | 0 | 0 | 0 | 0 | 0 | 0 | 0 |  |  | 0 | 0 | 0 | 0 | 0 | 0 |  | 0 | 0 | 0 | 0 | 0 | 0 | 0 | 0 | 0 | 0 | 0 | 0 | 0 | 0 | 0 | 0 | 0 | 0 | 0
1099 |  | 1 |  |  |  |  | 0 |  |  |  | 0 | 0 | [6 empty] | 0 |  |  |  |  | 0% | 0 | 0 | 0 | 0 | 0 | 0 |  |  | 0 | 0% | 0 | 0 | 0 | 0 | 0 | NewControlTypes | 0 | 0 | 0 | 0 | 0 | 0 | 0 | 0 | 0 | 0 | 0 | 0 | 0 | 0 | 0 | 0 | 0 | 0 | 0 | 0 | 0 | 0 | 0 | 0 | 0 | 0 | 0 | 0 | 0 | 0 | 0 | 0 | 0 | 0 | 0 | 0 | 0 | 0 | 0 | 0 | 0 | 0 | 0 | 0 | 0 | 0 | 0 | 0 | 0 | 0 | 0 | 0 | 0 | 0 | 0 | 0 | 0 | 0 | 0 | 0 | 0 | 0 | 0 | 0 | 0 | 0 | 0 | 0 | 0 | 0 | 0 | 0 | 0 | 0 | 0 | 0 | 0 | 0 | 0 | 0 | 0 |  |  | 0 | 0 | 0 | 0 | 0 | 0 |  | 0 | 0 | 0 | 0 | 0 | 0 | 0 | 0 | 0 | 0 | 0 | 0 | 0 | 0 | 0 | 0 | 0 | 0 | 0
1100 |  | 1 |  |  |  |  | 0 |  |  |  | 0 | 0 | [6 empty] | 0 |  |  |  |  | 0% | 0 | 0 | 0 | 0 | 0 | 0 |  |  | 0 | 0% | 0 | 0 | 0 | 0 | 0 | NewControlTypes | 0 | 0 | 0 | 0 | 0 | 0 | 0 | 0 | 0 | 0 | 0 | 0 | 0 | 0 | 0 | 0 | 0 | 0 | 0 | 0 | 0 | 0 | 0 | 0 | 0 | 0 | 0 | 0 | 0 | 0 | 0 | 0 | 0 | 0 | 0 | 0 | 0 | 0 | 0 | 0 | 0 | 0 | 0 | 0 | 0 | 0 | 0 | 0 | 0 | 0 | 0 | 0 | 0 | 0 | 0 | 0 | 0 | 0 | 0 | 0 | 0 | 0 | 0 | 0 | 0 | 0 | 0 | 0 | 0 | 0 | 0 | 0 | 0 | 0 | 0 | 0 | 0 | 0 | 0 | 0 | 0 |  |  | 0 | 0 | 0 | 0 | 0 | 0 |  | 0 | 0 | 0 | 0 | 0 | 0 | 0 | 0 | 0 | 0 | 0 | 0 | 0 | 0 | 0 | 0 | 0 | 0 | 0
1101 |  | 1 |  |  |  |  | 0 |  |  |  | 0 | 0 | [6 empty] | 0 |  |  |  |  | 0% | 0 | 0 | 0 | 0 | 0 | 0 |  |  | 0 | 0% | 0 | 0 | 0 | 0 | 0 | NewControlTypes | 0 | 0 | 0 | 0 | 0 | 0 | 0 | 0 | 0 | 0 | 0 | 0 | 0 | 0 | 0 | 0 | 0 | 0 | 0 | 0 | 0 | 0 | 0 | 0 | 0 | 0 | 0 | 0 | 0 | 0 | 0 | 0 | 0 | 0 | 0 | 0 | 0 | 0 | 0 | 0 | 0 | 0 | 0 | 0 | 0 | 0 | 0 | 0 | 0 | 0 | 0 | 0 | 0 | 0 | 0 | 0 | 0 | 0 | 0 | 0 | 0 | 0 | 0 | 0 | 0 | 0 | 0 | 0 | 0 | 0 | 0 | 0 | 0 | 0 | 0 | 0 | 0 | 0 | 0 | 0 | 0 |  |  | 0 | 0 | 0 | 0 | 0 | 0 |  | 0 | 0 | 0 | 0 | 0 | 0 | 0 | 0 | 0 | 0 | 0 | 0 | 0 | 0 | 0 | 0 | 0 | 0 | 0
1102 |  | 1 |  |  |  |  | 0 |  |  |  | 0 | 0 | [6 empty] | 0 |  |  |  |  | 0% | 0 | 0 | 0 | 0 | 0 | 0 |  |  | 0 | 0% | 0 | 0 | 0 | 0 | 0 | NewControlTypes | 0 | 0 | 0 | 0 | 0 | 0 | 0 | 0 | 0 | 0 | 0 | 0 | 0 | 0 | 0 | 0 | 0 | 0 | 0 | 0 | 0 | 0 | 0 | 0 | 0 | 0 | 0 | 0 | 0 | 0 | 0 | 0 | 0 | 0 | 0 | 0 | 0 | 0 | 0 | 0 | 0 | 0 | 0 | 0 | 0 | 0 | 0 | 0 | 0 | 0 | 0 | 0 | 0 | 0 | 0 | 0 | 0 | 0 | 0 | 0 | 0 | 0 | 0 | 0 | 0 | 0 | 0 | 0 | 0 | 0 | 0 | 0 | 0 | 0 | 0 | 0 | 0 | 0 | 0 | 0 | 0 |  |  | 0 | 0 | 0 | 0 | 0 | 0 |  | 0 | 0 | 0 | 0 | 0 | 0 | 0 | 0 | 0 | 0 | 0 | 0 | 0 | 0 | 0 | 0 | 0 | 0 | 0
1103 |  | 1 |  |  |  |  | 0 |  |  |  | 0 | 0 | [6 empty] | 0 |  |  |  |  | 0% | 0 | 0 | 0 | 0 | 0 | 0 |  |  | 0 | 0% | 0 | 0 | 0 | 0 | 0 | NewControlTypes | 0 | 0 | 0 | 0 | 0 | 0 | 0 | 0 | 0 | 0 | 0 | 0 | 0 | 0 | 0 | 0 | 0 | 0 | 0 | 0 | 0 | 0 | 0 | 0 | 0 | 0 | 0 | 0 | 0 | 0 | 0 | 0 | 0 | 0 | 0 | 0 | 0 | 0 | 0 | 0 | 0 | 0 | 0 | 0 | 0 | 0 | 0 | 0 | 0 | 0 | 0 | 0 | 0 | 0 | 0 | 0 | 0 | 0 | 0 | 0 | 0 | 0 | 0 | 0 | 0 | 0 | 0 | 0 | 0 | 0 | 0 | 0 | 0 | 0 | 0 | 0 | 0 | 0 | 0 | 0 | 0 |  |  | 0 | 0 | 0 | 0 | 0 | 0 |  | 0 | 0 | 0 | 0 | 0 | 0 | 0 | 0 | 0 | 0 | 0 | 0 | 0 | 0 | 0 | 0 | 0 | 0 | 0
1104 |  | 1 |  |  |  |  | 0 |  |  |  | 0 | 0 | [6 empty] | 0 |  |  |  |  | 0% | 0 | 0 | 0 | 0 | 0 | 0 |  |  | 0 | 0% | 0 | 0 | 0 | 0 | 0 | NewControlTypes | 0 | 0 | 0 | 0 | 0 | 0 | 0 | 0 | 0 | 0 | 0 | 0 | 0 | 0 | 0 | 0 | 0 | 0 | 0 | 0 | 0 | 0 | 0 | 0 | 0 | 0 | 0 | 0 | 0 | 0 | 0 | 0 | 0 | 0 | 0 | 0 | 0 | 0 | 0 | 0 | 0 | 0 | 0 | 0 | 0 | 0 | 0 | 0 | 0 | 0 | 0 | 0 | 0 | 0 | 0 | 0 | 0 | 0 | 0 | 0 | 0 | 0 | 0 | 0 | 0 | 0 | 0 | 0 | 0 | 0 | 0 | 0 | 0 | 0 | 0 | 0 | 0 | 0 | 0 | 0 | 0 |  |  | 0 | 0 | 0 | 0 | 0 | 0 |  | 0 | 0 | 0 | 0 | 0 | 0 | 0 | 0 | 0 | 0 | 0 | 0 | 0 | 0 | 0 | 0 | 0 | 0 | 0
1105 |  | 1 |  |  |  |  | 0 |  |  |  | 0 | 0 | [6 empty] | 0 |  |  |  |  | 0% | 0 | 0 | 0 | 0 | 0 | 0 |  |  | 0 | 0% | 0 | 0 | 0 | 0 | 0 | NewControlTypes | 0 | 0 | 0 | 0 | 0 | 0 | 0 | 0 | 0 | 0 | 0 | 0 | 0 | 0 | 0 | 0 | 0 | 0 | 0 | 0 | 0 | 0 | 0 | 0 | 0 | 0 | 0 | 0 | 0 | 0 | 0 | 0 | 0 | 0 | 0 | 0 | 0 | 0 | 0 | 0 | 0 | 0 | 0 | 0 | 0 | 0 | 0 | 0 | 0 | 0 | 0 | 0 | 0 | 0 | 0 | 0 | 0 | 0 | 0 | 0 | 0 | 0 | 0 | 0 | 0 | 0 | 0 | 0 | 0 | 0 | 0 | 0 | 0 | 0 | 0 | 0 | 0 | 0 | 0 | 0 | 0 |  |  | 0 | 0 | 0 | 0 | 0 | 0 |  | 0 | 0 | 0 | 0 | 0 | 0 | 0 | 0 | 0 | 0 | 0 | 0 | 0 | 0 | 0 | 0 | 0 | 0 | 0
1106 |  | 1 |  |  |  |  | 0 |  |  |  | 0 | 0 | [6 empty] | 0 |  |  |  |  | 0% | 0 | 0 | 0 | 0 | 0 | 0 |  |  | 0 | 0% | 0 | 0 | 0 | 0 | 0 | NewControlTypes | 0 | 0 | 0 | 0 | 0 | 0 | 0 | 0 | 0 | 0 | 0 | 0 | 0 | 0 | 0 | 0 | 0 | 0 | 0 | 0 | 0 | 0 | 0 | 0 | 0 | 0 | 0 | 0 | 0 | 0 | 0 | 0 | 0 | 0 | 0 | 0 | 0 | 0 | 0 | 0 | 0 | 0 | 0 | 0 | 0 | 0 | 0 | 0 | 0 | 0 | 0 | 0 | 0 | 0 | 0 | 0 | 0 | 0 | 0 | 0 | 0 | 0 | 0 | 0 | 0 | 0 | 0 | 0 | 0 | 0 | 0 | 0 | 0 | 0 | 0 | 0 | 0 | 0 | 0 | 0 | 0 |  |  | 0 | 0 | 0 | 0 | 0 | 0 |  | 0 | 0 | 0 | 0 | 0 | 0 | 0 | 0 | 0 | 0 | 0 | 0 | 0 | 0 | 0 | 0 | 0 | 0 | 0
1107 |  | 1 |  |  |  |  | 0 |  |  |  | 0 | 0 | [6 empty] | 0 |  |  |  |  | 0% | 0 | 0 | 0 | 0 | 0 | 0 |  |  | 0 | 0% | 0 | 0 | 0 | 0 | 0 | NewControlTypes | 0 | 0 | 0 | 0 | 0 | 0 | 0 | 0 | 0 | 0 | 0 | 0 | 0 | 0 | 0 | 0 | 0 | 0 | 0 | 0 | 0 | 0 | 0 | 0 | 0 | 0 | 0 | 0 | 0 | 0 | 0 | 0 | 0 | 0 | 0 | 0 | 0 | 0 | 0 | 0 | 0 | 0 | 0 | 0 | 0 | 0 | 0 | 0 | 0 | 0 | 0 | 0 | 0 | 0 | 0 | 0 | 0 | 0 | 0 | 0 | 0 | 0 | 0 | 0 | 0 | 0 | 0 | 0 | 0 | 0 | 0 | 0 | 0 | 0 | 0 | 0 | 0 | 0 | 0 | 0 | 0 |  |  | 0 | 0 | 0 | 0 | 0 | 0 |  | 0 | 0 | 0 | 0 | 0 | 0 | 0 | 0 | 0 | 0 | 0 | 0 | 0 | 0 | 0 | 0 | 0 | 0 | 0
1108 |  | 1 |  |  |  |  | 0 |  |  |  | 0 | 0 | [6 empty] | 0 |  |  |  |  | 0% | 0 | 0 | 0 | 0 | 0 | 0 |  |  | 0 | 0% | 0 | 0 | 0 | 0 | 0 | NewControlTypes | 0 | 0 | 0 | 0 | 0 | 0 | 0 | 0 | 0 | 0 | 0 | 0 | 0 | 0 | 0 | 0 | 0 | 0 | 0 | 0 | 0 | 0 | 0 | 0 | 0 | 0 | 0 | 0 | 0 | 0 | 0 | 0 | 0 | 0 | 0 | 0 | 0 | 0 | 0 | 0 | 0 | 0 | 0 | 0 | 0 | 0 | 0 | 0 | 0 | 0 | 0 | 0 | 0 | 0 | 0 | 0 | 0 | 0 | 0 | 0 | 0 | 0 | 0 | 0 | 0 | 0 | 0 | 0 | 0 | 0 | 0 | 0 | 0 | 0 | 0 | 0 | 0 | 0 | 0 | 0 | 0 |  |  | 0 | 0 | 0 | 0 | 0 | 0 |  | 0 | 0 | 0 | 0 | 0 | 0 | 0 | 0 | 0 | 0 | 0 | 0 | 0 | 0 | 0 | 0 | 0 | 0 | 0
1109 |  | 1 |  |  |  |  | 0 |  |  |  | 0 | 0 | [6 empty] | 0 |  |  |  |  | 0% | 0 | 0 | 0 | 0 | 0 | 0 |  |  | 0 | 0% | 0 | 0 | 0 | 0 | 0 | NewControlTypes | 0 | 0 | 0 | 0 | 0 | 0 | 0 | 0 | 0 | 0 | 0 | 0 | 0 | 0 | 0 | 0 | 0 | 0 | 0 | 0 | 0 | 0 | 0 | 0 | 0 | 0 | 0 | 0 | 0 | 0 | 0 | 0 | 0 | 0 | 0 | 0 | 0 | 0 | 0 | 0 | 0 | 0 | 0 | 0 | 0 | 0 | 0 | 0 | 0 | 0 | 0 | 0 | 0 | 0 | 0 | 0 | 0 | 0 | 0 | 0 | 0 | 0 | 0 | 0 | 0 | 0 | 0 | 0 | 0 | 0 | 0 | 0 | 0 | 0 | 0 | 0 | 0 | 0 | 0 | 0 | 0 |  |  | 0 | 0 | 0 | 0 | 0 | 0 |  | 0 | 0 | 0 | 0 | 0 | 0 | 0 | 0 | 0 | 0 | 0 | 0 | 0 | 0 | 0 | 0 | 0 | 0 | 0
1110 |  | 1 |  |  |  |  | 0 |  |  |  | 0 | 0 | [6 empty] | 0 |  |  |  |  | 0% | 0 | 0 | 0 | 0 | 0 | 0 |  |  | 0 | 0% | 0 | 0 | 0 | 0 | 0 | NewControlTypes | 0 | 0 | 0 | 0 | 0 | 0 | 0 | 0 | 0 | 0 | 0 | 0 | 0 | 0 | 0 | 0 | 0 | 0 | 0 | 0 | 0 | 0 | 0 | 0 | 0 | 0 | 0 | 0 | 0 | 0 | 0 | 0 | 0 | 0 | 0 | 0 | 0 | 0 | 0 | 0 | 0 | 0 | 0 | 0 | 0 | 0 | 0 | 0 | 0 | 0 | 0 | 0 | 0 | 0 | 0 | 0 | 0 | 0 | 0 | 0 | 0 | 0 | 0 | 0 | 0 | 0 | 0 | 0 | 0 | 0 | 0 | 0 | 0 | 0 | 0 | 0 | 0 | 0 | 0 | 0 | 0 |  |  | 0 | 0 | 0 | 0 | 0 | 0 |  | 0 | 0 | 0 | 0 | 0 | 0 | 0 | 0 | 0 | 0 | 0 | 0 | 0 | 0 | 0 | 0 | 0 | 0 | 0
1111 |  | 1 |  |  |  |  | 0 |  |  |  | 0 | 0 | [6 empty] | 0 |  |  |  |  | 0% | 0 | 0 | 0 | 0 | 0 | 0 |  |  | 0 | 0% | 0 | 0 | 0 | 0 | 0 | NewControlTypes | 0 | 0 | 0 | 0 | 0 | 0 | 0 | 0 | 0 | 0 | 0 | 0 | 0 | 0 | 0 | 0 | 0 | 0 | 0 | 0 | 0 | 0 | 0 | 0 | 0 | 0 | 0 | 0 | 0 | 0 | 0 | 0 | 0 | 0 | 0 | 0 | 0 | 0 | 0 | 0 | 0 | 0 | 0 | 0 | 0 | 0 | 0 | 0 | 0 | 0 | 0 | 0 | 0 | 0 | 0 | 0 | 0 | 0 | 0 | 0 | 0 | 0 | 0 | 0 | 0 | 0 | 0 | 0 | 0 | 0 | 0 | 0 | 0 | 0 | 0 | 0 | 0 | 0 | 0 | 0 | 0 |  |  | 0 | 0 | 0 | 0 | 0 | 0 |  | 0 | 0 | 0 | 0 | 0 | 0 | 0 | 0 | 0 | 0 | 0 | 0 | 0 | 0 | 0 | 0 | 0 | 0 | 0
1112 |  | 1 |  |  |  |  | 0 |  |  |  | 0 | 0 | [6 empty] | 0 |  |  |  |  | 0% | 0 | 0 | 0 | 0 | 0 | 0 |  |  | 0 | 0% | 0 | 0 | 0 | 0 | 0 | NewControlTypes | 0 | 0 | 0 | 0 | 0 | 0 | 0 | 0 | 0 | 0 | 0 | 0 | 0 | 0 | 0 | 0 | 0 | 0 | 0 | 0 | 0 | 0 | 0 | 0 | 0 | 0 | 0 | 0 | 0 | 0 | 0 | 0 | 0 | 0 | 0 | 0 | 0 | 0 | 0 | 0 | 0 | 0 | 0 | 0 | 0 | 0 | 0 | 0 | 0 | 0 | 0 | 0 | 0 | 0 | 0 | 0 | 0 | 0 | 0 | 0 | 0 | 0 | 0 | 0 | 0 | 0 | 0 | 0 | 0 | 0 | 0 | 0 | 0 | 0 | 0 | 0 | 0 | 0 | 0 | 0 | 0 |  |  | 0 | 0 | 0 | 0 | 0 | 0 |  | 0 | 0 | 0 | 0 | 0 | 0 | 0 | 0 | 0 | 0 | 0 | 0 | 0 | 0 | 0 | 0 | 0 | 0 | 0
1113 |  | 1 |  |  |  |  | 0 |  |  |  | 0 | 0 | [6 empty] | 0 |  |  |  |  | 0% | 0 | 0 | 0 | 0 | 0 | 0 |  |  | 0 | 0% | 0 | 0 | 0 | 0 | 0 | NewControlTypes | 0 | 0 | 0 | 0 | 0 | 0 | 0 | 0 | 0 | 0 | 0 | 0 | 0 | 0 | 0 | 0 | 0 | 0 | 0 | 0 | 0 | 0 | 0 | 0 | 0 | 0 | 0 | 0 | 0 | 0 | 0 | 0 | 0 | 0 | 0 | 0 | 0 | 0 | 0 | 0 | 0 | 0 | 0 | 0 | 0 | 0 | 0 | 0 | 0 | 0 | 0 | 0 | 0 | 0 | 0 | 0 | 0 | 0 | 0 | 0 | 0 | 0 | 0 | 0 | 0 | 0 | 0 | 0 | 0 | 0 | 0 | 0 | 0 | 0 | 0 | 0 | 0 | 0 | 0 | 0 | 0 |  |  | 0 | 0 | 0 | 0 | 0 | 0 |  | 0 | 0 | 0 | 0 | 0 | 0 | 0 | 0 | 0 | 0 | 0 | 0 | 0 | 0 | 0 | 0 | 0 | 0 | 0
1114 |  | 1 |  |  |  |  | 0 |  |  |  | 0 | 0 | [6 empty] | 0 |  |  |  |  | 0% | 0 | 0 | 0 | 0 | 0 | 0 |  |  | 0 | 0% | 0 | 0 | 0 | 0 | 0 | NewControlTypes | 0 | 0 | 0 | 0 | 0 | 0 | 0 | 0 | 0 | 0 | 0 | 0 | 0 | 0 | 0 | 0 | 0 | 0 | 0 | 0 | 0 | 0 | 0 | 0 | 0 | 0 | 0 | 0 | 0 | 0 | 0 | 0 | 0 | 0 | 0 | 0 | 0 | 0 | 0 | 0 | 0 | 0 | 0 | 0 | 0 | 0 | 0 | 0 | 0 | 0 | 0 | 0 | 0 | 0 | 0 | 0 | 0 | 0 | 0 | 0 | 0 | 0 | 0 | 0 | 0 | 0 | 0 | 0 | 0 | 0 | 0 | 0 | 0 | 0 | 0 | 0 | 0 | 0 | 0 | 0 | 0 |  |  | 0 | 0 | 0 | 0 | 0 | 0 |  | 0 | 0 | 0 | 0 | 0 | 0 | 0 | 0 | 0 | 0 | 0 | 0 | 0 | 0 | 0 | 0 | 0 | 0 | 0
1115 |  | 1 |  |  |  |  | 0 |  |  |  | 0 | 0 | [6 empty] | 0 |  |  |  |  | 0% | 0 | 0 | 0 | 0 | 0 | 0 |  |  | 0 | 0% | 0 | 0 | 0 | 0 | 0 | NewControlTypes | 0 | 0 | 0 | 0 | 0 | 0 | 0 | 0 | 0 | 0 | 0 | 0 | 0 | 0 | 0 | 0 | 0 | 0 | 0 | 0 | 0 | 0 | 0 | 0 | 0 | 0 | 0 | 0 | 0 | 0 | 0 | 0 | 0 | 0 | 0 | 0 | 0 | 0 | 0 | 0 | 0 | 0 | 0 | 0 | 0 | 0 | 0 | 0 | 0 | 0 | 0 | 0 | 0 | 0 | 0 | 0 | 0 | 0 | 0 | 0 | 0 | 0 | 0 | 0 | 0 | 0 | 0 | 0 | 0 | 0 | 0 | 0 | 0 | 0 | 0 | 0 | 0 | 0 | 0 | 0 | 0 |  |  | 0 | 0 | 0 | 0 | 0 | 0 |  | 0 | 0 | 0 | 0 | 0 | 0 | 0 | 0 | 0 | 0 | 0 | 0 | 0 | 0 | 0 | 0 | 0 | 0 | 0
1116 |  | 1 |  |  |  |  | 0 |  |  |  | 0 | 0 | [6 empty] | 0 |  |  |  |  | 0% | 0 | 0 | 0 | 0 | 0 | 0 |  |  | 0 | 0% | 0 | 0 | 0 | 0 | 0 | NewControlTypes | 0 | 0 | 0 | 0 | 0 | 0 | 0 | 0 | 0 | 0 | 0 | 0 | 0 | 0 | 0 | 0 | 0 | 0 | 0 | 0 | 0 | 0 | 0 | 0 | 0 | 0 | 0 | 0 | 0 | 0 | 0 | 0 | 0 | 0 | 0 | 0 | 0 | 0 | 0 | 0 | 0 | 0 | 0 | 0 | 0 | 0 | 0 | 0 | 0 | 0 | 0 | 0 | 0 | 0 | 0 | 0 | 0 | 0 | 0 | 0 | 0 | 0 | 0 | 0 | 0 | 0 | 0 | 0 | 0 | 0 | 0 | 0 | 0 | 0 | 0 | 0 | 0 | 0 | 0 | 0 | 0 |  |  | 0 | 0 | 0 | 0 | 0 | 0 |  | 0 | 0 | 0 | 0 | 0 | 0 | 0 | 0 | 0 | 0 | 0 | 0 | 0 | 0 | 0 | 0 | 0 | 0 | 0
1117 |  | 1 |  |  |  |  | 0 |  |  |  | 0 | 0 | [6 empty] | 0 |  |  |  |  | 0% | 0 | 0 | 0 | 0 | 0 | 0 |  |  | 0 | 0% | 0 | 0 | 0 | 0 | 0 | NewControlTypes | 0 | 0 | 0 | 0 | 0 | 0 | 0 | 0 | 0 | 0 | 0 | 0 | 0 | 0 | 0 | 0 | 0 | 0 | 0 | 0 | 0 | 0 | 0 | 0 | 0 | 0 | 0 | 0 | 0 | 0 | 0 | 0 | 0 | 0 | 0 | 0 | 0 | 0 | 0 | 0 | 0 | 0 | 0 | 0 | 0 | 0 | 0 | 0 | 0 | 0 | 0 | 0 | 0 | 0 | 0 | 0 | 0 | 0 | 0 | 0 | 0 | 0 | 0 | 0 | 0 | 0 | 0 | 0 | 0 | 0 | 0 | 0 | 0 | 0 | 0 | 0 | 0 | 0 | 0 | 0 | 0 |  |  | 0 | 0 | 0 | 0 | 0 | 0 |  | 0 | 0 | 0 | 0 | 0 | 0 | 0 | 0 | 0 | 0 | 0 | 0 | 0 | 0 | 0 | 0 | 0 | 0 | 0
1118 |  | 1 |  |  |  |  | 0 |  |  |  | 0 | 0 | [6 empty] | 0 |  |  |  |  | 0% | 0 | 0 | 0 | 0 | 0 | 0 |  |  | 0 | 0% | 0 | 0 | 0 | 0 | 0 | NewControlTypes | 0 | 0 | 0 | 0 | 0 | 0 | 0 | 0 | 0 | 0 | 0 | 0 | 0 | 0 | 0 | 0 | 0 | 0 | 0 | 0 | 0 | 0 | 0 | 0 | 0 | 0 | 0 | 0 | 0 | 0 | 0 | 0 | 0 | 0 | 0 | 0 | 0 | 0 | 0 | 0 | 0 | 0 | 0 | 0 | 0 | 0 | 0 | 0 | 0 | 0 | 0 | 0 | 0 | 0 | 0 | 0 | 0 | 0 | 0 | 0 | 0 | 0 | 0 | 0 | 0 | 0 | 0 | 0 | 0 | 0 | 0 | 0 | 0 | 0 | 0 | 0 | 0 | 0 | 0 | 0 | 0 |  |  | 0 | 0 | 0 | 0 | 0 | 0 |  | 0 | 0 | 0 | 0 | 0 | 0 | 0 | 0 | 0 | 0 | 0 | 0 | 0 | 0 | 0 | 0 | 0 | 0 | 0
1119 |  | 1 |  |  |  |  | 0 |  |  |  | 0 | 0 | [6 empty] | 0 |  |  |  |  | 0% | 0 | 0 | 0 | 0 | 0 | 0 |  |  | 0 | 0% | 0 | 0 | 0 | 0 | 0 | NewControlTypes | 0 | 0 | 0 | 0 | 0 | 0 | 0 | 0 | 0 | 0 | 0 | 0 | 0 | 0 | 0 | 0 | 0 | 0 | 0 | 0 | 0 | 0 | 0 | 0 | 0 | 0 | 0 | 0 | 0 | 0 | 0 | 0 | 0 | 0 | 0 | 0 | 0 | 0 | 0 | 0 | 0 | 0 | 0 | 0 | 0 | 0 | 0 | 0 | 0 | 0 | 0 | 0 | 0 | 0 | 0 | 0 | 0 | 0 | 0 | 0 | 0 | 0 | 0 | 0 | 0 | 0 | 0 | 0 | 0 | 0 | 0 | 0 | 0 | 0 | 0 | 0 | 0 | 0 | 0 | 0 | 0 |  |  | 0 | 0 | 0 | 0 | 0 | 0 |  | 0 | 0 | 0 | 0 | 0 | 0 | 0 | 0 | 0 | 0 | 0 | 0 | 0 | 0 | 0 | 0 | 0 | 0 | 0
1120 |  | 1 |  |  |  |  | 0 |  |  |  | 0 | 0 | [6 empty] | 0 |  |  |  |  | 0% | 0 | 0 | 0 | 0 | 0 | 0 |  |  | 0 | 0% | 0 | 0 | 0 | 0 | 0 | NewControlTypes | 0 | 0 | 0 | 0 | 0 | 0 | 0 | 0 | 0 | 0 | 0 | 0 | 0 | 0 | 0 | 0 | 0 | 0 | 0 | 0 | 0 | 0 | 0 | 0 | 0 | 0 | 0 | 0 | 0 | 0 | 0 | 0 | 0 | 0 | 0 | 0 | 0 | 0 | 0 | 0 | 0 | 0 | 0 | 0 | 0 | 0 | 0 | 0 | 0 | 0 | 0 | 0 | 0 | 0 | 0 | 0 | 0 | 0 | 0 | 0 | 0 | 0 | 0 | 0 | 0 | 0 | 0 | 0 | 0 | 0 | 0 | 0 | 0 | 0 | 0 | 0 | 0 | 0 | 0 | 0 | 0 |  |  | 0 | 0 | 0 | 0 | 0 | 0 |  | 0 | 0 | 0 | 0 | 0 | 0 | 0 | 0 | 0 | 0 | 0 | 0 | 0 | 0 | 0 | 0 | 0 | 0 | 0
1121 |  | 1 |  |  |  |  | 0 |  |  |  | 0 | 0 | [6 empty] | 0 |  |  |  |  | 0% | 0 | 0 | 0 | 0 | 0 | 0 |  |  | 0 | 0% | 0 | 0 | 0 | 0 | 0 | NewControlTypes | 0 | 0 | 0 | 0 | 0 | 0 | 0 | 0 | 0 | 0 | 0 | 0 | 0 | 0 | 0 | 0 | 0 | 0 | 0 | 0 | 0 | 0 | 0 | 0 | 0 | 0 | 0 | 0 | 0 | 0 | 0 | 0 | 0 | 0 | 0 | 0 | 0 | 0 | 0 | 0 | 0 | 0 | 0 | 0 | 0 | 0 | 0 | 0 | 0 | 0 | 0 | 0 | 0 | 0 | 0 | 0 | 0 | 0 | 0 | 0 | 0 | 0 | 0 | 0 | 0 | 0 | 0 | 0 | 0 | 0 | 0 | 0 | 0 | 0 | 0 | 0 | 0 | 0 | 0 | 0 | 0 |  |  | 0 | 0 | 0 | 0 | 0 | 0 |  | 0 | 0 | 0 | 0 | 0 | 0 | 0 | 0 | 0 | 0 | 0 | 0 | 0 | 0 | 0 | 0 | 0 | 0 | 0
1122 |  | 1 |  |  |  |  | 0 |  |  |  | 0 | 0 | [6 empty] | 0 |  |  |  |  | 0% | 0 | 0 | 0 | 0 | 0 | 0 |  |  | 0 | 0% | 0 | 0 | 0 | 0 | 0 | NewControlTypes | 0 | 0 | 0 | 0 | 0 | 0 | 0 | 0 | 0 | 0 | 0 | 0 | 0 | 0 | 0 | 0 | 0 | 0 | 0 | 0 | 0 | 0 | 0 | 0 | 0 | 0 | 0 | 0 | 0 | 0 | 0 | 0 | 0 | 0 | 0 | 0 | 0 | 0 | 0 | 0 | 0 | 0 | 0 | 0 | 0 | 0 | 0 | 0 | 0 | 0 | 0 | 0 | 0 | 0 | 0 | 0 | 0 | 0 | 0 | 0 | 0 | 0 | 0 | 0 | 0 | 0 | 0 | 0 | 0 | 0 | 0 | 0 | 0 | 0 | 0 | 0 | 0 | 0 | 0 | 0 | 0 |  |  | 0 | 0 | 0 | 0 | 0 | 0 |  | 0 | 0 | 0 | 0 | 0 | 0 | 0 | 0 | 0 | 0 | 0 | 0 | 0 | 0 | 0 | 0 | 0 | 0 | 0
1123 |  | 1 |  |  |  |  | 0 |  |  |  | 0 | 0 | [6 empty] | 0 |  |  |  |  | 0% | 0 | 0 | 0 | 0 | 0 | 0 |  |  | 0 | 0% | 0 | 0 | 0 | 0 | 0 | NewControlTypes | 0 | 0 | 0 | 0 | 0 | 0 | 0 | 0 | 0 | 0 | 0 | 0 | 0 | 0 | 0 | 0 | 0 | 0 | 0 | 0 | 0 | 0 | 0 | 0 | 0 | 0 | 0 | 0 | 0 | 0 | 0 | 0 | 0 | 0 | 0 | 0 | 0 | 0 | 0 | 0 | 0 | 0 | 0 | 0 | 0 | 0 | 0 | 0 | 0 | 0 | 0 | 0 | 0 | 0 | 0 | 0 | 0 | 0 | 0 | 0 | 0 | 0 | 0 | 0 | 0 | 0 | 0 | 0 | 0 | 0 | 0 | 0 | 0 | 0 | 0 | 0 | 0 | 0 | 0 | 0 | 0 |  |  | 0 | 0 | 0 | 0 | 0 | 0 |  | 0 | 0 | 0 | 0 | 0 | 0 | 0 | 0 | 0 | 0 | 0 | 0 | 0 | 0 | 0 | 0 | 0 | 0 | 0
1124 |  | 1 |  |  |  |  | 0 |  |  |  | 0 | 0 | [6 empty] | 0 |  |  |  |  | 0% | 0 | 0 | 0 | 0 | 0 | 0 |  |  | 0 | 0% | 0 | 0 | 0 | 0 | 0 | NewControlTypes | 0 | 0 | 0 | 0 | 0 | 0 | 0 | 0 | 0 | 0 | 0 | 0 | 0 | 0 | 0 | 0 | 0 | 0 | 0 | 0 | 0 | 0 | 0 | 0 | 0 | 0 | 0 | 0 | 0 | 0 | 0 | 0 | 0 | 0 | 0 | 0 | 0 | 0 | 0 | 0 | 0 | 0 | 0 | 0 | 0 | 0 | 0 | 0 | 0 | 0 | 0 | 0 | 0 | 0 | 0 | 0 | 0 | 0 | 0 | 0 | 0 | 0 | 0 | 0 | 0 | 0 | 0 | 0 | 0 | 0 | 0 | 0 | 0 | 0 | 0 | 0 | 0 | 0 | 0 | 0 | 0 |  |  | 0 | 0 | 0 | 0 | 0 | 0 |  | 0 | 0 | 0 | 0 | 0 | 0 | 0 | 0 | 0 | 0 | 0 | 0 | 0 | 0 | 0 | 0 | 0 | 0 | 0
1125 |  | 1 |  |  |  |  | 0 |  |  |  | 0 | 0 | [6 empty] | 0 |  |  |  |  | 0% | 0 | 0 | 0 | 0 | 0 | 0 |  |  | 0 | 0% | 0 | 0 | 0 | 0 | 0 | NewControlTypes | 0 | 0 | 0 | 0 | 0 | 0 | 0 | 0 | 0 | 0 | 0 | 0 | 0 | 0 | 0 | 0 | 0 | 0 | 0 | 0 | 0 | 0 | 0 | 0 | 0 | 0 | 0 | 0 | 0 | 0 | 0 | 0 | 0 | 0 | 0 | 0 | 0 | 0 | 0 | 0 | 0 | 0 | 0 | 0 | 0 | 0 | 0 | 0 | 0 | 0 | 0 | 0 | 0 | 0 | 0 | 0 | 0 | 0 | 0 | 0 | 0 | 0 | 0 | 0 | 0 | 0 | 0 | 0 | 0 | 0 | 0 | 0 | 0 | 0 | 0 | 0 | 0 | 0 | 0 | 0 | 0 |  |  | 0 | 0 | 0 | 0 | 0 | 0 |  | 0 | 0 | 0 | 0 | 0 | 0 | 0 | 0 | 0 | 0 | 0 | 0 | 0 | 0 | 0 | 0 | 0 | 0 | 0
1126 |  | 1 |  |  |  |  | 0 |  |  |  | 0 | 0 | [6 empty] | 0 |  |  |  |  | 0% | 0 | 0 | 0 | 0 | 0 | 0 |  |  | 0 | 0% | 0 | 0 | 0 | 0 | 0 | NewControlTypes | 0 | 0 | 0 | 0 | 0 | 0 | 0 | 0 | 0 | 0 | 0 | 0 | 0 | 0 | 0 | 0 | 0 | 0 | 0 | 0 | 0 | 0 | 0 | 0 | 0 | 0 | 0 | 0 | 0 | 0 | 0 | 0 | 0 | 0 | 0 | 0 | 0 | 0 | 0 | 0 | 0 | 0 | 0 | 0 | 0 | 0 | 0 | 0 | 0 | 0 | 0 | 0 | 0 | 0 | 0 | 0 | 0 | 0 | 0 | 0 | 0 | 0 | 0 | 0 | 0 | 0 | 0 | 0 | 0 | 0 | 0 | 0 | 0 | 0 | 0 | 0 | 0 | 0 | 0 | 0 | 0 |  |  | 0 | 0 | 0 | 0 | 0 | 0 |  | 0 | 0 | 0 | 0 | 0 | 0 | 0 | 0 | 0 | 0 | 0 | 0 | 0 | 0 | 0 | 0 | 0 | 0 | 0
1127 |  | 1 |  |  |  |  | 0 |  |  |  | 0 | 0 | [6 empty] | 0 |  |  |  |  | 0% | 0 | 0 | 0 | 0 | 0 | 0 |  |  | 0 | 0% | 0 | 0 | 0 | 0 | 0 | NewControlTypes | 0 | 0 | 0 | 0 | 0 | 0 | 0 | 0 | 0 | 0 | 0 | 0 | 0 | 0 | 0 | 0 | 0 | 0 | 0 | 0 | 0 | 0 | 0 | 0 | 0 | 0 | 0 | 0 | 0 | 0 | 0 | 0 | 0 | 0 | 0 | 0 | 0 | 0 | 0 | 0 | 0 | 0 | 0 | 0 | 0 | 0 | 0 | 0 | 0 | 0 | 0 | 0 | 0 | 0 | 0 | 0 | 0 | 0 | 0 | 0 | 0 | 0 | 0 | 0 | 0 | 0 | 0 | 0 | 0 | 0 | 0 | 0 | 0 | 0 | 0 | 0 | 0 | 0 | 0 | 0 | 0 |  |  | 0 | 0 | 0 | 0 | 0 | 0 |  | 0 | 0 | 0 | 0 | 0 | 0 | 0 | 0 | 0 | 0 | 0 | 0 | 0 | 0 | 0 | 0 | 0 | 0 | 0
1128 |  | 1 |  |  |  |  | 0 |  |  |  | 0 | 0 | [6 empty] | 0 |  |  |  |  | 0% | 0 | 0 | 0 | 0 | 0 | 0 |  |  | 0 | 0% | 0 | 0 | 0 | 0 | 0 | NewControlTypes | 0 | 0 | 0 | 0 | 0 | 0 | 0 | 0 | 0 | 0 | 0 | 0 | 0 | 0 | 0 | 0 | 0 | 0 | 0 | 0 | 0 | 0 | 0 | 0 | 0 | 0 | 0 | 0 | 0 | 0 | 0 | 0 | 0 | 0 | 0 | 0 | 0 | 0 | 0 | 0 | 0 | 0 | 0 | 0 | 0 | 0 | 0 | 0 | 0 | 0 | 0 | 0 | 0 | 0 | 0 | 0 | 0 | 0 | 0 | 0 | 0 | 0 | 0 | 0 | 0 | 0 | 0 | 0 | 0 | 0 | 0 | 0 | 0 | 0 | 0 | 0 | 0 | 0 | 0 | 0 | 0 |  |  | 0 | 0 | 0 | 0 | 0 | 0 |  | 0 | 0 | 0 | 0 | 0 | 0 | 0 | 0 | 0 | 0 | 0 | 0 | 0 | 0 | 0 | 0 | 0 | 0 | 0
1129 |  | 1 |  |  |  |  | 0 |  |  |  | 0 | 0 | [6 empty] | 0 |  |  |  |  | 0% | 0 | 0 | 0 | 0 | 0 | 0 |  |  | 0 | 0% | 0 | 0 | 0 | 0 | 0 | NewControlTypes | 0 | 0 | 0 | 0 | 0 | 0 | 0 | 0 | 0 | 0 | 0 | 0 | 0 | 0 | 0 | 0 | 0 | 0 | 0 | 0 | 0 | 0 | 0 | 0 | 0 | 0 | 0 | 0 | 0 | 0 | 0 | 0 | 0 | 0 | 0 | 0 | 0 | 0 | 0 | 0 | 0 | 0 | 0 | 0 | 0 | 0 | 0 | 0 | 0 | 0 | 0 | 0 | 0 | 0 | 0 | 0 | 0 | 0 | 0 | 0 | 0 | 0 | 0 | 0 | 0 | 0 | 0 | 0 | 0 | 0 | 0 | 0 | 0 | 0 | 0 | 0 | 0 | 0 | 0 | 0 | 0 |  |  | 0 | 0 | 0 | 0 | 0 | 0 |  | 0 | 0 | 0 | 0 | 0 | 0 | 0 | 0 | 0 | 0 | 0 | 0 | 0 | 0 | 0 | 0 | 0 | 0 | 0
1130 |  | 1 |  |  |  |  | 0 |  |  |  | 0 | 0 | [6 empty] | 0 |  |  |  |  | 0% | 0 | 0 | 0 | 0 | 0 | 0 |  |  | 0 | 0% | 0 | 0 | 0 | 0 | 0 | NewControlTypes | 0 | 0 | 0 | 0 | 0 | 0 | 0 | 0 | 0 | 0 | 0 | 0 | 0 | 0 | 0 | 0 | 0 | 0 | 0 | 0 | 0 | 0 | 0 | 0 | 0 | 0 | 0 | 0 | 0 | 0 | 0 | 0 | 0 | 0 | 0 | 0 | 0 | 0 | 0 | 0 | 0 | 0 | 0 | 0 | 0 | 0 | 0 | 0 | 0 | 0 | 0 | 0 | 0 | 0 | 0 | 0 | 0 | 0 | 0 | 0 | 0 | 0 | 0 | 0 | 0 | 0 | 0 | 0 | 0 | 0 | 0 | 0 | 0 | 0 | 0 | 0 | 0 | 0 | 0 | 0 | 0 |  |  | 0 | 0 | 0 | 0 | 0 | 0 |  | 0 | 0 | 0 | 0 | 0 | 0 | 0 | 0 | 0 | 0 | 0 | 0 | 0 | 0 | 0 | 0 | 0 | 0 | 0
1131 |  | 1 |  |  |  |  | 0 |  |  |  | 0 | 0 | [6 empty] | 0 |  |  |  |  | 0% | 0 | 0 | 0 | 0 | 0 | 0 |  |  | 0 | 0% | 0 | 0 | 0 | 0 | 0 | NewControlTypes | 0 | 0 | 0 | 0 | 0 | 0 | 0 | 0 | 0 | 0 | 0 | 0 | 0 | 0 | 0 | 0 | 0 | 0 | 0 | 0 | 0 | 0 | 0 | 0 | 0 | 0 | 0 | 0 | 0 | 0 | 0 | 0 | 0 | 0 | 0 | 0 | 0 | 0 | 0 | 0 | 0 | 0 | 0 | 0 | 0 | 0 | 0 | 0 | 0 | 0 | 0 | 0 | 0 | 0 | 0 | 0 | 0 | 0 | 0 | 0 | 0 | 0 | 0 | 0 | 0 | 0 | 0 | 0 | 0 | 0 | 0 | 0 | 0 | 0 | 0 | 0 | 0 | 0 | 0 | 0 | 0 |  |  | 0 | 0 | 0 | 0 | 0 | 0 |  | 0 | 0 | 0 | 0 | 0 | 0 | 0 | 0 | 0 | 0 | 0 | 0 | 0 | 0 | 0 | 0 | 0 | 0 | 0
1132 |  | 1 |  |  |  |  | 0 |  |  |  | 0 | 0 | [6 empty] | 0 |  |  |  |  | 0% | 0 | 0 | 0 | 0 | 0 | 0 |  |  | 0 | 0% | 0 | 0 | 0 | 0 | 0 | NewControlTypes | 0 | 0 | 0 | 0 | 0 | 0 | 0 | 0 | 0 | 0 | 0 | 0 | 0 | 0 | 0 | 0 | 0 | 0 | 0 | 0 | 0 | 0 | 0 | 0 | 0 | 0 | 0 | 0 | 0 | 0 | 0 | 0 | 0 | 0 | 0 | 0 | 0 | 0 | 0 | 0 | 0 | 0 | 0 | 0 | 0 | 0 | 0 | 0 | 0 | 0 | 0 | 0 | 0 | 0 | 0 | 0 | 0 | 0 | 0 | 0 | 0 | 0 | 0 | 0 | 0 | 0 | 0 | 0 | 0 | 0 | 0 | 0 | 0 | 0 | 0 | 0 | 0 | 0 | 0 | 0 | 0 |  |  | 0 | 0 | 0 | 0 | 0 | 0 |  | 0 | 0 | 0 | 0 | 0 | 0 | 0 | 0 | 0 | 0 | 0 | 0 | 0 | 0 | 0 | 0 | 0 | 0 | 0
1133 |  | 1 |  |  |  |  | 0 |  |  |  | 0 | 0 | [6 empty] | 0 |  |  |  |  | 0% | 0 | 0 | 0 | 0 | 0 | 0 |  |  | 0 | 0% | 0 | 0 | 0 | 0 | 0 | NewControlTypes | 0 | 0 | 0 | 0 | 0 | 0 | 0 | 0 | 0 | 0 | 0 | 0 | 0 | 0 | 0 | 0 | 0 | 0 | 0 | 0 | 0 | 0 | 0 | 0 | 0 | 0 | 0 | 0 | 0 | 0 | 0 | 0 | 0 | 0 | 0 | 0 | 0 | 0 | 0 | 0 | 0 | 0 | 0 | 0 | 0 | 0 | 0 | 0 | 0 | 0 | 0 | 0 | 0 | 0 | 0 | 0 | 0 | 0 | 0 | 0 | 0 | 0 | 0 | 0 | 0 | 0 | 0 | 0 | 0 | 0 | 0 | 0 | 0 | 0 | 0 | 0 | 0 | 0 | 0 | 0 | 0 |  |  | 0 | 0 | 0 | 0 | 0 | 0 |  | 0 | 0 | 0 | 0 | 0 | 0 | 0 | 0 | 0 | 0 | 0 | 0 | 0 | 0 | 0 | 0 | 0 | 0 | 0
1134 |  | 1 |  |  |  |  | 0 |  |  |  | 0 | 0 | [6 empty] | 0 |  |  |  |  | 0% | 0 | 0 | 0 | 0 | 0 | 0 |  |  | 0 | 0% | 0 | 0 | 0 | 0 | 0 | NewControlTypes | 0 | 0 | 0 | 0 | 0 | 0 | 0 | 0 | 0 | 0 | 0 | 0 | 0 | 0 | 0 | 0 | 0 | 0 | 0 | 0 | 0 | 0 | 0 | 0 | 0 | 0 | 0 | 0 | 0 | 0 | 0 | 0 | 0 | 0 | 0 | 0 | 0 | 0 | 0 | 0 | 0 | 0 | 0 | 0 | 0 | 0 | 0 | 0 | 0 | 0 | 0 | 0 | 0 | 0 | 0 | 0 | 0 | 0 | 0 | 0 | 0 | 0 | 0 | 0 | 0 | 0 | 0 | 0 | 0 | 0 | 0 | 0 | 0 | 0 | 0 | 0 | 0 | 0 | 0 | 0 | 0 |  |  | 0 | 0 | 0 | 0 | 0 | 0 |  | 0 | 0 | 0 | 0 | 0 | 0 | 0 | 0 | 0 | 0 | 0 | 0 | 0 | 0 | 0 | 0 | 0 | 0 | 0
1135 |  | 1 |  |  |  |  | 0 |  |  |  | 0 | 0 | [6 empty] | 0 |  |  |  |  | 0% | 0 | 0 | 0 | 0 | 0 | 0 |  |  | 0 | 0% | 0 | 0 | 0 | 0 | 0 | NewControlTypes | 0 | 0 | 0 | 0 | 0 | 0 | 0 | 0 | 0 | 0 | 0 | 0 | 0 | 0 | 0 | 0 | 0 | 0 | 0 | 0 | 0 | 0 | 0 | 0 | 0 | 0 | 0 | 0 | 0 | 0 | 0 | 0 | 0 | 0 | 0 | 0 | 0 | 0 | 0 | 0 | 0 | 0 | 0 | 0 | 0 | 0 | 0 | 0 | 0 | 0 | 0 | 0 | 0 | 0 | 0 | 0 | 0 | 0 | 0 | 0 | 0 | 0 | 0 | 0 | 0 | 0 | 0 | 0 | 0 | 0 | 0 | 0 | 0 | 0 | 0 | 0 | 0 | 0 | 0 | 0 | 0 |  |  | 0 | 0 | 0 | 0 | 0 | 0 |  | 0 | 0 | 0 | 0 | 0 | 0 | 0 | 0 | 0 | 0 | 0 | 0 | 0 | 0 | 0 | 0 | 0 | 0 | 0
1136 |  | 1 |  |  |  |  | 0 |  |  |  | 0 | 0 | [6 empty] | 0 |  |  |  |  | 0% | 0 | 0 | 0 | 0 | 0 | 0 |  |  | 0 | 0% | 0 | 0 | 0 | 0 | 0 | NewControlTypes | 0 | 0 | 0 | 0 | 0 | 0 | 0 | 0 | 0 | 0 | 0 | 0 | 0 | 0 | 0 | 0 | 0 | 0 | 0 | 0 | 0 | 0 | 0 | 0 | 0 | 0 | 0 | 0 | 0 | 0 | 0 | 0 | 0 | 0 | 0 | 0 | 0 | 0 | 0 | 0 | 0 | 0 | 0 | 0 | 0 | 0 | 0 | 0 | 0 | 0 | 0 | 0 | 0 | 0 | 0 | 0 | 0 | 0 | 0 | 0 | 0 | 0 | 0 | 0 | 0 | 0 | 0 | 0 | 0 | 0 | 0 | 0 | 0 | 0 | 0 | 0 | 0 | 0 | 0 | 0 | 0 |  |  | 0 | 0 | 0 | 0 | 0 | 0 |  | 0 | 0 | 0 | 0 | 0 | 0 | 0 | 0 | 0 | 0 | 0 | 0 | 0 | 0 | 0 | 0 | 0 | 0 | 0
1137 |  | 1 |  |  |  |  | 0 |  |  |  | 0 | 0 | [6 empty] | 0 |  |  |  |  | 0% | 0 | 0 | 0 | 0 | 0 | 0 |  |  | 0 | 0% | 0 | 0 | 0 | 0 | 0 | NewControlTypes | 0 | 0 | 0 | 0 | 0 | 0 | 0 | 0 | 0 | 0 | 0 | 0 | 0 | 0 | 0 | 0 | 0 | 0 | 0 | 0 | 0 | 0 | 0 | 0 | 0 | 0 | 0 | 0 | 0 | 0 | 0 | 0 | 0 | 0 | 0 | 0 | 0 | 0 | 0 | 0 | 0 | 0 | 0 | 0 | 0 | 0 | 0 | 0 | 0 | 0 | 0 | 0 | 0 | 0 | 0 | 0 | 0 | 0 | 0 | 0 | 0 | 0 | 0 | 0 | 0 | 0 | 0 | 0 | 0 | 0 | 0 | 0 | 0 | 0 | 0 | 0 | 0 | 0 | 0 | 0 | 0 |  |  | 0 | 0 | 0 | 0 | 0 | 0 |  | 0 | 0 | 0 | 0 | 0 | 0 | 0 | 0 | 0 | 0 | 0 | 0 | 0 | 0 | 0 | 0 | 0 | 0 | 0
1138 |  | 1 |  |  |  |  | 0 |  |  |  | 0 | 0 | [6 empty] | 0 |  |  |  |  | 0% | 0 | 0 | 0 | 0 | 0 | 0 |  |  | 0 | 0% | 0 | 0 | 0 | 0 | 0 | NewControlTypes | 0 | 0 | 0 | 0 | 0 | 0 | 0 | 0 | 0 | 0 | 0 | 0 | 0 | 0 | 0 | 0 | 0 | 0 | 0 | 0 | 0 | 0 | 0 | 0 | 0 | 0 | 0 | 0 | 0 | 0 | 0 | 0 | 0 | 0 | 0 | 0 | 0 | 0 | 0 | 0 | 0 | 0 | 0 | 0 | 0 | 0 | 0 | 0 | 0 | 0 | 0 | 0 | 0 | 0 | 0 | 0 | 0 | 0 | 0 | 0 | 0 | 0 | 0 | 0 | 0 | 0 | 0 | 0 | 0 | 0 | 0 | 0 | 0 | 0 | 0 | 0 | 0 | 0 | 0 | 0 | 0 |  |  | 0 | 0 | 0 | 0 | 0 | 0 |  | 0 | 0 | 0 | 0 | 0 | 0 | 0 | 0 | 0 | 0 | 0 | 0 | 0 | 0 | 0 | 0 | 0 | 0 | 0
1139 |  | 1 |  |  |  |  | 0 |  |  |  | 0 | 0 | [6 empty] | 0 |  |  |  |  | 0% | 0 | 0 | 0 | 0 | 0 | 0 |  |  | 0 | 0% | 0 | 0 | 0 | 0 | 0 | NewControlTypes | 0 | 0 | 0 | 0 | 0 | 0 | 0 | 0 | 0 | 0 | 0 | 0 | 0 | 0 | 0 | 0 | 0 | 0 | 0 | 0 | 0 | 0 | 0 | 0 | 0 | 0 | 0 | 0 | 0 | 0 | 0 | 0 | 0 | 0 | 0 | 0 | 0 | 0 | 0 | 0 | 0 | 0 | 0 | 0 | 0 | 0 | 0 | 0 | 0 | 0 | 0 | 0 | 0 | 0 | 0 | 0 | 0 | 0 | 0 | 0 | 0 | 0 | 0 | 0 | 0 | 0 | 0 | 0 | 0 | 0 | 0 | 0 | 0 | 0 | 0 | 0 | 0 | 0 | 0 | 0 | 0 |  |  | 0 | 0 | 0 | 0 | 0 | 0 |  | 0 | 0 | 0 | 0 | 0 | 0 | 0 | 0 | 0 | 0 | 0 | 0 | 0 | 0 | 0 | 0 | 0 | 0 | 0
1140 |  | 1 |  |  |  |  | 0 |  |  |  | 0 | 0 | [6 empty] | 0 |  |  |  |  | 0% | 0 | 0 | 0 | 0 | 0 | 0 |  |  | 0 | 0% | 0 | 0 | 0 | 0 | 0 | NewControlTypes | 0 | 0 | 0 | 0 | 0 | 0 | 0 | 0 | 0 | 0 | 0 | 0 | 0 | 0 | 0 | 0 | 0 | 0 | 0 | 0 | 0 | 0 | 0 | 0 | 0 | 0 | 0 | 0 | 0 | 0 | 0 | 0 | 0 | 0 | 0 | 0 | 0 | 0 | 0 | 0 | 0 | 0 | 0 | 0 | 0 | 0 | 0 | 0 | 0 | 0 | 0 | 0 | 0 | 0 | 0 | 0 | 0 | 0 | 0 | 0 | 0 | 0 | 0 | 0 | 0 | 0 | 0 | 0 | 0 | 0 | 0 | 0 | 0 | 0 | 0 | 0 | 0 | 0 | 0 | 0 | 0 |  |  | 0 | 0 | 0 | 0 | 0 | 0 |  | 0 | 0 | 0 | 0 | 0 | 0 | 0 | 0 | 0 | 0 | 0 | 0 | 0 | 0 | 0 | 0 | 0 | 0 | 0
1141 |  | 1 |  |  |  |  | 0 |  |  |  | 0 | 0 | [6 empty] | 0 |  |  |  |  | 0% | 0 | 0 | 0 | 0 | 0 | 0 |  |  | 0 | 0% | 0 | 0 | 0 | 0 | 0 | NewControlTypes | 0 | 0 | 0 | 0 | 0 | 0 | 0 | 0 | 0 | 0 | 0 | 0 | 0 | 0 | 0 | 0 | 0 | 0 | 0 | 0 | 0 | 0 | 0 | 0 | 0 | 0 | 0 | 0 | 0 | 0 | 0 | 0 | 0 | 0 | 0 | 0 | 0 | 0 | 0 | 0 | 0 | 0 | 0 | 0 | 0 | 0 | 0 | 0 | 0 | 0 | 0 | 0 | 0 | 0 | 0 | 0 | 0 | 0 | 0 | 0 | 0 | 0 | 0 | 0 | 0 | 0 | 0 | 0 | 0 | 0 | 0 | 0 | 0 | 0 | 0 | 0 | 0 | 0 | 0 | 0 | 0 |  |  | 0 | 0 | 0 | 0 | 0 | 0 |  | 0 | 0 | 0 | 0 | 0 | 0 | 0 | 0 | 0 | 0 | 0 | 0 | 0 | 0 | 0 | 0 | 0 | 0 | 0
1142 |  | 1 |  |  |  |  | 0 |  |  |  | 0 | 0 | [6 empty] | 0 |  |  |  |  | 0% | 0 | 0 | 0 | 0 | 0 | 0 |  |  | 0 | 0% | 0 | 0 | 0 | 0 | 0 | NewControlTypes | 0 | 0 | 0 | 0 | 0 | 0 | 0 | 0 | 0 | 0 | 0 | 0 | 0 | 0 | 0 | 0 | 0 | 0 | 0 | 0 | 0 | 0 | 0 | 0 | 0 | 0 | 0 | 0 | 0 | 0 | 0 | 0 | 0 | 0 | 0 | 0 | 0 | 0 | 0 | 0 | 0 | 0 | 0 | 0 | 0 | 0 | 0 | 0 | 0 | 0 | 0 | 0 | 0 | 0 | 0 | 0 | 0 | 0 | 0 | 0 | 0 | 0 | 0 | 0 | 0 | 0 | 0 | 0 | 0 | 0 | 0 | 0 | 0 | 0 | 0 | 0 | 0 | 0 | 0 | 0 | 0 |  |  | 0 | 0 | 0 | 0 | 0 | 0 |  | 0 | 0 | 0 | 0 | 0 | 0 | 0 | 0 | 0 | 0 | 0 | 0 | 0 | 0 | 0 | 0 | 0 | 0 | 0
1143 |  | 1 |  |  |  |  | 0 |  |  |  | 0 | 0 | [6 empty] | 0 |  |  |  |  | 0% | 0 | 0 | 0 | 0 | 0 | 0 |  |  | 0 | 0% | 0 | 0 | 0 | 0 | 0 | NewControlTypes | 0 | 0 | 0 | 0 | 0 | 0 | 0 | 0 | 0 | 0 | 0 | 0 | 0 | 0 | 0 | 0 | 0 | 0 | 0 | 0 | 0 | 0 | 0 | 0 | 0 | 0 | 0 | 0 | 0 | 0 | 0 | 0 | 0 | 0 | 0 | 0 | 0 | 0 | 0 | 0 | 0 | 0 | 0 | 0 | 0 | 0 | 0 | 0 | 0 | 0 | 0 | 0 | 0 | 0 | 0 | 0 | 0 | 0 | 0 | 0 | 0 | 0 | 0 | 0 | 0 | 0 | 0 | 0 | 0 | 0 | 0 | 0 | 0 | 0 | 0 | 0 | 0 | 0 | 0 | 0 | 0 |  |  | 0 | 0 | 0 | 0 | 0 | 0 |  | 0 | 0 | 0 | 0 | 0 | 0 | 0 | 0 | 0 | 0 | 0 | 0 | 0 | 0 | 0 | 0 | 0 | 0 | 0
1144 |  | 1 |  |  |  |  | 0 |  |  |  | 0 | 0 | [6 empty] | 0 |  |  |  |  | 0% | 0 | 0 | 0 | 0 | 0 | 0 |  |  | 0 | 0% | 0 | 0 | 0 | 0 | 0 | NewControlTypes | 0 | 0 | 0 | 0 | 0 | 0 | 0 | 0 | 0 | 0 | 0 | 0 | 0 | 0 | 0 | 0 | 0 | 0 | 0 | 0 | 0 | 0 | 0 | 0 | 0 | 0 | 0 | 0 | 0 | 0 | 0 | 0 | 0 | 0 | 0 | 0 | 0 | 0 | 0 | 0 | 0 | 0 | 0 | 0 | 0 | 0 | 0 | 0 | 0 | 0 | 0 | 0 | 0 | 0 | 0 | 0 | 0 | 0 | 0 | 0 | 0 | 0 | 0 | 0 | 0 | 0 | 0 | 0 | 0 | 0 | 0 | 0 | 0 | 0 | 0 | 0 | 0 | 0 | 0 | 0 | 0 |  |  | 0 | 0 | 0 | 0 | 0 | 0 |  | 0 | 0 | 0 | 0 | 0 | 0 | 0 | 0 | 0 | 0 | 0 | 0 | 0 | 0 | 0 | 0 | 0 | 0 | 0
1145 |  | 1 |  |  |  |  | 0 |  |  |  | 0 | 0 | [6 empty] | 0 |  |  |  |  | 0% | 0 | 0 | 0 | 0 | 0 | 0 |  |  | 0 | 0% | 0 | 0 | 0 | 0 | 0 | NewControlTypes | 0 | 0 | 0 | 0 | 0 | 0 | 0 | 0 | 0 | 0 | 0 | 0 | 0 | 0 | 0 | 0 | 0 | 0 | 0 | 0 | 0 | 0 | 0 | 0 | 0 | 0 | 0 | 0 | 0 | 0 | 0 | 0 | 0 | 0 | 0 | 0 | 0 | 0 | 0 | 0 | 0 | 0 | 0 | 0 | 0 | 0 | 0 | 0 | 0 | 0 | 0 | 0 | 0 | 0 | 0 | 0 | 0 | 0 | 0 | 0 | 0 | 0 | 0 | 0 | 0 | 0 | 0 | 0 | 0 | 0 | 0 | 0 | 0 | 0 | 0 | 0 | 0 | 0 | 0 | 0 | 0 |  |  | 0 | 0 | 0 | 0 | 0 | 0 |  | 0 | 0 | 0 | 0 | 0 | 0 | 0 | 0 | 0 | 0 | 0 | 0 | 0 | 0 | 0 | 0 | 0 | 0 | 0
1146 |  | 1 |  |  |  |  | 0 |  |  |  | 0 | 0 | [6 empty] | 0 |  |  |  |  | 0% | 0 | 0 | 0 | 0 | 0 | 0 |  |  | 0 | 0% | 0 | 0 | 0 | 0 | 0 | NewControlTypes | 0 | 0 | 0 | 0 | 0 | 0 | 0 | 0 | 0 | 0 | 0 | 0 | 0 | 0 | 0 | 0 | 0 | 0 | 0 | 0 | 0 | 0 | 0 | 0 | 0 | 0 | 0 | 0 | 0 | 0 | 0 | 0 | 0 | 0 | 0 | 0 | 0 | 0 | 0 | 0 | 0 | 0 | 0 | 0 | 0 | 0 | 0 | 0 | 0 | 0 | 0 | 0 | 0 | 0 | 0 | 0 | 0 | 0 | 0 | 0 | 0 | 0 | 0 | 0 | 0 | 0 | 0 | 0 | 0 | 0 | 0 | 0 | 0 | 0 | 0 | 0 | 0 | 0 | 0 | 0 | 0 |  |  | 0 | 0 | 0 | 0 | 0 | 0 |  | 0 | 0 | 0 | 0 | 0 | 0 | 0 | 0 | 0 | 0 | 0 | 0 | 0 | 0 | 0 | 0 | 0 | 0 | 0
1147 |  | 1 |  |  |  |  | 0 |  |  |  | 0 | 0 | [6 empty] | 0 |  |  |  |  | 0% | 0 | 0 | 0 | 0 | 0 | 0 |  |  | 0 | 0% | 0 | 0 | 0 | 0 | 0 | NewControlTypes | 0 | 0 | 0 | 0 | 0 | 0 | 0 | 0 | 0 | 0 | 0 | 0 | 0 | 0 | 0 | 0 | 0 | 0 | 0 | 0 | 0 | 0 | 0 | 0 | 0 | 0 | 0 | 0 | 0 | 0 | 0 | 0 | 0 | 0 | 0 | 0 | 0 | 0 | 0 | 0 | 0 | 0 | 0 | 0 | 0 | 0 | 0 | 0 | 0 | 0 | 0 | 0 | 0 | 0 | 0 | 0 | 0 | 0 | 0 | 0 | 0 | 0 | 0 | 0 | 0 | 0 | 0 | 0 | 0 | 0 | 0 | 0 | 0 | 0 | 0 | 0 | 0 | 0 | 0 | 0 | 0 |  |  | 0 | 0 | 0 | 0 | 0 | 0 |  | 0 | 0 | 0 | 0 | 0 | 0 | 0 | 0 | 0 | 0 | 0 | 0 | 0 | 0 | 0 | 0 | 0 | 0 | 0
1148 |  | 1 |  |  |  |  | 0 |  |  |  | 0 | 0 | [6 empty] | 0 |  |  |  |  | 0% | 0 | 0 | 0 | 0 | 0 | 0 |  |  | 0 | 0% | 0 | 0 | 0 | 0 | 0 | NewControlTypes | 0 | 0 | 0 | 0 | 0 | 0 | 0 | 0 | 0 | 0 | 0 | 0 | 0 | 0 | 0 | 0 | 0 | 0 | 0 | 0 | 0 | 0 | 0 | 0 | 0 | 0 | 0 | 0 | 0 | 0 | 0 | 0 | 0 | 0 | 0 | 0 | 0 | 0 | 0 | 0 | 0 | 0 | 0 | 0 | 0 | 0 | 0 | 0 | 0 | 0 | 0 | 0 | 0 | 0 | 0 | 0 | 0 | 0 | 0 | 0 | 0 | 0 | 0 | 0 | 0 | 0 | 0 | 0 | 0 | 0 | 0 | 0 | 0 | 0 | 0 | 0 | 0 | 0 | 0 | 0 | 0 |  |  | 0 | 0 | 0 | 0 | 0 | 0 |  | 0 | 0 | 0 | 0 | 0 | 0 | 0 | 0 | 0 | 0 | 0 | 0 | 0 | 0 | 0 | 0 | 0 | 0 | 0
1149 |  | 1 |  |  |  |  | 0 |  |  |  | 0 | 0 | [6 empty] | 0 |  |  |  |  | 0% | 0 | 0 | 0 | 0 | 0 | 0 |  |  | 0 | 0% | 0 | 0 | 0 | 0 | 0 | NewControlTypes | 0 | 0 | 0 | 0 | 0 | 0 | 0 | 0 | 0 | 0 | 0 | 0 | 0 | 0 | 0 | 0 | 0 | 0 | 0 | 0 | 0 | 0 | 0 | 0 | 0 | 0 | 0 | 0 | 0 | 0 | 0 | 0 | 0 | 0 | 0 | 0 | 0 | 0 | 0 | 0 | 0 | 0 | 0 | 0 | 0 | 0 | 0 | 0 | 0 | 0 | 0 | 0 | 0 | 0 | 0 | 0 | 0 | 0 | 0 | 0 | 0 | 0 | 0 | 0 | 0 | 0 | 0 | 0 | 0 | 0 | 0 | 0 | 0 | 0 | 0 | 0 | 0 | 0 | 0 | 0 | 0 |  |  | 0 | 0 | 0 | 0 | 0 | 0 |  | 0 | 0 | 0 | 0 | 0 | 0 | 0 | 0 | 0 | 0 | 0 | 0 | 0 | 0 | 0 | 0 | 0 | 0 | 0
1150 |  | 1 |  |  |  |  | 0 |  |  |  | 0 | 0 | [6 empty] | 0 |  |  |  |  | 0% | 0 | 0 | 0 | 0 | 0 | 0 |  |  | 0 | 0% | 0 | 0 | 0 | 0 | 0 | NewControlTypes | 0 | 0 | 0 | 0 | 0 | 0 | 0 | 0 | 0 | 0 | 0 | 0 | 0 | 0 | 0 | 0 | 0 | 0 | 0 | 0 | 0 | 0 | 0 | 0 | 0 | 0 | 0 | 0 | 0 | 0 | 0 | 0 | 0 | 0 | 0 | 0 | 0 | 0 | 0 | 0 | 0 | 0 | 0 | 0 | 0 | 0 | 0 | 0 | 0 | 0 | 0 | 0 | 0 | 0 | 0 | 0 | 0 | 0 | 0 | 0 | 0 | 0 | 0 | 0 | 0 | 0 | 0 | 0 | 0 | 0 | 0 | 0 | 0 | 0 | 0 | 0 | 0 | 0 | 0 | 0 | 0 |  |  | 0 | 0 | 0 | 0 | 0 | 0 |  | 0 | 0 | 0 | 0 | 0 | 0 | 0 | 0 | 0 | 0 | 0 | 0 | 0 | 0 | 0 | 0 | 0 | 0 | 0
1151 |  | 1 |  |  |  |  | 0 |  |  |  | 0 | 0 | [6 empty] | 0 |  |  |  |  | 0% | 0 | 0 | 0 | 0 | 0 | 0 |  |  | 0 | 0% | 0 | 0 | 0 | 0 | 0 | NewControlTypes | 0 | 0 | 0 | 0 | 0 | 0 | 0 | 0 | 0 | 0 | 0 | 0 | 0 | 0 | 0 | 0 | 0 | 0 | 0 | 0 | 0 | 0 | 0 | 0 | 0 | 0 | 0 | 0 | 0 | 0 | 0 | 0 | 0 | 0 | 0 | 0 | 0 | 0 | 0 | 0 | 0 | 0 | 0 | 0 | 0 | 0 | 0 | 0 | 0 | 0 | 0 | 0 | 0 | 0 | 0 | 0 | 0 | 0 | 0 | 0 | 0 | 0 | 0 | 0 | 0 | 0 | 0 | 0 | 0 | 0 | 0 | 0 | 0 | 0 | 0 | 0 | 0 | 0 | 0 | 0 | 0 |  |  | 0 | 0 | 0 | 0 | 0 | 0 |  | 0 | 0 | 0 | 0 | 0 | 0 | 0 | 0 | 0 | 0 | 0 | 0 | 0 | 0 | 0 | 0 | 0 | 0 | 0
1152 |  | 1 |  |  |  |  | 0 |  |  |  | 0 | 0 | [6 empty] | 0 |  |  |  |  | 0% | 0 | 0 | 0 | 0 | 0 | 0 |  |  | 0 | 0% | 0 | 0 | 0 | 0 | 0 | NewControlTypes | 0 | 0 | 0 | 0 | 0 | 0 | 0 | 0 | 0 | 0 | 0 | 0 | 0 | 0 | 0 | 0 | 0 | 0 | 0 | 0 | 0 | 0 | 0 | 0 | 0 | 0 | 0 | 0 | 0 | 0 | 0 | 0 | 0 | 0 | 0 | 0 | 0 | 0 | 0 | 0 | 0 | 0 | 0 | 0 | 0 | 0 | 0 | 0 | 0 | 0 | 0 | 0 | 0 | 0 | 0 | 0 | 0 | 0 | 0 | 0 | 0 | 0 | 0 | 0 | 0 | 0 | 0 | 0 | 0 | 0 | 0 | 0 | 0 | 0 | 0 | 0 | 0 | 0 | 0 | 0 | 0 |  |  | 0 | 0 | 0 | 0 | 0 | 0 |  | 0 | 0 | 0 | 0 | 0 | 0 | 0 | 0 | 0 | 0 | 0 | 0 | 0 | 0 | 0 | 0 | 0 | 0 | 0
1153 |  | 1 |  |  |  |  | 0 |  |  |  | 0 | 0 | [6 empty] | 0 |  |  |  |  | 0% | 0 | 0 | 0 | 0 | 0 | 0 |  |  | 0 | 0% | 0 | 0 | 0 | 0 | 0 | NewControlTypes | 0 | 0 | 0 | 0 | 0 | 0 | 0 | 0 | 0 | 0 | 0 | 0 | 0 | 0 | 0 | 0 | 0 | 0 | 0 | 0 | 0 | 0 | 0 | 0 | 0 | 0 | 0 | 0 | 0 | 0 | 0 | 0 | 0 | 0 | 0 | 0 | 0 | 0 | 0 | 0 | 0 | 0 | 0 | 0 | 0 | 0 | 0 | 0 | 0 | 0 | 0 | 0 | 0 | 0 | 0 | 0 | 0 | 0 | 0 | 0 | 0 | 0 | 0 | 0 | 0 | 0 | 0 | 0 | 0 | 0 | 0 | 0 | 0 | 0 | 0 | 0 | 0 | 0 | 0 | 0 | 0 |  |  | 0 | 0 | 0 | 0 | 0 | 0 |  | 0 | 0 | 0 | 0 | 0 | 0 | 0 | 0 | 0 | 0 | 0 | 0 | 0 | 0 | 0 | 0 | 0 | 0 | 0
1154 |  | 1 |  |  |  |  | 0 |  |  |  | 0 | 0 | [6 empty] | 0 |  |  |  |  | 0% | 0 | 0 | 0 | 0 | 0 | 0 |  |  | 0 | 0% | 0 | 0 | 0 | 0 | 0 | NewControlTypes | 0 | 0 | 0 | 0 | 0 | 0 | 0 | 0 | 0 | 0 | 0 | 0 | 0 | 0 | 0 | 0 | 0 | 0 | 0 | 0 | 0 | 0 | 0 | 0 | 0 | 0 | 0 | 0 | 0 | 0 | 0 | 0 | 0 | 0 | 0 | 0 | 0 | 0 | 0 | 0 | 0 | 0 | 0 | 0 | 0 | 0 | 0 | 0 | 0 | 0 | 0 | 0 | 0 | 0 | 0 | 0 | 0 | 0 | 0 | 0 | 0 | 0 | 0 | 0 | 0 | 0 | 0 | 0 | 0 | 0 | 0 | 0 | 0 | 0 | 0 | 0 | 0 | 0 | 0 | 0 | 0 |  |  | 0 | 0 | 0 | 0 | 0 | 0 |  | 0 | 0 | 0 | 0 | 0 | 0 | 0 | 0 | 0 | 0 | 0 | 0 | 0 | 0 | 0 | 0 | 0 | 0 | 0
1155 |  | 1 |  |  |  |  | 0 |  |  |  | 0 | 0 | [6 empty] | 0 |  |  |  |  | 0% | 0 | 0 | 0 | 0 | 0 | 0 |  |  | 0 | 0% | 0 | 0 | 0 | 0 | 0 | NewControlTypes | 0 | 0 | 0 | 0 | 0 | 0 | 0 | 0 | 0 | 0 | 0 | 0 | 0 | 0 | 0 | 0 | 0 | 0 | 0 | 0 | 0 | 0 | 0 | 0 | 0 | 0 | 0 | 0 | 0 | 0 | 0 | 0 | 0 | 0 | 0 | 0 | 0 | 0 | 0 | 0 | 0 | 0 | 0 | 0 | 0 | 0 | 0 | 0 | 0 | 0 | 0 | 0 | 0 | 0 | 0 | 0 | 0 | 0 | 0 | 0 | 0 | 0 | 0 | 0 | 0 | 0 | 0 | 0 | 0 | 0 | 0 | 0 | 0 | 0 | 0 | 0 | 0 | 0 | 0 | 0 | 0 |  |  | 0 | 0 | 0 | 0 | 0 | 0 |  | 0 | 0 | 0 | 0 | 0 | 0 | 0 | 0 | 0 | 0 | 0 | 0 | 0 | 0 | 0 | 0 | 0 | 0 | 0
1156 |  | 1 |  |  |  |  | 0 |  |  |  | 0 | 0 | [6 empty] | 0 |  |  |  |  | 0% | 0 | 0 | 0 | 0 | 0 | 0 |  |  | 0 | 0% | 0 | 0 | 0 | 0 | 0 | NewControlTypes | 0 | 0 | 0 | 0 | 0 | 0 | 0 | 0 | 0 | 0 | 0 | 0 | 0 | 0 | 0 | 0 | 0 | 0 | 0 | 0 | 0 | 0 | 0 | 0 | 0 | 0 | 0 | 0 | 0 | 0 | 0 | 0 | 0 | 0 | 0 | 0 | 0 | 0 | 0 | 0 | 0 | 0 | 0 | 0 | 0 | 0 | 0 | 0 | 0 | 0 | 0 | 0 | 0 | 0 | 0 | 0 | 0 | 0 | 0 | 0 | 0 | 0 | 0 | 0 | 0 | 0 | 0 | 0 | 0 | 0 | 0 | 0 | 0 | 0 | 0 | 0 | 0 | 0 | 0 | 0 | 0 |  |  | 0 | 0 | 0 | 0 | 0 | 0 |  | 0 | 0 | 0 | 0 | 0 | 0 | 0 | 0 | 0 | 0 | 0 | 0 | 0 | 0 | 0 | 0 | 0 | 0 | 0
1157 |  | 1 |  |  |  |  | 0 |  |  |  | 0 | 0 | [6 empty] | 0 |  |  |  |  | 0% | 0 | 0 | 0 | 0 | 0 | 0 |  |  | 0 | 0% | 0 | 0 | 0 | 0 | 0 | NewControlTypes | 0 | 0 | 0 | 0 | 0 | 0 | 0 | 0 | 0 | 0 | 0 | 0 | 0 | 0 | 0 | 0 | 0 | 0 | 0 | 0 | 0 | 0 | 0 | 0 | 0 | 0 | 0 | 0 | 0 | 0 | 0 | 0 | 0 | 0 | 0 | 0 | 0 | 0 | 0 | 0 | 0 | 0 | 0 | 0 | 0 | 0 | 0 | 0 | 0 | 0 | 0 | 0 | 0 | 0 | 0 | 0 | 0 | 0 | 0 | 0 | 0 | 0 | 0 | 0 | 0 | 0 | 0 | 0 | 0 | 0 | 0 | 0 | 0 | 0 | 0 | 0 | 0 | 0 | 0 | 0 | 0 |  |  | 0 | 0 | 0 | 0 | 0 | 0 |  | 0 | 0 | 0 | 0 | 0 | 0 | 0 | 0 | 0 | 0 | 0 | 0 | 0 | 0 | 0 | 0 | 0 | 0 | 0
1158 |  | 1 |  |  |  |  | 0 |  |  |  | 0 | 0 | [6 empty] | 0 |  |  |  |  | 0% | 0 | 0 | 0 | 0 | 0 | 0 |  |  | 0 | 0% | 0 | 0 | 0 | 0 | 0 | NewControlTypes | 0 | 0 | 0 | 0 | 0 | 0 | 0 | 0 | 0 | 0 | 0 | 0 | 0 | 0 | 0 | 0 | 0 | 0 | 0 | 0 | 0 | 0 | 0 | 0 | 0 | 0 | 0 | 0 | 0 | 0 | 0 | 0 | 0 | 0 | 0 | 0 | 0 | 0 | 0 | 0 | 0 | 0 | 0 | 0 | 0 | 0 | 0 | 0 | 0 | 0 | 0 | 0 | 0 | 0 | 0 | 0 | 0 | 0 | 0 | 0 | 0 | 0 | 0 | 0 | 0 | 0 | 0 | 0 | 0 | 0 | 0 | 0 | 0 | 0 | 0 | 0 | 0 | 0 | 0 | 0 | 0 |  |  | 0 | 0 | 0 | 0 | 0 | 0 |  | 0 | 0 | 0 | 0 | 0 | 0 | 0 | 0 | 0 | 0 | 0 | 0 | 0 | 0 | 0 | 0 | 0 | 0 | 0
1159 |  | 1 |  |  |  |  | 0 |  |  |  | 0 | 0 | [6 empty] | 0 |  |  |  |  | 0% | 0 | 0 | 0 | 0 | 0 | 0 |  |  | 0 | 0% | 0 | 0 | 0 | 0 | 0 | NewControlTypes | 0 | 0 | 0 | 0 | 0 | 0 | 0 | 0 | 0 | 0 | 0 | 0 | 0 | 0 | 0 | 0 | 0 | 0 | 0 | 0 | 0 | 0 | 0 | 0 | 0 | 0 | 0 | 0 | 0 | 0 | 0 | 0 | 0 | 0 | 0 | 0 | 0 | 0 | 0 | 0 | 0 | 0 | 0 | 0 | 0 | 0 | 0 | 0 | 0 | 0 | 0 | 0 | 0 | 0 | 0 | 0 | 0 | 0 | 0 | 0 | 0 | 0 | 0 | 0 | 0 | 0 | 0 | 0 | 0 | 0 | 0 | 0 | 0 | 0 | 0 | 0 | 0 | 0 | 0 | 0 | 0 |  |  | 0 | 0 | 0 | 0 | 0 | 0 |  | 0 | 0 | 0 | 0 | 0 | 0 | 0 | 0 | 0 | 0 | 0 | 0 | 0 | 0 | 0 | 0 | 0 | 0 | 0
1160 |  | 1 |  |  |  |  | 0 |  |  |  | 0 | 0 | [6 empty] | 0 |  |  |  |  | 0% | 0 | 0 | 0 | 0 | 0 | 0 |  |  | 0 | 0% | 0 | 0 | 0 | 0 | 0 | NewControlTypes | 0 | 0 | 0 | 0 | 0 | 0 | 0 | 0 | 0 | 0 | 0 | 0 | 0 | 0 | 0 | 0 | 0 | 0 | 0 | 0 | 0 | 0 | 0 | 0 | 0 | 0 | 0 | 0 | 0 | 0 | 0 | 0 | 0 | 0 | 0 | 0 | 0 | 0 | 0 | 0 | 0 | 0 | 0 | 0 | 0 | 0 | 0 | 0 | 0 | 0 | 0 | 0 | 0 | 0 | 0 | 0 | 0 | 0 | 0 | 0 | 0 | 0 | 0 | 0 | 0 | 0 | 0 | 0 | 0 | 0 | 0 | 0 | 0 | 0 | 0 | 0 | 0 | 0 | 0 | 0 | 0 |  |  | 0 | 0 | 0 | 0 | 0 | 0 |  | 0 | 0 | 0 | 0 | 0 | 0 | 0 | 0 | 0 | 0 | 0 | 0 | 0 | 0 | 0 | 0 | 0 | 0 | 0
1161 |  | 1 |  |  |  |  | 0 |  |  |  | 0 | 0 | [6 empty] | 0 |  |  |  |  | 0% | 0 | 0 | 0 | 0 | 0 | 0 |  |  | 0 | 0% | 0 | 0 | 0 | 0 | 0 | NewControlTypes | 0 | 0 | 0 | 0 | 0 | 0 | 0 | 0 | 0 | 0 | 0 | 0 | 0 | 0 | 0 | 0 | 0 | 0 | 0 | 0 | 0 | 0 | 0 | 0 | 0 | 0 | 0 | 0 | 0 | 0 | 0 | 0 | 0 | 0 | 0 | 0 | 0 | 0 | 0 | 0 | 0 | 0 | 0 | 0 | 0 | 0 | 0 | 0 | 0 | 0 | 0 | 0 | 0 | 0 | 0 | 0 | 0 | 0 | 0 | 0 | 0 | 0 | 0 | 0 | 0 | 0 | 0 | 0 | 0 | 0 | 0 | 0 | 0 | 0 | 0 | 0 | 0 | 0 | 0 | 0 | 0 |  |  | 0 | 0 | 0 | 0 | 0 | 0 |  | 0 | 0 | 0 | 0 | 0 | 0 | 0 | 0 | 0 | 0 | 0 | 0 | 0 | 0 | 0 | 0 | 0 | 0 | 0
1162 |  | 1 |  |  |  |  | 0 |  |  |  | 0 | 0 | [6 empty] | 0 |  |  |  |  | 0% | 0 | 0 | 0 | 0 | 0 | 0 |  |  | 0 | 0% | 0 | 0 | 0 | 0 | 0 | NewControlTypes | 0 | 0 | 0 | 0 | 0 | 0 | 0 | 0 | 0 | 0 | 0 | 0 | 0 | 0 | 0 | 0 | 0 | 0 | 0 | 0 | 0 | 0 | 0 | 0 | 0 | 0 | 0 | 0 | 0 | 0 | 0 | 0 | 0 | 0 | 0 | 0 | 0 | 0 | 0 | 0 | 0 | 0 | 0 | 0 | 0 | 0 | 0 | 0 | 0 | 0 | 0 | 0 | 0 | 0 | 0 | 0 | 0 | 0 | 0 | 0 | 0 | 0 | 0 | 0 | 0 | 0 | 0 | 0 | 0 | 0 | 0 | 0 | 0 | 0 | 0 | 0 | 0 | 0 | 0 | 0 | 0 |  |  | 0 | 0 | 0 | 0 | 0 | 0 |  | 0 | 0 | 0 | 0 | 0 | 0 | 0 | 0 | 0 | 0 | 0 | 0 | 0 | 0 | 0 | 0 | 0 | 0 | 0
1163 |  | 1 |  |  |  |  | 0 |  |  |  | 0 | 0 | [6 empty] | 0 |  |  |  |  | 0% | 0 | 0 | 0 | 0 | 0 | 0 |  |  | 0 | 0% | 0 | 0 | 0 | 0 | 0 | NewControlTypes | 0 | 0 | 0 | 0 | 0 | 0 | 0 | 0 | 0 | 0 | 0 | 0 | 0 | 0 | 0 | 0 | 0 | 0 | 0 | 0 | 0 | 0 | 0 | 0 | 0 | 0 | 0 | 0 | 0 | 0 | 0 | 0 | 0 | 0 | 0 | 0 | 0 | 0 | 0 | 0 | 0 | 0 | 0 | 0 | 0 | 0 | 0 | 0 | 0 | 0 | 0 | 0 | 0 | 0 | 0 | 0 | 0 | 0 | 0 | 0 | 0 | 0 | 0 | 0 | 0 | 0 | 0 | 0 | 0 | 0 | 0 | 0 | 0 | 0 | 0 | 0 | 0 | 0 | 0 | 0 | 0 |  |  | 0 | 0 | 0 | 0 | 0 | 0 |  | 0 | 0 | 0 | 0 | 0 | 0 | 0 | 0 | 0 | 0 | 0 | 0 | 0 | 0 | 0 | 0 | 0 | 0 | 0
1164 |  | 1 |  |  |  |  | 0 |  |  |  | 0 | 0 | [6 empty] | 0 |  |  |  |  | 0% | 0 | 0 | 0 | 0 | 0 | 0 |  |  | 0 | 0% | 0 | 0 | 0 | 0 | 0 | NewControlTypes | 0 | 0 | 0 | 0 | 0 | 0 | 0 | 0 | 0 | 0 | 0 | 0 | 0 | 0 | 0 | 0 | 0 | 0 | 0 | 0 | 0 | 0 | 0 | 0 | 0 | 0 | 0 | 0 | 0 | 0 | 0 | 0 | 0 | 0 | 0 | 0 | 0 | 0 | 0 | 0 | 0 | 0 | 0 | 0 | 0 | 0 | 0 | 0 | 0 | 0 | 0 | 0 | 0 | 0 | 0 | 0 | 0 | 0 | 0 | 0 | 0 | 0 | 0 | 0 | 0 | 0 | 0 | 0 | 0 | 0 | 0 | 0 | 0 | 0 | 0 | 0 | 0 | 0 | 0 | 0 | 0 |  |  | 0 | 0 | 0 | 0 | 0 | 0 |  | 0 | 0 | 0 | 0 | 0 | 0 | 0 | 0 | 0 | 0 | 0 | 0 | 0 | 0 | 0 | 0 | 0 | 0 | 0
1165 |  | 1 |  |  |  |  | 0 |  |  |  | 0 | 0 | [6 empty] | 0 |  |  |  |  | 0% | 0 | 0 | 0 | 0 | 0 | 0 |  |  | 0 | 0% | 0 | 0 | 0 | 0 | 0 | NewControlTypes | 0 | 0 | 0 | 0 | 0 | 0 | 0 | 0 | 0 | 0 | 0 | 0 | 0 | 0 | 0 | 0 | 0 | 0 | 0 | 0 | 0 | 0 | 0 | 0 | 0 | 0 | 0 | 0 | 0 | 0 | 0 | 0 | 0 | 0 | 0 | 0 | 0 | 0 | 0 | 0 | 0 | 0 | 0 | 0 | 0 | 0 | 0 | 0 | 0 | 0 | 0 | 0 | 0 | 0 | 0 | 0 | 0 | 0 | 0 | 0 | 0 | 0 | 0 | 0 | 0 | 0 | 0 | 0 | 0 | 0 | 0 | 0 | 0 | 0 | 0 | 0 | 0 | 0 | 0 | 0 | 0 |  |  | 0 | 0 | 0 | 0 | 0 | 0 |  | 0 | 0 | 0 | 0 | 0 | 0 | 0 | 0 | 0 | 0 | 0 | 0 | 0 | 0 | 0 | 0 | 0 | 0 | 0
1166 |  | 1 |  |  |  |  | 0 |  |  |  | 0 | 0 | [6 empty] | 0 |  |  |  |  | 0% | 0 | 0 | 0 | 0 | 0 | 0 |  |  | 0 | 0% | 0 | 0 | 0 | 0 | 0 | NewControlTypes | 0 | 0 | 0 | 0 | 0 | 0 | 0 | 0 | 0 | 0 | 0 | 0 | 0 | 0 | 0 | 0 | 0 | 0 | 0 | 0 | 0 | 0 | 0 | 0 | 0 | 0 | 0 | 0 | 0 | 0 | 0 | 0 | 0 | 0 | 0 | 0 | 0 | 0 | 0 | 0 | 0 | 0 | 0 | 0 | 0 | 0 | 0 | 0 | 0 | 0 | 0 | 0 | 0 | 0 | 0 | 0 | 0 | 0 | 0 | 0 | 0 | 0 | 0 | 0 | 0 | 0 | 0 | 0 | 0 | 0 | 0 | 0 | 0 | 0 | 0 | 0 | 0 | 0 | 0 | 0 | 0 |  |  | 0 | 0 | 0 | 0 | 0 | 0 |  | 0 | 0 | 0 | 0 | 0 | 0 | 0 | 0 | 0 | 0 | 0 | 0 | 0 | 0 | 0 | 0 | 0 | 0 | 0
1167 |  | 1 |  |  |  |  | 0 |  |  |  | 0 | 0 | [6 empty] | 0 |  |  |  |  | 0% | 0 | 0 | 0 | 0 | 0 | 0 |  |  | 0 | 0% | 0 | 0 | 0 | 0 | 0 | NewControlTypes | 0 | 0 | 0 | 0 | 0 | 0 | 0 | 0 | 0 | 0 | 0 | 0 | 0 | 0 | 0 | 0 | 0 | 0 | 0 | 0 | 0 | 0 | 0 | 0 | 0 | 0 | 0 | 0 | 0 | 0 | 0 | 0 | 0 | 0 | 0 | 0 | 0 | 0 | 0 | 0 | 0 | 0 | 0 | 0 | 0 | 0 | 0 | 0 | 0 | 0 | 0 | 0 | 0 | 0 | 0 | 0 | 0 | 0 | 0 | 0 | 0 | 0 | 0 | 0 | 0 | 0 | 0 | 0 | 0 | 0 | 0 | 0 | 0 | 0 | 0 | 0 | 0 | 0 | 0 | 0 | 0 |  |  | 0 | 0 | 0 | 0 | 0 | 0 |  | 0 | 0 | 0 | 0 | 0 | 0 | 0 | 0 | 0 | 0 | 0 | 0 | 0 | 0 | 0 | 0 | 0 | 0 | 0
1168 |  | 1 |  |  |  |  | 0 |  |  |  | 0 | 0 | [6 empty] | 0 |  |  |  |  | 0% | 0 | 0 | 0 | 0 | 0 | 0 |  |  | 0 | 0% | 0 | 0 | 0 | 0 | 0 | NewControlTypes | 0 | 0 | 0 | 0 | 0 | 0 | 0 | 0 | 0 | 0 | 0 | 0 | 0 | 0 | 0 | 0 | 0 | 0 | 0 | 0 | 0 | 0 | 0 | 0 | 0 | 0 | 0 | 0 | 0 | 0 | 0 | 0 | 0 | 0 | 0 | 0 | 0 | 0 | 0 | 0 | 0 | 0 | 0 | 0 | 0 | 0 | 0 | 0 | 0 | 0 | 0 | 0 | 0 | 0 | 0 | 0 | 0 | 0 | 0 | 0 | 0 | 0 | 0 | 0 | 0 | 0 | 0 | 0 | 0 | 0 | 0 | 0 | 0 | 0 | 0 | 0 | 0 | 0 | 0 | 0 | 0 |  |  | 0 | 0 | 0 | 0 | 0 | 0 |  | 0 | 0 | 0 | 0 | 0 | 0 | 0 | 0 | 0 | 0 | 0 | 0 | 0 | 0 | 0 | 0 | 0 | 0 | 0
1169 |  | 1 |  |  |  |  | 0 |  |  |  | 0 | 0 | [6 empty] | 0 |  |  |  |  | 0% | 0 | 0 | 0 | 0 | 0 | 0 |  |  | 0 | 0% | 0 | 0 | 0 | 0 | 0 | NewControlTypes | 0 | 0 | 0 | 0 | 0 | 0 | 0 | 0 | 0 | 0 | 0 | 0 | 0 | 0 | 0 | 0 | 0 | 0 | 0 | 0 | 0 | 0 | 0 | 0 | 0 | 0 | 0 | 0 | 0 | 0 | 0 | 0 | 0 | 0 | 0 | 0 | 0 | 0 | 0 | 0 | 0 | 0 | 0 | 0 | 0 | 0 | 0 | 0 | 0 | 0 | 0 | 0 | 0 | 0 | 0 | 0 | 0 | 0 | 0 | 0 | 0 | 0 | 0 | 0 | 0 | 0 | 0 | 0 | 0 | 0 | 0 | 0 | 0 | 0 | 0 | 0 | 0 | 0 | 0 | 0 | 0 |  |  | 0 | 0 | 0 | 0 | 0 | 0 |  | 0 | 0 | 0 | 0 | 0 | 0 | 0 | 0 | 0 | 0 | 0 | 0 | 0 | 0 | 0 | 0 | 0 | 0 | 0
1170 |  | 1 |  |  |  |  | 0 |  |  |  | 0 | 0 | [6 empty] | 0 |  |  |  |  | 0% | 0 | 0 | 0 | 0 | 0 | 0 |  |  | 0 | 0% | 0 | 0 | 0 | 0 | 0 | NewControlTypes | 0 | 0 | 0 | 0 | 0 | 0 | 0 | 0 | 0 | 0 | 0 | 0 | 0 | 0 | 0 | 0 | 0 | 0 | 0 | 0 | 0 | 0 | 0 | 0 | 0 | 0 | 0 | 0 | 0 | 0 | 0 | 0 | 0 | 0 | 0 | 0 | 0 | 0 | 0 | 0 | 0 | 0 | 0 | 0 | 0 | 0 | 0 | 0 | 0 | 0 | 0 | 0 | 0 | 0 | 0 | 0 | 0 | 0 | 0 | 0 | 0 | 0 | 0 | 0 | 0 | 0 | 0 | 0 | 0 | 0 | 0 | 0 | 0 | 0 | 0 | 0 | 0 | 0 | 0 | 0 | 0 |  |  | 0 | 0 | 0 | 0 | 0 | 0 |  | 0 | 0 | 0 | 0 | 0 | 0 | 0 | 0 | 0 | 0 | 0 | 0 | 0 | 0 | 0 | 0 | 0 | 0 | 0
1171 |  | 1 |  |  |  |  | 0 |  |  |  | 0 | 0 | [6 empty] | 0 |  |  |  |  | 0% | 0 | 0 | 0 | 0 | 0 | 0 |  |  | 0 | 0% | 0 | 0 | 0 | 0 | 0 | NewControlTypes | 0 | 0 | 0 | 0 | 0 | 0 | 0 | 0 | 0 | 0 | 0 | 0 | 0 | 0 | 0 | 0 | 0 | 0 | 0 | 0 | 0 | 0 | 0 | 0 | 0 | 0 | 0 | 0 | 0 | 0 | 0 | 0 | 0 | 0 | 0 | 0 | 0 | 0 | 0 | 0 | 0 | 0 | 0 | 0 | 0 | 0 | 0 | 0 | 0 | 0 | 0 | 0 | 0 | 0 | 0 | 0 | 0 | 0 | 0 | 0 | 0 | 0 | 0 | 0 | 0 | 0 | 0 | 0 | 0 | 0 | 0 | 0 | 0 | 0 | 0 | 0 | 0 | 0 | 0 | 0 | 0 |  |  | 0 | 0 | 0 | 0 | 0 | 0 |  | 0 | 0 | 0 | 0 | 0 | 0 | 0 | 0 | 0 | 0 | 0 | 0 | 0 | 0 | 0 | 0 | 0 | 0 | 0
1172 |  | 1 |  |  |  |  | 0 |  |  |  | 0 | 0 | [6 empty] | 0 |  |  |  |  | 0% | 0 | 0 | 0 | 0 | 0 | 0 |  |  | 0 | 0% | 0 | 0 | 0 | 0 | 0 | NewControlTypes | 0 | 0 | 0 | 0 | 0 | 0 | 0 | 0 | 0 | 0 | 0 | 0 | 0 | 0 | 0 | 0 | 0 | 0 | 0 | 0 | 0 | 0 | 0 | 0 | 0 | 0 | 0 | 0 | 0 | 0 | 0 | 0 | 0 | 0 | 0 | 0 | 0 | 0 | 0 | 0 | 0 | 0 | 0 | 0 | 0 | 0 | 0 | 0 | 0 | 0 | 0 | 0 | 0 | 0 | 0 | 0 | 0 | 0 | 0 | 0 | 0 | 0 | 0 | 0 | 0 | 0 | 0 | 0 | 0 | 0 | 0 | 0 | 0 | 0 | 0 | 0 | 0 | 0 | 0 | 0 | 0 |  |  | 0 | 0 | 0 | 0 | 0 | 0 |  | 0 | 0 | 0 | 0 | 0 | 0 | 0 | 0 | 0 | 0 | 0 | 0 | 0 | 0 | 0 | 0 | 0 | 0 | 0
1173 |  | 1 |  |  |  |  | 0 |  |  |  | 0 | 0 | [6 empty] | 0 |  |  |  |  | 0% | 0 | 0 | 0 | 0 | 0 | 0 |  |  | 0 | 0% | 0 | 0 | 0 | 0 | 0 | NewControlTypes | 0 | 0 | 0 | 0 | 0 | 0 | 0 | 0 | 0 | 0 | 0 | 0 | 0 | 0 | 0 | 0 | 0 | 0 | 0 | 0 | 0 | 0 | 0 | 0 | 0 | 0 | 0 | 0 | 0 | 0 | 0 | 0 | 0 | 0 | 0 | 0 | 0 | 0 | 0 | 0 | 0 | 0 | 0 | 0 | 0 | 0 | 0 | 0 | 0 | 0 | 0 | 0 | 0 | 0 | 0 | 0 | 0 | 0 | 0 | 0 | 0 | 0 | 0 | 0 | 0 | 0 | 0 | 0 | 0 | 0 | 0 | 0 | 0 | 0 | 0 | 0 | 0 | 0 | 0 | 0 | 0 |  |  | 0 | 0 | 0 | 0 | 0 | 0 |  | 0 | 0 | 0 | 0 | 0 | 0 | 0 | 0 | 0 | 0 | 0 | 0 | 0 | 0 | 0 | 0 | 0 | 0 | 0
1174 |  | 1 |  |  |  |  | 0 |  |  |  | 0 | 0 | [6 empty] | 0 |  |  |  |  | 0% | 0 | 0 | 0 | 0 | 0 | 0 |  |  | 0 | 0% | 0 | 0 | 0 | 0 | 0 | NewControlTypes | 0 | 0 | 0 | 0 | 0 | 0 | 0 | 0 | 0 | 0 | 0 | 0 | 0 | 0 | 0 | 0 | 0 | 0 | 0 | 0 | 0 | 0 | 0 | 0 | 0 | 0 | 0 | 0 | 0 | 0 | 0 | 0 | 0 | 0 | 0 | 0 | 0 | 0 | 0 | 0 | 0 | 0 | 0 | 0 | 0 | 0 | 0 | 0 | 0 | 0 | 0 | 0 | 0 | 0 | 0 | 0 | 0 | 0 | 0 | 0 | 0 | 0 | 0 | 0 | 0 | 0 | 0 | 0 | 0 | 0 | 0 | 0 | 0 | 0 | 0 | 0 | 0 | 0 | 0 | 0 | 0 |  |  | 0 | 0 | 0 | 0 | 0 | 0 |  | 0 | 0 | 0 | 0 | 0 | 0 | 0 | 0 | 0 | 0 | 0 | 0 | 0 | 0 | 0 | 0 | 0 | 0 | 0
1175 |  | 1 |  |  |  |  | 0 |  |  |  | 0 | 0 | [6 empty] | 0 |  |  |  |  | 0% | 0 | 0 | 0 | 0 | 0 | 0 |  |  | 0 | 0% | 0 | 0 | 0 | 0 | 0 | NewControlTypes | 0 | 0 | 0 | 0 | 0 | 0 | 0 | 0 | 0 | 0 | 0 | 0 | 0 | 0 | 0 | 0 | 0 | 0 | 0 | 0 | 0 | 0 | 0 | 0 | 0 | 0 | 0 | 0 | 0 | 0 | 0 | 0 | 0 | 0 | 0 | 0 | 0 | 0 | 0 | 0 | 0 | 0 | 0 | 0 | 0 | 0 | 0 | 0 | 0 | 0 | 0 | 0 | 0 | 0 | 0 | 0 | 0 | 0 | 0 | 0 | 0 | 0 | 0 | 0 | 0 | 0 | 0 | 0 | 0 | 0 | 0 | 0 | 0 | 0 | 0 | 0 | 0 | 0 | 0 | 0 | 0 |  |  | 0 | 0 | 0 | 0 | 0 | 0 |  | 0 | 0 | 0 | 0 | 0 | 0 | 0 | 0 | 0 | 0 | 0 | 0 | 0 | 0 | 0 | 0 | 0 | 0 | 0
1176 |  | 1 |  |  |  |  | 0 |  |  |  | 0 | 0 | [6 empty] | 0 |  |  |  |  | 0% | 0 | 0 | 0 | 0 | 0 | 0 |  |  | 0 | 0% | 0 | 0 | 0 | 0 | 0 | NewControlTypes | 0 | 0 | 0 | 0 | 0 | 0 | 0 | 0 | 0 | 0 | 0 | 0 | 0 | 0 | 0 | 0 | 0 | 0 | 0 | 0 | 0 | 0 | 0 | 0 | 0 | 0 | 0 | 0 | 0 | 0 | 0 | 0 | 0 | 0 | 0 | 0 | 0 | 0 | 0 | 0 | 0 | 0 | 0 | 0 | 0 | 0 | 0 | 0 | 0 | 0 | 0 | 0 | 0 | 0 | 0 | 0 | 0 | 0 | 0 | 0 | 0 | 0 | 0 | 0 | 0 | 0 | 0 | 0 | 0 | 0 | 0 | 0 | 0 | 0 | 0 | 0 | 0 | 0 | 0 | 0 | 0 |  |  | 0 | 0 | 0 | 0 | 0 | 0 |  | 0 | 0 | 0 | 0 | 0 | 0 | 0 | 0 | 0 | 0 | 0 | 0 | 0 | 0 | 0 | 0 | 0 | 0 | 0
1177 |  | 1 |  |  |  |  | 0 |  |  |  | 0 | 0 | [6 empty] | 0 |  |  |  |  | 0% | 0 | 0 | 0 | 0 | 0 | 0 |  |  | 0 | 0% | 0 | 0 | 0 | 0 | 0 | NewControlTypes | 0 | 0 | 0 | 0 | 0 | 0 | 0 | 0 | 0 | 0 | 0 | 0 | 0 | 0 | 0 | 0 | 0 | 0 | 0 | 0 | 0 | 0 | 0 | 0 | 0 | 0 | 0 | 0 | 0 | 0 | 0 | 0 | 0 | 0 | 0 | 0 | 0 | 0 | 0 | 0 | 0 | 0 | 0 | 0 | 0 | 0 | 0 | 0 | 0 | 0 | 0 | 0 | 0 | 0 | 0 | 0 | 0 | 0 | 0 | 0 | 0 | 0 | 0 | 0 | 0 | 0 | 0 | 0 | 0 | 0 | 0 | 0 | 0 | 0 | 0 | 0 | 0 | 0 | 0 | 0 | 0 |  |  | 0 | 0 | 0 | 0 | 0 | 0 |  | 0 | 0 | 0 | 0 | 0 | 0 | 0 | 0 | 0 | 0 | 0 | 0 | 0 | 0 | 0 | 0 | 0 | 0 | 0
1178 |  | 1 |  |  |  |  | 0 |  |  |  | 0 | 0 | [6 empty] | 0 |  |  |  |  | 0% | 0 | 0 | 0 | 0 | 0 | 0 |  |  | 0 | 0% | 0 | 0 | 0 | 0 | 0 | NewControlTypes | 0 | 0 | 0 | 0 | 0 | 0 | 0 | 0 | 0 | 0 | 0 | 0 | 0 | 0 | 0 | 0 | 0 | 0 | 0 | 0 | 0 | 0 | 0 | 0 | 0 | 0 | 0 | 0 | 0 | 0 | 0 | 0 | 0 | 0 | 0 | 0 | 0 | 0 | 0 | 0 | 0 | 0 | 0 | 0 | 0 | 0 | 0 | 0 | 0 | 0 | 0 | 0 | 0 | 0 | 0 | 0 | 0 | 0 | 0 | 0 | 0 | 0 | 0 | 0 | 0 | 0 | 0 | 0 | 0 | 0 | 0 | 0 | 0 | 0 | 0 | 0 | 0 | 0 | 0 | 0 | 0 |  |  | 0 | 0 | 0 | 0 | 0 | 0 |  | 0 | 0 | 0 | 0 | 0 | 0 | 0 | 0 | 0 | 0 | 0 | 0 | 0 | 0 | 0 | 0 | 0 | 0 | 0
1179 |  | 1 |  |  |  |  | 0 |  |  |  | 0 | 0 | [6 empty] | 0 |  |  |  |  | 0% | 0 | 0 | 0 | 0 | 0 | 0 |  |  | 0 | 0% | 0 | 0 | 0 | 0 | 0 | NewControlTypes | 0 | 0 | 0 | 0 | 0 | 0 | 0 | 0 | 0 | 0 | 0 | 0 | 0 | 0 | 0 | 0 | 0 | 0 | 0 | 0 | 0 | 0 | 0 | 0 | 0 | 0 | 0 | 0 | 0 | 0 | 0 | 0 | 0 | 0 | 0 | 0 | 0 | 0 | 0 | 0 | 0 | 0 | 0 | 0 | 0 | 0 | 0 | 0 | 0 | 0 | 0 | 0 | 0 | 0 | 0 | 0 | 0 | 0 | 0 | 0 | 0 | 0 | 0 | 0 | 0 | 0 | 0 | 0 | 0 | 0 | 0 | 0 | 0 | 0 | 0 | 0 | 0 | 0 | 0 | 0 | 0 |  |  | 0 | 0 | 0 | 0 | 0 | 0 |  | 0 | 0 | 0 | 0 | 0 | 0 | 0 | 0 | 0 | 0 | 0 | 0 | 0 | 0 | 0 | 0 | 0 | 0 | 0
1180 |  | 1 |  |  |  |  | 0 |  |  |  | 0 | 0 | [6 empty] | 0 |  |  |  |  | 0% | 0 | 0 | 0 | 0 | 0 | 0 |  |  | 0 | 0% | 0 | 0 | 0 | 0 | 0 | NewControlTypes | 0 | 0 | 0 | 0 | 0 | 0 | 0 | 0 | 0 | 0 | 0 | 0 | 0 | 0 | 0 | 0 | 0 | 0 | 0 | 0 | 0 | 0 | 0 | 0 | 0 | 0 | 0 | 0 | 0 | 0 | 0 | 0 | 0 | 0 | 0 | 0 | 0 | 0 | 0 | 0 | 0 | 0 | 0 | 0 | 0 | 0 | 0 | 0 | 0 | 0 | 0 | 0 | 0 | 0 | 0 | 0 | 0 | 0 | 0 | 0 | 0 | 0 | 0 | 0 | 0 | 0 | 0 | 0 | 0 | 0 | 0 | 0 | 0 | 0 | 0 | 0 | 0 | 0 | 0 | 0 | 0 |  |  | 0 | 0 | 0 | 0 | 0 | 0 |  | 0 | 0 | 0 | 0 | 0 | 0 | 0 | 0 | 0 | 0 | 0 | 0 | 0 | 0 | 0 | 0 | 0 | 0 | 0
1181 |  | 1 |  |  |  |  | 0 |  |  |  | 0 | 0 | [6 empty] | 0 |  |  |  |  | 0% | 0 | 0 | 0 | 0 | 0 | 0 |  |  | 0 | 0% | 0 | 0 | 0 | 0 | 0 | NewControlTypes | 0 | 0 | 0 | 0 | 0 | 0 | 0 | 0 | 0 | 0 | 0 | 0 | 0 | 0 | 0 | 0 | 0 | 0 | 0 | 0 | 0 | 0 | 0 | 0 | 0 | 0 | 0 | 0 | 0 | 0 | 0 | 0 | 0 | 0 | 0 | 0 | 0 | 0 | 0 | 0 | 0 | 0 | 0 | 0 | 0 | 0 | 0 | 0 | 0 | 0 | 0 | 0 | 0 | 0 | 0 | 0 | 0 | 0 | 0 | 0 | 0 | 0 | 0 | 0 | 0 | 0 | 0 | 0 | 0 | 0 | 0 | 0 | 0 | 0 | 0 | 0 | 0 | 0 | 0 | 0 | 0 |  |  | 0 | 0 | 0 | 0 | 0 | 0 |  | 0 | 0 | 0 | 0 | 0 | 0 | 0 | 0 | 0 | 0 | 0 | 0 | 0 | 0 | 0 | 0 | 0 | 0 | 0
1182 |  | 1 |  |  |  |  | 0 |  |  |  | 0 | 0 | [6 empty] | 0 |  |  |  |  | 0% | 0 | 0 | 0 | 0 | 0 | 0 |  |  | 0 | 0% | 0 | 0 | 0 | 0 | 0 | NewControlTypes | 0 | 0 | 0 | 0 | 0 | 0 | 0 | 0 | 0 | 0 | 0 | 0 | 0 | 0 | 0 | 0 | 0 | 0 | 0 | 0 | 0 | 0 | 0 | 0 | 0 | 0 | 0 | 0 | 0 | 0 | 0 | 0 | 0 | 0 | 0 | 0 | 0 | 0 | 0 | 0 | 0 | 0 | 0 | 0 | 0 | 0 | 0 | 0 | 0 | 0 | 0 | 0 | 0 | 0 | 0 | 0 | 0 | 0 | 0 | 0 | 0 | 0 | 0 | 0 | 0 | 0 | 0 | 0 | 0 | 0 | 0 | 0 | 0 | 0 | 0 | 0 | 0 | 0 | 0 | 0 | 0 |  |  | 0 | 0 | 0 | 0 | 0 | 0 |  | 0 | 0 | 0 | 0 | 0 | 0 | 0 | 0 | 0 | 0 | 0 | 0 | 0 | 0 | 0 | 0 | 0 | 0 | 0
1183 |  | 1 |  |  |  |  | 0 |  |  |  | 0 | 0 | [6 empty] | 0 |  |  |  |  | 0% | 0 | 0 | 0 | 0 | 0 | 0 |  |  | 0 | 0% | 0 | 0 | 0 | 0 | 0 | NewControlTypes | 0 | 0 | 0 | 0 | 0 | 0 | 0 | 0 | 0 | 0 | 0 | 0 | 0 | 0 | 0 | 0 | 0 | 0 | 0 | 0 | 0 | 0 | 0 | 0 | 0 | 0 | 0 | 0 | 0 | 0 | 0 | 0 | 0 | 0 | 0 | 0 | 0 | 0 | 0 | 0 | 0 | 0 | 0 | 0 | 0 | 0 | 0 | 0 | 0 | 0 | 0 | 0 | 0 | 0 | 0 | 0 | 0 | 0 | 0 | 0 | 0 | 0 | 0 | 0 | 0 | 0 | 0 | 0 | 0 | 0 | 0 | 0 | 0 | 0 | 0 | 0 | 0 | 0 | 0 | 0 | 0 |  |  | 0 | 0 | 0 | 0 | 0 | 0 |  | 0 | 0 | 0 | 0 | 0 | 0 | 0 | 0 | 0 | 0 | 0 | 0 | 0 | 0 | 0 | 0 | 0 | 0 | 0
1184 |  | 1 |  |  |  |  | 0 |  |  |  | 0 | 0 | [6 empty] | 0 |  |  |  |  | 0% | 0 | 0 | 0 | 0 | 0 | 0 |  |  | 0 | 0% | 0 | 0 | 0 | 0 | 0 | NewControlTypes | 0 | 0 | 0 | 0 | 0 | 0 | 0 | 0 | 0 | 0 | 0 | 0 | 0 | 0 | 0 | 0 | 0 | 0 | 0 | 0 | 0 | 0 | 0 | 0 | 0 | 0 | 0 | 0 | 0 | 0 | 0 | 0 | 0 | 0 | 0 | 0 | 0 | 0 | 0 | 0 | 0 | 0 | 0 | 0 | 0 | 0 | 0 | 0 | 0 | 0 | 0 | 0 | 0 | 0 | 0 | 0 | 0 | 0 | 0 | 0 | 0 | 0 | 0 | 0 | 0 | 0 | 0 | 0 | 0 | 0 | 0 | 0 | 0 | 0 | 0 | 0 | 0 | 0 | 0 | 0 | 0 |  |  | 0 | 0 | 0 | 0 | 0 | 0 |  | 0 | 0 | 0 | 0 | 0 | 0 | 0 | 0 | 0 | 0 | 0 | 0 | 0 | 0 | 0 | 0 | 0 | 0 | 0
1185 |  | 1 |  |  |  |  | 0 |  |  |  | 0 | 0 | [6 empty] | 0 |  |  |  |  | 0% | 0 | 0 | 0 | 0 | 0 | 0 |  |  | 0 | 0% | 0 | 0 | 0 | 0 | 0 | NewControlTypes | 0 | 0 | 0 | 0 | 0 | 0 | 0 | 0 | 0 | 0 | 0 | 0 | 0 | 0 | 0 | 0 | 0 | 0 | 0 | 0 | 0 | 0 | 0 | 0 | 0 | 0 | 0 | 0 | 0 | 0 | 0 | 0 | 0 | 0 | 0 | 0 | 0 | 0 | 0 | 0 | 0 | 0 | 0 | 0 | 0 | 0 | 0 | 0 | 0 | 0 | 0 | 0 | 0 | 0 | 0 | 0 | 0 | 0 | 0 | 0 | 0 | 0 | 0 | 0 | 0 | 0 | 0 | 0 | 0 | 0 | 0 | 0 | 0 | 0 | 0 | 0 | 0 | 0 | 0 | 0 | 0 |  |  | 0 | 0 | 0 | 0 | 0 | 0 |  | 0 | 0 | 0 | 0 | 0 | 0 | 0 | 0 | 0 | 0 | 0 | 0 | 0 | 0 | 0 | 0 | 0 | 0 | 0
1186 |  | 1 |  |  |  |  | 0 |  |  |  | 0 | 0 | [6 empty] | 0 |  |  |  |  | 0% | 0 | 0 | 0 | 0 | 0 | 0 |  |  | 0 | 0% | 0 | 0 | 0 | 0 | 0 | NewControlTypes | 0 | 0 | 0 | 0 | 0 | 0 | 0 | 0 | 0 | 0 | 0 | 0 | 0 | 0 | 0 | 0 | 0 | 0 | 0 | 0 | 0 | 0 | 0 | 0 | 0 | 0 | 0 | 0 | 0 | 0 | 0 | 0 | 0 | 0 | 0 | 0 | 0 | 0 | 0 | 0 | 0 | 0 | 0 | 0 | 0 | 0 | 0 | 0 | 0 | 0 | 0 | 0 | 0 | 0 | 0 | 0 | 0 | 0 | 0 | 0 | 0 | 0 | 0 | 0 | 0 | 0 | 0 | 0 | 0 | 0 | 0 | 0 | 0 | 0 | 0 | 0 | 0 | 0 | 0 | 0 | 0 |  |  | 0 | 0 | 0 | 0 | 0 | 0 |  | 0 | 0 | 0 | 0 | 0 | 0 | 0 | 0 | 0 | 0 | 0 | 0 | 0 | 0 | 0 | 0 | 0 | 0 | 0
1187 |  | 1 |  |  |  |  | 0 |  |  |  | 0 | 0 | [6 empty] | 0 |  |  |  |  | 0% | 0 | 0 | 0 | 0 | 0 | 0 |  |  | 0 | 0% | 0 | 0 | 0 | 0 | 0 | NewControlTypes | 0 | 0 | 0 | 0 | 0 | 0 | 0 | 0 | 0 | 0 | 0 | 0 | 0 | 0 | 0 | 0 | 0 | 0 | 0 | 0 | 0 | 0 | 0 | 0 | 0 | 0 | 0 | 0 | 0 | 0 | 0 | 0 | 0 | 0 | 0 | 0 | 0 | 0 | 0 | 0 | 0 | 0 | 0 | 0 | 0 | 0 | 0 | 0 | 0 | 0 | 0 | 0 | 0 | 0 | 0 | 0 | 0 | 0 | 0 | 0 | 0 | 0 | 0 | 0 | 0 | 0 | 0 | 0 | 0 | 0 | 0 | 0 | 0 | 0 | 0 | 0 | 0 | 0 | 0 | 0 | 0 |  |  | 0 | 0 | 0 | 0 | 0 | 0 |  | 0 | 0 | 0 | 0 | 0 | 0 | 0 | 0 | 0 | 0 | 0 | 0 | 0 | 0 | 0 | 0 | 0 | 0 | 0
1188 |  | 1 |  |  |  |  | 0 |  |  |  | 0 | 0 | [6 empty] | 0 |  |  |  |  | 0% | 0 | 0 | 0 | 0 | 0 | 0 |  |  | 0 | 0% | 0 | 0 | 0 | 0 | 0 | NewControlTypes | 0 | 0 | 0 | 0 | 0 | 0 | 0 | 0 | 0 | 0 | 0 | 0 | 0 | 0 | 0 | 0 | 0 | 0 | 0 | 0 | 0 | 0 | 0 | 0 | 0 | 0 | 0 | 0 | 0 | 0 | 0 | 0 | 0 | 0 | 0 | 0 | 0 | 0 | 0 | 0 | 0 | 0 | 0 | 0 | 0 | 0 | 0 | 0 | 0 | 0 | 0 | 0 | 0 | 0 | 0 | 0 | 0 | 0 | 0 | 0 | 0 | 0 | 0 | 0 | 0 | 0 | 0 | 0 | 0 | 0 | 0 | 0 | 0 | 0 | 0 | 0 | 0 | 0 | 0 | 0 | 0 |  |  | 0 | 0 | 0 | 0 | 0 | 0 |  | 0 | 0 | 0 | 0 | 0 | 0 | 0 | 0 | 0 | 0 | 0 | 0 | 0 | 0 | 0 | 0 | 0 | 0 | 0
1189 |  | 1 |  |  |  |  | 0 |  |  |  | 0 | 0 | [6 empty] | 0 |  |  |  |  | 0% | 0 | 0 | 0 | 0 | 0 | 0 |  |  | 0 | 0% | 0 | 0 | 0 | 0 | 0 | NewControlTypes | 0 | 0 | 0 | 0 | 0 | 0 | 0 | 0 | 0 | 0 | 0 | 0 | 0 | 0 | 0 | 0 | 0 | 0 | 0 | 0 | 0 | 0 | 0 | 0 | 0 | 0 | 0 | 0 | 0 | 0 | 0 | 0 | 0 | 0 | 0 | 0 | 0 | 0 | 0 | 0 | 0 | 0 | 0 | 0 | 0 | 0 | 0 | 0 | 0 | 0 | 0 | 0 | 0 | 0 | 0 | 0 | 0 | 0 | 0 | 0 | 0 | 0 | 0 | 0 | 0 | 0 | 0 | 0 | 0 | 0 | 0 | 0 | 0 | 0 | 0 | 0 | 0 | 0 | 0 | 0 | 0 |  |  | 0 | 0 | 0 | 0 | 0 | 0 |  | 0 | 0 | 0 | 0 | 0 | 0 | 0 | 0 | 0 | 0 | 0 | 0 | 0 | 0 | 0 | 0 | 0 | 0 | 0
1190 |  | 1 |  |  |  |  | 0 |  |  |  | 0 | 0 | [6 empty] | 0 |  |  |  |  | 0% | 0 | 0 | 0 | 0 | 0 | 0 |  |  | 0 | 0% | 0 | 0 | 0 | 0 | 0 | NewControlTypes | 0 | 0 | 0 | 0 | 0 | 0 | 0 | 0 | 0 | 0 | 0 | 0 | 0 | 0 | 0 | 0 | 0 | 0 | 0 | 0 | 0 | 0 | 0 | 0 | 0 | 0 | 0 | 0 | 0 | 0 | 0 | 0 | 0 | 0 | 0 | 0 | 0 | 0 | 0 | 0 | 0 | 0 | 0 | 0 | 0 | 0 | 0 | 0 | 0 | 0 | 0 | 0 | 0 | 0 | 0 | 0 | 0 | 0 | 0 | 0 | 0 | 0 | 0 | 0 | 0 | 0 | 0 | 0 | 0 | 0 | 0 | 0 | 0 | 0 | 0 | 0 | 0 | 0 | 0 | 0 | 0 |  |  | 0 | 0 | 0 | 0 | 0 | 0 |  | 0 | 0 | 0 | 0 | 0 | 0 | 0 | 0 | 0 | 0 | 0 | 0 | 0 | 0 | 0 | 0 | 0 | 0 | 0
1191 |  | 1 |  |  |  |  | 0 |  |  |  | 0 | 0 | [6 empty] | 0 |  |  |  |  | 0% | 0 | 0 | 0 | 0 | 0 | 0 |  |  | 0 | 0% | 0 | 0 | 0 | 0 | 0 | NewControlTypes | 0 | 0 | 0 | 0 | 0 | 0 | 0 | 0 | 0 | 0 | 0 | 0 | 0 | 0 | 0 | 0 | 0 | 0 | 0 | 0 | 0 | 0 | 0 | 0 | 0 | 0 | 0 | 0 | 0 | 0 | 0 | 0 | 0 | 0 | 0 | 0 | 0 | 0 | 0 | 0 | 0 | 0 | 0 | 0 | 0 | 0 | 0 | 0 | 0 | 0 | 0 | 0 | 0 | 0 | 0 | 0 | 0 | 0 | 0 | 0 | 0 | 0 | 0 | 0 | 0 | 0 | 0 | 0 | 0 | 0 | 0 | 0 | 0 | 0 | 0 | 0 | 0 | 0 | 0 | 0 | 0 |  |  | 0 | 0 | 0 | 0 | 0 | 0 |  | 0 | 0 | 0 | 0 | 0 | 0 | 0 | 0 | 0 | 0 | 0 | 0 | 0 | 0 | 0 | 0 | 0 | 0 | 0
1192 |  | 1 |  |  |  |  | 0 |  |  |  | 0 | 0 | [6 empty] | 0 |  |  |  |  | 0% | 0 | 0 | 0 | 0 | 0 | 0 |  |  | 0 | 0% | 0 | 0 | 0 | 0 | 0 | NewControlTypes | 0 | 0 | 0 | 0 | 0 | 0 | 0 | 0 | 0 | 0 | 0 | 0 | 0 | 0 | 0 | 0 | 0 | 0 | 0 | 0 | 0 | 0 | 0 | 0 | 0 | 0 | 0 | 0 | 0 | 0 | 0 | 0 | 0 | 0 | 0 | 0 | 0 | 0 | 0 | 0 | 0 | 0 | 0 | 0 | 0 | 0 | 0 | 0 | 0 | 0 | 0 | 0 | 0 | 0 | 0 | 0 | 0 | 0 | 0 | 0 | 0 | 0 | 0 | 0 | 0 | 0 | 0 | 0 | 0 | 0 | 0 | 0 | 0 | 0 | 0 | 0 | 0 | 0 | 0 | 0 | 0 |  |  | 0 | 0 | 0 | 0 | 0 | 0 |  | 0 | 0 | 0 | 0 | 0 | 0 | 0 | 0 | 0 | 0 | 0 | 0 | 0 | 0 | 0 | 0 | 0 | 0 | 0
1193 |  | 1 |  |  |  |  | 0 |  |  |  | 0 | 0 | [6 empty] | 0 |  |  |  |  | 0% | 0 | 0 | 0 | 0 | 0 | 0 |  |  | 0 | 0% | 0 | 0 | 0 | 0 | 0 | NewControlTypes | 0 | 0 | 0 | 0 | 0 | 0 | 0 | 0 | 0 | 0 | 0 | 0 | 0 | 0 | 0 | 0 | 0 | 0 | 0 | 0 | 0 | 0 | 0 | 0 | 0 | 0 | 0 | 0 | 0 | 0 | 0 | 0 | 0 | 0 | 0 | 0 | 0 | 0 | 0 | 0 | 0 | 0 | 0 | 0 | 0 | 0 | 0 | 0 | 0 | 0 | 0 | 0 | 0 | 0 | 0 | 0 | 0 | 0 | 0 | 0 | 0 | 0 | 0 | 0 | 0 | 0 | 0 | 0 | 0 | 0 | 0 | 0 | 0 | 0 | 0 | 0 | 0 | 0 | 0 | 0 | 0 |  |  | 0 | 0 | 0 | 0 | 0 | 0 |  | 0 | 0 | 0 | 0 | 0 | 0 | 0 | 0 | 0 | 0 | 0 | 0 | 0 | 0 | 0 | 0 | 0 | 0 | 0
1194 |  | 1 |  |  |  |  | 0 |  |  |  | 0 | 0 | [6 empty] | 0 |  |  |  |  | 0% | 0 | 0 | 0 | 0 | 0 | 0 |  |  | 0 | 0% | 0 | 0 | 0 | 0 | 0 | NewControlTypes | 0 | 0 | 0 | 0 | 0 | 0 | 0 | 0 | 0 | 0 | 0 | 0 | 0 | 0 | 0 | 0 | 0 | 0 | 0 | 0 | 0 | 0 | 0 | 0 | 0 | 0 | 0 | 0 | 0 | 0 | 0 | 0 | 0 | 0 | 0 | 0 | 0 | 0 | 0 | 0 | 0 | 0 | 0 | 0 | 0 | 0 | 0 | 0 | 0 | 0 | 0 | 0 | 0 | 0 | 0 | 0 | 0 | 0 | 0 | 0 | 0 | 0 | 0 | 0 | 0 | 0 | 0 | 0 | 0 | 0 | 0 | 0 | 0 | 0 | 0 | 0 | 0 | 0 | 0 | 0 | 0 |  |  | 0 | 0 | 0 | 0 | 0 | 0 |  | 0 | 0 | 0 | 0 | 0 | 0 | 0 | 0 | 0 | 0 | 0 | 0 | 0 | 0 | 0 | 0 | 0 | 0 | 0
1195 |  | 1 |  |  |  |  | 0 |  |  |  | 0 | 0 | [6 empty] | 0 |  |  |  |  | 0% | 0 | 0 | 0 | 0 | 0 | 0 |  |  | 0 | 0% | 0 | 0 | 0 | 0 | 0 | NewControlTypes | 0 | 0 | 0 | 0 | 0 | 0 | 0 | 0 | 0 | 0 | 0 | 0 | 0 | 0 | 0 | 0 | 0 | 0 | 0 | 0 | 0 | 0 | 0 | 0 | 0 | 0 | 0 | 0 | 0 | 0 | 0 | 0 | 0 | 0 | 0 | 0 | 0 | 0 | 0 | 0 | 0 | 0 | 0 | 0 | 0 | 0 | 0 | 0 | 0 | 0 | 0 | 0 | 0 | 0 | 0 | 0 | 0 | 0 | 0 | 0 | 0 | 0 | 0 | 0 | 0 | 0 | 0 | 0 | 0 | 0 | 0 | 0 | 0 | 0 | 0 | 0 | 0 | 0 | 0 | 0 | 0 |  |  | 0 | 0 | 0 | 0 | 0 | 0 |  | 0 | 0 | 0 | 0 | 0 | 0 | 0 | 0 | 0 | 0 | 0 | 0 | 0 | 0 | 0 | 0 | 0 | 0 | 0
1196 |  | 1 |  |  |  |  | 0 |  |  |  | 0 | 0 | [6 empty] | 0 |  |  |  |  | 0% | 0 | 0 | 0 | 0 | 0 | 0 |  |  | 0 | 0% | 0 | 0 | 0 | 0 | 0 | NewControlTypes | 0 | 0 | 0 | 0 | 0 | 0 | 0 | 0 | 0 | 0 | 0 | 0 | 0 | 0 | 0 | 0 | 0 | 0 | 0 | 0 | 0 | 0 | 0 | 0 | 0 | 0 | 0 | 0 | 0 | 0 | 0 | 0 | 0 | 0 | 0 | 0 | 0 | 0 | 0 | 0 | 0 | 0 | 0 | 0 | 0 | 0 | 0 | 0 | 0 | 0 | 0 | 0 | 0 | 0 | 0 | 0 | 0 | 0 | 0 | 0 | 0 | 0 | 0 | 0 | 0 | 0 | 0 | 0 | 0 | 0 | 0 | 0 | 0 | 0 | 0 | 0 | 0 | 0 | 0 | 0 | 0 |  |  | 0 | 0 | 0 | 0 | 0 | 0 |  | 0 | 0 | 0 | 0 | 0 | 0 | 0 | 0 | 0 | 0 | 0 | 0 | 0 | 0 | 0 | 0 | 0 | 0 | 0
1197 |  | 1 |  |  |  |  | 0 |  |  |  | 0 | 0 | [6 empty] | 0 |  |  |  |  | 0% | 0 | 0 | 0 | 0 | 0 | 0 |  |  | 0 | 0% | 0 | 0 | 0 | 0 | 0 | NewControlTypes | 0 | 0 | 0 | 0 | 0 | 0 | 0 | 0 | 0 | 0 | 0 | 0 | 0 | 0 | 0 | 0 | 0 | 0 | 0 | 0 | 0 | 0 | 0 | 0 | 0 | 0 | 0 | 0 | 0 | 0 | 0 | 0 | 0 | 0 | 0 | 0 | 0 | 0 | 0 | 0 | 0 | 0 | 0 | 0 | 0 | 0 | 0 | 0 | 0 | 0 | 0 | 0 | 0 | 0 | 0 | 0 | 0 | 0 | 0 | 0 | 0 | 0 | 0 | 0 | 0 | 0 | 0 | 0 | 0 | 0 | 0 | 0 | 0 | 0 | 0 | 0 | 0 | 0 | 0 | 0 | 0 |  |  | 0 | 0 | 0 | 0 | 0 | 0 |  | 0 | 0 | 0 | 0 | 0 | 0 | 0 | 0 | 0 | 0 | 0 | 0 | 0 | 0 | 0 | 0 | 0 | 0 | 0
1198 |  | 1 |  |  |  |  | 0 |  |  |  | 0 | 0 | [6 empty] | 0 |  |  |  |  | 0% | 0 | 0 | 0 | 0 | 0 | 0 |  |  | 0 | 0% | 0 | 0 | 0 | 0 | 0 | NewControlTypes | 0 | 0 | 0 | 0 | 0 | 0 | 0 | 0 | 0 | 0 | 0 | 0 | 0 | 0 | 0 | 0 | 0 | 0 | 0 | 0 | 0 | 0 | 0 | 0 | 0 | 0 | 0 | 0 | 0 | 0 | 0 | 0 | 0 | 0 | 0 | 0 | 0 | 0 | 0 | 0 | 0 | 0 | 0 | 0 | 0 | 0 | 0 | 0 | 0 | 0 | 0 | 0 | 0 | 0 | 0 | 0 | 0 | 0 | 0 | 0 | 0 | 0 | 0 | 0 | 0 | 0 | 0 | 0 | 0 | 0 | 0 | 0 | 0 | 0 | 0 | 0 | 0 | 0 | 0 | 0 | 0 |  |  | 0 | 0 | 0 | 0 | 0 | 0 |  | 0 | 0 | 0 | 0 | 0 | 0 | 0 | 0 | 0 | 0 | 0 | 0 | 0 | 0 | 0 | 0 | 0 | 0 | 0
1199 |  | 1 |  |  |  |  | 0 |  |  |  | 0 | 0 | [6 empty] | 0 |  |  |  |  | 0% | 0 | 0 | 0 | 0 | 0 | 0 |  |  | 0 | 0% | 0 | 0 | 0 | 0 | 0 | NewControlTypes | 0 | 0 | 0 | 0 | 0 | 0 | 0 | 0 | 0 | 0 | 0 | 0 | 0 | 0 | 0 | 0 | 0 | 0 | 0 | 0 | 0 | 0 | 0 | 0 | 0 | 0 | 0 | 0 | 0 | 0 | 0 | 0 | 0 | 0 | 0 | 0 | 0 | 0 | 0 | 0 | 0 | 0 | 0 | 0 | 0 | 0 | 0 | 0 | 0 | 0 | 0 | 0 | 0 | 0 | 0 | 0 | 0 | 0 | 0 | 0 | 0 | 0 | 0 | 0 | 0 | 0 | 0 | 0 | 0 | 0 | 0 | 0 | 0 | 0 | 0 | 0 | 0 | 0 | 0 | 0 | 0 |  |  | 0 | 0 | 0 | 0 | 0 | 0 |  | 0 | 0 | 0 | 0 | 0 | 0 | 0 | 0 | 0 | 0 | 0 | 0 | 0 | 0 | 0 | 0 | 0 | 0 | 0
1200 |  | 1 |  |  |  |  | 0 |  |  |  | 0 | 0 | [6 empty] | 0 |  |  |  |  | 0% | 0 | 0 | 0 | 0 | 0 | 0 |  |  | 0 | 0% | 0 | 0 | 0 | 0 | 0 | NewControlTypes | 0 | 0 | 0 | 0 | 0 | 0 | 0 | 0 | 0 | 0 | 0 | 0 | 0 | 0 | 0 | 0 | 0 | 0 | 0 | 0 | 0 | 0 | 0 | 0 | 0 | 0 | 0 | 0 | 0 | 0 | 0 | 0 | 0 | 0 | 0 | 0 | 0 | 0 | 0 | 0 | 0 | 0 | 0 | 0 | 0 | 0 | 0 | 0 | 0 | 0 | 0 | 0 | 0 | 0 | 0 | 0 | 0 | 0 | 0 | 0 | 0 | 0 | 0 | 0 | 0 | 0 | 0 | 0 | 0 | 0 | 0 | 0 | 0 | 0 | 0 | 0 | 0 | 0 | 0 | 0 | 0 |  |  | 0 | 0 | 0 | 0 | 0 | 0 |  | 0 | 0 | 0 | 0 | 0 | 0 | 0 | 0 | 0 | 0 | 0 | 0 | 0 | 0 | 0 | 0 | 0 | 0 | 0
1201 |  | 1 |  |  |  |  | 0 |  |  |  | 0 | 0 | [6 empty] | 0 |  |  |  |  | 0% | 0 | 0 | 0 | 0 | 0 | 0 |  |  | 0 | 0% | 0 | 0 | 0 | 0 | 0 | NewControlTypes | 0 | 0 | 0 | 0 | 0 | 0 | 0 | 0 | 0 | 0 | 0 | 0 | 0 | 0 | 0 | 0 | 0 | 0 | 0 | 0 | 0 | 0 | 0 | 0 | 0 | 0 | 0 | 0 | 0 | 0 | 0 | 0 | 0 | 0 | 0 | 0 | 0 | 0 | 0 | 0 | 0 | 0 | 0 | 0 | 0 | 0 | 0 | 0 | 0 | 0 | 0 | 0 | 0 | 0 | 0 | 0 | 0 | 0 | 0 | 0 | 0 | 0 | 0 | 0 | 0 | 0 | 0 | 0 | 0 | 0 | 0 | 0 | 0 | 0 | 0 | 0 | 0 | 0 | 0 | 0 | 0 |  |  | 0 | 0 | 0 | 0 | 0 | 0 |  | 0 | 0 | 0 | 0 | 0 | 0 | 0 | 0 | 0 | 0 | 0 | 0 | 0 | 0 | 0 | 0 | 0 | 0 | 0
1202 |  | 1 |  |  |  |  | 0 |  |  |  | 0 | 0 | [6 empty] | 0 |  |  |  |  | 0% | 0 | 0 | 0 | 0 | 0 | 0 |  |  | 0 | 0% | 0 | 0 | 0 | 0 | 0 | NewControlTypes | 0 | 0 | 0 | 0 | 0 | 0 | 0 | 0 | 0 | 0 | 0 | 0 | 0 | 0 | 0 | 0 | 0 | 0 | 0 | 0 | 0 | 0 | 0 | 0 | 0 | 0 | 0 | 0 | 0 | 0 | 0 | 0 | 0 | 0 | 0 | 0 | 0 | 0 | 0 | 0 | 0 | 0 | 0 | 0 | 0 | 0 | 0 | 0 | 0 | 0 | 0 | 0 | 0 | 0 | 0 | 0 | 0 | 0 | 0 | 0 | 0 | 0 | 0 | 0 | 0 | 0 | 0 | 0 | 0 | 0 | 0 | 0 | 0 | 0 | 0 | 0 | 0 | 0 | 0 | 0 | 0 |  |  | 0 | 0 | 0 | 0 | 0 | 0 |  | 0 | 0 | 0 | 0 | 0 | 0 | 0 | 0 | 0 | 0 | 0 | 0 | 0 | 0 | 0 | 0 | 0 | 0 | 0
1203 |  | 1 |  |  |  |  | 0 |  |  |  | 0 | 0 | [6 empty] | 0 |  |  |  |  | 0% | 0 | 0 | 0 | 0 | 0 | 0 |  |  | 0 | 0% | 0 | 0 | 0 | 0 | 0 | NewControlTypes | 0 | 0 | 0 | 0 | 0 | 0 | 0 | 0 | 0 | 0 | 0 | 0 | 0 | 0 | 0 | 0 | 0 | 0 | 0 | 0 | 0 | 0 | 0 | 0 | 0 | 0 | 0 | 0 | 0 | 0 | 0 | 0 | 0 | 0 | 0 | 0 | 0 | 0 | 0 | 0 | 0 | 0 | 0 | 0 | 0 | 0 | 0 | 0 | 0 | 0 | 0 | 0 | 0 | 0 | 0 | 0 | 0 | 0 | 0 | 0 | 0 | 0 | 0 | 0 | 0 | 0 | 0 | 0 | 0 | 0 | 0 | 0 | 0 | 0 | 0 | 0 | 0 | 0 | 0 | 0 | 0 |  |  | 0 | 0 | 0 | 0 | 0 | 0 |  | 0 | 0 | 0 | 0 | 0 | 0 | 0 | 0 | 0 | 0 | 0 | 0 | 0 | 0 | 0 | 0 | 0 | 0 | 0
1204 |  | 1 |  |  |  |  | 0 |  |  |  | 0 | 0 | [6 empty] | 0 |  |  |  |  | 0% | 0 | 0 | 0 | 0 | 0 | 0 |  |  | 0 | 0% | 0 | 0 | 0 | 0 | 0 | NewControlTypes | 0 | 0 | 0 | 0 | 0 | 0 | 0 | 0 | 0 | 0 | 0 | 0 | 0 | 0 | 0 | 0 | 0 | 0 | 0 | 0 | 0 | 0 | 0 | 0 | 0 | 0 | 0 | 0 | 0 | 0 | 0 | 0 | 0 | 0 | 0 | 0 | 0 | 0 | 0 | 0 | 0 | 0 | 0 | 0 | 0 | 0 | 0 | 0 | 0 | 0 | 0 | 0 | 0 | 0 | 0 | 0 | 0 | 0 | 0 | 0 | 0 | 0 | 0 | 0 | 0 | 0 | 0 | 0 | 0 | 0 | 0 | 0 | 0 | 0 | 0 | 0 | 0 | 0 | 0 | 0 | 0 |  |  | 0 | 0 | 0 | 0 | 0 | 0 |  | 0 | 0 | 0 | 0 | 0 | 0 | 0 | 0 | 0 | 0 | 0 | 0 | 0 | 0 | 0 | 0 | 0 | 0 | 0
1205 |  | 1 |  |  |  |  | 0 |  |  |  | 0 | 0 | [6 empty] | 0 |  |  |  |  | 0% | 0 | 0 | 0 | 0 | 0 | 0 |  |  | 0 | 0% | 0 | 0 | 0 | 0 | 0 | NewControlTypes | 0 | 0 | 0 | 0 | 0 | 0 | 0 | 0 | 0 | 0 | 0 | 0 | 0 | 0 | 0 | 0 | 0 | 0 | 0 | 0 | 0 | 0 | 0 | 0 | 0 | 0 | 0 | 0 | 0 | 0 | 0 | 0 | 0 | 0 | 0 | 0 | 0 | 0 | 0 | 0 | 0 | 0 | 0 | 0 | 0 | 0 | 0 | 0 | 0 | 0 | 0 | 0 | 0 | 0 | 0 | 0 | 0 | 0 | 0 | 0 | 0 | 0 | 0 | 0 | 0 | 0 | 0 | 0 | 0 | 0 | 0 | 0 | 0 | 0 | 0 | 0 | 0 | 0 | 0 | 0 | 0 |  |  | 0 | 0 | 0 | 0 | 0 | 0 |  | 0 | 0 | 0 | 0 | 0 | 0 | 0 | 0 | 0 | 0 | 0 | 0 | 0 | 0 | 0 | 0 | 0 | 0 | 0
1206 |  | 1 |  |  |  |  | 0 |  |  |  | 0 | 0 | [6 empty] | 0 |  |  |  |  | 0% | 0 | 0 | 0 | 0 | 0 | 0 |  |  | 0 | 0% | 0 | 0 | 0 | 0 | 0 | NewControlTypes | 0 | 0 | 0 | 0 | 0 | 0 | 0 | 0 | 0 | 0 | 0 | 0 | 0 | 0 | 0 | 0 | 0 | 0 | 0 | 0 | 0 | 0 | 0 | 0 | 0 | 0 | 0 | 0 | 0 | 0 | 0 | 0 | 0 | 0 | 0 | 0 | 0 | 0 | 0 | 0 | 0 | 0 | 0 | 0 | 0 | 0 | 0 | 0 | 0 | 0 | 0 | 0 | 0 | 0 | 0 | 0 | 0 | 0 | 0 | 0 | 0 | 0 | 0 | 0 | 0 | 0 | 0 | 0 | 0 | 0 | 0 | 0 | 0 | 0 | 0 | 0 | 0 | 0 | 0 | 0 | 0 |  |  | 0 | 0 | 0 | 0 | 0 | 0 |  | 0 | 0 | 0 | 0 | 0 | 0 | 0 | 0 | 0 | 0 | 0 | 0 | 0 | 0 | 0 | 0 | 0 | 0 | 0
1207 |  | 1 |  |  |  |  | 0 |  |  |  | 0 | 0 | [6 empty] | 0 |  |  |  |  | 0% | 0 | 0 | 0 | 0 | 0 | 0 |  |  | 0 | 0% | 0 | 0 | 0 | 0 | 0 | NewControlTypes | 0 | 0 | 0 | 0 | 0 | 0 | 0 | 0 | 0 | 0 | 0 | 0 | 0 | 0 | 0 | 0 | 0 | 0 | 0 | 0 | 0 | 0 | 0 | 0 | 0 | 0 | 0 | 0 | 0 | 0 | 0 | 0 | 0 | 0 | 0 | 0 | 0 | 0 | 0 | 0 | 0 | 0 | 0 | 0 | 0 | 0 | 0 | 0 | 0 | 0 | 0 | 0 | 0 | 0 | 0 | 0 | 0 | 0 | 0 | 0 | 0 | 0 | 0 | 0 | 0 | 0 | 0 | 0 | 0 | 0 | 0 | 0 | 0 | 0 | 0 | 0 | 0 | 0 | 0 | 0 | 0 |  |  | 0 | 0 | 0 | 0 | 0 | 0 |  | 0 | 0 | 0 | 0 | 0 | 0 | 0 | 0 | 0 | 0 | 0 | 0 | 0 | 0 | 0 | 0 | 0 | 0 | 0
1208 |  | 1 |  |  |  |  | 0 |  |  |  | 0 | 0 | [6 empty] | 0 |  |  |  |  | 0% | 0 | 0 | 0 | 0 | 0 | 0 |  |  | 0 | 0% | 0 | 0 | 0 | 0 | 0 | NewControlTypes | 0 | 0 | 0 | 0 | 0 | 0 | 0 | 0 | 0 | 0 | 0 | 0 | 0 | 0 | 0 | 0 | 0 | 0 | 0 | 0 | 0 | 0 | 0 | 0 | 0 | 0 | 0 | 0 | 0 | 0 | 0 | 0 | 0 | 0 | 0 | 0 | 0 | 0 | 0 | 0 | 0 | 0 | 0 | 0 | 0 | 0 | 0 | 0 | 0 | 0 | 0 | 0 | 0 | 0 | 0 | 0 | 0 | 0 | 0 | 0 | 0 | 0 | 0 | 0 | 0 | 0 | 0 | 0 | 0 | 0 | 0 | 0 | 0 | 0 | 0 | 0 | 0 | 0 | 0 | 0 | 0 |  |  | 0 | 0 | 0 | 0 | 0 | 0 |  | 0 | 0 | 0 | 0 | 0 | 0 | 0 | 0 | 0 | 0 | 0 | 0 | 0 | 0 | 0 | 0 | 0 | 0 | 0
1209 |  | 1 |  |  |  |  | 0 |  |  |  | 0 | 0 | [6 empty] | 0 |  |  |  |  | 0% | 0 | 0 | 0 | 0 | 0 | 0 |  |  | 0 | 0% | 0 | 0 | 0 | 0 | 0 | NewControlTypes | 0 | 0 | 0 | 0 | 0 | 0 | 0 | 0 | 0 | 0 | 0 | 0 | 0 | 0 | 0 | 0 | 0 | 0 | 0 | 0 | 0 | 0 | 0 | 0 | 0 | 0 | 0 | 0 | 0 | 0 | 0 | 0 | 0 | 0 | 0 | 0 | 0 | 0 | 0 | 0 | 0 | 0 | 0 | 0 | 0 | 0 | 0 | 0 | 0 | 0 | 0 | 0 | 0 | 0 | 0 | 0 | 0 | 0 | 0 | 0 | 0 | 0 | 0 | 0 | 0 | 0 | 0 | 0 | 0 | 0 | 0 | 0 | 0 | 0 | 0 | 0 | 0 | 0 | 0 | 0 | 0 |  |  | 0 | 0 | 0 | 0 | 0 | 0 |  | 0 | 0 | 0 | 0 | 0 | 0 | 0 | 0 | 0 | 0 | 0 | 0 | 0 | 0 | 0 | 0 | 0 | 0 | 0
1210 |  | 1 |  |  |  |  | 0 |  |  |  | 0 | 0 | [6 empty] | 0 |  |  |  |  | 0% | 0 | 0 | 0 | 0 | 0 | 0 |  |  | 0 | 0% | 0 | 0 | 0 | 0 | 0 | NewControlTypes | 0 | 0 | 0 | 0 | 0 | 0 | 0 | 0 | 0 | 0 | 0 | 0 | 0 | 0 | 0 | 0 | 0 | 0 | 0 | 0 | 0 | 0 | 0 | 0 | 0 | 0 | 0 | 0 | 0 | 0 | 0 | 0 | 0 | 0 | 0 | 0 | 0 | 0 | 0 | 0 | 0 | 0 | 0 | 0 | 0 | 0 | 0 | 0 | 0 | 0 | 0 | 0 | 0 | 0 | 0 | 0 | 0 | 0 | 0 | 0 | 0 | 0 | 0 | 0 | 0 | 0 | 0 | 0 | 0 | 0 | 0 | 0 | 0 | 0 | 0 | 0 | 0 | 0 | 0 | 0 | 0 |  |  | 0 | 0 | 0 | 0 | 0 | 0 |  | 0 | 0 | 0 | 0 | 0 | 0 | 0 | 0 | 0 | 0 | 0 | 0 | 0 | 0 | 0 | 0 | 0 | 0 | 0
1211 |  | 1 |  |  |  |  | 0 |  |  |  | 0 | 0 | [6 empty] | 0 |  |  |  |  | 0% | 0 | 0 | 0 | 0 | 0 | 0 |  |  | 0 | 0% | 0 | 0 | 0 | 0 | 0 | NewControlTypes | 0 | 0 | 0 | 0 | 0 | 0 | 0 | 0 | 0 | 0 | 0 | 0 | 0 | 0 | 0 | 0 | 0 | 0 | 0 | 0 | 0 | 0 | 0 | 0 | 0 | 0 | 0 | 0 | 0 | 0 | 0 | 0 | 0 | 0 | 0 | 0 | 0 | 0 | 0 | 0 | 0 | 0 | 0 | 0 | 0 | 0 | 0 | 0 | 0 | 0 | 0 | 0 | 0 | 0 | 0 | 0 | 0 | 0 | 0 | 0 | 0 | 0 | 0 | 0 | 0 | 0 | 0 | 0 | 0 | 0 | 0 | 0 | 0 | 0 | 0 | 0 | 0 | 0 | 0 | 0 | 0 |  |  | 0 | 0 | 0 | 0 | 0 | 0 |  | 0 | 0 | 0 | 0 | 0 | 0 | 0 | 0 | 0 | 0 | 0 | 0 | 0 | 0 | 0 | 0 | 0 | 0 | 0
1212 |  | 1 |  |  |  |  | 0 |  |  |  | 0 | 0 | [6 empty] | 0 |  |  |  |  | 0% | 0 | 0 | 0 | 0 | 0 | 0 |  |  | 0 | 0% | 0 | 0 | 0 | 0 | 0 | NewControlTypes | 0 | 0 | 0 | 0 | 0 | 0 | 0 | 0 | 0 | 0 | 0 | 0 | 0 | 0 | 0 | 0 | 0 | 0 | 0 | 0 | 0 | 0 | 0 | 0 | 0 | 0 | 0 | 0 | 0 | 0 | 0 | 0 | 0 | 0 | 0 | 0 | 0 | 0 | 0 | 0 | 0 | 0 | 0 | 0 | 0 | 0 | 0 | 0 | 0 | 0 | 0 | 0 | 0 | 0 | 0 | 0 | 0 | 0 | 0 | 0 | 0 | 0 | 0 | 0 | 0 | 0 | 0 | 0 | 0 | 0 | 0 | 0 | 0 | 0 | 0 | 0 | 0 | 0 | 0 | 0 | 0 |  |  | 0 | 0 | 0 | 0 | 0 | 0 |  | 0 | 0 | 0 | 0 | 0 | 0 | 0 | 0 | 0 | 0 | 0 | 0 | 0 | 0 | 0 | 0 | 0 | 0 | 0
1213 |  | 1 |  |  |  |  | 0 |  |  |  | 0 | 0 | [6 empty] | 0 |  |  |  |  | 0% | 0 | 0 | 0 | 0 | 0 | 0 |  |  | 0 | 0% | 0 | 0 | 0 | 0 | 0 | NewControlTypes | 0 | 0 | 0 | 0 | 0 | 0 | 0 | 0 | 0 | 0 | 0 | 0 | 0 | 0 | 0 | 0 | 0 | 0 | 0 | 0 | 0 | 0 | 0 | 0 | 0 | 0 | 0 | 0 | 0 | 0 | 0 | 0 | 0 | 0 | 0 | 0 | 0 | 0 | 0 | 0 | 0 | 0 | 0 | 0 | 0 | 0 | 0 | 0 | 0 | 0 | 0 | 0 | 0 | 0 | 0 | 0 | 0 | 0 | 0 | 0 | 0 | 0 | 0 | 0 | 0 | 0 | 0 | 0 | 0 | 0 | 0 | 0 | 0 | 0 | 0 | 0 | 0 | 0 | 0 | 0 | 0 |  |  | 0 | 0 | 0 | 0 | 0 | 0 |  | 0 | 0 | 0 | 0 | 0 | 0 | 0 | 0 | 0 | 0 | 0 | 0 | 0 | 0 | 0 | 0 | 0 | 0 | 0
1214 |  | 1 |  |  |  |  | 0 |  |  |  | 0 | 0 | [6 empty] | 0 |  |  |  |  | 0% | 0 | 0 | 0 | 0 | 0 | 0 |  |  | 0 | 0% | 0 | 0 | 0 | 0 | 0 | NewControlTypes | 0 | 0 | 0 | 0 | 0 | 0 | 0 | 0 | 0 | 0 | 0 | 0 | 0 | 0 | 0 | 0 | 0 | 0 | 0 | 0 | 0 | 0 | 0 | 0 | 0 | 0 | 0 | 0 | 0 | 0 | 0 | 0 | 0 | 0 | 0 | 0 | 0 | 0 | 0 | 0 | 0 | 0 | 0 | 0 | 0 | 0 | 0 | 0 | 0 | 0 | 0 | 0 | 0 | 0 | 0 | 0 | 0 | 0 | 0 | 0 | 0 | 0 | 0 | 0 | 0 | 0 | 0 | 0 | 0 | 0 | 0 | 0 | 0 | 0 | 0 | 0 | 0 | 0 | 0 | 0 | 0 |  |  | 0 | 0 | 0 | 0 | 0 | 0 |  | 0 | 0 | 0 | 0 | 0 | 0 | 0 | 0 | 0 | 0 | 0 | 0 | 0 | 0 | 0 | 0 | 0 | 0 | 0
1215 |  | 1 |  |  |  |  | 0 |  |  |  | 0 | 0 | [6 empty] | 0 |  |  |  |  | 0% | 0 | 0 | 0 | 0 | 0 | 0 |  |  | 0 | 0% | 0 | 0 | 0 | 0 | 0 | NewControlTypes | 0 | 0 | 0 | 0 | 0 | 0 | 0 | 0 | 0 | 0 | 0 | 0 | 0 | 0 | 0 | 0 | 0 | 0 | 0 | 0 | 0 | 0 | 0 | 0 | 0 | 0 | 0 | 0 | 0 | 0 | 0 | 0 | 0 | 0 | 0 | 0 | 0 | 0 | 0 | 0 | 0 | 0 | 0 | 0 | 0 | 0 | 0 | 0 | 0 | 0 | 0 | 0 | 0 | 0 | 0 | 0 | 0 | 0 | 0 | 0 | 0 | 0 | 0 | 0 | 0 | 0 | 0 | 0 | 0 | 0 | 0 | 0 | 0 | 0 | 0 | 0 | 0 | 0 | 0 | 0 | 0 |  |  | 0 | 0 | 0 | 0 | 0 | 0 |  | 0 | 0 | 0 | 0 | 0 | 0 | 0 | 0 | 0 | 0 | 0 | 0 | 0 | 0 | 0 | 0 | 0 | 0 | 0
1216 |  | 1 |  |  |  |  | 0 |  |  |  | 0 | 0 | [6 empty] | 0 |  |  |  |  | 0% | 0 | 0 | 0 | 0 | 0 | 0 |  |  | 0 | 0% | 0 | 0 | 0 | 0 | 0 | NewControlTypes | 0 | 0 | 0 | 0 | 0 | 0 | 0 | 0 | 0 | 0 | 0 | 0 | 0 | 0 | 0 | 0 | 0 | 0 | 0 | 0 | 0 | 0 | 0 | 0 | 0 | 0 | 0 | 0 | 0 | 0 | 0 | 0 | 0 | 0 | 0 | 0 | 0 | 0 | 0 | 0 | 0 | 0 | 0 | 0 | 0 | 0 | 0 | 0 | 0 | 0 | 0 | 0 | 0 | 0 | 0 | 0 | 0 | 0 | 0 | 0 | 0 | 0 | 0 | 0 | 0 | 0 | 0 | 0 | 0 | 0 | 0 | 0 | 0 | 0 | 0 | 0 | 0 | 0 | 0 | 0 | 0 |  |  | 0 | 0 | 0 | 0 | 0 | 0 |  | 0 | 0 | 0 | 0 | 0 | 0 | 0 | 0 | 0 | 0 | 0 | 0 | 0 | 0 | 0 | 0 | 0 | 0 | 0
1217 |  | 1 |  |  |  |  | 0 |  |  |  | 0 | 0 | [6 empty] | 0 |  |  |  |  | 0% | 0 | 0 | 0 | 0 | 0 | 0 |  |  | 0 | 0% | 0 | 0 | 0 | 0 | 0 | NewControlTypes | 0 | 0 | 0 | 0 | 0 | 0 | 0 | 0 | 0 | 0 | 0 | 0 | 0 | 0 | 0 | 0 | 0 | 0 | 0 | 0 | 0 | 0 | 0 | 0 | 0 | 0 | 0 | 0 | 0 | 0 | 0 | 0 | 0 | 0 | 0 | 0 | 0 | 0 | 0 | 0 | 0 | 0 | 0 | 0 | 0 | 0 | 0 | 0 | 0 | 0 | 0 | 0 | 0 | 0 | 0 | 0 | 0 | 0 | 0 | 0 | 0 | 0 | 0 | 0 | 0 | 0 | 0 | 0 | 0 | 0 | 0 | 0 | 0 | 0 | 0 | 0 | 0 | 0 | 0 | 0 | 0 |  |  | 0 | 0 | 0 | 0 | 0 | 0 |  | 0 | 0 | 0 | 0 | 0 | 0 | 0 | 0 | 0 | 0 | 0 | 0 | 0 | 0 | 0 | 0 | 0 | 0 | 0
1218 |  | 1 |  |  |  |  | 0 |  |  |  | 0 | 0 | [6 empty] | 0 |  |  |  |  | 0% | 0 | 0 | 0 | 0 | 0 | 0 |  |  | 0 | 0% | 0 | 0 | 0 | 0 | 0 | NewControlTypes | 0 | 0 | 0 | 0 | 0 | 0 | 0 | 0 | 0 | 0 | 0 | 0 | 0 | 0 | 0 | 0 | 0 | 0 | 0 | 0 | 0 | 0 | 0 | 0 | 0 | 0 | 0 | 0 | 0 | 0 | 0 | 0 | 0 | 0 | 0 | 0 | 0 | 0 | 0 | 0 | 0 | 0 | 0 | 0 | 0 | 0 | 0 | 0 | 0 | 0 | 0 | 0 | 0 | 0 | 0 | 0 | 0 | 0 | 0 | 0 | 0 | 0 | 0 | 0 | 0 | 0 | 0 | 0 | 0 | 0 | 0 | 0 | 0 | 0 | 0 | 0 | 0 | 0 | 0 | 0 | 0 |  |  | 0 | 0 | 0 | 0 | 0 | 0 |  | 0 | 0 | 0 | 0 | 0 | 0 | 0 | 0 | 0 | 0 | 0 | 0 | 0 | 0 | 0 | 0 | 0 | 0 | 0
1219 |  | 1 |  |  |  |  | 0 |  |  |  | 0 | 0 | [6 empty] | 0 |  |  |  |  | 0% | 0 | 0 | 0 | 0 | 0 | 0 |  |  | 0 | 0% | 0 | 0 | 0 | 0 | 0 | NewControlTypes | 0 | 0 | 0 | 0 | 0 | 0 | 0 | 0 | 0 | 0 | 0 | 0 | 0 | 0 | 0 | 0 | 0 | 0 | 0 | 0 | 0 | 0 | 0 | 0 | 0 | 0 | 0 | 0 | 0 | 0 | 0 | 0 | 0 | 0 | 0 | 0 | 0 | 0 | 0 | 0 | 0 | 0 | 0 | 0 | 0 | 0 | 0 | 0 | 0 | 0 | 0 | 0 | 0 | 0 | 0 | 0 | 0 | 0 | 0 | 0 | 0 | 0 | 0 | 0 | 0 | 0 | 0 | 0 | 0 | 0 | 0 | 0 | 0 | 0 | 0 | 0 | 0 | 0 | 0 | 0 | 0 |  |  | 0 | 0 | 0 | 0 | 0 | 0 |  | 0 | 0 | 0 | 0 | 0 | 0 | 0 | 0 | 0 | 0 | 0 | 0 | 0 | 0 | 0 | 0 | 0 | 0 | 0
1220 |  | 1 |  |  |  |  | 0 |  |  |  | 0 | 0 | [6 empty] | 0 |  |  |  |  | 0% | 0 | 0 | 0 | 0 | 0 | 0 |  |  | 0 | 0% | 0 | 0 | 0 | 0 | 0 | NewControlTypes | 0 | 0 | 0 | 0 | 0 | 0 | 0 | 0 | 0 | 0 | 0 | 0 | 0 | 0 | 0 | 0 | 0 | 0 | 0 | 0 | 0 | 0 | 0 | 0 | 0 | 0 | 0 | 0 | 0 | 0 | 0 | 0 | 0 | 0 | 0 | 0 | 0 | 0 | 0 | 0 | 0 | 0 | 0 | 0 | 0 | 0 | 0 | 0 | 0 | 0 | 0 | 0 | 0 | 0 | 0 | 0 | 0 | 0 | 0 | 0 | 0 | 0 | 0 | 0 | 0 | 0 | 0 | 0 | 0 | 0 | 0 | 0 | 0 | 0 | 0 | 0 | 0 | 0 | 0 | 0 | 0 |  |  | 0 | 0 | 0 | 0 | 0 | 0 |  | 0 | 0 | 0 | 0 | 0 | 0 | 0 | 0 | 0 | 0 | 0 | 0 | 0 | 0 | 0 | 0 | 0 | 0 | 0
1221 |  | 1 |  |  |  |  | 0 |  |  |  | 0 | 0 | [6 empty] | 0 |  |  |  |  | 0% | 0 | 0 | 0 | 0 | 0 | 0 |  |  | 0 | 0% | 0 | 0 | 0 | 0 | 0 | NewControlTypes | 0 | 0 | 0 | 0 | 0 | 0 | 0 | 0 | 0 | 0 | 0 | 0 | 0 | 0 | 0 | 0 | 0 | 0 | 0 | 0 | 0 | 0 | 0 | 0 | 0 | 0 | 0 | 0 | 0 | 0 | 0 | 0 | 0 | 0 | 0 | 0 | 0 | 0 | 0 | 0 | 0 | 0 | 0 | 0 | 0 | 0 | 0 | 0 | 0 | 0 | 0 | 0 | 0 | 0 | 0 | 0 | 0 | 0 | 0 | 0 | 0 | 0 | 0 | 0 | 0 | 0 | 0 | 0 | 0 | 0 | 0 | 0 | 0 | 0 | 0 | 0 | 0 | 0 | 0 | 0 | 0 |  |  | 0 | 0 | 0 | 0 | 0 | 0 |  | 0 | 0 | 0 | 0 | 0 | 0 | 0 | 0 | 0 | 0 | 0 | 0 | 0 | 0 | 0 | 0 | 0 | 0 | 0
1222 |  | 1 |  |  |  |  | 0 |  |  |  | 0 | 0 | [6 empty] | 0 |  |  |  |  | 0% | 0 | 0 | 0 | 0 | 0 | 0 |  |  | 0 | 0% | 0 | 0 | 0 | 0 | 0 | NewControlTypes | 0 | 0 | 0 | 0 | 0 | 0 | 0 | 0 | 0 | 0 | 0 | 0 | 0 | 0 | 0 | 0 | 0 | 0 | 0 | 0 | 0 | 0 | 0 | 0 | 0 | 0 | 0 | 0 | 0 | 0 | 0 | 0 | 0 | 0 | 0 | 0 | 0 | 0 | 0 | 0 | 0 | 0 | 0 | 0 | 0 | 0 | 0 | 0 | 0 | 0 | 0 | 0 | 0 | 0 | 0 | 0 | 0 | 0 | 0 | 0 | 0 | 0 | 0 | 0 | 0 | 0 | 0 | 0 | 0 | 0 | 0 | 0 | 0 | 0 | 0 | 0 | 0 | 0 | 0 | 0 | 0 |  |  | 0 | 0 | 0 | 0 | 0 | 0 |  | 0 | 0 | 0 | 0 | 0 | 0 | 0 | 0 | 0 | 0 | 0 | 0 | 0 | 0 | 0 | 0 | 0 | 0 | 0
1223 |  | 1 |  |  |  |  | 0 |  |  |  | 0 | 0 | [6 empty] | 0 |  |  |  |  | 0% | 0 | 0 | 0 | 0 | 0 | 0 |  |  | 0 | 0% | 0 | 0 | 0 | 0 | 0 | NewControlTypes | 0 | 0 | 0 | 0 | 0 | 0 | 0 | 0 | 0 | 0 | 0 | 0 | 0 | 0 | 0 | 0 | 0 | 0 | 0 | 0 | 0 | 0 | 0 | 0 | 0 | 0 | 0 | 0 | 0 | 0 | 0 | 0 | 0 | 0 | 0 | 0 | 0 | 0 | 0 | 0 | 0 | 0 | 0 | 0 | 0 | 0 | 0 | 0 | 0 | 0 | 0 | 0 | 0 | 0 | 0 | 0 | 0 | 0 | 0 | 0 | 0 | 0 | 0 | 0 | 0 | 0 | 0 | 0 | 0 | 0 | 0 | 0 | 0 | 0 | 0 | 0 | 0 | 0 | 0 | 0 | 0 |  |  | 0 | 0 | 0 | 0 | 0 | 0 |  | 0 | 0 | 0 | 0 | 0 | 0 | 0 | 0 | 0 | 0 | 0 | 0 | 0 | 0 | 0 | 0 | 0 | 0 | 0
1224 |  | 1 |  |  |  |  | 0 |  |  |  | 0 | 0 | [6 empty] | 0 |  |  |  |  | 0% | 0 | 0 | 0 | 0 | 0 | 0 |  |  | 0 | 0% | 0 | 0 | 0 | 0 | 0 | NewControlTypes | 0 | 0 | 0 | 0 | 0 | 0 | 0 | 0 | 0 | 0 | 0 | 0 | 0 | 0 | 0 | 0 | 0 | 0 | 0 | 0 | 0 | 0 | 0 | 0 | 0 | 0 | 0 | 0 | 0 | 0 | 0 | 0 | 0 | 0 | 0 | 0 | 0 | 0 | 0 | 0 | 0 | 0 | 0 | 0 | 0 | 0 | 0 | 0 | 0 | 0 | 0 | 0 | 0 | 0 | 0 | 0 | 0 | 0 | 0 | 0 | 0 | 0 | 0 | 0 | 0 | 0 | 0 | 0 | 0 | 0 | 0 | 0 | 0 | 0 | 0 | 0 | 0 | 0 | 0 | 0 | 0 |  |  | 0 | 0 | 0 | 0 | 0 | 0 |  | 0 | 0 | 0 | 0 | 0 | 0 | 0 | 0 | 0 | 0 | 0 | 0 | 0 | 0 | 0 | 0 | 0 | 0 | 0
1225 |  | 1 |  |  |  |  | 0 |  |  |  | 0 | 0 | [6 empty] | 0 |  |  |  |  | 0% | 0 | 0 | 0 | 0 | 0 | 0 |  |  | 0 | 0% | 0 | 0 | 0 | 0 | 0 | NewControlTypes | 0 | 0 | 0 | 0 | 0 | 0 | 0 | 0 | 0 | 0 | 0 | 0 | 0 | 0 | 0 | 0 | 0 | 0 | 0 | 0 | 0 | 0 | 0 | 0 | 0 | 0 | 0 | 0 | 0 | 0 | 0 | 0 | 0 | 0 | 0 | 0 | 0 | 0 | 0 | 0 | 0 | 0 | 0 | 0 | 0 | 0 | 0 | 0 | 0 | 0 | 0 | 0 | 0 | 0 | 0 | 0 | 0 | 0 | 0 | 0 | 0 | 0 | 0 | 0 | 0 | 0 | 0 | 0 | 0 | 0 | 0 | 0 | 0 | 0 | 0 | 0 | 0 | 0 | 0 | 0 | 0 |  |  | 0 | 0 | 0 | 0 | 0 | 0 |  | 0 | 0 | 0 | 0 | 0 | 0 | 0 | 0 | 0 | 0 | 0 | 0 | 0 | 0 | 0 | 0 | 0 | 0 | 0
1226 |  | 1 |  |  |  |  | 0 |  |  |  | 0 | 0 | [6 empty] | 0 |  |  |  |  | 0% | 0 | 0 | 0 | 0 | 0 | 0 |  |  | 0 | 0% | 0 | 0 | 0 | 0 | 0 | NewControlTypes | 0 | 0 | 0 | 0 | 0 | 0 | 0 | 0 | 0 | 0 | 0 | 0 | 0 | 0 | 0 | 0 | 0 | 0 | 0 | 0 | 0 | 0 | 0 | 0 | 0 | 0 | 0 | 0 | 0 | 0 | 0 | 0 | 0 | 0 | 0 | 0 | 0 | 0 | 0 | 0 | 0 | 0 | 0 | 0 | 0 | 0 | 0 | 0 | 0 | 0 | 0 | 0 | 0 | 0 | 0 | 0 | 0 | 0 | 0 | 0 | 0 | 0 | 0 | 0 | 0 | 0 | 0 | 0 | 0 | 0 | 0 | 0 | 0 | 0 | 0 | 0 | 0 | 0 | 0 | 0 | 0 |  |  | 0 | 0 | 0 | 0 | 0 | 0 |  | 0 | 0 | 0 | 0 | 0 | 0 | 0 | 0 | 0 | 0 | 0 | 0 | 0 | 0 | 0 | 0 | 0 | 0 | 0
1227 |  | 1 |  |  |  |  | 0 |  |  |  | 0 | 0 | [6 empty] | 0 |  |  |  |  | 0% | 0 | 0 | 0 | 0 | 0 | 0 |  |  | 0 | 0% | 0 | 0 | 0 | 0 | 0 | NewControlTypes | 0 | 0 | 0 | 0 | 0 | 0 | 0 | 0 | 0 | 0 | 0 | 0 | 0 | 0 | 0 | 0 | 0 | 0 | 0 | 0 | 0 | 0 | 0 | 0 | 0 | 0 | 0 | 0 | 0 | 0 | 0 | 0 | 0 | 0 | 0 | 0 | 0 | 0 | 0 | 0 | 0 | 0 | 0 | 0 | 0 | 0 | 0 | 0 | 0 | 0 | 0 | 0 | 0 | 0 | 0 | 0 | 0 | 0 | 0 | 0 | 0 | 0 | 0 | 0 | 0 | 0 | 0 | 0 | 0 | 0 | 0 | 0 | 0 | 0 | 0 | 0 | 0 | 0 | 0 | 0 | 0 |  |  | 0 | 0 | 0 | 0 | 0 | 0 |  | 0 | 0 | 0 | 0 | 0 | 0 | 0 | 0 | 0 | 0 | 0 | 0 | 0 | 0 | 0 | 0 | 0 | 0 | 0
1228 |  | 1 |  |  |  |  | 0 |  |  |  | 0 | 0 | [6 empty] | 0 |  |  |  |  | 0% | 0 | 0 | 0 | 0 | 0 | 0 |  |  | 0 | 0% | 0 | 0 | 0 | 0 | 0 | NewControlTypes | 0 | 0 | 0 | 0 | 0 | 0 | 0 | 0 | 0 | 0 | 0 | 0 | 0 | 0 | 0 | 0 | 0 | 0 | 0 | 0 | 0 | 0 | 0 | 0 | 0 | 0 | 0 | 0 | 0 | 0 | 0 | 0 | 0 | 0 | 0 | 0 | 0 | 0 | 0 | 0 | 0 | 0 | 0 | 0 | 0 | 0 | 0 | 0 | 0 | 0 | 0 | 0 | 0 | 0 | 0 | 0 | 0 | 0 | 0 | 0 | 0 | 0 | 0 | 0 | 0 | 0 | 0 | 0 | 0 | 0 | 0 | 0 | 0 | 0 | 0 | 0 | 0 | 0 | 0 | 0 | 0 |  |  | 0 | 0 | 0 | 0 | 0 | 0 |  | 0 | 0 | 0 | 0 | 0 | 0 | 0 | 0 | 0 | 0 | 0 | 0 | 0 | 0 | 0 | 0 | 0 | 0 | 0
1229 |  | 1 |  |  |  |  | 0 |  |  |  | 0 | 0 | [6 empty] | 0 |  |  |  |  | 0% | 0 | 0 | 0 | 0 | 0 | 0 |  |  | 0 | 0% | 0 | 0 | 0 | 0 | 0 | NewControlTypes | 0 | 0 | 0 | 0 | 0 | 0 | 0 | 0 | 0 | 0 | 0 | 0 | 0 | 0 | 0 | 0 | 0 | 0 | 0 | 0 | 0 | 0 | 0 | 0 | 0 | 0 | 0 | 0 | 0 | 0 | 0 | 0 | 0 | 0 | 0 | 0 | 0 | 0 | 0 | 0 | 0 | 0 | 0 | 0 | 0 | 0 | 0 | 0 | 0 | 0 | 0 | 0 | 0 | 0 | 0 | 0 | 0 | 0 | 0 | 0 | 0 | 0 | 0 | 0 | 0 | 0 | 0 | 0 | 0 | 0 | 0 | 0 | 0 | 0 | 0 | 0 | 0 | 0 | 0 | 0 | 0 |  |  | 0 | 0 | 0 | 0 | 0 | 0 |  | 0 | 0 | 0 | 0 | 0 | 0 | 0 | 0 | 0 | 0 | 0 | 0 | 0 | 0 | 0 | 0 | 0 | 0 | 0
1230 |  | 1 |  |  |  |  | 0 |  |  |  | 0 | 0 | [6 empty] | 0 |  |  |  |  | 0% | 0 | 0 | 0 | 0 | 0 | 0 |  |  | 0 | 0% | 0 | 0 | 0 | 0 | 0 | NewControlTypes | 0 | 0 | 0 | 0 | 0 | 0 | 0 | 0 | 0 | 0 | 0 | 0 | 0 | 0 | 0 | 0 | 0 | 0 | 0 | 0 | 0 | 0 | 0 | 0 | 0 | 0 | 0 | 0 | 0 | 0 | 0 | 0 | 0 | 0 | 0 | 0 | 0 | 0 | 0 | 0 | 0 | 0 | 0 | 0 | 0 | 0 | 0 | 0 | 0 | 0 | 0 | 0 | 0 | 0 | 0 | 0 | 0 | 0 | 0 | 0 | 0 | 0 | 0 | 0 | 0 | 0 | 0 | 0 | 0 | 0 | 0 | 0 | 0 | 0 | 0 | 0 | 0 | 0 | 0 | 0 | 0 |  |  | 0 | 0 | 0 | 0 | 0 | 0 |  | 0 | 0 | 0 | 0 | 0 | 0 | 0 | 0 | 0 | 0 | 0 | 0 | 0 | 0 | 0 | 0 | 0 | 0 | 0
1231 |  | 1 |  |  |  |  | 0 |  |  |  | 0 | 0 | [6 empty] | 0 |  |  |  |  | 0% | 0 | 0 | 0 | 0 | 0 | 0 |  |  | 0 | 0% | 0 | 0 | 0 | 0 | 0 | NewControlTypes | 0 | 0 | 0 | 0 | 0 | 0 | 0 | 0 | 0 | 0 | 0 | 0 | 0 | 0 | 0 | 0 | 0 | 0 | 0 | 0 | 0 | 0 | 0 | 0 | 0 | 0 | 0 | 0 | 0 | 0 | 0 | 0 | 0 | 0 | 0 | 0 | 0 | 0 | 0 | 0 | 0 | 0 | 0 | 0 | 0 | 0 | 0 | 0 | 0 | 0 | 0 | 0 | 0 | 0 | 0 | 0 | 0 | 0 | 0 | 0 | 0 | 0 | 0 | 0 | 0 | 0 | 0 | 0 | 0 | 0 | 0 | 0 | 0 | 0 | 0 | 0 | 0 | 0 | 0 | 0 | 0 |  |  | 0 | 0 | 0 | 0 | 0 | 0 |  | 0 | 0 | 0 | 0 | 0 | 0 | 0 | 0 | 0 | 0 | 0 | 0 | 0 | 0 | 0 | 0 | 0 | 0 | 0
1232 |  | 1 |  |  |  |  | 0 |  |  |  | 0 | 0 | [6 empty] | 0 |  |  |  |  | 0% | 0 | 0 | 0 | 0 | 0 | 0 |  |  | 0 | 0% | 0 | 0 | 0 | 0 | 0 | NewControlTypes | 0 | 0 | 0 | 0 | 0 | 0 | 0 | 0 | 0 | 0 | 0 | 0 | 0 | 0 | 0 | 0 | 0 | 0 | 0 | 0 | 0 | 0 | 0 | 0 | 0 | 0 | 0 | 0 | 0 | 0 | 0 | 0 | 0 | 0 | 0 | 0 | 0 | 0 | 0 | 0 | 0 | 0 | 0 | 0 | 0 | 0 | 0 | 0 | 0 | 0 | 0 | 0 | 0 | 0 | 0 | 0 | 0 | 0 | 0 | 0 | 0 | 0 | 0 | 0 | 0 | 0 | 0 | 0 | 0 | 0 | 0 | 0 | 0 | 0 | 0 | 0 | 0 | 0 | 0 | 0 | 0 |  |  | 0 | 0 | 0 | 0 | 0 | 0 |  | 0 | 0 | 0 | 0 | 0 | 0 | 0 | 0 | 0 | 0 | 0 | 0 | 0 | 0 | 0 | 0 | 0 | 0 | 0
1233 |  | 1 |  |  |  |  | 0 |  |  |  | 0 | 0 | [6 empty] | 0 |  |  |  |  | 0% | 0 | 0 | 0 | 0 | 0 | 0 |  |  | 0 | 0% | 0 | 0 | 0 | 0 | 0 | NewControlTypes | 0 | 0 | 0 | 0 | 0 | 0 | 0 | 0 | 0 | 0 | 0 | 0 | 0 | 0 | 0 | 0 | 0 | 0 | 0 | 0 | 0 | 0 | 0 | 0 | 0 | 0 | 0 | 0 | 0 | 0 | 0 | 0 | 0 | 0 | 0 | 0 | 0 | 0 | 0 | 0 | 0 | 0 | 0 | 0 | 0 | 0 | 0 | 0 | 0 | 0 | 0 | 0 | 0 | 0 | 0 | 0 | 0 | 0 | 0 | 0 | 0 | 0 | 0 | 0 | 0 | 0 | 0 | 0 | 0 | 0 | 0 | 0 | 0 | 0 | 0 | 0 | 0 | 0 | 0 | 0 | 0 |  |  | 0 | 0 | 0 | 0 | 0 | 0 |  | 0 | 0 | 0 | 0 | 0 | 0 | 0 | 0 | 0 | 0 | 0 | 0 | 0 | 0 | 0 | 0 | 0 | 0 | 0
1234 |  | 1 |  |  |  |  | 0 |  |  |  | 0 | 0 | [6 empty] | 0 |  |  |  |  | 0% | 0 | 0 | 0 | 0 | 0 | 0 |  |  | 0 | 0% | 0 | 0 | 0 | 0 | 0 | NewControlTypes | 0 | 0 | 0 | 0 | 0 | 0 | 0 | 0 | 0 | 0 | 0 | 0 | 0 | 0 | 0 | 0 | 0 | 0 | 0 | 0 | 0 | 0 | 0 | 0 | 0 | 0 | 0 | 0 | 0 | 0 | 0 | 0 | 0 | 0 | 0 | 0 | 0 | 0 | 0 | 0 | 0 | 0 | 0 | 0 | 0 | 0 | 0 | 0 | 0 | 0 | 0 | 0 | 0 | 0 | 0 | 0 | 0 | 0 | 0 | 0 | 0 | 0 | 0 | 0 | 0 | 0 | 0 | 0 | 0 | 0 | 0 | 0 | 0 | 0 | 0 | 0 | 0 | 0 | 0 | 0 | 0 |  |  | 0 | 0 | 0 | 0 | 0 | 0 |  | 0 | 0 | 0 | 0 | 0 | 0 | 0 | 0 | 0 | 0 | 0 | 0 | 0 | 0 | 0 | 0 | 0 | 0 | 0
1235 |  | 1 |  |  |  |  | 0 |  |  |  | 0 | 0 | [6 empty] | 0 |  |  |  |  | 0% | 0 | 0 | 0 | 0 | 0 | 0 |  |  | 0 | 0% | 0 | 0 | 0 | 0 | 0 | NewControlTypes | 0 | 0 | 0 | 0 | 0 | 0 | 0 | 0 | 0 | 0 | 0 | 0 | 0 | 0 | 0 | 0 | 0 | 0 | 0 | 0 | 0 | 0 | 0 | 0 | 0 | 0 | 0 | 0 | 0 | 0 | 0 | 0 | 0 | 0 | 0 | 0 | 0 | 0 | 0 | 0 | 0 | 0 | 0 | 0 | 0 | 0 | 0 | 0 | 0 | 0 | 0 | 0 | 0 | 0 | 0 | 0 | 0 | 0 | 0 | 0 | 0 | 0 | 0 | 0 | 0 | 0 | 0 | 0 | 0 | 0 | 0 | 0 | 0 | 0 | 0 | 0 | 0 | 0 | 0 | 0 | 0 |  |  | 0 | 0 | 0 | 0 | 0 | 0 |  | 0 | 0 | 0 | 0 | 0 | 0 | 0 | 0 | 0 | 0 | 0 | 0 | 0 | 0 | 0 | 0 | 0 | 0 | 0
1236 |  | 1 |  |  |  |  | 0 |  |  |  | 0 | 0 | [6 empty] | 0 |  |  |  |  | 0% | 0 | 0 | 0 | 0 | 0 | 0 |  |  | 0 | 0% | 0 | 0 | 0 | 0 | 0 | NewControlTypes | 0 | 0 | 0 | 0 | 0 | 0 | 0 | 0 | 0 | 0 | 0 | 0 | 0 | 0 | 0 | 0 | 0 | 0 | 0 | 0 | 0 | 0 | 0 | 0 | 0 | 0 | 0 | 0 | 0 | 0 | 0 | 0 | 0 | 0 | 0 | 0 | 0 | 0 | 0 | 0 | 0 | 0 | 0 | 0 | 0 | 0 | 0 | 0 | 0 | 0 | 0 | 0 | 0 | 0 | 0 | 0 | 0 | 0 | 0 | 0 | 0 | 0 | 0 | 0 | 0 | 0 | 0 | 0 | 0 | 0 | 0 | 0 | 0 | 0 | 0 | 0 | 0 | 0 | 0 | 0 | 0 |  |  | 0 | 0 | 0 | 0 | 0 | 0 |  | 0 | 0 | 0 | 0 | 0 | 0 | 0 | 0 | 0 | 0 | 0 | 0 | 0 | 0 | 0 | 0 | 0 | 0 | 0
1237 |  | 1 |  |  |  |  | 0 |  |  |  | 0 | 0 | [6 empty] | 0 |  |  |  |  | 0% | 0 | 0 | 0 | 0 | 0 | 0 |  |  | 0 | 0% | 0 | 0 | 0 | 0 | 0 | NewControlTypes | 0 | 0 | 0 | 0 | 0 | 0 | 0 | 0 | 0 | 0 | 0 | 0 | 0 | 0 | 0 | 0 | 0 | 0 | 0 | 0 | 0 | 0 | 0 | 0 | 0 | 0 | 0 | 0 | 0 | 0 | 0 | 0 | 0 | 0 | 0 | 0 | 0 | 0 | 0 | 0 | 0 | 0 | 0 | 0 | 0 | 0 | 0 | 0 | 0 | 0 | 0 | 0 | 0 | 0 | 0 | 0 | 0 | 0 | 0 | 0 | 0 | 0 | 0 | 0 | 0 | 0 | 0 | 0 | 0 | 0 | 0 | 0 | 0 | 0 | 0 | 0 | 0 | 0 | 0 | 0 | 0 |  |  | 0 | 0 | 0 | 0 | 0 | 0 |  | 0 | 0 | 0 | 0 | 0 | 0 | 0 | 0 | 0 | 0 | 0 | 0 | 0 | 0 | 0 | 0 | 0 | 0 | 0
1238 |  | 1 |  |  |  |  | 0 |  |  |  | 0 | 0 | [6 empty] | 0 |  |  |  |  | 0% | 0 | 0 | 0 | 0 | 0 | 0 |  |  | 0 | 0% | 0 | 0 | 0 | 0 | 0 | NewControlTypes | 0 | 0 | 0 | 0 | 0 | 0 | 0 | 0 | 0 | 0 | 0 | 0 | 0 | 0 | 0 | 0 | 0 | 0 | 0 | 0 | 0 | 0 | 0 | 0 | 0 | 0 | 0 | 0 | 0 | 0 | 0 | 0 | 0 | 0 | 0 | 0 | 0 | 0 | 0 | 0 | 0 | 0 | 0 | 0 | 0 | 0 | 0 | 0 | 0 | 0 | 0 | 0 | 0 | 0 | 0 | 0 | 0 | 0 | 0 | 0 | 0 | 0 | 0 | 0 | 0 | 0 | 0 | 0 | 0 | 0 | 0 | 0 | 0 | 0 | 0 | 0 | 0 | 0 | 0 | 0 | 0 |  |  | 0 | 0 | 0 | 0 | 0 | 0 |  | 0 | 0 | 0 | 0 | 0 | 0 | 0 | 0 | 0 | 0 | 0 | 0 | 0 | 0 | 0 | 0 | 0 | 0 | 0
1239 |  | 1 |  |  |  |  | 0 |  |  |  | 0 | 0 | [6 empty] | 0 |  |  |  |  | 0% | 0 | 0 | 0 | 0 | 0 | 0 |  |  | 0 | 0% | 0 | 0 | 0 | 0 | 0 | NewControlTypes | 0 | 0 | 0 | 0 | 0 | 0 | 0 | 0 | 0 | 0 | 0 | 0 | 0 | 0 | 0 | 0 | 0 | 0 | 0 | 0 | 0 | 0 | 0 | 0 | 0 | 0 | 0 | 0 | 0 | 0 | 0 | 0 | 0 | 0 | 0 | 0 | 0 | 0 | 0 | 0 | 0 | 0 | 0 | 0 | 0 | 0 | 0 | 0 | 0 | 0 | 0 | 0 | 0 | 0 | 0 | 0 | 0 | 0 | 0 | 0 | 0 | 0 | 0 | 0 | 0 | 0 | 0 | 0 | 0 | 0 | 0 | 0 | 0 | 0 | 0 | 0 | 0 | 0 | 0 | 0 | 0 |  |  | 0 | 0 | 0 | 0 | 0 | 0 |  | 0 | 0 | 0 | 0 | 0 | 0 | 0 | 0 | 0 | 0 | 0 | 0 | 0 | 0 | 0 | 0 | 0 | 0 | 0
1240 |  | 1 |  |  |  |  | 0 |  |  |  | 0 | 0 | [6 empty] | 0 |  |  |  |  | 0% | 0 | 0 | 0 | 0 | 0 | 0 |  |  | 0 | 0% | 0 | 0 | 0 | 0 | 0 | NewControlTypes | 0 | 0 | 0 | 0 | 0 | 0 | 0 | 0 | 0 | 0 | 0 | 0 | 0 | 0 | 0 | 0 | 0 | 0 | 0 | 0 | 0 | 0 | 0 | 0 | 0 | 0 | 0 | 0 | 0 | 0 | 0 | 0 | 0 | 0 | 0 | 0 | 0 | 0 | 0 | 0 | 0 | 0 | 0 | 0 | 0 | 0 | 0 | 0 | 0 | 0 | 0 | 0 | 0 | 0 | 0 | 0 | 0 | 0 | 0 | 0 | 0 | 0 | 0 | 0 | 0 | 0 | 0 | 0 | 0 | 0 | 0 | 0 | 0 | 0 | 0 | 0 | 0 | 0 | 0 | 0 | 0 |  |  | 0 | 0 | 0 | 0 | 0 | 0 |  | 0 | 0 | 0 | 0 | 0 | 0 | 0 | 0 | 0 | 0 | 0 | 0 | 0 | 0 | 0 | 0 | 0 | 0 | 0
1241 |  | 1 |  |  |  |  | 0 |  |  |  | 0 | 0 | [6 empty] | 0 |  |  |  |  | 0% | 0 | 0 | 0 | 0 | 0 | 0 |  |  | 0 | 0% | 0 | 0 | 0 | 0 | 0 | NewControlTypes | 0 | 0 | 0 | 0 | 0 | 0 | 0 | 0 | 0 | 0 | 0 | 0 | 0 | 0 | 0 | 0 | 0 | 0 | 0 | 0 | 0 | 0 | 0 | 0 | 0 | 0 | 0 | 0 | 0 | 0 | 0 | 0 | 0 | 0 | 0 | 0 | 0 | 0 | 0 | 0 | 0 | 0 | 0 | 0 | 0 | 0 | 0 | 0 | 0 | 0 | 0 | 0 | 0 | 0 | 0 | 0 | 0 | 0 | 0 | 0 | 0 | 0 | 0 | 0 | 0 | 0 | 0 | 0 | 0 | 0 | 0 | 0 | 0 | 0 | 0 | 0 | 0 | 0 | 0 | 0 | 0 |  |  | 0 | 0 | 0 | 0 | 0 | 0 |  | 0 | 0 | 0 | 0 | 0 | 0 | 0 | 0 | 0 | 0 | 0 | 0 | 0 | 0 | 0 | 0 | 0 | 0 | 0
1242 |  | 1 |  |  |  |  | 0 |  |  |  | 0 | 0 | [6 empty] | 0 |  |  |  |  | 0% | 0 | 0 | 0 | 0 | 0 | 0 |  |  | 0 | 0% | 0 | 0 | 0 | 0 | 0 | NewControlTypes | 0 | 0 | 0 | 0 | 0 | 0 | 0 | 0 | 0 | 0 | 0 | 0 | 0 | 0 | 0 | 0 | 0 | 0 | 0 | 0 | 0 | 0 | 0 | 0 | 0 | 0 | 0 | 0 | 0 | 0 | 0 | 0 | 0 | 0 | 0 | 0 | 0 | 0 | 0 | 0 | 0 | 0 | 0 | 0 | 0 | 0 | 0 | 0 | 0 | 0 | 0 | 0 | 0 | 0 | 0 | 0 | 0 | 0 | 0 | 0 | 0 | 0 | 0 | 0 | 0 | 0 | 0 | 0 | 0 | 0 | 0 | 0 | 0 | 0 | 0 | 0 | 0 | 0 | 0 | 0 | 0 |  |  | 0 | 0 | 0 | 0 | 0 | 0 |  | 0 | 0 | 0 | 0 | 0 | 0 | 0 | 0 | 0 | 0 | 0 | 0 | 0 | 0 | 0 | 0 | 0 | 0 | 0
1243 |  | 1 |  |  |  |  | 0 |  |  |  | 0 | 0 | [6 empty] | 0 |  |  |  |  | 0% | 0 | 0 | 0 | 0 | 0 | 0 |  |  | 0 | 0% | 0 | 0 | 0 | 0 | 0 | NewControlTypes | 0 | 0 | 0 | 0 | 0 | 0 | 0 | 0 | 0 | 0 | 0 | 0 | 0 | 0 | 0 | 0 | 0 | 0 | 0 | 0 | 0 | 0 | 0 | 0 | 0 | 0 | 0 | 0 | 0 | 0 | 0 | 0 | 0 | 0 | 0 | 0 | 0 | 0 | 0 | 0 | 0 | 0 | 0 | 0 | 0 | 0 | 0 | 0 | 0 | 0 | 0 | 0 | 0 | 0 | 0 | 0 | 0 | 0 | 0 | 0 | 0 | 0 | 0 | 0 | 0 | 0 | 0 | 0 | 0 | 0 | 0 | 0 | 0 | 0 | 0 | 0 | 0 | 0 | 0 | 0 | 0 |  |  | 0 | 0 | 0 | 0 | 0 | 0 |  | 0 | 0 | 0 | 0 | 0 | 0 | 0 | 0 | 0 | 0 | 0 | 0 | 0 | 0 | 0 | 0 | 0 | 0 | 0
1244 |  | 1 |  |  |  |  | 0 |  |  |  | 0 | 0 | [6 empty] | 0 |  |  |  |  | 0% | 0 | 0 | 0 | 0 | 0 | 0 |  |  | 0 | 0% | 0 | 0 | 0 | 0 | 0 | NewControlTypes | 0 | 0 | 0 | 0 | 0 | 0 | 0 | 0 | 0 | 0 | 0 | 0 | 0 | 0 | 0 | 0 | 0 | 0 | 0 | 0 | 0 | 0 | 0 | 0 | 0 | 0 | 0 | 0 | 0 | 0 | 0 | 0 | 0 | 0 | 0 | 0 | 0 | 0 | 0 | 0 | 0 | 0 | 0 | 0 | 0 | 0 | 0 | 0 | 0 | 0 | 0 | 0 | 0 | 0 | 0 | 0 | 0 | 0 | 0 | 0 | 0 | 0 | 0 | 0 | 0 | 0 | 0 | 0 | 0 | 0 | 0 | 0 | 0 | 0 | 0 | 0 | 0 | 0 | 0 | 0 | 0 |  |  | 0 | 0 | 0 | 0 | 0 | 0 |  | 0 | 0 | 0 | 0 | 0 | 0 | 0 | 0 | 0 | 0 | 0 | 0 | 0 | 0 | 0 | 0 | 0 | 0 | 0
1245 |  | 1 |  |  |  |  | 0 |  |  |  | 0 | 0 | [6 empty] | 0 |  |  |  |  | 0% | 0 | 0 | 0 | 0 | 0 | 0 |  |  | 0 | 0% | 0 | 0 | 0 | 0 | 0 | NewControlTypes | 0 | 0 | 0 | 0 | 0 | 0 | 0 | 0 | 0 | 0 | 0 | 0 | 0 | 0 | 0 | 0 | 0 | 0 | 0 | 0 | 0 | 0 | 0 | 0 | 0 | 0 | 0 | 0 | 0 | 0 | 0 | 0 | 0 | 0 | 0 | 0 | 0 | 0 | 0 | 0 | 0 | 0 | 0 | 0 | 0 | 0 | 0 | 0 | 0 | 0 | 0 | 0 | 0 | 0 | 0 | 0 | 0 | 0 | 0 | 0 | 0 | 0 | 0 | 0 | 0 | 0 | 0 | 0 | 0 | 0 | 0 | 0 | 0 | 0 | 0 | 0 | 0 | 0 | 0 | 0 | 0 |  |  | 0 | 0 | 0 | 0 | 0 | 0 |  | 0 | 0 | 0 | 0 | 0 | 0 | 0 | 0 | 0 | 0 | 0 | 0 | 0 | 0 | 0 | 0 | 0 | 0 | 0
1246 |  | 1 |  |  |  |  | 0 |  |  |  | 0 | 0 | [6 empty] | 0 |  |  |  |  | 0% | 0 | 0 | 0 | 0 | 0 | 0 |  |  | 0 | 0% | 0 | 0 | 0 | 0 | 0 | NewControlTypes | 0 | 0 | 0 | 0 | 0 | 0 | 0 | 0 | 0 | 0 | 0 | 0 | 0 | 0 | 0 | 0 | 0 | 0 | 0 | 0 | 0 | 0 | 0 | 0 | 0 | 0 | 0 | 0 | 0 | 0 | 0 | 0 | 0 | 0 | 0 | 0 | 0 | 0 | 0 | 0 | 0 | 0 | 0 | 0 | 0 | 0 | 0 | 0 | 0 | 0 | 0 | 0 | 0 | 0 | 0 | 0 | 0 | 0 | 0 | 0 | 0 | 0 | 0 | 0 | 0 | 0 | 0 | 0 | 0 | 0 | 0 | 0 | 0 | 0 | 0 | 0 | 0 | 0 | 0 | 0 | 0 |  |  | 0 | 0 | 0 | 0 | 0 | 0 |  | 0 | 0 | 0 | 0 | 0 | 0 | 0 | 0 | 0 | 0 | 0 | 0 | 0 | 0 | 0 | 0 | 0 | 0 | 0
1247 |  | 1 |  |  |  |  | 0 |  |  |  | 0 | 0 | [6 empty] | 0 |  |  |  |  | 0% | 0 | 0 | 0 | 0 | 0 | 0 |  |  | 0 | 0% | 0 | 0 | 0 | 0 | 0 | NewControlTypes | 0 | 0 | 0 | 0 | 0 | 0 | 0 | 0 | 0 | 0 | 0 | 0 | 0 | 0 | 0 | 0 | 0 | 0 | 0 | 0 | 0 | 0 | 0 | 0 | 0 | 0 | 0 | 0 | 0 | 0 | 0 | 0 | 0 | 0 | 0 | 0 | 0 | 0 | 0 | 0 | 0 | 0 | 0 | 0 | 0 | 0 | 0 | 0 | 0 | 0 | 0 | 0 | 0 | 0 | 0 | 0 | 0 | 0 | 0 | 0 | 0 | 0 | 0 | 0 | 0 | 0 | 0 | 0 | 0 | 0 | 0 | 0 | 0 | 0 | 0 | 0 | 0 | 0 | 0 | 0 | 0 |  |  | 0 | 0 | 0 | 0 | 0 | 0 |  | 0 | 0 | 0 | 0 | 0 | 0 | 0 | 0 | 0 | 0 | 0 | 0 | 0 | 0 | 0 | 0 | 0 | 0 | 0
1248 |  | 1 |  |  |  |  | 0 |  |  |  | 0 | 0 | [6 empty] | 0 |  |  |  |  | 0% | 0 | 0 | 0 | 0 | 0 | 0 |  |  | 0 | 0% | 0 | 0 | 0 | 0 | 0 | NewControlTypes | 0 | 0 | 0 | 0 | 0 | 0 | 0 | 0 | 0 | 0 | 0 | 0 | 0 | 0 | 0 | 0 | 0 | 0 | 0 | 0 | 0 | 0 | 0 | 0 | 0 | 0 | 0 | 0 | 0 | 0 | 0 | 0 | 0 | 0 | 0 | 0 | 0 | 0 | 0 | 0 | 0 | 0 | 0 | 0 | 0 | 0 | 0 | 0 | 0 | 0 | 0 | 0 | 0 | 0 | 0 | 0 | 0 | 0 | 0 | 0 | 0 | 0 | 0 | 0 | 0 | 0 | 0 | 0 | 0 | 0 | 0 | 0 | 0 | 0 | 0 | 0 | 0 | 0 | 0 | 0 | 0 |  |  | 0 | 0 | 0 | 0 | 0 | 0 |  | 0 | 0 | 0 | 0 | 0 | 0 | 0 | 0 | 0 | 0 | 0 | 0 | 0 | 0 | 0 | 0 | 0 | 0 | 0
1249 |  | 1 |  |  |  |  | 0 |  |  |  | 0 | 0 | [6 empty] | 0 |  |  |  |  | 0% | 0 | 0 | 0 | 0 | 0 | 0 |  |  | 0 | 0% | 0 | 0 | 0 | 0 | 0 | NewControlTypes | 0 | 0 | 0 | 0 | 0 | 0 | 0 | 0 | 0 | 0 | 0 | 0 | 0 | 0 | 0 | 0 | 0 | 0 | 0 | 0 | 0 | 0 | 0 | 0 | 0 | 0 | 0 | 0 | 0 | 0 | 0 | 0 | 0 | 0 | 0 | 0 | 0 | 0 | 0 | 0 | 0 | 0 | 0 | 0 | 0 | 0 | 0 | 0 | 0 | 0 | 0 | 0 | 0 | 0 | 0 | 0 | 0 | 0 | 0 | 0 | 0 | 0 | 0 | 0 | 0 | 0 | 0 | 0 | 0 | 0 | 0 | 0 | 0 | 0 | 0 | 0 | 0 | 0 | 0 | 0 | 0 |  |  | 0 | 0 | 0 | 0 | 0 | 0 |  | 0 | 0 | 0 | 0 | 0 | 0 | 0 | 0 | 0 | 0 | 0 | 0 | 0 | 0 | 0 | 0 | 0 | 0 | 0
1250 |  | 1 |  |  |  |  | 0 |  |  |  | 0 | 0 | [6 empty] | 0 |  |  |  |  | 0% | 0 | 0 | 0 | 0 | 0 | 0 |  |  | 0 | 0% | 0 | 0 | 0 | 0 | 0 | NewControlTypes | 0 | 0 | 0 | 0 | 0 | 0 | 0 | 0 | 0 | 0 | 0 | 0 | 0 | 0 | 0 | 0 | 0 | 0 | 0 | 0 | 0 | 0 | 0 | 0 | 0 | 0 | 0 | 0 | 0 | 0 | 0 | 0 | 0 | 0 | 0 | 0 | 0 | 0 | 0 | 0 | 0 | 0 | 0 | 0 | 0 | 0 | 0 | 0 | 0 | 0 | 0 | 0 | 0 | 0 | 0 | 0 | 0 | 0 | 0 | 0 | 0 | 0 | 0 | 0 | 0 | 0 | 0 | 0 | 0 | 0 | 0 | 0 | 0 | 0 | 0 | 0 | 0 | 0 | 0 | 0 | 0 |  |  | 0 | 0 | 0 | 0 | 0 | 0 |  | 0 | 0 | 0 | 0 | 0 | 0 | 0 | 0 | 0 | 0 | 0 | 0 | 0 | 0 | 0 | 0 | 0 | 0 | 0
1251 |  | 1 |  |  |  |  | 0 |  |  |  | 0 | 0 | [6 empty] | 0 |  |  |  |  | 0% | 0 | 0 | 0 | 0 | 0 | 0 |  |  | 0 | 0% | 0 | 0 | 0 | 0 | 0 | NewControlTypes | 0 | 0 | 0 | 0 | 0 | 0 | 0 | 0 | 0 | 0 | 0 | 0 | 0 | 0 | 0 | 0 | 0 | 0 | 0 | 0 | 0 | 0 | 0 | 0 | 0 | 0 | 0 | 0 | 0 | 0 | 0 | 0 | 0 | 0 | 0 | 0 | 0 | 0 | 0 | 0 | 0 | 0 | 0 | 0 | 0 | 0 | 0 | 0 | 0 | 0 | 0 | 0 | 0 | 0 | 0 | 0 | 0 | 0 | 0 | 0 | 0 | 0 | 0 | 0 | 0 | 0 | 0 | 0 | 0 | 0 | 0 | 0 | 0 | 0 | 0 | 0 | 0 | 0 | 0 | 0 | 0 |  |  | 0 | 0 | 0 | 0 | 0 | 0 |  | 0 | 0 | 0 | 0 | 0 | 0 | 0 | 0 | 0 | 0 | 0 | 0 | 0 | 0 | 0 | 0 | 0 | 0 | 0
1252 |  | 1 |  |  |  |  | 0 |  |  |  | 0 | 0 | [6 empty] | 0 |  |  |  |  | 0% | 0 | 0 | 0 | 0 | 0 | 0 |  |  | 0 | 0% | 0 | 0 | 0 | 0 | 0 | NewControlTypes | 0 | 0 | 0 | 0 | 0 | 0 | 0 | 0 | 0 | 0 | 0 | 0 | 0 | 0 | 0 | 0 | 0 | 0 | 0 | 0 | 0 | 0 | 0 | 0 | 0 | 0 | 0 | 0 | 0 | 0 | 0 | 0 | 0 | 0 | 0 | 0 | 0 | 0 | 0 | 0 | 0 | 0 | 0 | 0 | 0 | 0 | 0 | 0 | 0 | 0 | 0 | 0 | 0 | 0 | 0 | 0 | 0 | 0 | 0 | 0 | 0 | 0 | 0 | 0 | 0 | 0 | 0 | 0 | 0 | 0 | 0 | 0 | 0 | 0 | 0 | 0 | 0 | 0 | 0 | 0 | 0 |  |  | 0 | 0 | 0 | 0 | 0 | 0 |  | 0 | 0 | 0 | 0 | 0 | 0 | 0 | 0 | 0 | 0 | 0 | 0 | 0 | 0 | 0 | 0 | 0 | 0 | 0
1253 |  | 1 |  |  |  |  | 0 |  |  |  | 0 | 0 | [6 empty] | 0 |  |  |  |  | 0% | 0 | 0 | 0 | 0 | 0 | 0 |  |  | 0 | 0% | 0 | 0 | 0 | 0 | 0 | NewControlTypes | 0 | 0 | 0 | 0 | 0 | 0 | 0 | 0 | 0 | 0 | 0 | 0 | 0 | 0 | 0 | 0 | 0 | 0 | 0 | 0 | 0 | 0 | 0 | 0 | 0 | 0 | 0 | 0 | 0 | 0 | 0 | 0 | 0 | 0 | 0 | 0 | 0 | 0 | 0 | 0 | 0 | 0 | 0 | 0 | 0 | 0 | 0 | 0 | 0 | 0 | 0 | 0 | 0 | 0 | 0 | 0 | 0 | 0 | 0 | 0 | 0 | 0 | 0 | 0 | 0 | 0 | 0 | 0 | 0 | 0 | 0 | 0 | 0 | 0 | 0 | 0 | 0 | 0 | 0 | 0 | 0 |  |  | 0 | 0 | 0 | 0 | 0 | 0 |  | 0 | 0 | 0 | 0 | 0 | 0 | 0 | 0 | 0 | 0 | 0 | 0 | 0 | 0 | 0 | 0 | 0 | 0 | 0
1254 |  | 1 |  |  |  |  | 0 |  |  |  | 0 | 0 | [6 empty] | 0 |  |  |  |  | 0% | 0 | 0 | 0 | 0 | 0 | 0 |  |  | 0 | 0% | 0 | 0 | 0 | 0 | 0 | NewControlTypes | 0 | 0 | 0 | 0 | 0 | 0 | 0 | 0 | 0 | 0 | 0 | 0 | 0 | 0 | 0 | 0 | 0 | 0 | 0 | 0 | 0 | 0 | 0 | 0 | 0 | 0 | 0 | 0 | 0 | 0 | 0 | 0 | 0 | 0 | 0 | 0 | 0 | 0 | 0 | 0 | 0 | 0 | 0 | 0 | 0 | 0 | 0 | 0 | 0 | 0 | 0 | 0 | 0 | 0 | 0 | 0 | 0 | 0 | 0 | 0 | 0 | 0 | 0 | 0 | 0 | 0 | 0 | 0 | 0 | 0 | 0 | 0 | 0 | 0 | 0 | 0 | 0 | 0 | 0 | 0 | 0 |  |  | 0 | 0 | 0 | 0 | 0 | 0 |  | 0 | 0 | 0 | 0 | 0 | 0 | 0 | 0 | 0 | 0 | 0 | 0 | 0 | 0 | 0 | 0 | 0 | 0 | 0
1255 |  | 1 |  |  |  |  | 0 |  |  |  | 0 | 0 | [6 empty] | 0 |  |  |  |  | 0% | 0 | 0 | 0 | 0 | 0 | 0 |  |  | 0 | 0% | 0 | 0 | 0 | 0 | 0 | NewControlTypes | 0 | 0 | 0 | 0 | 0 | 0 | 0 | 0 | 0 | 0 | 0 | 0 | 0 | 0 | 0 | 0 | 0 | 0 | 0 | 0 | 0 | 0 | 0 | 0 | 0 | 0 | 0 | 0 | 0 | 0 | 0 | 0 | 0 | 0 | 0 | 0 | 0 | 0 | 0 | 0 | 0 | 0 | 0 | 0 | 0 | 0 | 0 | 0 | 0 | 0 | 0 | 0 | 0 | 0 | 0 | 0 | 0 | 0 | 0 | 0 | 0 | 0 | 0 | 0 | 0 | 0 | 0 | 0 | 0 | 0 | 0 | 0 | 0 | 0 | 0 | 0 | 0 | 0 | 0 | 0 | 0 |  |  | 0 | 0 | 0 | 0 | 0 | 0 |  | 0 | 0 | 0 | 0 | 0 | 0 | 0 | 0 | 0 | 0 | 0 | 0 | 0 | 0 | 0 | 0 | 0 | 0 | 0
1256 |  | 1 |  |  |  |  | 0 |  |  |  | 0 | 0 | [6 empty] | 0 |  |  |  |  | 0% | 0 | 0 | 0 | 0 | 0 | 0 |  |  | 0 | 0% | 0 | 0 | 0 | 0 | 0 | NewControlTypes | 0 | 0 | 0 | 0 | 0 | 0 | 0 | 0 | 0 | 0 | 0 | 0 | 0 | 0 | 0 | 0 | 0 | 0 | 0 | 0 | 0 | 0 | 0 | 0 | 0 | 0 | 0 | 0 | 0 | 0 | 0 | 0 | 0 | 0 | 0 | 0 | 0 | 0 | 0 | 0 | 0 | 0 | 0 | 0 | 0 | 0 | 0 | 0 | 0 | 0 | 0 | 0 | 0 | 0 | 0 | 0 | 0 | 0 | 0 | 0 | 0 | 0 | 0 | 0 | 0 | 0 | 0 | 0 | 0 | 0 | 0 | 0 | 0 | 0 | 0 | 0 | 0 | 0 | 0 | 0 | 0 |  |  | 0 | 0 | 0 | 0 | 0 | 0 |  | 0 | 0 | 0 | 0 | 0 | 0 | 0 | 0 | 0 | 0 | 0 | 0 | 0 | 0 | 0 | 0 | 0 | 0 | 0
1257 |  | 1 |  |  |  |  | 0 |  |  |  | 0 | 0 | [6 empty] | 0 |  |  |  |  | 0% | 0 | 0 | 0 | 0 | 0 | 0 |  |  | 0 | 0% | 0 | 0 | 0 | 0 | 0 | NewControlTypes | 0 | 0 | 0 | 0 | 0 | 0 | 0 | 0 | 0 | 0 | 0 | 0 | 0 | 0 | 0 | 0 | 0 | 0 | 0 | 0 | 0 | 0 | 0 | 0 | 0 | 0 | 0 | 0 | 0 | 0 | 0 | 0 | 0 | 0 | 0 | 0 | 0 | 0 | 0 | 0 | 0 | 0 | 0 | 0 | 0 | 0 | 0 | 0 | 0 | 0 | 0 | 0 | 0 | 0 | 0 | 0 | 0 | 0 | 0 | 0 | 0 | 0 | 0 | 0 | 0 | 0 | 0 | 0 | 0 | 0 | 0 | 0 | 0 | 0 | 0 | 0 | 0 | 0 | 0 | 0 | 0 |  |  | 0 | 0 | 0 | 0 | 0 | 0 |  | 0 | 0 | 0 | 0 | 0 | 0 | 0 | 0 | 0 | 0 | 0 | 0 | 0 | 0 | 0 | 0 | 0 | 0 | 0
1258 |  | 1 |  |  |  |  | 0 |  |  |  | 0 | 0 | [6 empty] | 0 |  |  |  |  | 0% | 0 | 0 | 0 | 0 | 0 | 0 |  |  | 0 | 0% | 0 | 0 | 0 | 0 | 0 | NewControlTypes | 0 | 0 | 0 | 0 | 0 | 0 | 0 | 0 | 0 | 0 | 0 | 0 | 0 | 0 | 0 | 0 | 0 | 0 | 0 | 0 | 0 | 0 | 0 | 0 | 0 | 0 | 0 | 0 | 0 | 0 | 0 | 0 | 0 | 0 | 0 | 0 | 0 | 0 | 0 | 0 | 0 | 0 | 0 | 0 | 0 | 0 | 0 | 0 | 0 | 0 | 0 | 0 | 0 | 0 | 0 | 0 | 0 | 0 | 0 | 0 | 0 | 0 | 0 | 0 | 0 | 0 | 0 | 0 | 0 | 0 | 0 | 0 | 0 | 0 | 0 | 0 | 0 | 0 | 0 | 0 | 0 |  |  | 0 | 0 | 0 | 0 | 0 | 0 |  | 0 | 0 | 0 | 0 | 0 | 0 | 0 | 0 | 0 | 0 | 0 | 0 | 0 | 0 | 0 | 0 | 0 | 0 | 0
1259 |  | 1 |  |  |  |  | 0 |  |  |  | 0 | 0 | [6 empty] | 0 |  |  |  |  | 0% | 0 | 0 | 0 | 0 | 0 | 0 |  |  | 0 | 0% | 0 | 0 | 0 | 0 | 0 | NewControlTypes | 0 | 0 | 0 | 0 | 0 | 0 | 0 | 0 | 0 | 0 | 0 | 0 | 0 | 0 | 0 | 0 | 0 | 0 | 0 | 0 | 0 | 0 | 0 | 0 | 0 | 0 | 0 | 0 | 0 | 0 | 0 | 0 | 0 | 0 | 0 | 0 | 0 | 0 | 0 | 0 | 0 | 0 | 0 | 0 | 0 | 0 | 0 | 0 | 0 | 0 | 0 | 0 | 0 | 0 | 0 | 0 | 0 | 0 | 0 | 0 | 0 | 0 | 0 | 0 | 0 | 0 | 0 | 0 | 0 | 0 | 0 | 0 | 0 | 0 | 0 | 0 | 0 | 0 | 0 | 0 | 0 |  |  | 0 | 0 | 0 | 0 | 0 | 0 |  | 0 | 0 | 0 | 0 | 0 | 0 | 0 | 0 | 0 | 0 | 0 | 0 | 0 | 0 | 0 | 0 | 0 | 0 | 0
1260 |  | 1 |  |  |  |  | 0 |  |  |  | 0 | 0 | [6 empty] | 0 |  |  |  |  | 0% | 0 | 0 | 0 | 0 | 0 | 0 |  |  | 0 | 0% | 0 | 0 | 0 | 0 | 0 | NewControlTypes | 0 | 0 | 0 | 0 | 0 | 0 | 0 | 0 | 0 | 0 | 0 | 0 | 0 | 0 | 0 | 0 | 0 | 0 | 0 | 0 | 0 | 0 | 0 | 0 | 0 | 0 | 0 | 0 | 0 | 0 | 0 | 0 | 0 | 0 | 0 | 0 | 0 | 0 | 0 | 0 | 0 | 0 | 0 | 0 | 0 | 0 | 0 | 0 | 0 | 0 | 0 | 0 | 0 | 0 | 0 | 0 | 0 | 0 | 0 | 0 | 0 | 0 | 0 | 0 | 0 | 0 | 0 | 0 | 0 | 0 | 0 | 0 | 0 | 0 | 0 | 0 | 0 | 0 | 0 | 0 | 0 |  |  | 0 | 0 | 0 | 0 | 0 | 0 |  | 0 | 0 | 0 | 0 | 0 | 0 | 0 | 0 | 0 | 0 | 0 | 0 | 0 | 0 | 0 | 0 | 0 | 0 | 0
1261 |  | 1 |  |  |  |  | 0 |  |  |  | 0 | 0 | [6 empty] | 0 |  |  |  |  | 0% | 0 | 0 | 0 | 0 | 0 | 0 |  |  | 0 | 0% | 0 | 0 | 0 | 0 | 0 | NewControlTypes | 0 | 0 | 0 | 0 | 0 | 0 | 0 | 0 | 0 | 0 | 0 | 0 | 0 | 0 | 0 | 0 | 0 | 0 | 0 | 0 | 0 | 0 | 0 | 0 | 0 | 0 | 0 | 0 | 0 | 0 | 0 | 0 | 0 | 0 | 0 | 0 | 0 | 0 | 0 | 0 | 0 | 0 | 0 | 0 | 0 | 0 | 0 | 0 | 0 | 0 | 0 | 0 | 0 | 0 | 0 | 0 | 0 | 0 | 0 | 0 | 0 | 0 | 0 | 0 | 0 | 0 | 0 | 0 | 0 | 0 | 0 | 0 | 0 | 0 | 0 | 0 | 0 | 0 | 0 | 0 | 0 |  |  | 0 | 0 | 0 | 0 | 0 | 0 |  | 0 | 0 | 0 | 0 | 0 | 0 | 0 | 0 | 0 | 0 | 0 | 0 | 0 | 0 | 0 | 0 | 0 | 0 | 0
1262 |  | 1 |  |  |  |  | 0 |  |  |  | 0 | 0 | [6 empty] | 0 |  |  |  |  | 0% | 0 | 0 | 0 | 0 | 0 | 0 |  |  | 0 | 0% | 0 | 0 | 0 | 0 | 0 | NewControlTypes | 0 | 0 | 0 | 0 | 0 | 0 | 0 | 0 | 0 | 0 | 0 | 0 | 0 | 0 | 0 | 0 | 0 | 0 | 0 | 0 | 0 | 0 | 0 | 0 | 0 | 0 | 0 | 0 | 0 | 0 | 0 | 0 | 0 | 0 | 0 | 0 | 0 | 0 | 0 | 0 | 0 | 0 | 0 | 0 | 0 | 0 | 0 | 0 | 0 | 0 | 0 | 0 | 0 | 0 | 0 | 0 | 0 | 0 | 0 | 0 | 0 | 0 | 0 | 0 | 0 | 0 | 0 | 0 | 0 | 0 | 0 | 0 | 0 | 0 | 0 | 0 | 0 | 0 | 0 | 0 | 0 |  |  | 0 | 0 | 0 | 0 | 0 | 0 |  | 0 | 0 | 0 | 0 | 0 | 0 | 0 | 0 | 0 | 0 | 0 | 0 | 0 | 0 | 0 | 0 | 0 | 0 | 0
1263 |  | 1 |  |  |  |  | 0 |  |  |  | 0 | 0 | [6 empty] | 0 |  |  |  |  | 0% | 0 | 0 | 0 | 0 | 0 | 0 |  |  | 0 | 0% | 0 | 0 | 0 | 0 | 0 | NewControlTypes | 0 | 0 | 0 | 0 | 0 | 0 | 0 | 0 | 0 | 0 | 0 | 0 | 0 | 0 | 0 | 0 | 0 | 0 | 0 | 0 | 0 | 0 | 0 | 0 | 0 | 0 | 0 | 0 | 0 | 0 | 0 | 0 | 0 | 0 | 0 | 0 | 0 | 0 | 0 | 0 | 0 | 0 | 0 | 0 | 0 | 0 | 0 | 0 | 0 | 0 | 0 | 0 | 0 | 0 | 0 | 0 | 0 | 0 | 0 | 0 | 0 | 0 | 0 | 0 | 0 | 0 | 0 | 0 | 0 | 0 | 0 | 0 | 0 | 0 | 0 | 0 | 0 | 0 | 0 | 0 | 0 |  |  | 0 | 0 | 0 | 0 | 0 | 0 |  | 0 | 0 | 0 | 0 | 0 | 0 | 0 | 0 | 0 | 0 | 0 | 0 | 0 | 0 | 0 | 0 | 0 | 0 | 0
1264 |  | 1 |  |  |  |  | 0 |  |  |  | 0 | 0 | [6 empty] | 0 |  |  |  |  | 0% | 0 | 0 | 0 | 0 | 0 | 0 |  |  | 0 | 0% | 0 | 0 | 0 | 0 | 0 | NewControlTypes | 0 | 0 | 0 | 0 | 0 | 0 | 0 | 0 | 0 | 0 | 0 | 0 | 0 | 0 | 0 | 0 | 0 | 0 | 0 | 0 | 0 | 0 | 0 | 0 | 0 | 0 | 0 | 0 | 0 | 0 | 0 | 0 | 0 | 0 | 0 | 0 | 0 | 0 | 0 | 0 | 0 | 0 | 0 | 0 | 0 | 0 | 0 | 0 | 0 | 0 | 0 | 0 | 0 | 0 | 0 | 0 | 0 | 0 | 0 | 0 | 0 | 0 | 0 | 0 | 0 | 0 | 0 | 0 | 0 | 0 | 0 | 0 | 0 | 0 | 0 | 0 | 0 | 0 | 0 | 0 | 0 |  |  | 0 | 0 | 0 | 0 | 0 | 0 |  | 0 | 0 | 0 | 0 | 0 | 0 | 0 | 0 | 0 | 0 | 0 | 0 | 0 | 0 | 0 | 0 | 0 | 0 | 0
1265 |  | 1 |  |  |  |  | 0 |  |  |  | 0 | 0 | [6 empty] | 0 |  |  |  |  | 0% | 0 | 0 | 0 | 0 | 0 | 0 |  |  | 0 | 0% | 0 | 0 | 0 | 0 | 0 | NewControlTypes | 0 | 0 | 0 | 0 | 0 | 0 | 0 | 0 | 0 | 0 | 0 | 0 | 0 | 0 | 0 | 0 | 0 | 0 | 0 | 0 | 0 | 0 | 0 | 0 | 0 | 0 | 0 | 0 | 0 | 0 | 0 | 0 | 0 | 0 | 0 | 0 | 0 | 0 | 0 | 0 | 0 | 0 | 0 | 0 | 0 | 0 | 0 | 0 | 0 | 0 | 0 | 0 | 0 | 0 | 0 | 0 | 0 | 0 | 0 | 0 | 0 | 0 | 0 | 0 | 0 | 0 | 0 | 0 | 0 | 0 | 0 | 0 | 0 | 0 | 0 | 0 | 0 | 0 | 0 | 0 | 0 |  |  | 0 | 0 | 0 | 0 | 0 | 0 |  | 0 | 0 | 0 | 0 | 0 | 0 | 0 | 0 | 0 | 0 | 0 | 0 | 0 | 0 | 0 | 0 | 0 | 0 | 0
1266 |  | 1 |  |  |  |  | 0 |  |  |  | 0 | 0 | [6 empty] | 0 |  |  |  |  | 0% | 0 | 0 | 0 | 0 | 0 | 0 |  |  | 0 | 0% | 0 | 0 | 0 | 0 | 0 | NewControlTypes | 0 | 0 | 0 | 0 | 0 | 0 | 0 | 0 | 0 | 0 | 0 | 0 | 0 | 0 | 0 | 0 | 0 | 0 | 0 | 0 | 0 | 0 | 0 | 0 | 0 | 0 | 0 | 0 | 0 | 0 | 0 | 0 | 0 | 0 | 0 | 0 | 0 | 0 | 0 | 0 | 0 | 0 | 0 | 0 | 0 | 0 | 0 | 0 | 0 | 0 | 0 | 0 | 0 | 0 | 0 | 0 | 0 | 0 | 0 | 0 | 0 | 0 | 0 | 0 | 0 | 0 | 0 | 0 | 0 | 0 | 0 | 0 | 0 | 0 | 0 | 0 | 0 | 0 | 0 | 0 | 0 |  |  | 0 | 0 | 0 | 0 | 0 | 0 |  | 0 | 0 | 0 | 0 | 0 | 0 | 0 | 0 | 0 | 0 | 0 | 0 | 0 | 0 | 0 | 0 | 0 | 0 | 0
1267 |  | 1 |  |  |  |  | 0 |  |  |  | 0 | 0 | [6 empty] | 0 |  |  |  |  | 0% | 0 | 0 | 0 | 0 | 0 | 0 |  |  | 0 | 0% | 0 | 0 | 0 | 0 | 0 | NewControlTypes | 0 | 0 | 0 | 0 | 0 | 0 | 0 | 0 | 0 | 0 | 0 | 0 | 0 | 0 | 0 | 0 | 0 | 0 | 0 | 0 | 0 | 0 | 0 | 0 | 0 | 0 | 0 | 0 | 0 | 0 | 0 | 0 | 0 | 0 | 0 | 0 | 0 | 0 | 0 | 0 | 0 | 0 | 0 | 0 | 0 | 0 | 0 | 0 | 0 | 0 | 0 | 0 | 0 | 0 | 0 | 0 | 0 | 0 | 0 | 0 | 0 | 0 | 0 | 0 | 0 | 0 | 0 | 0 | 0 | 0 | 0 | 0 | 0 | 0 | 0 | 0 | 0 | 0 | 0 | 0 | 0 |  |  | 0 | 0 | 0 | 0 | 0 | 0 |  | 0 | 0 | 0 | 0 | 0 | 0 | 0 | 0 | 0 | 0 | 0 | 0 | 0 | 0 | 0 | 0 | 0 | 0 | 0
1268 |  | 1 |  |  |  |  | 0 |  |  |  | 0 | 0 | [6 empty] | 0 |  |  |  |  | 0% | 0 | 0 | 0 | 0 | 0 | 0 |  |  | 0 | 0% | 0 | 0 | 0 | 0 | 0 | NewControlTypes | 0 | 0 | 0 | 0 | 0 | 0 | 0 | 0 | 0 | 0 | 0 | 0 | 0 | 0 | 0 | 0 | 0 | 0 | 0 | 0 | 0 | 0 | 0 | 0 | 0 | 0 | 0 | 0 | 0 | 0 | 0 | 0 | 0 | 0 | 0 | 0 | 0 | 0 | 0 | 0 | 0 | 0 | 0 | 0 | 0 | 0 | 0 | 0 | 0 | 0 | 0 | 0 | 0 | 0 | 0 | 0 | 0 | 0 | 0 | 0 | 0 | 0 | 0 | 0 | 0 | 0 | 0 | 0 | 0 | 0 | 0 | 0 | 0 | 0 | 0 | 0 | 0 | 0 | 0 | 0 | 0 |  |  | 0 | 0 | 0 | 0 | 0 | 0 |  | 0 | 0 | 0 | 0 | 0 | 0 | 0 | 0 | 0 | 0 | 0 | 0 | 0 | 0 | 0 | 0 | 0 | 0 | 0
1269 |  | 1 |  |  |  |  | 0 |  |  |  | 0 | 0 | [6 empty] | 0 |  |  |  |  | 0% | 0 | 0 | 0 | 0 | 0 | 0 |  |  | 0 | 0% | 0 | 0 | 0 | 0 | 0 | NewControlTypes | 0 | 0 | 0 | 0 | 0 | 0 | 0 | 0 | 0 | 0 | 0 | 0 | 0 | 0 | 0 | 0 | 0 | 0 | 0 | 0 | 0 | 0 | 0 | 0 | 0 | 0 | 0 | 0 | 0 | 0 | 0 | 0 | 0 | 0 | 0 | 0 | 0 | 0 | 0 | 0 | 0 | 0 | 0 | 0 | 0 | 0 | 0 | 0 | 0 | 0 | 0 | 0 | 0 | 0 | 0 | 0 | 0 | 0 | 0 | 0 | 0 | 0 | 0 | 0 | 0 | 0 | 0 | 0 | 0 | 0 | 0 | 0 | 0 | 0 | 0 | 0 | 0 | 0 | 0 | 0 | 0 |  |  | 0 | 0 | 0 | 0 | 0 | 0 |  | 0 | 0 | 0 | 0 | 0 | 0 | 0 | 0 | 0 | 0 | 0 | 0 | 0 | 0 | 0 | 0 | 0 | 0 | 0
1270 |  | 1 |  |  |  |  | 0 |  |  |  | 0 | 0 | [6 empty] | 0 |  |  |  |  | 0% | 0 | 0 | 0 | 0 | 0 | 0 |  |  | 0 | 0% | 0 | 0 | 0 | 0 | 0 | NewControlTypes | 0 | 0 | 0 | 0 | 0 | 0 | 0 | 0 | 0 | 0 | 0 | 0 | 0 | 0 | 0 | 0 | 0 | 0 | 0 | 0 | 0 | 0 | 0 | 0 | 0 | 0 | 0 | 0 | 0 | 0 | 0 | 0 | 0 | 0 | 0 | 0 | 0 | 0 | 0 | 0 | 0 | 0 | 0 | 0 | 0 | 0 | 0 | 0 | 0 | 0 | 0 | 0 | 0 | 0 | 0 | 0 | 0 | 0 | 0 | 0 | 0 | 0 | 0 | 0 | 0 | 0 | 0 | 0 | 0 | 0 | 0 | 0 | 0 | 0 | 0 | 0 | 0 | 0 | 0 | 0 | 0 |  |  | 0 | 0 | 0 | 0 | 0 | 0 |  | 0 | 0 | 0 | 0 | 0 | 0 | 0 | 0 | 0 | 0 | 0 | 0 | 0 | 0 | 0 | 0 | 0 | 0 | 0
1271 |  | 1 |  |  |  |  | 0 |  |  |  | 0 | 0 | [6 empty] | 0 |  |  |  |  | 0% | 0 | 0 | 0 | 0 | 0 | 0 |  |  | 0 | 0% | 0 | 0 | 0 | 0 | 0 | NewControlTypes | 0 | 0 | 0 | 0 | 0 | 0 | 0 | 0 | 0 | 0 | 0 | 0 | 0 | 0 | 0 | 0 | 0 | 0 | 0 | 0 | 0 | 0 | 0 | 0 | 0 | 0 | 0 | 0 | 0 | 0 | 0 | 0 | 0 | 0 | 0 | 0 | 0 | 0 | 0 | 0 | 0 | 0 | 0 | 0 | 0 | 0 | 0 | 0 | 0 | 0 | 0 | 0 | 0 | 0 | 0 | 0 | 0 | 0 | 0 | 0 | 0 | 0 | 0 | 0 | 0 | 0 | 0 | 0 | 0 | 0 | 0 | 0 | 0 | 0 | 0 | 0 | 0 | 0 | 0 | 0 | 0 |  |  | 0 | 0 | 0 | 0 | 0 | 0 |  | 0 | 0 | 0 | 0 | 0 | 0 | 0 | 0 | 0 | 0 | 0 | 0 | 0 | 0 | 0 | 0 | 0 | 0 | 0
1272 |  | 1 |  |  |  |  | 0 |  |  |  | 0 | 0 | [6 empty] | 0 |  |  |  |  | 0% | 0 | 0 | 0 | 0 | 0 | 0 |  |  | 0 | 0% | 0 | 0 | 0 | 0 | 0 | NewControlTypes | 0 | 0 | 0 | 0 | 0 | 0 | 0 | 0 | 0 | 0 | 0 | 0 | 0 | 0 | 0 | 0 | 0 | 0 | 0 | 0 | 0 | 0 | 0 | 0 | 0 | 0 | 0 | 0 | 0 | 0 | 0 | 0 | 0 | 0 | 0 | 0 | 0 | 0 | 0 | 0 | 0 | 0 | 0 | 0 | 0 | 0 | 0 | 0 | 0 | 0 | 0 | 0 | 0 | 0 | 0 | 0 | 0 | 0 | 0 | 0 | 0 | 0 | 0 | 0 | 0 | 0 | 0 | 0 | 0 | 0 | 0 | 0 | 0 | 0 | 0 | 0 | 0 | 0 | 0 | 0 | 0 |  |  | 0 | 0 | 0 | 0 | 0 | 0 |  | 0 | 0 | 0 | 0 | 0 | 0 | 0 | 0 | 0 | 0 | 0 | 0 | 0 | 0 | 0 | 0 | 0 | 0 | 0
1273 |  | 1 |  |  |  |  | 0 |  |  |  | 0 | 0 | [6 empty] | 0 |  |  |  |  | 0% | 0 | 0 | 0 | 0 | 0 | 0 |  |  | 0 | 0% | 0 | 0 | 0 | 0 | 0 | NewControlTypes | 0 | 0 | 0 | 0 | 0 | 0 | 0 | 0 | 0 | 0 | 0 | 0 | 0 | 0 | 0 | 0 | 0 | 0 | 0 | 0 | 0 | 0 | 0 | 0 | 0 | 0 | 0 | 0 | 0 | 0 | 0 | 0 | 0 | 0 | 0 | 0 | 0 | 0 | 0 | 0 | 0 | 0 | 0 | 0 | 0 | 0 | 0 | 0 | 0 | 0 | 0 | 0 | 0 | 0 | 0 | 0 | 0 | 0 | 0 | 0 | 0 | 0 | 0 | 0 | 0 | 0 | 0 | 0 | 0 | 0 | 0 | 0 | 0 | 0 | 0 | 0 | 0 | 0 | 0 | 0 | 0 |  |  | 0 | 0 | 0 | 0 | 0 | 0 |  | 0 | 0 | 0 | 0 | 0 | 0 | 0 | 0 | 0 | 0 | 0 | 0 | 0 | 0 | 0 | 0 | 0 | 0 | 0
1274 |  | 1 |  |  |  |  | 0 |  |  |  | 0 | 0 | [6 empty] | 0 |  |  |  |  | 0% | 0 | 0 | 0 | 0 | 0 | 0 |  |  | 0 | 0% | 0 | 0 | 0 | 0 | 0 | NewControlTypes | 0 | 0 | 0 | 0 | 0 | 0 | 0 | 0 | 0 | 0 | 0 | 0 | 0 | 0 | 0 | 0 | 0 | 0 | 0 | 0 | 0 | 0 | 0 | 0 | 0 | 0 | 0 | 0 | 0 | 0 | 0 | 0 | 0 | 0 | 0 | 0 | 0 | 0 | 0 | 0 | 0 | 0 | 0 | 0 | 0 | 0 | 0 | 0 | 0 | 0 | 0 | 0 | 0 | 0 | 0 | 0 | 0 | 0 | 0 | 0 | 0 | 0 | 0 | 0 | 0 | 0 | 0 | 0 | 0 | 0 | 0 | 0 | 0 | 0 | 0 | 0 | 0 | 0 | 0 | 0 | 0 |  |  | 0 | 0 | 0 | 0 | 0 | 0 |  | 0 | 0 | 0 | 0 | 0 | 0 | 0 | 0 | 0 | 0 | 0 | 0 | 0 | 0 | 0 | 0 | 0 | 0 | 0
1275 |  | 1 |  |  |  |  | 0 |  |  |  | 0 | 0 | [6 empty] | 0 |  |  |  |  | 0% | 0 | 0 | 0 | 0 | 0 | 0 |  |  | 0 | 0% | 0 | 0 | 0 | 0 | 0 | NewControlTypes | 0 | 0 | 0 | 0 | 0 | 0 | 0 | 0 | 0 | 0 | 0 | 0 | 0 | 0 | 0 | 0 | 0 | 0 | 0 | 0 | 0 | 0 | 0 | 0 | 0 | 0 | 0 | 0 | 0 | 0 | 0 | 0 | 0 | 0 | 0 | 0 | 0 | 0 | 0 | 0 | 0 | 0 | 0 | 0 | 0 | 0 | 0 | 0 | 0 | 0 | 0 | 0 | 0 | 0 | 0 | 0 | 0 | 0 | 0 | 0 | 0 | 0 | 0 | 0 | 0 | 0 | 0 | 0 | 0 | 0 | 0 | 0 | 0 | 0 | 0 | 0 | 0 | 0 | 0 | 0 | 0 |  |  | 0 | 0 | 0 | 0 | 0 | 0 |  | 0 | 0 | 0 | 0 | 0 | 0 | 0 | 0 | 0 | 0 | 0 | 0 | 0 | 0 | 0 | 0 | 0 | 0 | 0
1276 |  | 1 |  |  |  |  | 0 |  |  |  | 0 | 0 | [6 empty] | 0 |  |  |  |  | 0% | 0 | 0 | 0 | 0 | 0 | 0 |  |  | 0 | 0% | 0 | 0 | 0 | 0 | 0 | NewControlTypes | 0 | 0 | 0 | 0 | 0 | 0 | 0 | 0 | 0 | 0 | 0 | 0 | 0 | 0 | 0 | 0 | 0 | 0 | 0 | 0 | 0 | 0 | 0 | 0 | 0 | 0 | 0 | 0 | 0 | 0 | 0 | 0 | 0 | 0 | 0 | 0 | 0 | 0 | 0 | 0 | 0 | 0 | 0 | 0 | 0 | 0 | 0 | 0 | 0 | 0 | 0 | 0 | 0 | 0 | 0 | 0 | 0 | 0 | 0 | 0 | 0 | 0 | 0 | 0 | 0 | 0 | 0 | 0 | 0 | 0 | 0 | 0 | 0 | 0 | 0 | 0 | 0 | 0 | 0 | 0 | 0 |  |  | 0 | 0 | 0 | 0 | 0 | 0 |  | 0 | 0 | 0 | 0 | 0 | 0 | 0 | 0 | 0 | 0 | 0 | 0 | 0 | 0 | 0 | 0 | 0 | 0 | 0
1277 |  | 1 |  |  |  |  | 0 |  |  |  | 0 | 0 | [6 empty] | 0 |  |  |  |  | 0% | 0 | 0 | 0 | 0 | 0 | 0 |  |  | 0 | 0% | 0 | 0 | 0 | 0 | 0 | NewControlTypes | 0 | 0 | 0 | 0 | 0 | 0 | 0 | 0 | 0 | 0 | 0 | 0 | 0 | 0 | 0 | 0 | 0 | 0 | 0 | 0 | 0 | 0 | 0 | 0 | 0 | 0 | 0 | 0 | 0 | 0 | 0 | 0 | 0 | 0 | 0 | 0 | 0 | 0 | 0 | 0 | 0 | 0 | 0 | 0 | 0 | 0 | 0 | 0 | 0 | 0 | 0 | 0 | 0 | 0 | 0 | 0 | 0 | 0 | 0 | 0 | 0 | 0 | 0 | 0 | 0 | 0 | 0 | 0 | 0 | 0 | 0 | 0 | 0 | 0 | 0 | 0 | 0 | 0 | 0 | 0 | 0 |  |  | 0 | 0 | 0 | 0 | 0 | 0 |  | 0 | 0 | 0 | 0 | 0 | 0 | 0 | 0 | 0 | 0 | 0 | 0 | 0 | 0 | 0 | 0 | 0 | 0 | 0
1278 |  | 1 |  |  |  |  | 0 |  |  |  | 0 | 0 | [6 empty] | 0 |  |  |  |  | 0% | 0 | 0 | 0 | 0 | 0 | 0 |  |  | 0 | 0% | 0 | 0 | 0 | 0 | 0 | NewControlTypes | 0 | 0 | 0 | 0 | 0 | 0 | 0 | 0 | 0 | 0 | 0 | 0 | 0 | 0 | 0 | 0 | 0 | 0 | 0 | 0 | 0 | 0 | 0 | 0 | 0 | 0 | 0 | 0 | 0 | 0 | 0 | 0 | 0 | 0 | 0 | 0 | 0 | 0 | 0 | 0 | 0 | 0 | 0 | 0 | 0 | 0 | 0 | 0 | 0 | 0 | 0 | 0 | 0 | 0 | 0 | 0 | 0 | 0 | 0 | 0 | 0 | 0 | 0 | 0 | 0 | 0 | 0 | 0 | 0 | 0 | 0 | 0 | 0 | 0 | 0 | 0 | 0 | 0 | 0 | 0 | 0 |  |  | 0 | 0 | 0 | 0 | 0 | 0 |  | 0 | 0 | 0 | 0 | 0 | 0 | 0 | 0 | 0 | 0 | 0 | 0 | 0 | 0 | 0 | 0 | 0 | 0 | 0
1279 |  | 1 |  |  |  |  | 0 |  |  |  | 0 | 0 | [6 empty] | 0 |  |  |  |  | 0% | 0 | 0 | 0 | 0 | 0 | 0 |  |  | 0 | 0% | 0 | 0 | 0 | 0 | 0 | NewControlTypes | 0 | 0 | 0 | 0 | 0 | 0 | 0 | 0 | 0 | 0 | 0 | 0 | 0 | 0 | 0 | 0 | 0 | 0 | 0 | 0 | 0 | 0 | 0 | 0 | 0 | 0 | 0 | 0 | 0 | 0 | 0 | 0 | 0 | 0 | 0 | 0 | 0 | 0 | 0 | 0 | 0 | 0 | 0 | 0 | 0 | 0 | 0 | 0 | 0 | 0 | 0 | 0 | 0 | 0 | 0 | 0 | 0 | 0 | 0 | 0 | 0 | 0 | 0 | 0 | 0 | 0 | 0 | 0 | 0 | 0 | 0 | 0 | 0 | 0 | 0 | 0 | 0 | 0 | 0 | 0 | 0 |  |  | 0 | 0 | 0 | 0 | 0 | 0 |  | 0 | 0 | 0 | 0 | 0 | 0 | 0 | 0 | 0 | 0 | 0 | 0 | 0 | 0 | 0 | 0 | 0 | 0 | 0
1280 |  | 1 |  |  |  |  | 0 |  |  |  | 0 | 0 | [6 empty] | 0 |  |  |  |  | 0% | 0 | 0 | 0 | 0 | 0 | 0 |  |  | 0 | 0% | 0 | 0 | 0 | 0 | 0 | NewControlTypes | 0 | 0 | 0 | 0 | 0 | 0 | 0 | 0 | 0 | 0 | 0 | 0 | 0 | 0 | 0 | 0 | 0 | 0 | 0 | 0 | 0 | 0 | 0 | 0 | 0 | 0 | 0 | 0 | 0 | 0 | 0 | 0 | 0 | 0 | 0 | 0 | 0 | 0 | 0 | 0 | 0 | 0 | 0 | 0 | 0 | 0 | 0 | 0 | 0 | 0 | 0 | 0 | 0 | 0 | 0 | 0 | 0 | 0 | 0 | 0 | 0 | 0 | 0 | 0 | 0 | 0 | 0 | 0 | 0 | 0 | 0 | 0 | 0 | 0 | 0 | 0 | 0 | 0 | 0 | 0 | 0 |  |  | 0 | 0 | 0 | 0 | 0 | 0 |  | 0 | 0 | 0 | 0 | 0 | 0 | 0 | 0 | 0 | 0 | 0 | 0 | 0 | 0 | 0 | 0 | 0 | 0 | 0
1281 |  | 1 |  |  |  |  | 0 |  |  |  | 0 | 0 | [6 empty] | 0 |  |  |  |  | 0% | 0 | 0 | 0 | 0 | 0 | 0 |  |  | 0 | 0% | 0 | 0 | 0 | 0 | 0 | NewControlTypes | 0 | 0 | 0 | 0 | 0 | 0 | 0 | 0 | 0 | 0 | 0 | 0 | 0 | 0 | 0 | 0 | 0 | 0 | 0 | 0 | 0 | 0 | 0 | 0 | 0 | 0 | 0 | 0 | 0 | 0 | 0 | 0 | 0 | 0 | 0 | 0 | 0 | 0 | 0 | 0 | 0 | 0 | 0 | 0 | 0 | 0 | 0 | 0 | 0 | 0 | 0 | 0 | 0 | 0 | 0 | 0 | 0 | 0 | 0 | 0 | 0 | 0 | 0 | 0 | 0 | 0 | 0 | 0 | 0 | 0 | 0 | 0 | 0 | 0 | 0 | 0 | 0 | 0 | 0 | 0 | 0 |  |  | 0 | 0 | 0 | 0 | 0 | 0 |  | 0 | 0 | 0 | 0 | 0 | 0 | 0 | 0 | 0 | 0 | 0 | 0 | 0 | 0 | 0 | 0 | 0 | 0 | 0
1282 |  | 1 |  |  |  |  | 0 |  |  |  | 0 | 0 | [6 empty] | 0 |  |  |  |  | 0% | 0 | 0 | 0 | 0 | 0 | 0 |  |  | 0 | 0% | 0 | 0 | 0 | 0 | 0 | NewControlTypes | 0 | 0 | 0 | 0 | 0 | 0 | 0 | 0 | 0 | 0 | 0 | 0 | 0 | 0 | 0 | 0 | 0 | 0 | 0 | 0 | 0 | 0 | 0 | 0 | 0 | 0 | 0 | 0 | 0 | 0 | 0 | 0 | 0 | 0 | 0 | 0 | 0 | 0 | 0 | 0 | 0 | 0 | 0 | 0 | 0 | 0 | 0 | 0 | 0 | 0 | 0 | 0 | 0 | 0 | 0 | 0 | 0 | 0 | 0 | 0 | 0 | 0 | 0 | 0 | 0 | 0 | 0 | 0 | 0 | 0 | 0 | 0 | 0 | 0 | 0 | 0 | 0 | 0 | 0 | 0 | 0 |  |  | 0 | 0 | 0 | 0 | 0 | 0 |  | 0 | 0 | 0 | 0 | 0 | 0 | 0 | 0 | 0 | 0 | 0 | 0 | 0 | 0 | 0 | 0 | 0 | 0 | 0
1283 |  | 1 |  |  |  |  | 0 |  |  |  | 0 | 0 | [6 empty] | 0 |  |  |  |  | 0% | 0 | 0 | 0 | 0 | 0 | 0 |  |  | 0 | 0% | 0 | 0 | 0 | 0 | 0 | NewControlTypes | 0 | 0 | 0 | 0 | 0 | 0 | 0 | 0 | 0 | 0 | 0 | 0 | 0 | 0 | 0 | 0 | 0 | 0 | 0 | 0 | 0 | 0 | 0 | 0 | 0 | 0 | 0 | 0 | 0 | 0 | 0 | 0 | 0 | 0 | 0 | 0 | 0 | 0 | 0 | 0 | 0 | 0 | 0 | 0 | 0 | 0 | 0 | 0 | 0 | 0 | 0 | 0 | 0 | 0 | 0 | 0 | 0 | 0 | 0 | 0 | 0 | 0 | 0 | 0 | 0 | 0 | 0 | 0 | 0 | 0 | 0 | 0 | 0 | 0 | 0 | 0 | 0 | 0 | 0 | 0 | 0 |  |  | 0 | 0 | 0 | 0 | 0 | 0 |  | 0 | 0 | 0 | 0 | 0 | 0 | 0 | 0 | 0 | 0 | 0 | 0 | 0 | 0 | 0 | 0 | 0 | 0 | 0
1284 |  | 1 |  |  |  |  | 0 |  |  |  | 0 | 0 | [6 empty] | 0 |  |  |  |  | 0% | 0 | 0 | 0 | 0 | 0 | 0 |  |  | 0 | 0% | 0 | 0 | 0 | 0 | 0 | NewControlTypes | 0 | 0 | 0 | 0 | 0 | 0 | 0 | 0 | 0 | 0 | 0 | 0 | 0 | 0 | 0 | 0 | 0 | 0 | 0 | 0 | 0 | 0 | 0 | 0 | 0 | 0 | 0 | 0 | 0 | 0 | 0 | 0 | 0 | 0 | 0 | 0 | 0 | 0 | 0 | 0 | 0 | 0 | 0 | 0 | 0 | 0 | 0 | 0 | 0 | 0 | 0 | 0 | 0 | 0 | 0 | 0 | 0 | 0 | 0 | 0 | 0 | 0 | 0 | 0 | 0 | 0 | 0 | 0 | 0 | 0 | 0 | 0 | 0 | 0 | 0 | 0 | 0 | 0 | 0 | 0 | 0 |  |  | 0 | 0 | 0 | 0 | 0 | 0 |  | 0 | 0 | 0 | 0 | 0 | 0 | 0 | 0 | 0 | 0 | 0 | 0 | 0 | 0 | 0 | 0 | 0 | 0 | 0
1285 |  | 1 |  |  |  |  | 0 |  |  |  | 0 | 0 | [6 empty] | 0 |  |  |  |  | 0% | 0 | 0 | 0 | 0 | 0 | 0 |  |  | 0 | 0% | 0 | 0 | 0 | 0 | 0 | NewControlTypes | 0 | 0 | 0 | 0 | 0 | 0 | 0 | 0 | 0 | 0 | 0 | 0 | 0 | 0 | 0 | 0 | 0 | 0 | 0 | 0 | 0 | 0 | 0 | 0 | 0 | 0 | 0 | 0 | 0 | 0 | 0 | 0 | 0 | 0 | 0 | 0 | 0 | 0 | 0 | 0 | 0 | 0 | 0 | 0 | 0 | 0 | 0 | 0 | 0 | 0 | 0 | 0 | 0 | 0 | 0 | 0 | 0 | 0 | 0 | 0 | 0 | 0 | 0 | 0 | 0 | 0 | 0 | 0 | 0 | 0 | 0 | 0 | 0 | 0 | 0 | 0 | 0 | 0 | 0 | 0 | 0 |  |  | 0 | 0 | 0 | 0 | 0 | 0 |  | 0 | 0 | 0 | 0 | 0 | 0 | 0 | 0 | 0 | 0 | 0 | 0 | 0 | 0 | 0 | 0 | 0 | 0 | 0
1286 |  | 1 |  |  |  |  | 0 |  |  |  | 0 | 0 | [6 empty] | 0 |  |  |  |  | 0% | 0 | 0 | 0 | 0 | 0 | 0 |  |  | 0 | 0% | 0 | 0 | 0 | 0 | 0 | NewControlTypes | 0 | 0 | 0 | 0 | 0 | 0 | 0 | 0 | 0 | 0 | 0 | 0 | 0 | 0 | 0 | 0 | 0 | 0 | 0 | 0 | 0 | 0 | 0 | 0 | 0 | 0 | 0 | 0 | 0 | 0 | 0 | 0 | 0 | 0 | 0 | 0 | 0 | 0 | 0 | 0 | 0 | 0 | 0 | 0 | 0 | 0 | 0 | 0 | 0 | 0 | 0 | 0 | 0 | 0 | 0 | 0 | 0 | 0 | 0 | 0 | 0 | 0 | 0 | 0 | 0 | 0 | 0 | 0 | 0 | 0 | 0 | 0 | 0 | 0 | 0 | 0 | 0 | 0 | 0 | 0 | 0 |  |  | 0 | 0 | 0 | 0 | 0 | 0 |  | 0 | 0 | 0 | 0 | 0 | 0 | 0 | 0 | 0 | 0 | 0 | 0 | 0 | 0 | 0 | 0 | 0 | 0 | 0
1287 |  | 1 |  |  |  |  | 0 |  |  |  | 0 | 0 | [6 empty] | 0 |  |  |  |  | 0% | 0 | 0 | 0 | 0 | 0 | 0 |  |  | 0 | 0% | 0 | 0 | 0 | 0 | 0 | NewControlTypes | 0 | 0 | 0 | 0 | 0 | 0 | 0 | 0 | 0 | 0 | 0 | 0 | 0 | 0 | 0 | 0 | 0 | 0 | 0 | 0 | 0 | 0 | 0 | 0 | 0 | 0 | 0 | 0 | 0 | 0 | 0 | 0 | 0 | 0 | 0 | 0 | 0 | 0 | 0 | 0 | 0 | 0 | 0 | 0 | 0 | 0 | 0 | 0 | 0 | 0 | 0 | 0 | 0 | 0 | 0 | 0 | 0 | 0 | 0 | 0 | 0 | 0 | 0 | 0 | 0 | 0 | 0 | 0 | 0 | 0 | 0 | 0 | 0 | 0 | 0 | 0 | 0 | 0 | 0 | 0 | 0 |  |  | 0 | 0 | 0 | 0 | 0 | 0 |  | 0 | 0 | 0 | 0 | 0 | 0 | 0 | 0 | 0 | 0 | 0 | 0 | 0 | 0 | 0 | 0 | 0 | 0 | 0
1288 |  | 1 |  |  |  |  | 0 |  |  |  | 0 | 0 | [6 empty] | 0 |  |  |  |  | 0% | 0 | 0 | 0 | 0 | 0 | 0 |  |  | 0 | 0% | 0 | 0 | 0 | 0 | 0 | NewControlTypes | 0 | 0 | 0 | 0 | 0 | 0 | 0 | 0 | 0 | 0 | 0 | 0 | 0 | 0 | 0 | 0 | 0 | 0 | 0 | 0 | 0 | 0 | 0 | 0 | 0 | 0 | 0 | 0 | 0 | 0 | 0 | 0 | 0 | 0 | 0 | 0 | 0 | 0 | 0 | 0 | 0 | 0 | 0 | 0 | 0 | 0 | 0 | 0 | 0 | 0 | 0 | 0 | 0 | 0 | 0 | 0 | 0 | 0 | 0 | 0 | 0 | 0 | 0 | 0 | 0 | 0 | 0 | 0 | 0 | 0 | 0 | 0 | 0 | 0 | 0 | 0 | 0 | 0 | 0 | 0 | 0 |  |  | 0 | 0 | 0 | 0 | 0 | 0 |  | 0 | 0 | 0 | 0 | 0 | 0 | 0 | 0 | 0 | 0 | 0 | 0 | 0 | 0 | 0 | 0 | 0 | 0 | 0
1289 |  | 1 |  |  |  |  | 0 |  |  |  | 0 | 0 | [6 empty] | 0 |  |  |  |  | 0% | 0 | 0 | 0 | 0 | 0 | 0 |  |  | 0 | 0% | 0 | 0 | 0 | 0 | 0 | NewControlTypes | 0 | 0 | 0 | 0 | 0 | 0 | 0 | 0 | 0 | 0 | 0 | 0 | 0 | 0 | 0 | 0 | 0 | 0 | 0 | 0 | 0 | 0 | 0 | 0 | 0 | 0 | 0 | 0 | 0 | 0 | 0 | 0 | 0 | 0 | 0 | 0 | 0 | 0 | 0 | 0 | 0 | 0 | 0 | 0 | 0 | 0 | 0 | 0 | 0 | 0 | 0 | 0 | 0 | 0 | 0 | 0 | 0 | 0 | 0 | 0 | 0 | 0 | 0 | 0 | 0 | 0 | 0 | 0 | 0 | 0 | 0 | 0 | 0 | 0 | 0 | 0 | 0 | 0 | 0 | 0 | 0 |  |  | 0 | 0 | 0 | 0 | 0 | 0 |  | 0 | 0 | 0 | 0 | 0 | 0 | 0 | 0 | 0 | 0 | 0 | 0 | 0 | 0 | 0 | 0 | 0 | 0 | 0
1290 |  | 1 |  |  |  |  | 0 |  |  |  | 0 | 0 | [6 empty] | 0 |  |  |  |  | 0% | 0 | 0 | 0 | 0 | 0 | 0 |  |  | 0 | 0% | 0 | 0 | 0 | 0 | 0 | NewControlTypes | 0 | 0 | 0 | 0 | 0 | 0 | 0 | 0 | 0 | 0 | 0 | 0 | 0 | 0 | 0 | 0 | 0 | 0 | 0 | 0 | 0 | 0 | 0 | 0 | 0 | 0 | 0 | 0 | 0 | 0 | 0 | 0 | 0 | 0 | 0 | 0 | 0 | 0 | 0 | 0 | 0 | 0 | 0 | 0 | 0 | 0 | 0 | 0 | 0 | 0 | 0 | 0 | 0 | 0 | 0 | 0 | 0 | 0 | 0 | 0 | 0 | 0 | 0 | 0 | 0 | 0 | 0 | 0 | 0 | 0 | 0 | 0 | 0 | 0 | 0 | 0 | 0 | 0 | 0 | 0 | 0 |  |  | 0 | 0 | 0 | 0 | 0 | 0 |  | 0 | 0 | 0 | 0 | 0 | 0 | 0 | 0 | 0 | 0 | 0 | 0 | 0 | 0 | 0 | 0 | 0 | 0 | 0
1291 |  | 1 |  |  |  |  | 0 |  |  |  | 0 | 0 | [6 empty] | 0 |  |  |  |  | 0% | 0 | 0 | 0 | 0 | 0 | 0 |  |  | 0 | 0% | 0 | 0 | 0 | 0 | 0 | NewControlTypes | 0 | 0 | 0 | 0 | 0 | 0 | 0 | 0 | 0 | 0 | 0 | 0 | 0 | 0 | 0 | 0 | 0 | 0 | 0 | 0 | 0 | 0 | 0 | 0 | 0 | 0 | 0 | 0 | 0 | 0 | 0 | 0 | 0 | 0 | 0 | 0 | 0 | 0 | 0 | 0 | 0 | 0 | 0 | 0 | 0 | 0 | 0 | 0 | 0 | 0 | 0 | 0 | 0 | 0 | 0 | 0 | 0 | 0 | 0 | 0 | 0 | 0 | 0 | 0 | 0 | 0 | 0 | 0 | 0 | 0 | 0 | 0 | 0 | 0 | 0 | 0 | 0 | 0 | 0 | 0 | 0 |  |  | 0 | 0 | 0 | 0 | 0 | 0 |  | 0 | 0 | 0 | 0 | 0 | 0 | 0 | 0 | 0 | 0 | 0 | 0 | 0 | 0 | 0 | 0 | 0 | 0 | 0
1292 |  | 1 |  |  |  |  | 0 |  |  |  | 0 | 0 | [6 empty] | 0 |  |  |  |  | 0% | 0 | 0 | 0 | 0 | 0 | 0 |  |  | 0 | 0% | 0 | 0 | 0 | 0 | 0 | NewControlTypes | 0 | 0 | 0 | 0 | 0 | 0 | 0 | 0 | 0 | 0 | 0 | 0 | 0 | 0 | 0 | 0 | 0 | 0 | 0 | 0 | 0 | 0 | 0 | 0 | 0 | 0 | 0 | 0 | 0 | 0 | 0 | 0 | 0 | 0 | 0 | 0 | 0 | 0 | 0 | 0 | 0 | 0 | 0 | 0 | 0 | 0 | 0 | 0 | 0 | 0 | 0 | 0 | 0 | 0 | 0 | 0 | 0 | 0 | 0 | 0 | 0 | 0 | 0 | 0 | 0 | 0 | 0 | 0 | 0 | 0 | 0 | 0 | 0 | 0 | 0 | 0 | 0 | 0 | 0 | 0 | 0 |  |  | 0 | 0 | 0 | 0 | 0 | 0 |  | 0 | 0 | 0 | 0 | 0 | 0 | 0 | 0 | 0 | 0 | 0 | 0 | 0 | 0 | 0 | 0 | 0 | 0 | 0
1293 |  | 1 |  |  |  |  | 0 |  |  |  | 0 | 0 | [6 empty] | 0 |  |  |  |  | 0% | 0 | 0 | 0 | 0 | 0 | 0 |  |  | 0 | 0% | 0 | 0 | 0 | 0 | 0 | NewControlTypes | 0 | 0 | 0 | 0 | 0 | 0 | 0 | 0 | 0 | 0 | 0 | 0 | 0 | 0 | 0 | 0 | 0 | 0 | 0 | 0 | 0 | 0 | 0 | 0 | 0 | 0 | 0 | 0 | 0 | 0 | 0 | 0 | 0 | 0 | 0 | 0 | 0 | 0 | 0 | 0 | 0 | 0 | 0 | 0 | 0 | 0 | 0 | 0 | 0 | 0 | 0 | 0 | 0 | 0 | 0 | 0 | 0 | 0 | 0 | 0 | 0 | 0 | 0 | 0 | 0 | 0 | 0 | 0 | 0 | 0 | 0 | 0 | 0 | 0 | 0 | 0 | 0 | 0 | 0 | 0 | 0 |  |  | 0 | 0 | 0 | 0 | 0 | 0 |  | 0 | 0 | 0 | 0 | 0 | 0 | 0 | 0 | 0 | 0 | 0 | 0 | 0 | 0 | 0 | 0 | 0 | 0 | 0
1294 |  | 1 |  |  |  |  | 0 |  |  |  | 0 | 0 | [6 empty] | 0 |  |  |  |  | 0% | 0 | 0 | 0 | 0 | 0 | 0 |  |  | 0 | 0% | 0 | 0 | 0 | 0 | 0 | NewControlTypes | 0 | 0 | 0 | 0 | 0 | 0 | 0 | 0 | 0 | 0 | 0 | 0 | 0 | 0 | 0 | 0 | 0 | 0 | 0 | 0 | 0 | 0 | 0 | 0 | 0 | 0 | 0 | 0 | 0 | 0 | 0 | 0 | 0 | 0 | 0 | 0 | 0 | 0 | 0 | 0 | 0 | 0 | 0 | 0 | 0 | 0 | 0 | 0 | 0 | 0 | 0 | 0 | 0 | 0 | 0 | 0 | 0 | 0 | 0 | 0 | 0 | 0 | 0 | 0 | 0 | 0 | 0 | 0 | 0 | 0 | 0 | 0 | 0 | 0 | 0 | 0 | 0 | 0 | 0 | 0 | 0 |  |  | 0 | 0 | 0 | 0 | 0 | 0 |  | 0 | 0 | 0 | 0 | 0 | 0 | 0 | 0 | 0 | 0 | 0 | 0 | 0 | 0 | 0 | 0 | 0 | 0 | 0
1295 |  | 1 |  |  |  |  | 0 |  |  |  | 0 | 0 | [6 empty] | 0 |  |  |  |  | 0% | 0 | 0 | 0 | 0 | 0 | 0 |  |  | 0 | 0% | 0 | 0 | 0 | 0 | 0 | NewControlTypes | 0 | 0 | 0 | 0 | 0 | 0 | 0 | 0 | 0 | 0 | 0 | 0 | 0 | 0 | 0 | 0 | 0 | 0 | 0 | 0 | 0 | 0 | 0 | 0 | 0 | 0 | 0 | 0 | 0 | 0 | 0 | 0 | 0 | 0 | 0 | 0 | 0 | 0 | 0 | 0 | 0 | 0 | 0 | 0 | 0 | 0 | 0 | 0 | 0 | 0 | 0 | 0 | 0 | 0 | 0 | 0 | 0 | 0 | 0 | 0 | 0 | 0 | 0 | 0 | 0 | 0 | 0 | 0 | 0 | 0 | 0 | 0 | 0 | 0 | 0 | 0 | 0 | 0 | 0 | 0 | 0 |  |  | 0 | 0 | 0 | 0 | 0 | 0 |  | 0 | 0 | 0 | 0 | 0 | 0 | 0 | 0 | 0 | 0 | 0 | 0 | 0 | 0 | 0 | 0 | 0 | 0 | 0
1296 |  | 1 |  |  |  |  | 0 |  |  |  | 0 | 0 | [6 empty] | 0 |  |  |  |  | 0% | 0 | 0 | 0 | 0 | 0 | 0 |  |  | 0 | 0% | 0 | 0 | 0 | 0 | 0 | NewControlTypes | 0 | 0 | 0 | 0 | 0 | 0 | 0 | 0 | 0 | 0 | 0 | 0 | 0 | 0 | 0 | 0 | 0 | 0 | 0 | 0 | 0 | 0 | 0 | 0 | 0 | 0 | 0 | 0 | 0 | 0 | 0 | 0 | 0 | 0 | 0 | 0 | 0 | 0 | 0 | 0 | 0 | 0 | 0 | 0 | 0 | 0 | 0 | 0 | 0 | 0 | 0 | 0 | 0 | 0 | 0 | 0 | 0 | 0 | 0 | 0 | 0 | 0 | 0 | 0 | 0 | 0 | 0 | 0 | 0 | 0 | 0 | 0 | 0 | 0 | 0 | 0 | 0 | 0 | 0 | 0 | 0 |  |  | 0 | 0 | 0 | 0 | 0 | 0 |  | 0 | 0 | 0 | 0 | 0 | 0 | 0 | 0 | 0 | 0 | 0 | 0 | 0 | 0 | 0 | 0 | 0 | 0 | 0
1297 |  | 1 |  |  |  |  | 0 |  |  |  | 0 | 0 | [6 empty] | 0 |  |  |  |  | 0% | 0 | 0 | 0 | 0 | 0 | 0 |  |  | 0 | 0% | 0 | 0 | 0 | 0 | 0 | NewControlTypes | 0 | 0 | 0 | 0 | 0 | 0 | 0 | 0 | 0 | 0 | 0 | 0 | 0 | 0 | 0 | 0 | 0 | 0 | 0 | 0 | 0 | 0 | 0 | 0 | 0 | 0 | 0 | 0 | 0 | 0 | 0 | 0 | 0 | 0 | 0 | 0 | 0 | 0 | 0 | 0 | 0 | 0 | 0 | 0 | 0 | 0 | 0 | 0 | 0 | 0 | 0 | 0 | 0 | 0 | 0 | 0 | 0 | 0 | 0 | 0 | 0 | 0 | 0 | 0 | 0 | 0 | 0 | 0 | 0 | 0 | 0 | 0 | 0 | 0 | 0 | 0 | 0 | 0 | 0 | 0 | 0 |  |  | 0 | 0 | 0 | 0 | 0 | 0 |  | 0 | 0 | 0 | 0 | 0 | 0 | 0 | 0 | 0 | 0 | 0 | 0 | 0 | 0 | 0 | 0 | 0 | 0 | 0
1298 |  | 1 |  |  |  |  | 0 |  |  |  | 0 | 0 | [6 empty] | 0 |  |  |  |  | 0% | 0 | 0 | 0 | 0 | 0 | 0 |  |  | 0 | 0% | 0 | 0 | 0 | 0 | 0 | NewControlTypes | 0 | 0 | 0 | 0 | 0 | 0 | 0 | 0 | 0 | 0 | 0 | 0 | 0 | 0 | 0 | 0 | 0 | 0 | 0 | 0 | 0 | 0 | 0 | 0 | 0 | 0 | 0 | 0 | 0 | 0 | 0 | 0 | 0 | 0 | 0 | 0 | 0 | 0 | 0 | 0 | 0 | 0 | 0 | 0 | 0 | 0 | 0 | 0 | 0 | 0 | 0 | 0 | 0 | 0 | 0 | 0 | 0 | 0 | 0 | 0 | 0 | 0 | 0 | 0 | 0 | 0 | 0 | 0 | 0 | 0 | 0 | 0 | 0 | 0 | 0 | 0 | 0 | 0 | 0 | 0 | 0 |  |  | 0 | 0 | 0 | 0 | 0 | 0 |  | 0 | 0 | 0 | 0 | 0 | 0 | 0 | 0 | 0 | 0 | 0 | 0 | 0 | 0 | 0 | 0 | 0 | 0 | 0
1299 |  | 1 |  |  |  |  | 0 |  |  |  | 0 | 0 | [6 empty] | 0 |  |  |  |  | 0% | 0 | 0 | 0 | 0 | 0 | 0 |  |  | 0 | 0% | 0 | 0 | 0 | 0 | 0 | NewControlTypes | 0 | 0 | 0 | 0 | 0 | 0 | 0 | 0 | 0 | 0 | 0 | 0 | 0 | 0 | 0 | 0 | 0 | 0 | 0 | 0 | 0 | 0 | 0 | 0 | 0 | 0 | 0 | 0 | 0 | 0 | 0 | 0 | 0 | 0 | 0 | 0 | 0 | 0 | 0 | 0 | 0 | 0 | 0 | 0 | 0 | 0 | 0 | 0 | 0 | 0 | 0 | 0 | 0 | 0 | 0 | 0 | 0 | 0 | 0 | 0 | 0 | 0 | 0 | 0 | 0 | 0 | 0 | 0 | 0 | 0 | 0 | 0 | 0 | 0 | 0 | 0 | 0 | 0 | 0 | 0 | 0 |  |  | 0 | 0 | 0 | 0 | 0 | 0 |  | 0 | 0 | 0 | 0 | 0 | 0 | 0 | 0 | 0 | 0 | 0 | 0 | 0 | 0 | 0 | 0 | 0 | 0 | 0
1300 |  | 1 |  |  |  |  | 0 |  |  |  | 0 | 0 | [6 empty] | 0 |  |  |  |  | 0% | 0 | 0 | 0 | 0 | 0 | 0 |  |  | 0 | 0% | 0 | 0 | 0 | 0 | 0 | NewControlTypes | 0 | 0 | 0 | 0 | 0 | 0 | 0 | 0 | 0 | 0 | 0 | 0 | 0 | 0 | 0 | 0 | 0 | 0 | 0 | 0 | 0 | 0 | 0 | 0 | 0 | 0 | 0 | 0 | 0 | 0 | 0 | 0 | 0 | 0 | 0 | 0 | 0 | 0 | 0 | 0 | 0 | 0 | 0 | 0 | 0 | 0 | 0 | 0 | 0 | 0 | 0 | 0 | 0 | 0 | 0 | 0 | 0 | 0 | 0 | 0 | 0 | 0 | 0 | 0 | 0 | 0 | 0 | 0 | 0 | 0 | 0 | 0 | 0 | 0 | 0 | 0 | 0 | 0 | 0 | 0 | 0 |  |  | 0 | 0 | 0 | 0 | 0 | 0 |  | 0 | 0 | 0 | 0 | 0 | 0 | 0 | 0 | 0 | 0 | 0 | 0 | 0 | 0 | 0 | 0 | 0 | 0 | 0
1301 |  | 1 |  |  |  |  | 0 |  |  |  | 0 | 0 | [6 empty] | 0 |  |  |  |  | 0% | 0 | 0 | 0 | 0 | 0 | 0 |  |  | 0 | 0% | 0 | 0 | 0 | 0 | 0 | NewControlTypes | 0 | 0 | 0 | 0 | 0 | 0 | 0 | 0 | 0 | 0 | 0 | 0 | 0 | 0 | 0 | 0 | 0 | 0 | 0 | 0 | 0 | 0 | 0 | 0 | 0 | 0 | 0 | 0 | 0 | 0 | 0 | 0 | 0 | 0 | 0 | 0 | 0 | 0 | 0 | 0 | 0 | 0 | 0 | 0 | 0 | 0 | 0 | 0 | 0 | 0 | 0 | 0 | 0 | 0 | 0 | 0 | 0 | 0 | 0 | 0 | 0 | 0 | 0 | 0 | 0 | 0 | 0 | 0 | 0 | 0 | 0 | 0 | 0 | 0 | 0 | 0 | 0 | 0 | 0 | 0 | 0 |  |  | 0 | 0 | 0 | 0 | 0 | 0 |  | 0 | 0 | 0 | 0 | 0 | 0 | 0 | 0 | 0 | 0 | 0 | 0 | 0 | 0 | 0 | 0 | 0 | 0 | 0
1302 |  | 1 |  |  |  |  | 0 |  |  |  | 0 | 0 | [6 empty] | 0 |  |  |  |  | 0% | 0 | 0 | 0 | 0 | 0 | 0 |  |  | 0 | 0% | 0 | 0 | 0 | 0 | 0 | NewControlTypes | 0 | 0 | 0 | 0 | 0 | 0 | 0 | 0 | 0 | 0 | 0 | 0 | 0 | 0 | 0 | 0 | 0 | 0 | 0 | 0 | 0 | 0 | 0 | 0 | 0 | 0 | 0 | 0 | 0 | 0 | 0 | 0 | 0 | 0 | 0 | 0 | 0 | 0 | 0 | 0 | 0 | 0 | 0 | 0 | 0 | 0 | 0 | 0 | 0 | 0 | 0 | 0 | 0 | 0 | 0 | 0 | 0 | 0 | 0 | 0 | 0 | 0 | 0 | 0 | 0 | 0 | 0 | 0 | 0 | 0 | 0 | 0 | 0 | 0 | 0 | 0 | 0 | 0 | 0 | 0 | 0 |  |  | 0 | 0 | 0 | 0 | 0 | 0 |  | 0 | 0 | 0 | 0 | 0 | 0 | 0 | 0 | 0 | 0 | 0 | 0 | 0 | 0 | 0 | 0 | 0 | 0 | 0
1303 |  | 1 |  |  |  |  | 0 |  |  |  | 0 | 0 | [6 empty] | 0 |  |  |  |  | 0% | 0 | 0 | 0 | 0 | 0 | 0 |  |  | 0 | 0% | 0 | 0 | 0 | 0 | 0 | NewControlTypes | 0 | 0 | 0 | 0 | 0 | 0 | 0 | 0 | 0 | 0 | 0 | 0 | 0 | 0 | 0 | 0 | 0 | 0 | 0 | 0 | 0 | 0 | 0 | 0 | 0 | 0 | 0 | 0 | 0 | 0 | 0 | 0 | 0 | 0 | 0 | 0 | 0 | 0 | 0 | 0 | 0 | 0 | 0 | 0 | 0 | 0 | 0 | 0 | 0 | 0 | 0 | 0 | 0 | 0 | 0 | 0 | 0 | 0 | 0 | 0 | 0 | 0 | 0 | 0 | 0 | 0 | 0 | 0 | 0 | 0 | 0 | 0 | 0 | 0 | 0 | 0 | 0 | 0 | 0 | 0 | 0 |  |  | 0 | 0 | 0 | 0 | 0 | 0 |  | 0 | 0 | 0 | 0 | 0 | 0 | 0 | 0 | 0 | 0 | 0 | 0 | 0 | 0 | 0 | 0 | 0 | 0 | 0
1304 |  | 1 |  |  |  |  | 0 |  |  |  | 0 | 0 | [6 empty] | 0 |  |  |  |  | 0% | 0 | 0 | 0 | 0 | 0 | 0 |  |  | 0 | 0% | 0 | 0 | 0 | 0 | 0 | NewControlTypes | 0 | 0 | 0 | 0 | 0 | 0 | 0 | 0 | 0 | 0 | 0 | 0 | 0 | 0 | 0 | 0 | 0 | 0 | 0 | 0 | 0 | 0 | 0 | 0 | 0 | 0 | 0 | 0 | 0 | 0 | 0 | 0 | 0 | 0 | 0 | 0 | 0 | 0 | 0 | 0 | 0 | 0 | 0 | 0 | 0 | 0 | 0 | 0 | 0 | 0 | 0 | 0 | 0 | 0 | 0 | 0 | 0 | 0 | 0 | 0 | 0 | 0 | 0 | 0 | 0 | 0 | 0 | 0 | 0 | 0 | 0 | 0 | 0 | 0 | 0 | 0 | 0 | 0 | 0 | 0 | 0 |  |  | 0 | 0 | 0 | 0 | 0 | 0 |  | 0 | 0 | 0 | 0 | 0 | 0 | 0 | 0 | 0 | 0 | 0 | 0 | 0 | 0 | 0 | 0 | 0 | 0 | 0
1305 |  | 1 |  |  |  |  | 0 |  |  |  | 0 | 0 | [6 empty] | 0 |  |  |  |  | 0% | 0 | 0 | 0 | 0 | 0 | 0 |  |  | 0 | 0% | 0 | 0 | 0 | 0 | 0 | NewControlTypes | 0 | 0 | 0 | 0 | 0 | 0 | 0 | 0 | 0 | 0 | 0 | 0 | 0 | 0 | 0 | 0 | 0 | 0 | 0 | 0 | 0 | 0 | 0 | 0 | 0 | 0 | 0 | 0 | 0 | 0 | 0 | 0 | 0 | 0 | 0 | 0 | 0 | 0 | 0 | 0 | 0 | 0 | 0 | 0 | 0 | 0 | 0 | 0 | 0 | 0 | 0 | 0 | 0 | 0 | 0 | 0 | 0 | 0 | 0 | 0 | 0 | 0 | 0 | 0 | 0 | 0 | 0 | 0 | 0 | 0 | 0 | 0 | 0 | 0 | 0 | 0 | 0 | 0 | 0 | 0 | 0 |  |  | 0 | 0 | 0 | 0 | 0 | 0 |  | 0 | 0 | 0 | 0 | 0 | 0 | 0 | 0 | 0 | 0 | 0 | 0 | 0 | 0 | 0 | 0 | 0 | 0 | 0
1306 |  | 1 |  |  |  |  | 0 |  |  |  | 0 | 0 | [6 empty] | 0 |  |  |  |  | 0% | 0 | 0 | 0 | 0 | 0 | 0 |  |  | 0 | 0% | 0 | 0 | 0 | 0 | 0 | NewControlTypes | 0 | 0 | 0 | 0 | 0 | 0 | 0 | 0 | 0 | 0 | 0 | 0 | 0 | 0 | 0 | 0 | 0 | 0 | 0 | 0 | 0 | 0 | 0 | 0 | 0 | 0 | 0 | 0 | 0 | 0 | 0 | 0 | 0 | 0 | 0 | 0 | 0 | 0 | 0 | 0 | 0 | 0 | 0 | 0 | 0 | 0 | 0 | 0 | 0 | 0 | 0 | 0 | 0 | 0 | 0 | 0 | 0 | 0 | 0 | 0 | 0 | 0 | 0 | 0 | 0 | 0 | 0 | 0 | 0 | 0 | 0 | 0 | 0 | 0 | 0 | 0 | 0 | 0 | 0 | 0 | 0 |  |  | 0 | 0 | 0 | 0 | 0 | 0 |  | 0 | 0 | 0 | 0 | 0 | 0 | 0 | 0 | 0 | 0 | 0 | 0 | 0 | 0 | 0 | 0 | 0 | 0 | 0
1307 |  | 1 |  |  |  |  | 0 |  |  |  | 0 | 0 | [6 empty] | 0 |  |  |  |  | 0% | 0 | 0 | 0 | 0 | 0 | 0 |  |  | 0 | 0% | 0 | 0 | 0 | 0 | 0 | NewControlTypes | 0 | 0 | 0 | 0 | 0 | 0 | 0 | 0 | 0 | 0 | 0 | 0 | 0 | 0 | 0 | 0 | 0 | 0 | 0 | 0 | 0 | 0 | 0 | 0 | 0 | 0 | 0 | 0 | 0 | 0 | 0 | 0 | 0 | 0 | 0 | 0 | 0 | 0 | 0 | 0 | 0 | 0 | 0 | 0 | 0 | 0 | 0 | 0 | 0 | 0 | 0 | 0 | 0 | 0 | 0 | 0 | 0 | 0 | 0 | 0 | 0 | 0 | 0 | 0 | 0 | 0 | 0 | 0 | 0 | 0 | 0 | 0 | 0 | 0 | 0 | 0 | 0 | 0 | 0 | 0 | 0 |  |  | 0 | 0 | 0 | 0 | 0 | 0 |  | 0 | 0 | 0 | 0 | 0 | 0 | 0 | 0 | 0 | 0 | 0 | 0 | 0 | 0 | 0 | 0 | 0 | 0 | 0
1308 |  | 1 |  |  |  |  | 0 |  |  |  | 0 | 0 | [6 empty] | 0 |  |  |  |  | 0% | 0 | 0 | 0 | 0 | 0 | 0 |  |  | 0 | 0% | 0 | 0 | 0 | 0 | 0 | NewControlTypes | 0 | 0 | 0 | 0 | 0 | 0 | 0 | 0 | 0 | 0 | 0 | 0 | 0 | 0 | 0 | 0 | 0 | 0 | 0 | 0 | 0 | 0 | 0 | 0 | 0 | 0 | 0 | 0 | 0 | 0 | 0 | 0 | 0 | 0 | 0 | 0 | 0 | 0 | 0 | 0 | 0 | 0 | 0 | 0 | 0 | 0 | 0 | 0 | 0 | 0 | 0 | 0 | 0 | 0 | 0 | 0 | 0 | 0 | 0 | 0 | 0 | 0 | 0 | 0 | 0 | 0 | 0 | 0 | 0 | 0 | 0 | 0 | 0 | 0 | 0 | 0 | 0 | 0 | 0 | 0 | 0 |  |  | 0 | 0 | 0 | 0 | 0 | 0 |  | 0 | 0 | 0 | 0 | 0 | 0 | 0 | 0 | 0 | 0 | 0 | 0 | 0 | 0 | 0 | 0 | 0 | 0 | 0
1309 |  | 1 |  |  |  |  | 0 |  |  |  | 0 | 0 | [6 empty] | 0 |  |  |  |  | 0% | 0 | 0 | 0 | 0 | 0 | 0 |  |  | 0 | 0% | 0 | 0 | 0 | 0 | 0 | NewControlTypes | 0 | 0 | 0 | 0 | 0 | 0 | 0 | 0 | 0 | 0 | 0 | 0 | 0 | 0 | 0 | 0 | 0 | 0 | 0 | 0 | 0 | 0 | 0 | 0 | 0 | 0 | 0 | 0 | 0 | 0 | 0 | 0 | 0 | 0 | 0 | 0 | 0 | 0 | 0 | 0 | 0 | 0 | 0 | 0 | 0 | 0 | 0 | 0 | 0 | 0 | 0 | 0 | 0 | 0 | 0 | 0 | 0 | 0 | 0 | 0 | 0 | 0 | 0 | 0 | 0 | 0 | 0 | 0 | 0 | 0 | 0 | 0 | 0 | 0 | 0 | 0 | 0 | 0 | 0 | 0 | 0 |  |  | 0 | 0 | 0 | 0 | 0 | 0 |  | 0 | 0 | 0 | 0 | 0 | 0 | 0 | 0 | 0 | 0 | 0 | 0 | 0 | 0 | 0 | 0 | 0 | 0 | 0
1310 |  | 1 |  |  |  |  | 0 |  |  |  | 0 | 0 | [6 empty] | 0 |  |  |  |  | 0% | 0 | 0 | 0 | 0 | 0 | 0 |  |  | 0 | 0% | 0 | 0 | 0 | 0 | 0 | NewControlTypes | 0 | 0 | 0 | 0 | 0 | 0 | 0 | 0 | 0 | 0 | 0 | 0 | 0 | 0 | 0 | 0 | 0 | 0 | 0 | 0 | 0 | 0 | 0 | 0 | 0 | 0 | 0 | 0 | 0 | 0 | 0 | 0 | 0 | 0 | 0 | 0 | 0 | 0 | 0 | 0 | 0 | 0 | 0 | 0 | 0 | 0 | 0 | 0 | 0 | 0 | 0 | 0 | 0 | 0 | 0 | 0 | 0 | 0 | 0 | 0 | 0 | 0 | 0 | 0 | 0 | 0 | 0 | 0 | 0 | 0 | 0 | 0 | 0 | 0 | 0 | 0 | 0 | 0 | 0 | 0 | 0 |  |  | 0 | 0 | 0 | 0 | 0 | 0 |  | 0 | 0 | 0 | 0 | 0 | 0 | 0 | 0 | 0 | 0 | 0 | 0 | 0 | 0 | 0 | 0 | 0 | 0 | 0
1311 |  | 1 |  |  |  |  | 0 |  |  |  | 0 | 0 | [6 empty] | 0 |  |  |  |  | 0% | 0 | 0 | 0 | 0 | 0 | 0 |  |  | 0 | 0% | 0 | 0 | 0 | 0 | 0 | NewControlTypes | 0 | 0 | 0 | 0 | 0 | 0 | 0 | 0 | 0 | 0 | 0 | 0 | 0 | 0 | 0 | 0 | 0 | 0 | 0 | 0 | 0 | 0 | 0 | 0 | 0 | 0 | 0 | 0 | 0 | 0 | 0 | 0 | 0 | 0 | 0 | 0 | 0 | 0 | 0 | 0 | 0 | 0 | 0 | 0 | 0 | 0 | 0 | 0 | 0 | 0 | 0 | 0 | 0 | 0 | 0 | 0 | 0 | 0 | 0 | 0 | 0 | 0 | 0 | 0 | 0 | 0 | 0 | 0 | 0 | 0 | 0 | 0 | 0 | 0 | 0 | 0 | 0 | 0 | 0 | 0 | 0 |  |  | 0 | 0 | 0 | 0 | 0 | 0 |  | 0 | 0 | 0 | 0 | 0 | 0 | 0 | 0 | 0 | 0 | 0 | 0 | 0 | 0 | 0 | 0 | 0 | 0 | 0
1312 |  | 1 |  |  |  |  | 0 |  |  |  | 0 | 0 | [6 empty] | 0 |  |  |  |  | 0% | 0 | 0 | 0 | 0 | 0 | 0 |  |  | 0 | 0% | 0 | 0 | 0 | 0 | 0 | NewControlTypes | 0 | 0 | 0 | 0 | 0 | 0 | 0 | 0 | 0 | 0 | 0 | 0 | 0 | 0 | 0 | 0 | 0 | 0 | 0 | 0 | 0 | 0 | 0 | 0 | 0 | 0 | 0 | 0 | 0 | 0 | 0 | 0 | 0 | 0 | 0 | 0 | 0 | 0 | 0 | 0 | 0 | 0 | 0 | 0 | 0 | 0 | 0 | 0 | 0 | 0 | 0 | 0 | 0 | 0 | 0 | 0 | 0 | 0 | 0 | 0 | 0 | 0 | 0 | 0 | 0 | 0 | 0 | 0 | 0 | 0 | 0 | 0 | 0 | 0 | 0 | 0 | 0 | 0 | 0 | 0 | 0 |  |  | 0 | 0 | 0 | 0 | 0 | 0 |  | 0 | 0 | 0 | 0 | 0 | 0 | 0 | 0 | 0 | 0 | 0 | 0 | 0 | 0 | 0 | 0 | 0 | 0 | 0
1313 |  | 1 |  |  |  |  | 0 |  |  |  | 0 | 0 | [6 empty] | 0 |  |  |  |  | 0% | 0 | 0 | 0 | 0 | 0 | 0 |  |  | 0 | 0% | 0 | 0 | 0 | 0 | 0 | NewControlTypes | 0 | 0 | 0 | 0 | 0 | 0 | 0 | 0 | 0 | 0 | 0 | 0 | 0 | 0 | 0 | 0 | 0 | 0 | 0 | 0 | 0 | 0 | 0 | 0 | 0 | 0 | 0 | 0 | 0 | 0 | 0 | 0 | 0 | 0 | 0 | 0 | 0 | 0 | 0 | 0 | 0 | 0 | 0 | 0 | 0 | 0 | 0 | 0 | 0 | 0 | 0 | 0 | 0 | 0 | 0 | 0 | 0 | 0 | 0 | 0 | 0 | 0 | 0 | 0 | 0 | 0 | 0 | 0 | 0 | 0 | 0 | 0 | 0 | 0 | 0 | 0 | 0 | 0 | 0 | 0 | 0 |  |  | 0 | 0 | 0 | 0 | 0 | 0 |  | 0 | 0 | 0 | 0 | 0 | 0 | 0 | 0 | 0 | 0 | 0 | 0 | 0 | 0 | 0 | 0 | 0 | 0 | 0
1314 |  | 1 |  |  |  |  | 0 |  |  |  | 0 | 0 | [6 empty] | 0 |  |  |  |  | 0% | 0 | 0 | 0 | 0 | 0 | 0 |  |  | 0 | 0% | 0 | 0 | 0 | 0 | 0 | NewControlTypes | 0 | 0 | 0 | 0 | 0 | 0 | 0 | 0 | 0 | 0 | 0 | 0 | 0 | 0 | 0 | 0 | 0 | 0 | 0 | 0 | 0 | 0 | 0 | 0 | 0 | 0 | 0 | 0 | 0 | 0 | 0 | 0 | 0 | 0 | 0 | 0 | 0 | 0 | 0 | 0 | 0 | 0 | 0 | 0 | 0 | 0 | 0 | 0 | 0 | 0 | 0 | 0 | 0 | 0 | 0 | 0 | 0 | 0 | 0 | 0 | 0 | 0 | 0 | 0 | 0 | 0 | 0 | 0 | 0 | 0 | 0 | 0 | 0 | 0 | 0 | 0 | 0 | 0 | 0 | 0 | 0 |  |  | 0 | 0 | 0 | 0 | 0 | 0 |  | 0 | 0 | 0 | 0 | 0 | 0 | 0 | 0 | 0 | 0 | 0 | 0 | 0 | 0 | 0 | 0 | 0 | 0 | 0
1315 |  | 1 |  |  |  |  | 0 |  |  |  | 0 | 0 | [6 empty] | 0 |  |  |  |  | 0% | 0 | 0 | 0 | 0 | 0 | 0 |  |  | 0 | 0% | 0 | 0 | 0 | 0 | 0 | NewControlTypes | 0 | 0 | 0 | 0 | 0 | 0 | 0 | 0 | 0 | 0 | 0 | 0 | 0 | 0 | 0 | 0 | 0 | 0 | 0 | 0 | 0 | 0 | 0 | 0 | 0 | 0 | 0 | 0 | 0 | 0 | 0 | 0 | 0 | 0 | 0 | 0 | 0 | 0 | 0 | 0 | 0 | 0 | 0 | 0 | 0 | 0 | 0 | 0 | 0 | 0 | 0 | 0 | 0 | 0 | 0 | 0 | 0 | 0 | 0 | 0 | 0 | 0 | 0 | 0 | 0 | 0 | 0 | 0 | 0 | 0 | 0 | 0 | 0 | 0 | 0 | 0 | 0 | 0 | 0 | 0 | 0 |  |  | 0 | 0 | 0 | 0 | 0 | 0 |  | 0 | 0 | 0 | 0 | 0 | 0 | 0 | 0 | 0 | 0 | 0 | 0 | 0 | 0 | 0 | 0 | 0 | 0 | 0
1316 |  | 1 |  |  |  |  | 0 |  |  |  | 0 | 0 | [6 empty] | 0 |  |  |  |  | 0% | 0 | 0 | 0 | 0 | 0 | 0 |  |  | 0 | 0% | 0 | 0 | 0 | 0 | 0 | NewControlTypes | 0 | 0 | 0 | 0 | 0 | 0 | 0 | 0 | 0 | 0 | 0 | 0 | 0 | 0 | 0 | 0 | 0 | 0 | 0 | 0 | 0 | 0 | 0 | 0 | 0 | 0 | 0 | 0 | 0 | 0 | 0 | 0 | 0 | 0 | 0 | 0 | 0 | 0 | 0 | 0 | 0 | 0 | 0 | 0 | 0 | 0 | 0 | 0 | 0 | 0 | 0 | 0 | 0 | 0 | 0 | 0 | 0 | 0 | 0 | 0 | 0 | 0 | 0 | 0 | 0 | 0 | 0 | 0 | 0 | 0 | 0 | 0 | 0 | 0 | 0 | 0 | 0 | 0 | 0 | 0 | 0 |  |  | 0 | 0 | 0 | 0 | 0 | 0 |  | 0 | 0 | 0 | 0 | 0 | 0 | 0 | 0 | 0 | 0 | 0 | 0 | 0 | 0 | 0 | 0 | 0 | 0 | 0
1317 |  | 1 |  |  |  |  | 0 |  |  |  | 0 | 0 | [6 empty] | 0 |  |  |  |  | 0% | 0 | 0 | 0 | 0 | 0 | 0 |  |  | 0 | 0% | 0 | 0 | 0 | 0 | 0 | NewControlTypes | 0 | 0 | 0 | 0 | 0 | 0 | 0 | 0 | 0 | 0 | 0 | 0 | 0 | 0 | 0 | 0 | 0 | 0 | 0 | 0 | 0 | 0 | 0 | 0 | 0 | 0 | 0 | 0 | 0 | 0 | 0 | 0 | 0 | 0 | 0 | 0 | 0 | 0 | 0 | 0 | 0 | 0 | 0 | 0 | 0 | 0 | 0 | 0 | 0 | 0 | 0 | 0 | 0 | 0 | 0 | 0 | 0 | 0 | 0 | 0 | 0 | 0 | 0 | 0 | 0 | 0 | 0 | 0 | 0 | 0 | 0 | 0 | 0 | 0 | 0 | 0 | 0 | 0 | 0 | 0 | 0 |  |  | 0 | 0 | 0 | 0 | 0 | 0 |  | 0 | 0 | 0 | 0 | 0 | 0 | 0 | 0 | 0 | 0 | 0 | 0 | 0 | 0 | 0 | 0 | 0 | 0 | 0
1318 |  | 1 |  |  |  |  | 0 |  |  |  | 0 | 0 | [6 empty] | 0 |  |  |  |  | 0% | 0 | 0 | 0 | 0 | 0 | 0 |  |  | 0 | 0% | 0 | 0 | 0 | 0 | 0 | NewControlTypes | 0 | 0 | 0 | 0 | 0 | 0 | 0 | 0 | 0 | 0 | 0 | 0 | 0 | 0 | 0 | 0 | 0 | 0 | 0 | 0 | 0 | 0 | 0 | 0 | 0 | 0 | 0 | 0 | 0 | 0 | 0 | 0 | 0 | 0 | 0 | 0 | 0 | 0 | 0 | 0 | 0 | 0 | 0 | 0 | 0 | 0 | 0 | 0 | 0 | 0 | 0 | 0 | 0 | 0 | 0 | 0 | 0 | 0 | 0 | 0 | 0 | 0 | 0 | 0 | 0 | 0 | 0 | 0 | 0 | 0 | 0 | 0 | 0 | 0 | 0 | 0 | 0 | 0 | 0 | 0 | 0 |  |  | 0 | 0 | 0 | 0 | 0 | 0 |  | 0 | 0 | 0 | 0 | 0 | 0 | 0 | 0 | 0 | 0 | 0 | 0 | 0 | 0 | 0 | 0 | 0 | 0 | 0
1319 |  | 1 |  |  |  |  | 0 |  |  |  | 0 | 0 | [6 empty] | 0 |  |  |  |  | 0% | 0 | 0 | 0 | 0 | 0 | 0 |  |  | 0 | 0% | 0 | 0 | 0 | 0 | 0 | NewControlTypes | 0 | 0 | 0 | 0 | 0 | 0 | 0 | 0 | 0 | 0 | 0 | 0 | 0 | 0 | 0 | 0 | 0 | 0 | 0 | 0 | 0 | 0 | 0 | 0 | 0 | 0 | 0 | 0 | 0 | 0 | 0 | 0 | 0 | 0 | 0 | 0 | 0 | 0 | 0 | 0 | 0 | 0 | 0 | 0 | 0 | 0 | 0 | 0 | 0 | 0 | 0 | 0 | 0 | 0 | 0 | 0 | 0 | 0 | 0 | 0 | 0 | 0 | 0 | 0 | 0 | 0 | 0 | 0 | 0 | 0 | 0 | 0 | 0 | 0 | 0 | 0 | 0 | 0 | 0 | 0 | 0 |  |  | 0 | 0 | 0 | 0 | 0 | 0 |  | 0 | 0 | 0 | 0 | 0 | 0 | 0 | 0 | 0 | 0 | 0 | 0 | 0 | 0 | 0 | 0 | 0 | 0 | 0
1320 |  | 1 |  |  |  |  | 0 |  |  |  | 0 | 0 | [6 empty] | 0 |  |  |  |  | 0% | 0 | 0 | 0 | 0 | 0 | 0 |  |  | 0 | 0% | 0 | 0 | 0 | 0 | 0 | NewControlTypes | 0 | 0 | 0 | 0 | 0 | 0 | 0 | 0 | 0 | 0 | 0 | 0 | 0 | 0 | 0 | 0 | 0 | 0 | 0 | 0 | 0 | 0 | 0 | 0 | 0 | 0 | 0 | 0 | 0 | 0 | 0 | 0 | 0 | 0 | 0 | 0 | 0 | 0 | 0 | 0 | 0 | 0 | 0 | 0 | 0 | 0 | 0 | 0 | 0 | 0 | 0 | 0 | 0 | 0 | 0 | 0 | 0 | 0 | 0 | 0 | 0 | 0 | 0 | 0 | 0 | 0 | 0 | 0 | 0 | 0 | 0 | 0 | 0 | 0 | 0 | 0 | 0 | 0 | 0 | 0 | 0 |  |  | 0 | 0 | 0 | 0 | 0 | 0 |  | 0 | 0 | 0 | 0 | 0 | 0 | 0 | 0 | 0 | 0 | 0 | 0 | 0 | 0 | 0 | 0 | 0 | 0 | 0
1321 |  | 1 |  |  |  |  | 0 |  |  |  | 0 | 0 | [6 empty] | 0 |  |  |  |  | 0% | 0 | 0 | 0 | 0 | 0 | 0 |  |  | 0 | 0% | 0 | 0 | 0 | 0 | 0 | NewControlTypes | 0 | 0 | 0 | 0 | 0 | 0 | 0 | 0 | 0 | 0 | 0 | 0 | 0 | 0 | 0 | 0 | 0 | 0 | 0 | 0 | 0 | 0 | 0 | 0 | 0 | 0 | 0 | 0 | 0 | 0 | 0 | 0 | 0 | 0 | 0 | 0 | 0 | 0 | 0 | 0 | 0 | 0 | 0 | 0 | 0 | 0 | 0 | 0 | 0 | 0 | 0 | 0 | 0 | 0 | 0 | 0 | 0 | 0 | 0 | 0 | 0 | 0 | 0 | 0 | 0 | 0 | 0 | 0 | 0 | 0 | 0 | 0 | 0 | 0 | 0 | 0 | 0 | 0 | 0 | 0 | 0 |  |  | 0 | 0 | 0 | 0 | 0 | 0 |  | 0 | 0 | 0 | 0 | 0 | 0 | 0 | 0 | 0 | 0 | 0 | 0 | 0 | 0 | 0 | 0 | 0 | 0 | 0
1322 |  | 1 |  |  |  |  | 0 |  |  |  | 0 | 0 | [6 empty] | 0 |  |  |  |  | 0% | 0 | 0 | 0 | 0 | 0 | 0 |  |  | 0 | 0% | 0 | 0 | 0 | 0 | 0 | NewControlTypes | 0 | 0 | 0 | 0 | 0 | 0 | 0 | 0 | 0 | 0 | 0 | 0 | 0 | 0 | 0 | 0 | 0 | 0 | 0 | 0 | 0 | 0 | 0 | 0 | 0 | 0 | 0 | 0 | 0 | 0 | 0 | 0 | 0 | 0 | 0 | 0 | 0 | 0 | 0 | 0 | 0 | 0 | 0 | 0 | 0 | 0 | 0 | 0 | 0 | 0 | 0 | 0 | 0 | 0 | 0 | 0 | 0 | 0 | 0 | 0 | 0 | 0 | 0 | 0 | 0 | 0 | 0 | 0 | 0 | 0 | 0 | 0 | 0 | 0 | 0 | 0 | 0 | 0 | 0 | 0 | 0 |  |  | 0 | 0 | 0 | 0 | 0 | 0 |  | 0 | 0 | 0 | 0 | 0 | 0 | 0 | 0 | 0 | 0 | 0 | 0 | 0 | 0 | 0 | 0 | 0 | 0 | 0
1323 |  | 1 |  |  |  |  | 0 |  |  |  | 0 | 0 | [6 empty] | 0 |  |  |  |  | 0% | 0 | 0 | 0 | 0 | 0 | 0 |  |  | 0 | 0% | 0 | 0 | 0 | 0 | 0 | NewControlTypes | 0 | 0 | 0 | 0 | 0 | 0 | 0 | 0 | 0 | 0 | 0 | 0 | 0 | 0 | 0 | 0 | 0 | 0 | 0 | 0 | 0 | 0 | 0 | 0 | 0 | 0 | 0 | 0 | 0 | 0 | 0 | 0 | 0 | 0 | 0 | 0 | 0 | 0 | 0 | 0 | 0 | 0 | 0 | 0 | 0 | 0 | 0 | 0 | 0 | 0 | 0 | 0 | 0 | 0 | 0 | 0 | 0 | 0 | 0 | 0 | 0 | 0 | 0 | 0 | 0 | 0 | 0 | 0 | 0 | 0 | 0 | 0 | 0 | 0 | 0 | 0 | 0 | 0 | 0 | 0 | 0 |  |  | 0 | 0 | 0 | 0 | 0 | 0 |  | 0 | 0 | 0 | 0 | 0 | 0 | 0 | 0 | 0 | 0 | 0 | 0 | 0 | 0 | 0 | 0 | 0 | 0 | 0
1324 |  | 1 |  |  |  |  | 0 |  |  |  | 0 | 0 | [6 empty] | 0 |  |  |  |  | 0% | 0 | 0 | 0 | 0 | 0 | 0 |  |  | 0 | 0% | 0 | 0 | 0 | 0 | 0 | NewControlTypes | 0 | 0 | 0 | 0 | 0 | 0 | 0 | 0 | 0 | 0 | 0 | 0 | 0 | 0 | 0 | 0 | 0 | 0 | 0 | 0 | 0 | 0 | 0 | 0 | 0 | 0 | 0 | 0 | 0 | 0 | 0 | 0 | 0 | 0 | 0 | 0 | 0 | 0 | 0 | 0 | 0 | 0 | 0 | 0 | 0 | 0 | 0 | 0 | 0 | 0 | 0 | 0 | 0 | 0 | 0 | 0 | 0 | 0 | 0 | 0 | 0 | 0 | 0 | 0 | 0 | 0 | 0 | 0 | 0 | 0 | 0 | 0 | 0 | 0 | 0 | 0 | 0 | 0 | 0 | 0 | 0 |  |  | 0 | 0 | 0 | 0 | 0 | 0 |  | 0 | 0 | 0 | 0 | 0 | 0 | 0 | 0 | 0 | 0 | 0 | 0 | 0 | 0 | 0 | 0 | 0 | 0 | 0
1325 |  | 1 |  |  |  |  | 0 |  |  |  | 0 | 0 | [6 empty] | 0 |  |  |  |  | 0% | 0 | 0 | 0 | 0 | 0 | 0 |  |  | 0 | 0% | 0 | 0 | 0 | 0 | 0 | NewControlTypes | 0 | 0 | 0 | 0 | 0 | 0 | 0 | 0 | 0 | 0 | 0 | 0 | 0 | 0 | 0 | 0 | 0 | 0 | 0 | 0 | 0 | 0 | 0 | 0 | 0 | 0 | 0 | 0 | 0 | 0 | 0 | 0 | 0 | 0 | 0 | 0 | 0 | 0 | 0 | 0 | 0 | 0 | 0 | 0 | 0 | 0 | 0 | 0 | 0 | 0 | 0 | 0 | 0 | 0 | 0 | 0 | 0 | 0 | 0 | 0 | 0 | 0 | 0 | 0 | 0 | 0 | 0 | 0 | 0 | 0 | 0 | 0 | 0 | 0 | 0 | 0 | 0 | 0 | 0 | 0 | 0 |  |  | 0 | 0 | 0 | 0 | 0 | 0 |  | 0 | 0 | 0 | 0 | 0 | 0 | 0 | 0 | 0 | 0 | 0 | 0 | 0 | 0 | 0 | 0 | 0 | 0 | 0
1326 |  | 1 |  |  |  |  | 0 |  |  |  | 0 | 0 | [6 empty] | 0 |  |  |  |  | 0% | 0 | 0 | 0 | 0 | 0 | 0 |  |  | 0 | 0% | 0 | 0 | 0 | 0 | 0 | NewControlTypes | 0 | 0 | 0 | 0 | 0 | 0 | 0 | 0 | 0 | 0 | 0 | 0 | 0 | 0 | 0 | 0 | 0 | 0 | 0 | 0 | 0 | 0 | 0 | 0 | 0 | 0 | 0 | 0 | 0 | 0 | 0 | 0 | 0 | 0 | 0 | 0 | 0 | 0 | 0 | 0 | 0 | 0 | 0 | 0 | 0 | 0 | 0 | 0 | 0 | 0 | 0 | 0 | 0 | 0 | 0 | 0 | 0 | 0 | 0 | 0 | 0 | 0 | 0 | 0 | 0 | 0 | 0 | 0 | 0 | 0 | 0 | 0 | 0 | 0 | 0 | 0 | 0 | 0 | 0 | 0 | 0 |  |  | 0 | 0 | 0 | 0 | 0 | 0 |  | 0 | 0 | 0 | 0 | 0 | 0 | 0 | 0 | 0 | 0 | 0 | 0 | 0 | 0 | 0 | 0 | 0 | 0 | 0
1327 |  | 1 |  |  |  |  | 0 |  |  |  | 0 | 0 | [6 empty] | 0 |  |  |  |  | 0% | 0 | 0 | 0 | 0 | 0 | 0 |  |  | 0 | 0% | 0 | 0 | 0 | 0 | 0 | NewControlTypes | 0 | 0 | 0 | 0 | 0 | 0 | 0 | 0 | 0 | 0 | 0 | 0 | 0 | 0 | 0 | 0 | 0 | 0 | 0 | 0 | 0 | 0 | 0 | 0 | 0 | 0 | 0 | 0 | 0 | 0 | 0 | 0 | 0 | 0 | 0 | 0 | 0 | 0 | 0 | 0 | 0 | 0 | 0 | 0 | 0 | 0 | 0 | 0 | 0 | 0 | 0 | 0 | 0 | 0 | 0 | 0 | 0 | 0 | 0 | 0 | 0 | 0 | 0 | 0 | 0 | 0 | 0 | 0 | 0 | 0 | 0 | 0 | 0 | 0 | 0 | 0 | 0 | 0 | 0 | 0 | 0 |  |  | 0 | 0 | 0 | 0 | 0 | 0 |  | 0 | 0 | 0 | 0 | 0 | 0 | 0 | 0 | 0 | 0 | 0 | 0 | 0 | 0 | 0 | 0 | 0 | 0 | 0
1328 |  | 1 |  |  |  |  | 0 |  |  |  | 0 | 0 | [6 empty] | 0 |  |  |  |  | 0% | 0 | 0 | 0 | 0 | 0 | 0 |  |  | 0 | 0% | 0 | 0 | 0 | 0 | 0 | NewControlTypes | 0 | 0 | 0 | 0 | 0 | 0 | 0 | 0 | 0 | 0 | 0 | 0 | 0 | 0 | 0 | 0 | 0 | 0 | 0 | 0 | 0 | 0 | 0 | 0 | 0 | 0 | 0 | 0 | 0 | 0 | 0 | 0 | 0 | 0 | 0 | 0 | 0 | 0 | 0 | 0 | 0 | 0 | 0 | 0 | 0 | 0 | 0 | 0 | 0 | 0 | 0 | 0 | 0 | 0 | 0 | 0 | 0 | 0 | 0 | 0 | 0 | 0 | 0 | 0 | 0 | 0 | 0 | 0 | 0 | 0 | 0 | 0 | 0 | 0 | 0 | 0 | 0 | 0 | 0 | 0 | 0 |  |  | 0 | 0 | 0 | 0 | 0 | 0 |  | 0 | 0 | 0 | 0 | 0 | 0 | 0 | 0 | 0 | 0 | 0 | 0 | 0 | 0 | 0 | 0 | 0 | 0 | 0
1329 |  | 1 |  |  |  |  | 0 |  |  |  | 0 | 0 | [6 empty] | 0 |  |  |  |  | 0% | 0 | 0 | 0 | 0 | 0 | 0 |  |  | 0 | 0% | 0 | 0 | 0 | 0 | 0 | NewControlTypes | 0 | 0 | 0 | 0 | 0 | 0 | 0 | 0 | 0 | 0 | 0 | 0 | 0 | 0 | 0 | 0 | 0 | 0 | 0 | 0 | 0 | 0 | 0 | 0 | 0 | 0 | 0 | 0 | 0 | 0 | 0 | 0 | 0 | 0 | 0 | 0 | 0 | 0 | 0 | 0 | 0 | 0 | 0 | 0 | 0 | 0 | 0 | 0 | 0 | 0 | 0 | 0 | 0 | 0 | 0 | 0 | 0 | 0 | 0 | 0 | 0 | 0 | 0 | 0 | 0 | 0 | 0 | 0 | 0 | 0 | 0 | 0 | 0 | 0 | 0 | 0 | 0 | 0 | 0 | 0 | 0 |  |  | 0 | 0 | 0 | 0 | 0 | 0 |  | 0 | 0 | 0 | 0 | 0 | 0 | 0 | 0 | 0 | 0 | 0 | 0 | 0 | 0 | 0 | 0 | 0 | 0 | 0
1330 |  | 1 |  |  |  |  | 0 |  |  |  | 0 | 0 | [6 empty] | 0 |  |  |  |  | 0% | 0 | 0 | 0 | 0 | 0 | 0 |  |  | 0 | 0% | 0 | 0 | 0 | 0 | 0 | NewControlTypes | 0 | 0 | 0 | 0 | 0 | 0 | 0 | 0 | 0 | 0 | 0 | 0 | 0 | 0 | 0 | 0 | 0 | 0 | 0 | 0 | 0 | 0 | 0 | 0 | 0 | 0 | 0 | 0 | 0 | 0 | 0 | 0 | 0 | 0 | 0 | 0 | 0 | 0 | 0 | 0 | 0 | 0 | 0 | 0 | 0 | 0 | 0 | 0 | 0 | 0 | 0 | 0 | 0 | 0 | 0 | 0 | 0 | 0 | 0 | 0 | 0 | 0 | 0 | 0 | 0 | 0 | 0 | 0 | 0 | 0 | 0 | 0 | 0 | 0 | 0 | 0 | 0 | 0 | 0 | 0 | 0 |  |  | 0 | 0 | 0 | 0 | 0 | 0 |  | 0 | 0 | 0 | 0 | 0 | 0 | 0 | 0 | 0 | 0 | 0 | 0 | 0 | 0 | 0 | 0 | 0 | 0 | 0
1331 |  | 1 |  |  |  |  | 0 |  |  |  | 0 | 0 | [6 empty] | 0 |  |  |  |  | 0% | 0 | 0 | 0 | 0 | 0 | 0 |  |  | 0 | 0% | 0 | 0 | 0 | 0 | 0 | NewControlTypes | 0 | 0 | 0 | 0 | 0 | 0 | 0 | 0 | 0 | 0 | 0 | 0 | 0 | 0 | 0 | 0 | 0 | 0 | 0 | 0 | 0 | 0 | 0 | 0 | 0 | 0 | 0 | 0 | 0 | 0 | 0 | 0 | 0 | 0 | 0 | 0 | 0 | 0 | 0 | 0 | 0 | 0 | 0 | 0 | 0 | 0 | 0 | 0 | 0 | 0 | 0 | 0 | 0 | 0 | 0 | 0 | 0 | 0 | 0 | 0 | 0 | 0 | 0 | 0 | 0 | 0 | 0 | 0 | 0 | 0 | 0 | 0 | 0 | 0 | 0 | 0 | 0 | 0 | 0 | 0 | 0 |  |  | 0 | 0 | 0 | 0 | 0 | 0 |  | 0 | 0 | 0 | 0 | 0 | 0 | 0 | 0 | 0 | 0 | 0 | 0 | 0 | 0 | 0 | 0 | 0 | 0 | 0
1332 |  | 1 |  |  |  |  | 0 |  |  |  | 0 | 0 | [6 empty] | 0 |  |  |  |  | 0% | 0 | 0 | 0 | 0 | 0 | 0 |  |  | 0 | 0% | 0 | 0 | 0 | 0 | 0 | NewControlTypes | 0 | 0 | 0 | 0 | 0 | 0 | 0 | 0 | 0 | 0 | 0 | 0 | 0 | 0 | 0 | 0 | 0 | 0 | 0 | 0 | 0 | 0 | 0 | 0 | 0 | 0 | 0 | 0 | 0 | 0 | 0 | 0 | 0 | 0 | 0 | 0 | 0 | 0 | 0 | 0 | 0 | 0 | 0 | 0 | 0 | 0 | 0 | 0 | 0 | 0 | 0 | 0 | 0 | 0 | 0 | 0 | 0 | 0 | 0 | 0 | 0 | 0 | 0 | 0 | 0 | 0 | 0 | 0 | 0 | 0 | 0 | 0 | 0 | 0 | 0 | 0 | 0 | 0 | 0 | 0 | 0 |  |  | 0 | 0 | 0 | 0 | 0 | 0 |  | 0 | 0 | 0 | 0 | 0 | 0 | 0 | 0 | 0 | 0 | 0 | 0 | 0 | 0 | 0 | 0 | 0 | 0 | 0
1333 |  | 1 |  |  |  |  | 0 |  |  |  | 0 | 0 | [6 empty] | 0 |  |  |  |  | 0% | 0 | 0 | 0 | 0 | 0 | 0 |  |  | 0 | 0% | 0 | 0 | 0 | 0 | 0 | NewControlTypes | 0 | 0 | 0 | 0 | 0 | 0 | 0 | 0 | 0 | 0 | 0 | 0 | 0 | 0 | 0 | 0 | 0 | 0 | 0 | 0 | 0 | 0 | 0 | 0 | 0 | 0 | 0 | 0 | 0 | 0 | 0 | 0 | 0 | 0 | 0 | 0 | 0 | 0 | 0 | 0 | 0 | 0 | 0 | 0 | 0 | 0 | 0 | 0 | 0 | 0 | 0 | 0 | 0 | 0 | 0 | 0 | 0 | 0 | 0 | 0 | 0 | 0 | 0 | 0 | 0 | 0 | 0 | 0 | 0 | 0 | 0 | 0 | 0 | 0 | 0 | 0 | 0 | 0 | 0 | 0 | 0 |  |  | 0 | 0 | 0 | 0 | 0 | 0 |  | 0 | 0 | 0 | 0 | 0 | 0 | 0 | 0 | 0 | 0 | 0 | 0 | 0 | 0 | 0 | 0 | 0 | 0 | 0
1334 |  | 1 |  |  |  |  | 0 |  |  |  | 0 | 0 | [6 empty] | 0 |  |  |  |  | 0% | 0 | 0 | 0 | 0 | 0 | 0 |  |  | 0 | 0% | 0 | 0 | 0 | 0 | 0 | NewControlTypes | 0 | 0 | 0 | 0 | 0 | 0 | 0 | 0 | 0 | 0 | 0 | 0 | 0 | 0 | 0 | 0 | 0 | 0 | 0 | 0 | 0 | 0 | 0 | 0 | 0 | 0 | 0 | 0 | 0 | 0 | 0 | 0 | 0 | 0 | 0 | 0 | 0 | 0 | 0 | 0 | 0 | 0 | 0 | 0 | 0 | 0 | 0 | 0 | 0 | 0 | 0 | 0 | 0 | 0 | 0 | 0 | 0 | 0 | 0 | 0 | 0 | 0 | 0 | 0 | 0 | 0 | 0 | 0 | 0 | 0 | 0 | 0 | 0 | 0 | 0 | 0 | 0 | 0 | 0 | 0 | 0 |  |  | 0 | 0 | 0 | 0 | 0 | 0 |  | 0 | 0 | 0 | 0 | 0 | 0 | 0 | 0 | 0 | 0 | 0 | 0 | 0 | 0 | 0 | 0 | 0 | 0 | 0
1335 |  | 1 |  |  |  |  | 0 |  |  |  | 0 | 0 | [6 empty] | 0 |  |  |  |  | 0% | 0 | 0 | 0 | 0 | 0 | 0 |  |  | 0 | 0% | 0 | 0 | 0 | 0 | 0 | NewControlTypes | 0 | 0 | 0 | 0 | 0 | 0 | 0 | 0 | 0 | 0 | 0 | 0 | 0 | 0 | 0 | 0 | 0 | 0 | 0 | 0 | 0 | 0 | 0 | 0 | 0 | 0 | 0 | 0 | 0 | 0 | 0 | 0 | 0 | 0 | 0 | 0 | 0 | 0 | 0 | 0 | 0 | 0 | 0 | 0 | 0 | 0 | 0 | 0 | 0 | 0 | 0 | 0 | 0 | 0 | 0 | 0 | 0 | 0 | 0 | 0 | 0 | 0 | 0 | 0 | 0 | 0 | 0 | 0 | 0 | 0 | 0 | 0 | 0 | 0 | 0 | 0 | 0 | 0 | 0 | 0 | 0 |  |  | 0 | 0 | 0 | 0 | 0 | 0 |  | 0 | 0 | 0 | 0 | 0 | 0 | 0 | 0 | 0 | 0 | 0 | 0 | 0 | 0 | 0 | 0 | 0 | 0 | 0
1336 |  | 1 |  |  |  |  | 0 |  |  |  | 0 | 0 | [6 empty] | 0 |  |  |  |  | 0% | 0 | 0 | 0 | 0 | 0 | 0 |  |  | 0 | 0% | 0 | 0 | 0 | 0 | 0 | NewControlTypes | 0 | 0 | 0 | 0 | 0 | 0 | 0 | 0 | 0 | 0 | 0 | 0 | 0 | 0 | 0 | 0 | 0 | 0 | 0 | 0 | 0 | 0 | 0 | 0 | 0 | 0 | 0 | 0 | 0 | 0 | 0 | 0 | 0 | 0 | 0 | 0 | 0 | 0 | 0 | 0 | 0 | 0 | 0 | 0 | 0 | 0 | 0 | 0 | 0 | 0 | 0 | 0 | 0 | 0 | 0 | 0 | 0 | 0 | 0 | 0 | 0 | 0 | 0 | 0 | 0 | 0 | 0 | 0 | 0 | 0 | 0 | 0 | 0 | 0 | 0 | 0 | 0 | 0 | 0 | 0 | 0 |  |  | 0 | 0 | 0 | 0 | 0 | 0 |  | 0 | 0 | 0 | 0 | 0 | 0 | 0 | 0 | 0 | 0 | 0 | 0 | 0 | 0 | 0 | 0 | 0 | 0 | 0
1337 |  | 1 |  |  |  |  | 0 |  |  |  | 0 | 0 | [6 empty] | 0 |  |  |  |  | 0% | 0 | 0 | 0 | 0 | 0 | 0 |  |  | 0 | 0% | 0 | 0 | 0 | 0 | 0 | NewControlTypes | 0 | 0 | 0 | 0 | 0 | 0 | 0 | 0 | 0 | 0 | 0 | 0 | 0 | 0 | 0 | 0 | 0 | 0 | 0 | 0 | 0 | 0 | 0 | 0 | 0 | 0 | 0 | 0 | 0 | 0 | 0 | 0 | 0 | 0 | 0 | 0 | 0 | 0 | 0 | 0 | 0 | 0 | 0 | 0 | 0 | 0 | 0 | 0 | 0 | 0 | 0 | 0 | 0 | 0 | 0 | 0 | 0 | 0 | 0 | 0 | 0 | 0 | 0 | 0 | 0 | 0 | 0 | 0 | 0 | 0 | 0 | 0 | 0 | 0 | 0 | 0 | 0 | 0 | 0 | 0 | 0 |  |  | 0 | 0 | 0 | 0 | 0 | 0 |  | 0 | 0 | 0 | 0 | 0 | 0 | 0 | 0 | 0 | 0 | 0 | 0 | 0 | 0 | 0 | 0 | 0 | 0 | 0
1338 |  | 1 |  |  |  |  | 0 |  |  |  | 0 | 0 | [6 empty] | 0 |  |  |  |  | 0% | 0 | 0 | 0 | 0 | 0 | 0 |  |  | 0 | 0% | 0 | 0 | 0 | 0 | 0 | NewControlTypes | 0 | 0 | 0 | 0 | 0 | 0 | 0 | 0 | 0 | 0 | 0 | 0 | 0 | 0 | 0 | 0 | 0 | 0 | 0 | 0 | 0 | 0 | 0 | 0 | 0 | 0 | 0 | 0 | 0 | 0 | 0 | 0 | 0 | 0 | 0 | 0 | 0 | 0 | 0 | 0 | 0 | 0 | 0 | 0 | 0 | 0 | 0 | 0 | 0 | 0 | 0 | 0 | 0 | 0 | 0 | 0 | 0 | 0 | 0 | 0 | 0 | 0 | 0 | 0 | 0 | 0 | 0 | 0 | 0 | 0 | 0 | 0 | 0 | 0 | 0 | 0 | 0 | 0 | 0 | 0 | 0 |  |  | 0 | 0 | 0 | 0 | 0 | 0 |  | 0 | 0 | 0 | 0 | 0 | 0 | 0 | 0 | 0 | 0 | 0 | 0 | 0 | 0 | 0 | 0 | 0 | 0 | 0
1339 |  | 1 |  |  |  |  | 0 |  |  |  | 0 | 0 | [6 empty] | 0 |  |  |  |  | 0% | 0 | 0 | 0 | 0 | 0 | 0 |  |  | 0 | 0% | 0 | 0 | 0 | 0 | 0 | NewControlTypes | 0 | 0 | 0 | 0 | 0 | 0 | 0 | 0 | 0 | 0 | 0 | 0 | 0 | 0 | 0 | 0 | 0 | 0 | 0 | 0 | 0 | 0 | 0 | 0 | 0 | 0 | 0 | 0 | 0 | 0 | 0 | 0 | 0 | 0 | 0 | 0 | 0 | 0 | 0 | 0 | 0 | 0 | 0 | 0 | 0 | 0 | 0 | 0 | 0 | 0 | 0 | 0 | 0 | 0 | 0 | 0 | 0 | 0 | 0 | 0 | 0 | 0 | 0 | 0 | 0 | 0 | 0 | 0 | 0 | 0 | 0 | 0 | 0 | 0 | 0 | 0 | 0 | 0 | 0 | 0 | 0 |  |  | 0 | 0 | 0 | 0 | 0 | 0 |  | 0 | 0 | 0 | 0 | 0 | 0 | 0 | 0 | 0 | 0 | 0 | 0 | 0 | 0 | 0 | 0 | 0 | 0 | 0
1340 |  | 1 |  |  |  |  | 0 |  |  |  | 0 | 0 | [6 empty] | 0 |  |  |  |  | 0% | 0 | 0 | 0 | 0 | 0 | 0 |  |  | 0 | 0% | 0 | 0 | 0 | 0 | 0 | NewControlTypes | 0 | 0 | 0 | 0 | 0 | 0 | 0 | 0 | 0 | 0 | 0 | 0 | 0 | 0 | 0 | 0 | 0 | 0 | 0 | 0 | 0 | 0 | 0 | 0 | 0 | 0 | 0 | 0 | 0 | 0 | 0 | 0 | 0 | 0 | 0 | 0 | 0 | 0 | 0 | 0 | 0 | 0 | 0 | 0 | 0 | 0 | 0 | 0 | 0 | 0 | 0 | 0 | 0 | 0 | 0 | 0 | 0 | 0 | 0 | 0 | 0 | 0 | 0 | 0 | 0 | 0 | 0 | 0 | 0 | 0 | 0 | 0 | 0 | 0 | 0 | 0 | 0 | 0 | 0 | 0 | 0 |  |  | 0 | 0 | 0 | 0 | 0 | 0 |  | 0 | 0 | 0 | 0 | 0 | 0 | 0 | 0 | 0 | 0 | 0 | 0 | 0 | 0 | 0 | 0 | 0 | 0 | 0
1341 |  | 1 |  |  |  |  | 0 |  |  |  | 0 | 0 | [6 empty] | 0 |  |  |  |  | 0% | 0 | 0 | 0 | 0 | 0 | 0 |  |  | 0 | 0% | 0 | 0 | 0 | 0 | 0 | NewControlTypes | 0 | 0 | 0 | 0 | 0 | 0 | 0 | 0 | 0 | 0 | 0 | 0 | 0 | 0 | 0 | 0 | 0 | 0 | 0 | 0 | 0 | 0 | 0 | 0 | 0 | 0 | 0 | 0 | 0 | 0 | 0 | 0 | 0 | 0 | 0 | 0 | 0 | 0 | 0 | 0 | 0 | 0 | 0 | 0 | 0 | 0 | 0 | 0 | 0 | 0 | 0 | 0 | 0 | 0 | 0 | 0 | 0 | 0 | 0 | 0 | 0 | 0 | 0 | 0 | 0 | 0 | 0 | 0 | 0 | 0 | 0 | 0 | 0 | 0 | 0 | 0 | 0 | 0 | 0 | 0 | 0 |  |  | 0 | 0 | 0 | 0 | 0 | 0 |  | 0 | 0 | 0 | 0 | 0 | 0 | 0 | 0 | 0 | 0 | 0 | 0 | 0 | 0 | 0 | 0 | 0 | 0 | 0
1342 |  | 1 |  |  |  |  | 0 |  |  |  | 0 | 0 | [6 empty] | 0 |  |  |  |  | 0% | 0 | 0 | 0 | 0 | 0 | 0 |  |  | 0 | 0% | 0 | 0 | 0 | 0 | 0 | NewControlTypes | 0 | 0 | 0 | 0 | 0 | 0 | 0 | 0 | 0 | 0 | 0 | 0 | 0 | 0 | 0 | 0 | 0 | 0 | 0 | 0 | 0 | 0 | 0 | 0 | 0 | 0 | 0 | 0 | 0 | 0 | 0 | 0 | 0 | 0 | 0 | 0 | 0 | 0 | 0 | 0 | 0 | 0 | 0 | 0 | 0 | 0 | 0 | 0 | 0 | 0 | 0 | 0 | 0 | 0 | 0 | 0 | 0 | 0 | 0 | 0 | 0 | 0 | 0 | 0 | 0 | 0 | 0 | 0 | 0 | 0 | 0 | 0 | 0 | 0 | 0 | 0 | 0 | 0 | 0 | 0 | 0 |  |  | 0 | 0 | 0 | 0 | 0 | 0 |  | 0 | 0 | 0 | 0 | 0 | 0 | 0 | 0 | 0 | 0 | 0 | 0 | 0 | 0 | 0 | 0 | 0 | 0 | 0
1343 |  | 1 |  |  |  |  | 0 |  |  |  | 0 | 0 | [6 empty] | 0 |  |  |  |  | 0% | 0 | 0 | 0 | 0 | 0 | 0 |  |  | 0 | 0% | 0 | 0 | 0 | 0 | 0 | NewControlTypes | 0 | 0 | 0 | 0 | 0 | 0 | 0 | 0 | 0 | 0 | 0 | 0 | 0 | 0 | 0 | 0 | 0 | 0 | 0 | 0 | 0 | 0 | 0 | 0 | 0 | 0 | 0 | 0 | 0 | 0 | 0 | 0 | 0 | 0 | 0 | 0 | 0 | 0 | 0 | 0 | 0 | 0 | 0 | 0 | 0 | 0 | 0 | 0 | 0 | 0 | 0 | 0 | 0 | 0 | 0 | 0 | 0 | 0 | 0 | 0 | 0 | 0 | 0 | 0 | 0 | 0 | 0 | 0 | 0 | 0 | 0 | 0 | 0 | 0 | 0 | 0 | 0 | 0 | 0 | 0 | 0 |  |  | 0 | 0 | 0 | 0 | 0 | 0 |  | 0 | 0 | 0 | 0 | 0 | 0 | 0 | 0 | 0 | 0 | 0 | 0 | 0 | 0 | 0 | 0 | 0 | 0 | 0
1344 |  | 1 |  |  |  |  | 0 |  |  |  | 0 | 0 | [6 empty] | 0 |  |  |  |  | 0% | 0 | 0 | 0 | 0 | 0 | 0 |  |  | 0 | 0% | 0 | 0 | 0 | 0 | 0 | NewControlTypes | 0 | 0 | 0 | 0 | 0 | 0 | 0 | 0 | 0 | 0 | 0 | 0 | 0 | 0 | 0 | 0 | 0 | 0 | 0 | 0 | 0 | 0 | 0 | 0 | 0 | 0 | 0 | 0 | 0 | 0 | 0 | 0 | 0 | 0 | 0 | 0 | 0 | 0 | 0 | 0 | 0 | 0 | 0 | 0 | 0 | 0 | 0 | 0 | 0 | 0 | 0 | 0 | 0 | 0 | 0 | 0 | 0 | 0 | 0 | 0 | 0 | 0 | 0 | 0 | 0 | 0 | 0 | 0 | 0 | 0 | 0 | 0 | 0 | 0 | 0 | 0 | 0 | 0 | 0 | 0 | 0 |  |  | 0 | 0 | 0 | 0 | 0 | 0 |  | 0 | 0 | 0 | 0 | 0 | 0 | 0 | 0 | 0 | 0 | 0 | 0 | 0 | 0 | 0 | 0 | 0 | 0 | 0
1345 |  | 1 |  |  |  |  | 0 |  |  |  | 0 | 0 | [6 empty] | 0 |  |  |  |  | 0% | 0 | 0 | 0 | 0 | 0 | 0 |  |  | 0 | 0% | 0 | 0 | 0 | 0 | 0 | NewControlTypes | 0 | 0 | 0 | 0 | 0 | 0 | 0 | 0 | 0 | 0 | 0 | 0 | 0 | 0 | 0 | 0 | 0 | 0 | 0 | 0 | 0 | 0 | 0 | 0 | 0 | 0 | 0 | 0 | 0 | 0 | 0 | 0 | 0 | 0 | 0 | 0 | 0 | 0 | 0 | 0 | 0 | 0 | 0 | 0 | 0 | 0 | 0 | 0 | 0 | 0 | 0 | 0 | 0 | 0 | 0 | 0 | 0 | 0 | 0 | 0 | 0 | 0 | 0 | 0 | 0 | 0 | 0 | 0 | 0 | 0 | 0 | 0 | 0 | 0 | 0 | 0 | 0 | 0 | 0 | 0 | 0 |  |  | 0 | 0 | 0 | 0 | 0 | 0 |  | 0 | 0 | 0 | 0 | 0 | 0 | 0 | 0 | 0 | 0 | 0 | 0 | 0 | 0 | 0 | 0 | 0 | 0 | 0
1346 |  | 1 |  |  |  |  | 0 |  |  |  | 0 | 0 | [6 empty] | 0 |  |  |  |  | 0% | 0 | 0 | 0 | 0 | 0 | 0 |  |  | 0 | 0% | 0 | 0 | 0 | 0 | 0 | NewControlTypes | 0 | 0 | 0 | 0 | 0 | 0 | 0 | 0 | 0 | 0 | 0 | 0 | 0 | 0 | 0 | 0 | 0 | 0 | 0 | 0 | 0 | 0 | 0 | 0 | 0 | 0 | 0 | 0 | 0 | 0 | 0 | 0 | 0 | 0 | 0 | 0 | 0 | 0 | 0 | 0 | 0 | 0 | 0 | 0 | 0 | 0 | 0 | 0 | 0 | 0 | 0 | 0 | 0 | 0 | 0 | 0 | 0 | 0 | 0 | 0 | 0 | 0 | 0 | 0 | 0 | 0 | 0 | 0 | 0 | 0 | 0 | 0 | 0 | 0 | 0 | 0 | 0 | 0 | 0 | 0 | 0 |  |  | 0 | 0 | 0 | 0 | 0 | 0 |  | 0 | 0 | 0 | 0 | 0 | 0 | 0 | 0 | 0 | 0 | 0 | 0 | 0 | 0 | 0 | 0 | 0 | 0 | 0
1347 |  | 1 |  |  |  |  | 0 |  |  |  | 0 | 0 | [6 empty] | 0 |  |  |  |  | 0% | 0 | 0 | 0 | 0 | 0 | 0 |  |  | 0 | 0% | 0 | 0 | 0 | 0 | 0 | NewControlTypes | 0 | 0 | 0 | 0 | 0 | 0 | 0 | 0 | 0 | 0 | 0 | 0 | 0 | 0 | 0 | 0 | 0 | 0 | 0 | 0 | 0 | 0 | 0 | 0 | 0 | 0 | 0 | 0 | 0 | 0 | 0 | 0 | 0 | 0 | 0 | 0 | 0 | 0 | 0 | 0 | 0 | 0 | 0 | 0 | 0 | 0 | 0 | 0 | 0 | 0 | 0 | 0 | 0 | 0 | 0 | 0 | 0 | 0 | 0 | 0 | 0 | 0 | 0 | 0 | 0 | 0 | 0 | 0 | 0 | 0 | 0 | 0 | 0 | 0 | 0 | 0 | 0 | 0 | 0 | 0 | 0 |  |  | 0 | 0 | 0 | 0 | 0 | 0 |  | 0 | 0 | 0 | 0 | 0 | 0 | 0 | 0 | 0 | 0 | 0 | 0 | 0 | 0 | 0 | 0 | 0 | 0 | 0
1348 |  | 1 |  |  |  |  | 0 |  |  |  | 0 | 0 | [6 empty] | 0 |  |  |  |  | 0% | 0 | 0 | 0 | 0 | 0 | 0 |  |  | 0 | 0% | 0 | 0 | 0 | 0 | 0 | NewControlTypes | 0 | 0 | 0 | 0 | 0 | 0 | 0 | 0 | 0 | 0 | 0 | 0 | 0 | 0 | 0 | 0 | 0 | 0 | 0 | 0 | 0 | 0 | 0 | 0 | 0 | 0 | 0 | 0 | 0 | 0 | 0 | 0 | 0 | 0 | 0 | 0 | 0 | 0 | 0 | 0 | 0 | 0 | 0 | 0 | 0 | 0 | 0 | 0 | 0 | 0 | 0 | 0 | 0 | 0 | 0 | 0 | 0 | 0 | 0 | 0 | 0 | 0 | 0 | 0 | 0 | 0 | 0 | 0 | 0 | 0 | 0 | 0 | 0 | 0 | 0 | 0 | 0 | 0 | 0 | 0 | 0 |  |  | 0 | 0 | 0 | 0 | 0 | 0 |  | 0 | 0 | 0 | 0 | 0 | 0 | 0 | 0 | 0 | 0 | 0 | 0 | 0 | 0 | 0 | 0 | 0 | 0 | 0
1349 |  | 1 |  |  |  |  | 0 |  |  |  | 0 | 0 | [6 empty] | 0 |  |  |  |  | 0% | 0 | 0 | 0 | 0 | 0 | 0 |  |  | 0 | 0% | 0 | 0 | 0 | 0 | 0 | NewControlTypes | 0 | 0 | 0 | 0 | 0 | 0 | 0 | 0 | 0 | 0 | 0 | 0 | 0 | 0 | 0 | 0 | 0 | 0 | 0 | 0 | 0 | 0 | 0 | 0 | 0 | 0 | 0 | 0 | 0 | 0 | 0 | 0 | 0 | 0 | 0 | 0 | 0 | 0 | 0 | 0 | 0 | 0 | 0 | 0 | 0 | 0 | 0 | 0 | 0 | 0 | 0 | 0 | 0 | 0 | 0 | 0 | 0 | 0 | 0 | 0 | 0 | 0 | 0 | 0 | 0 | 0 | 0 | 0 | 0 | 0 | 0 | 0 | 0 | 0 | 0 | 0 | 0 | 0 | 0 | 0 | 0 |  |  | 0 | 0 | 0 | 0 | 0 | 0 |  | 0 | 0 | 0 | 0 | 0 | 0 | 0 | 0 | 0 | 0 | 0 | 0 | 0 | 0 | 0 | 0 | 0 | 0 | 0
1350 |  | 1 |  |  |  |  | 0 |  |  |  | 0 | 0 | [6 empty] | 0 |  |  |  |  | 0% | 0 | 0 | 0 | 0 | 0 | 0 |  |  | 0 | 0% | 0 | 0 | 0 | 0 | 0 | NewControlTypes | 0 | 0 | 0 | 0 | 0 | 0 | 0 | 0 | 0 | 0 | 0 | 0 | 0 | 0 | 0 | 0 | 0 | 0 | 0 | 0 | 0 | 0 | 0 | 0 | 0 | 0 | 0 | 0 | 0 | 0 | 0 | 0 | 0 | 0 | 0 | 0 | 0 | 0 | 0 | 0 | 0 | 0 | 0 | 0 | 0 | 0 | 0 | 0 | 0 | 0 | 0 | 0 | 0 | 0 | 0 | 0 | 0 | 0 | 0 | 0 | 0 | 0 | 0 | 0 | 0 | 0 | 0 | 0 | 0 | 0 | 0 | 0 | 0 | 0 | 0 | 0 | 0 | 0 | 0 | 0 | 0 |  |  | 0 | 0 | 0 | 0 | 0 | 0 |  | 0 | 0 | 0 | 0 | 0 | 0 | 0 | 0 | 0 | 0 | 0 | 0 | 0 | 0 | 0 | 0 | 0 | 0 | 0
1351 |  | 1 |  |  |  |  | 0 |  |  |  | 0 | 0 | [6 empty] | 0 |  |  |  |  | 0% | 0 | 0 | 0 | 0 | 0 | 0 |  |  | 0 | 0% | 0 | 0 | 0 | 0 | 0 | NewControlTypes | 0 | 0 | 0 | 0 | 0 | 0 | 0 | 0 | 0 | 0 | 0 | 0 | 0 | 0 | 0 | 0 | 0 | 0 | 0 | 0 | 0 | 0 | 0 | 0 | 0 | 0 | 0 | 0 | 0 | 0 | 0 | 0 | 0 | 0 | 0 | 0 | 0 | 0 | 0 | 0 | 0 | 0 | 0 | 0 | 0 | 0 | 0 | 0 | 0 | 0 | 0 | 0 | 0 | 0 | 0 | 0 | 0 | 0 | 0 | 0 | 0 | 0 | 0 | 0 | 0 | 0 | 0 | 0 | 0 | 0 | 0 | 0 | 0 | 0 | 0 | 0 | 0 | 0 | 0 | 0 | 0 |  |  | 0 | 0 | 0 | 0 | 0 | 0 |  | 0 | 0 | 0 | 0 | 0 | 0 | 0 | 0 | 0 | 0 | 0 | 0 | 0 | 0 | 0 | 0 | 0 | 0 | 0
1352 |  | 1 |  |  |  |  | 0 |  |  |  | 0 | 0 | [6 empty] | 0 |  |  |  |  | 0% | 0 | 0 | 0 | 0 | 0 | 0 |  |  | 0 | 0% | 0 | 0 | 0 | 0 | 0 | NewControlTypes | 0 | 0 | 0 | 0 | 0 | 0 | 0 | 0 | 0 | 0 | 0 | 0 | 0 | 0 | 0 | 0 | 0 | 0 | 0 | 0 | 0 | 0 | 0 | 0 | 0 | 0 | 0 | 0 | 0 | 0 | 0 | 0 | 0 | 0 | 0 | 0 | 0 | 0 | 0 | 0 | 0 | 0 | 0 | 0 | 0 | 0 | 0 | 0 | 0 | 0 | 0 | 0 | 0 | 0 | 0 | 0 | 0 | 0 | 0 | 0 | 0 | 0 | 0 | 0 | 0 | 0 | 0 | 0 | 0 | 0 | 0 | 0 | 0 | 0 | 0 | 0 | 0 | 0 | 0 | 0 | 0 |  |  | 0 | 0 | 0 | 0 | 0 | 0 |  | 0 | 0 | 0 | 0 | 0 | 0 | 0 | 0 | 0 | 0 | 0 | 0 | 0 | 0 | 0 | 0 | 0 | 0 | 0
1353 |  | 1 |  |  |  |  | 0 |  |  |  | 0 | 0 | [6 empty] | 0 |  |  |  |  | 0% | 0 | 0 | 0 | 0 | 0 | 0 |  |  | 0 | 0% | 0 | 0 | 0 | 0 | 0 | NewControlTypes | 0 | 0 | 0 | 0 | 0 | 0 | 0 | 0 | 0 | 0 | 0 | 0 | 0 | 0 | 0 | 0 | 0 | 0 | 0 | 0 | 0 | 0 | 0 | 0 | 0 | 0 | 0 | 0 | 0 | 0 | 0 | 0 | 0 | 0 | 0 | 0 | 0 | 0 | 0 | 0 | 0 | 0 | 0 | 0 | 0 | 0 | 0 | 0 | 0 | 0 | 0 | 0 | 0 | 0 | 0 | 0 | 0 | 0 | 0 | 0 | 0 | 0 | 0 | 0 | 0 | 0 | 0 | 0 | 0 | 0 | 0 | 0 | 0 | 0 | 0 | 0 | 0 | 0 | 0 | 0 | 0 |  |  | 0 | 0 | 0 | 0 | 0 | 0 |  | 0 | 0 | 0 | 0 | 0 | 0 | 0 | 0 | 0 | 0 | 0 | 0 | 0 | 0 | 0 | 0 | 0 | 0 | 0
1354 |  | 1 |  |  |  |  | 0 |  |  |  | 0 | 0 | [6 empty] | 0 |  |  |  |  | 0% | 0 | 0 | 0 | 0 | 0 | 0 |  |  | 0 | 0% | 0 | 0 | 0 | 0 | 0 | NewControlTypes | 0 | 0 | 0 | 0 | 0 | 0 | 0 | 0 | 0 | 0 | 0 | 0 | 0 | 0 | 0 | 0 | 0 | 0 | 0 | 0 | 0 | 0 | 0 | 0 | 0 | 0 | 0 | 0 | 0 | 0 | 0 | 0 | 0 | 0 | 0 | 0 | 0 | 0 | 0 | 0 | 0 | 0 | 0 | 0 | 0 | 0 | 0 | 0 | 0 | 0 | 0 | 0 | 0 | 0 | 0 | 0 | 0 | 0 | 0 | 0 | 0 | 0 | 0 | 0 | 0 | 0 | 0 | 0 | 0 | 0 | 0 | 0 | 0 | 0 | 0 | 0 | 0 | 0 | 0 | 0 | 0 |  |  | 0 | 0 | 0 | 0 | 0 | 0 |  | 0 | 0 | 0 | 0 | 0 | 0 | 0 | 0 | 0 | 0 | 0 | 0 | 0 | 0 | 0 | 0 | 0 | 0 | 0
1355 |  | 1 |  |  |  |  | 0 |  |  |  | 0 | 0 | [6 empty] | 0 |  |  |  |  | 0% | 0 | 0 | 0 | 0 | 0 | 0 |  |  | 0 | 0% | 0 | 0 | 0 | 0 | 0 | NewControlTypes | 0 | 0 | 0 | 0 | 0 | 0 | 0 | 0 | 0 | 0 | 0 | 0 | 0 | 0 | 0 | 0 | 0 | 0 | 0 | 0 | 0 | 0 | 0 | 0 | 0 | 0 | 0 | 0 | 0 | 0 | 0 | 0 | 0 | 0 | 0 | 0 | 0 | 0 | 0 | 0 | 0 | 0 | 0 | 0 | 0 | 0 | 0 | 0 | 0 | 0 | 0 | 0 | 0 | 0 | 0 | 0 | 0 | 0 | 0 | 0 | 0 | 0 | 0 | 0 | 0 | 0 | 0 | 0 | 0 | 0 | 0 | 0 | 0 | 0 | 0 | 0 | 0 | 0 | 0 | 0 | 0 |  |  | 0 | 0 | 0 | 0 | 0 | 0 |  | 0 | 0 | 0 | 0 | 0 | 0 | 0 | 0 | 0 | 0 | 0 | 0 | 0 | 0 | 0 | 0 | 0 | 0 | 0
1356 |  | 1 |  |  |  |  | 0 |  |  |  | 0 | 0 | [6 empty] | 0 |  |  |  |  | 0% | 0 | 0 | 0 | 0 | 0 | 0 |  |  | 0 | 0% | 0 | 0 | 0 | 0 | 0 | NewControlTypes | 0 | 0 | 0 | 0 | 0 | 0 | 0 | 0 | 0 | 0 | 0 | 0 | 0 | 0 | 0 | 0 | 0 | 0 | 0 | 0 | 0 | 0 | 0 | 0 | 0 | 0 | 0 | 0 | 0 | 0 | 0 | 0 | 0 | 0 | 0 | 0 | 0 | 0 | 0 | 0 | 0 | 0 | 0 | 0 | 0 | 0 | 0 | 0 | 0 | 0 | 0 | 0 | 0 | 0 | 0 | 0 | 0 | 0 | 0 | 0 | 0 | 0 | 0 | 0 | 0 | 0 | 0 | 0 | 0 | 0 | 0 | 0 | 0 | 0 | 0 | 0 | 0 | 0 | 0 | 0 | 0 |  |  | 0 | 0 | 0 | 0 | 0 | 0 |  | 0 | 0 | 0 | 0 | 0 | 0 | 0 | 0 | 0 | 0 | 0 | 0 | 0 | 0 | 0 | 0 | 0 | 0 | 0
1357 |  | 1 |  |  |  |  | 0 |  |  |  | 0 | 0 | [6 empty] | 0 |  |  |  |  | 0% | 0 | 0 | 0 | 0 | 0 | 0 |  |  | 0 | 0% | 0 | 0 | 0 | 0 | 0 | NewControlTypes | 0 | 0 | 0 | 0 | 0 | 0 | 0 | 0 | 0 | 0 | 0 | 0 | 0 | 0 | 0 | 0 | 0 | 0 | 0 | 0 | 0 | 0 | 0 | 0 | 0 | 0 | 0 | 0 | 0 | 0 | 0 | 0 | 0 | 0 | 0 | 0 | 0 | 0 | 0 | 0 | 0 | 0 | 0 | 0 | 0 | 0 | 0 | 0 | 0 | 0 | 0 | 0 | 0 | 0 | 0 | 0 | 0 | 0 | 0 | 0 | 0 | 0 | 0 | 0 | 0 | 0 | 0 | 0 | 0 | 0 | 0 | 0 | 0 | 0 | 0 | 0 | 0 | 0 | 0 | 0 | 0 |  |  | 0 | 0 | 0 | 0 | 0 | 0 |  | 0 | 0 | 0 | 0 | 0 | 0 | 0 | 0 | 0 | 0 | 0 | 0 | 0 | 0 | 0 | 0 | 0 | 0 | 0
1358 |  | 1 |  |  |  |  | 0 |  |  |  | 0 | 0 | [6 empty] | 0 |  |  |  |  | 0% | 0 | 0 | 0 | 0 | 0 | 0 |  |  | 0 | 0% | 0 | 0 | 0 | 0 | 0 | NewControlTypes | 0 | 0 | 0 | 0 | 0 | 0 | 0 | 0 | 0 | 0 | 0 | 0 | 0 | 0 | 0 | 0 | 0 | 0 | 0 | 0 | 0 | 0 | 0 | 0 | 0 | 0 | 0 | 0 | 0 | 0 | 0 | 0 | 0 | 0 | 0 | 0 | 0 | 0 | 0 | 0 | 0 | 0 | 0 | 0 | 0 | 0 | 0 | 0 | 0 | 0 | 0 | 0 | 0 | 0 | 0 | 0 | 0 | 0 | 0 | 0 | 0 | 0 | 0 | 0 | 0 | 0 | 0 | 0 | 0 | 0 | 0 | 0 | 0 | 0 | 0 | 0 | 0 | 0 | 0 | 0 | 0 |  |  | 0 | 0 | 0 | 0 | 0 | 0 |  | 0 | 0 | 0 | 0 | 0 | 0 | 0 | 0 | 0 | 0 | 0 | 0 | 0 | 0 | 0 | 0 | 0 | 0 | 0
1359 |  | 1 |  |  |  |  | 0 |  |  |  | 0 | 0 | [6 empty] | 0 |  |  |  |  | 0% | 0 | 0 | 0 | 0 | 0 | 0 |  |  | 0 | 0% | 0 | 0 | 0 | 0 | 0 | NewControlTypes | 0 | 0 | 0 | 0 | 0 | 0 | 0 | 0 | 0 | 0 | 0 | 0 | 0 | 0 | 0 | 0 | 0 | 0 | 0 | 0 | 0 | 0 | 0 | 0 | 0 | 0 | 0 | 0 | 0 | 0 | 0 | 0 | 0 | 0 | 0 | 0 | 0 | 0 | 0 | 0 | 0 | 0 | 0 | 0 | 0 | 0 | 0 | 0 | 0 | 0 | 0 | 0 | 0 | 0 | 0 | 0 | 0 | 0 | 0 | 0 | 0 | 0 | 0 | 0 | 0 | 0 | 0 | 0 | 0 | 0 | 0 | 0 | 0 | 0 | 0 | 0 | 0 | 0 | 0 | 0 | 0 |  |  | 0 | 0 | 0 | 0 | 0 | 0 |  | 0 | 0 | 0 | 0 | 0 | 0 | 0 | 0 | 0 | 0 | 0 | 0 | 0 | 0 | 0 | 0 | 0 | 0 | 0
1360 |  | 1 |  |  |  |  | 0 |  |  |  | 0 | 0 | [6 empty] | 0 |  |  |  |  | 0% | 0 | 0 | 0 | 0 | 0 | 0 |  |  | 0 | 0% | 0 | 0 | 0 | 0 | 0 | NewControlTypes | 0 | 0 | 0 | 0 | 0 | 0 | 0 | 0 | 0 | 0 | 0 | 0 | 0 | 0 | 0 | 0 | 0 | 0 | 0 | 0 | 0 | 0 | 0 | 0 | 0 | 0 | 0 | 0 | 0 | 0 | 0 | 0 | 0 | 0 | 0 | 0 | 0 | 0 | 0 | 0 | 0 | 0 | 0 | 0 | 0 | 0 | 0 | 0 | 0 | 0 | 0 | 0 | 0 | 0 | 0 | 0 | 0 | 0 | 0 | 0 | 0 | 0 | 0 | 0 | 0 | 0 | 0 | 0 | 0 | 0 | 0 | 0 | 0 | 0 | 0 | 0 | 0 | 0 | 0 | 0 | 0 |  |  | 0 | 0 | 0 | 0 | 0 | 0 |  | 0 | 0 | 0 | 0 | 0 | 0 | 0 | 0 | 0 | 0 | 0 | 0 | 0 | 0 | 0 | 0 | 0 | 0 | 0
1361 |  | 1 |  |  |  |  | 0 |  |  |  | 0 | 0 | [6 empty] | 0 |  |  |  |  | 0% | 0 | 0 | 0 | 0 | 0 | 0 |  |  | 0 | 0% | 0 | 0 | 0 | 0 | 0 | NewControlTypes | 0 | 0 | 0 | 0 | 0 | 0 | 0 | 0 | 0 | 0 | 0 | 0 | 0 | 0 | 0 | 0 | 0 | 0 | 0 | 0 | 0 | 0 | 0 | 0 | 0 | 0 | 0 | 0 | 0 | 0 | 0 | 0 | 0 | 0 | 0 | 0 | 0 | 0 | 0 | 0 | 0 | 0 | 0 | 0 | 0 | 0 | 0 | 0 | 0 | 0 | 0 | 0 | 0 | 0 | 0 | 0 | 0 | 0 | 0 | 0 | 0 | 0 | 0 | 0 | 0 | 0 | 0 | 0 | 0 | 0 | 0 | 0 | 0 | 0 | 0 | 0 | 0 | 0 | 0 | 0 | 0 |  |  | 0 | 0 | 0 | 0 | 0 | 0 |  | 0 | 0 | 0 | 0 | 0 | 0 | 0 | 0 | 0 | 0 | 0 | 0 | 0 | 0 | 0 | 0 | 0 | 0 | 0
1362 |  | 1 |  |  |  |  | 0 |  |  |  | 0 | 0 | [6 empty] | 0 |  |  |  |  | 0% | 0 | 0 | 0 | 0 | 0 | 0 |  |  | 0 | 0% | 0 | 0 | 0 | 0 | 0 | NewControlTypes | 0 | 0 | 0 | 0 | 0 | 0 | 0 | 0 | 0 | 0 | 0 | 0 | 0 | 0 | 0 | 0 | 0 | 0 | 0 | 0 | 0 | 0 | 0 | 0 | 0 | 0 | 0 | 0 | 0 | 0 | 0 | 0 | 0 | 0 | 0 | 0 | 0 | 0 | 0 | 0 | 0 | 0 | 0 | 0 | 0 | 0 | 0 | 0 | 0 | 0 | 0 | 0 | 0 | 0 | 0 | 0 | 0 | 0 | 0 | 0 | 0 | 0 | 0 | 0 | 0 | 0 | 0 | 0 | 0 | 0 | 0 | 0 | 0 | 0 | 0 | 0 | 0 | 0 | 0 | 0 | 0 |  |  | 0 | 0 | 0 | 0 | 0 | 0 |  | 0 | 0 | 0 | 0 | 0 | 0 | 0 | 0 | 0 | 0 | 0 | 0 | 0 | 0 | 0 | 0 | 0 | 0 | 0
1363 |  | 1 |  |  |  |  | 0 |  |  |  | 0 | 0 | [6 empty] | 0 |  |  |  |  | 0% | 0 | 0 | 0 | 0 | 0 | 0 |  |  | 0 | 0% | 0 | 0 | 0 | 0 | 0 | NewControlTypes | 0 | 0 | 0 | 0 | 0 | 0 | 0 | 0 | 0 | 0 | 0 | 0 | 0 | 0 | 0 | 0 | 0 | 0 | 0 | 0 | 0 | 0 | 0 | 0 | 0 | 0 | 0 | 0 | 0 | 0 | 0 | 0 | 0 | 0 | 0 | 0 | 0 | 0 | 0 | 0 | 0 | 0 | 0 | 0 | 0 | 0 | 0 | 0 | 0 | 0 | 0 | 0 | 0 | 0 | 0 | 0 | 0 | 0 | 0 | 0 | 0 | 0 | 0 | 0 | 0 | 0 | 0 | 0 | 0 | 0 | 0 | 0 | 0 | 0 | 0 | 0 | 0 | 0 | 0 | 0 | 0 |  |  | 0 | 0 | 0 | 0 | 0 | 0 |  | 0 | 0 | 0 | 0 | 0 | 0 | 0 | 0 | 0 | 0 | 0 | 0 | 0 | 0 | 0 | 0 | 0 | 0 | 0
1364 |  | 1 |  |  |  |  | 0 |  |  |  | 0 | 0 | [6 empty] | 0 |  |  |  |  | 0% | 0 | 0 | 0 | 0 | 0 | 0 |  |  | 0 | 0% | 0 | 0 | 0 | 0 | 0 | NewControlTypes | 0 | 0 | 0 | 0 | 0 | 0 | 0 | 0 | 0 | 0 | 0 | 0 | 0 | 0 | 0 | 0 | 0 | 0 | 0 | 0 | 0 | 0 | 0 | 0 | 0 | 0 | 0 | 0 | 0 | 0 | 0 | 0 | 0 | 0 | 0 | 0 | 0 | 0 | 0 | 0 | 0 | 0 | 0 | 0 | 0 | 0 | 0 | 0 | 0 | 0 | 0 | 0 | 0 | 0 | 0 | 0 | 0 | 0 | 0 | 0 | 0 | 0 | 0 | 0 | 0 | 0 | 0 | 0 | 0 | 0 | 0 | 0 | 0 | 0 | 0 | 0 | 0 | 0 | 0 | 0 | 0 |  |  | 0 | 0 | 0 | 0 | 0 | 0 |  | 0 | 0 | 0 | 0 | 0 | 0 | 0 | 0 | 0 | 0 | 0 | 0 | 0 | 0 | 0 | 0 | 0 | 0 | 0
1365 |  | 1 |  |  |  |  | 0 |  |  |  | 0 | 0 | [6 empty] | 0 |  |  |  |  | 0% | 0 | 0 | 0 | 0 | 0 | 0 |  |  | 0 | 0% | 0 | 0 | 0 | 0 | 0 | NewControlTypes | 0 | 0 | 0 | 0 | 0 | 0 | 0 | 0 | 0 | 0 | 0 | 0 | 0 | 0 | 0 | 0 | 0 | 0 | 0 | 0 | 0 | 0 | 0 | 0 | 0 | 0 | 0 | 0 | 0 | 0 | 0 | 0 | 0 | 0 | 0 | 0 | 0 | 0 | 0 | 0 | 0 | 0 | 0 | 0 | 0 | 0 | 0 | 0 | 0 | 0 | 0 | 0 | 0 | 0 | 0 | 0 | 0 | 0 | 0 | 0 | 0 | 0 | 0 | 0 | 0 | 0 | 0 | 0 | 0 | 0 | 0 | 0 | 0 | 0 | 0 | 0 | 0 | 0 | 0 | 0 | 0 |  |  | 0 | 0 | 0 | 0 | 0 | 0 |  | 0 | 0 | 0 | 0 | 0 | 0 | 0 | 0 | 0 | 0 | 0 | 0 | 0 | 0 | 0 | 0 | 0 | 0 | 0
1366 |  | 1 |  |  |  |  | 0 |  |  |  | 0 | 0 | [6 empty] | 0 |  |  |  |  | 0% | 0 | 0 | 0 | 0 | 0 | 0 |  |  | 0 | 0% | 0 | 0 | 0 | 0 | 0 | NewControlTypes | 0 | 0 | 0 | 0 | 0 | 0 | 0 | 0 | 0 | 0 | 0 | 0 | 0 | 0 | 0 | 0 | 0 | 0 | 0 | 0 | 0 | 0 | 0 | 0 | 0 | 0 | 0 | 0 | 0 | 0 | 0 | 0 | 0 | 0 | 0 | 0 | 0 | 0 | 0 | 0 | 0 | 0 | 0 | 0 | 0 | 0 | 0 | 0 | 0 | 0 | 0 | 0 | 0 | 0 | 0 | 0 | 0 | 0 | 0 | 0 | 0 | 0 | 0 | 0 | 0 | 0 | 0 | 0 | 0 | 0 | 0 | 0 | 0 | 0 | 0 | 0 | 0 | 0 | 0 | 0 | 0 |  |  | 0 | 0 | 0 | 0 | 0 | 0 |  | 0 | 0 | 0 | 0 | 0 | 0 | 0 | 0 | 0 | 0 | 0 | 0 | 0 | 0 | 0 | 0 | 0 | 0 | 0
1367 |  | 1 |  |  |  |  | 0 |  |  |  | 0 | 0 | [6 empty] | 0 |  |  |  |  | 0% | 0 | 0 | 0 | 0 | 0 | 0 |  |  | 0 | 0% | 0 | 0 | 0 | 0 | 0 | NewControlTypes | 0 | 0 | 0 | 0 | 0 | 0 | 0 | 0 | 0 | 0 | 0 | 0 | 0 | 0 | 0 | 0 | 0 | 0 | 0 | 0 | 0 | 0 | 0 | 0 | 0 | 0 | 0 | 0 | 0 | 0 | 0 | 0 | 0 | 0 | 0 | 0 | 0 | 0 | 0 | 0 | 0 | 0 | 0 | 0 | 0 | 0 | 0 | 0 | 0 | 0 | 0 | 0 | 0 | 0 | 0 | 0 | 0 | 0 | 0 | 0 | 0 | 0 | 0 | 0 | 0 | 0 | 0 | 0 | 0 | 0 | 0 | 0 | 0 | 0 | 0 | 0 | 0 | 0 | 0 | 0 | 0 |  |  | 0 | 0 | 0 | 0 | 0 | 0 |  | 0 | 0 | 0 | 0 | 0 | 0 | 0 | 0 | 0 | 0 | 0 | 0 | 0 | 0 | 0 | 0 | 0 | 0 | 0
1368 |  | 1 |  |  |  |  | 0 |  |  |  | 0 | 0 | [6 empty] | 0 |  |  |  |  | 0% | 0 | 0 | 0 | 0 | 0 | 0 |  |  | 0 | 0% | 0 | 0 | 0 | 0 | 0 | NewControlTypes | 0 | 0 | 0 | 0 | 0 | 0 | 0 | 0 | 0 | 0 | 0 | 0 | 0 | 0 | 0 | 0 | 0 | 0 | 0 | 0 | 0 | 0 | 0 | 0 | 0 | 0 | 0 | 0 | 0 | 0 | 0 | 0 | 0 | 0 | 0 | 0 | 0 | 0 | 0 | 0 | 0 | 0 | 0 | 0 | 0 | 0 | 0 | 0 | 0 | 0 | 0 | 0 | 0 | 0 | 0 | 0 | 0 | 0 | 0 | 0 | 0 | 0 | 0 | 0 | 0 | 0 | 0 | 0 | 0 | 0 | 0 | 0 | 0 | 0 | 0 | 0 | 0 | 0 | 0 | 0 | 0 |  |  | 0 | 0 | 0 | 0 | 0 | 0 |  | 0 | 0 | 0 | 0 | 0 | 0 | 0 | 0 | 0 | 0 | 0 | 0 | 0 | 0 | 0 | 0 | 0 | 0 | 0
1369 |  | 1 |  |  |  |  | 0 |  |  |  | 0 | 0 | [6 empty] | 0 |  |  |  |  | 0% | 0 | 0 | 0 | 0 | 0 | 0 |  |  | 0 | 0% | 0 | 0 | 0 | 0 | 0 | NewControlTypes | 0 | 0 | 0 | 0 | 0 | 0 | 0 | 0 | 0 | 0 | 0 | 0 | 0 | 0 | 0 | 0 | 0 | 0 | 0 | 0 | 0 | 0 | 0 | 0 | 0 | 0 | 0 | 0 | 0 | 0 | 0 | 0 | 0 | 0 | 0 | 0 | 0 | 0 | 0 | 0 | 0 | 0 | 0 | 0 | 0 | 0 | 0 | 0 | 0 | 0 | 0 | 0 | 0 | 0 | 0 | 0 | 0 | 0 | 0 | 0 | 0 | 0 | 0 | 0 | 0 | 0 | 0 | 0 | 0 | 0 | 0 | 0 | 0 | 0 | 0 | 0 | 0 | 0 | 0 | 0 | 0 |  |  | 0 | 0 | 0 | 0 | 0 | 0 |  | 0 | 0 | 0 | 0 | 0 | 0 | 0 | 0 | 0 | 0 | 0 | 0 | 0 | 0 | 0 | 0 | 0 | 0 | 0
1370 |  | 1 |  |  |  |  | 0 |  |  |  | 0 | 0 | [6 empty] | 0 |  |  |  |  | 0% | 0 | 0 | 0 | 0 | 0 | 0 |  |  | 0 | 0% | 0 | 0 | 0 | 0 | 0 | NewControlTypes | 0 | 0 | 0 | 0 | 0 | 0 | 0 | 0 | 0 | 0 | 0 | 0 | 0 | 0 | 0 | 0 | 0 | 0 | 0 | 0 | 0 | 0 | 0 | 0 | 0 | 0 | 0 | 0 | 0 | 0 | 0 | 0 | 0 | 0 | 0 | 0 | 0 | 0 | 0 | 0 | 0 | 0 | 0 | 0 | 0 | 0 | 0 | 0 | 0 | 0 | 0 | 0 | 0 | 0 | 0 | 0 | 0 | 0 | 0 | 0 | 0 | 0 | 0 | 0 | 0 | 0 | 0 | 0 | 0 | 0 | 0 | 0 | 0 | 0 | 0 | 0 | 0 | 0 | 0 | 0 | 0 |  |  | 0 | 0 | 0 | 0 | 0 | 0 |  | 0 | 0 | 0 | 0 | 0 | 0 | 0 | 0 | 0 | 0 | 0 | 0 | 0 | 0 | 0 | 0 | 0 | 0 | 0
1371 |  | 1 |  |  |  |  | 0 |  |  |  | 0 | 0 | [6 empty] | 0 |  |  |  |  | 0% | 0 | 0 | 0 | 0 | 0 | 0 |  |  | 0 | 0% | 0 | 0 | 0 | 0 | 0 | NewControlTypes | 0 | 0 | 0 | 0 | 0 | 0 | 0 | 0 | 0 | 0 | 0 | 0 | 0 | 0 | 0 | 0 | 0 | 0 | 0 | 0 | 0 | 0 | 0 | 0 | 0 | 0 | 0 | 0 | 0 | 0 | 0 | 0 | 0 | 0 | 0 | 0 | 0 | 0 | 0 | 0 | 0 | 0 | 0 | 0 | 0 | 0 | 0 | 0 | 0 | 0 | 0 | 0 | 0 | 0 | 0 | 0 | 0 | 0 | 0 | 0 | 0 | 0 | 0 | 0 | 0 | 0 | 0 | 0 | 0 | 0 | 0 | 0 | 0 | 0 | 0 | 0 | 0 | 0 | 0 | 0 | 0 |  |  | 0 | 0 | 0 | 0 | 0 | 0 |  | 0 | 0 | 0 | 0 | 0 | 0 | 0 | 0 | 0 | 0 | 0 | 0 | 0 | 0 | 0 | 0 | 0 | 0 | 0
1372 |  | 1 |  |  |  |  | 0 |  |  |  | 0 | 0 | [6 empty] | 0 |  |  |  |  | 0% | 0 | 0 | 0 | 0 | 0 | 0 |  |  | 0 | 0% | 0 | 0 | 0 | 0 | 0 | NewControlTypes | 0 | 0 | 0 | 0 | 0 | 0 | 0 | 0 | 0 | 0 | 0 | 0 | 0 | 0 | 0 | 0 | 0 | 0 | 0 | 0 | 0 | 0 | 0 | 0 | 0 | 0 | 0 | 0 | 0 | 0 | 0 | 0 | 0 | 0 | 0 | 0 | 0 | 0 | 0 | 0 | 0 | 0 | 0 | 0 | 0 | 0 | 0 | 0 | 0 | 0 | 0 | 0 | 0 | 0 | 0 | 0 | 0 | 0 | 0 | 0 | 0 | 0 | 0 | 0 | 0 | 0 | 0 | 0 | 0 | 0 | 0 | 0 | 0 | 0 | 0 | 0 | 0 | 0 | 0 | 0 | 0 |  |  | 0 | 0 | 0 | 0 | 0 | 0 |  | 0 | 0 | 0 | 0 | 0 | 0 | 0 | 0 | 0 | 0 | 0 | 0 | 0 | 0 | 0 | 0 | 0 | 0 | 0
1373 |  | 1 |  |  |  |  | 0 |  |  |  | 0 | 0 | [6 empty] | 0 |  |  |  |  | 0% | 0 | 0 | 0 | 0 | 0 | 0 |  |  | 0 | 0% | 0 | 0 | 0 | 0 | 0 | NewControlTypes | 0 | 0 | 0 | 0 | 0 | 0 | 0 | 0 | 0 | 0 | 0 | 0 | 0 | 0 | 0 | 0 | 0 | 0 | 0 | 0 | 0 | 0 | 0 | 0 | 0 | 0 | 0 | 0 | 0 | 0 | 0 | 0 | 0 | 0 | 0 | 0 | 0 | 0 | 0 | 0 | 0 | 0 | 0 | 0 | 0 | 0 | 0 | 0 | 0 | 0 | 0 | 0 | 0 | 0 | 0 | 0 | 0 | 0 | 0 | 0 | 0 | 0 | 0 | 0 | 0 | 0 | 0 | 0 | 0 | 0 | 0 | 0 | 0 | 0 | 0 | 0 | 0 | 0 | 0 | 0 | 0 |  |  | 0 | 0 | 0 | 0 | 0 | 0 |  | 0 | 0 | 0 | 0 | 0 | 0 | 0 | 0 | 0 | 0 | 0 | 0 | 0 | 0 | 0 | 0 | 0 | 0 | 0
1374 |  | 1 |  |  |  |  | 0 |  |  |  | 0 | 0 | [6 empty] | 0 |  |  |  |  | 0% | 0 | 0 | 0 | 0 | 0 | 0 |  |  | 0 | 0% | 0 | 0 | 0 | 0 | 0 | NewControlTypes | 0 | 0 | 0 | 0 | 0 | 0 | 0 | 0 | 0 | 0 | 0 | 0 | 0 | 0 | 0 | 0 | 0 | 0 | 0 | 0 | 0 | 0 | 0 | 0 | 0 | 0 | 0 | 0 | 0 | 0 | 0 | 0 | 0 | 0 | 0 | 0 | 0 | 0 | 0 | 0 | 0 | 0 | 0 | 0 | 0 | 0 | 0 | 0 | 0 | 0 | 0 | 0 | 0 | 0 | 0 | 0 | 0 | 0 | 0 | 0 | 0 | 0 | 0 | 0 | 0 | 0 | 0 | 0 | 0 | 0 | 0 | 0 | 0 | 0 | 0 | 0 | 0 | 0 | 0 | 0 | 0 |  |  | 0 | 0 | 0 | 0 | 0 | 0 |  | 0 | 0 | 0 | 0 | 0 | 0 | 0 | 0 | 0 | 0 | 0 | 0 | 0 | 0 | 0 | 0 | 0 | 0 | 0
1375 |  | 1 |  |  |  |  | 0 |  |  |  | 0 | 0 | [6 empty] | 0 |  |  |  |  | 0% | 0 | 0 | 0 | 0 | 0 | 0 |  |  | 0 | 0% | 0 | 0 | 0 | 0 | 0 | NewControlTypes | 0 | 0 | 0 | 0 | 0 | 0 | 0 | 0 | 0 | 0 | 0 | 0 | 0 | 0 | 0 | 0 | 0 | 0 | 0 | 0 | 0 | 0 | 0 | 0 | 0 | 0 | 0 | 0 | 0 | 0 | 0 | 0 | 0 | 0 | 0 | 0 | 0 | 0 | 0 | 0 | 0 | 0 | 0 | 0 | 0 | 0 | 0 | 0 | 0 | 0 | 0 | 0 | 0 | 0 | 0 | 0 | 0 | 0 | 0 | 0 | 0 | 0 | 0 | 0 | 0 | 0 | 0 | 0 | 0 | 0 | 0 | 0 | 0 | 0 | 0 | 0 | 0 | 0 | 0 | 0 | 0 |  |  | 0 | 0 | 0 | 0 | 0 | 0 |  | 0 | 0 | 0 | 0 | 0 | 0 | 0 | 0 | 0 | 0 | 0 | 0 | 0 | 0 | 0 | 0 | 0 | 0 | 0
1376 |  | 1 |  |  |  |  | 0 |  |  |  | 0 | 0 | [6 empty] | 0 |  |  |  |  | 0% | 0 | 0 | 0 | 0 | 0 | 0 |  |  | 0 | 0% | 0 | 0 | 0 | 0 | 0 | NewControlTypes | 0 | 0 | 0 | 0 | 0 | 0 | 0 | 0 | 0 | 0 | 0 | 0 | 0 | 0 | 0 | 0 | 0 | 0 | 0 | 0 | 0 | 0 | 0 | 0 | 0 | 0 | 0 | 0 | 0 | 0 | 0 | 0 | 0 | 0 | 0 | 0 | 0 | 0 | 0 | 0 | 0 | 0 | 0 | 0 | 0 | 0 | 0 | 0 | 0 | 0 | 0 | 0 | 0 | 0 | 0 | 0 | 0 | 0 | 0 | 0 | 0 | 0 | 0 | 0 | 0 | 0 | 0 | 0 | 0 | 0 | 0 | 0 | 0 | 0 | 0 | 0 | 0 | 0 | 0 | 0 | 0 |  |  | 0 | 0 | 0 | 0 | 0 | 0 |  | 0 | 0 | 0 | 0 | 0 | 0 | 0 | 0 | 0 | 0 | 0 | 0 | 0 | 0 | 0 | 0 | 0 | 0 | 0
1377 |  | 1 |  |  |  |  | 0 |  |  |  | 0 | 0 | [6 empty] | 0 |  |  |  |  | 0% | 0 | 0 | 0 | 0 | 0 | 0 |  |  | 0 | 0% | 0 | 0 | 0 | 0 | 0 | NewControlTypes | 0 | 0 | 0 | 0 | 0 | 0 | 0 | 0 | 0 | 0 | 0 | 0 | 0 | 0 | 0 | 0 | 0 | 0 | 0 | 0 | 0 | 0 | 0 | 0 | 0 | 0 | 0 | 0 | 0 | 0 | 0 | 0 | 0 | 0 | 0 | 0 | 0 | 0 | 0 | 0 | 0 | 0 | 0 | 0 | 0 | 0 | 0 | 0 | 0 | 0 | 0 | 0 | 0 | 0 | 0 | 0 | 0 | 0 | 0 | 0 | 0 | 0 | 0 | 0 | 0 | 0 | 0 | 0 | 0 | 0 | 0 | 0 | 0 | 0 | 0 | 0 | 0 | 0 | 0 | 0 | 0 |  |  | 0 | 0 | 0 | 0 | 0 | 0 |  | 0 | 0 | 0 | 0 | 0 | 0 | 0 | 0 | 0 | 0 | 0 | 0 | 0 | 0 | 0 | 0 | 0 | 0 | 0
1378 |  | 1 |  |  |  |  | 0 |  |  |  | 0 | 0 | [6 empty] | 0 |  |  |  |  | 0% | 0 | 0 | 0 | 0 | 0 | 0 |  |  | 0 | 0% | 0 | 0 | 0 | 0 | 0 | NewControlTypes | 0 | 0 | 0 | 0 | 0 | 0 | 0 | 0 | 0 | 0 | 0 | 0 | 0 | 0 | 0 | 0 | 0 | 0 | 0 | 0 | 0 | 0 | 0 | 0 | 0 | 0 | 0 | 0 | 0 | 0 | 0 | 0 | 0 | 0 | 0 | 0 | 0 | 0 | 0 | 0 | 0 | 0 | 0 | 0 | 0 | 0 | 0 | 0 | 0 | 0 | 0 | 0 | 0 | 0 | 0 | 0 | 0 | 0 | 0 | 0 | 0 | 0 | 0 | 0 | 0 | 0 | 0 | 0 | 0 | 0 | 0 | 0 | 0 | 0 | 0 | 0 | 0 | 0 | 0 | 0 | 0 |  |  | 0 | 0 | 0 | 0 | 0 | 0 |  | 0 | 0 | 0 | 0 | 0 | 0 | 0 | 0 | 0 | 0 | 0 | 0 | 0 | 0 | 0 | 0 | 0 | 0 | 0
1379 |  | 1 |  |  |  |  | 0 |  |  |  | 0 | 0 | [6 empty] | 0 |  |  |  |  | 0% | 0 | 0 | 0 | 0 | 0 | 0 |  |  | 0 | 0% | 0 | 0 | 0 | 0 | 0 | NewControlTypes | 0 | 0 | 0 | 0 | 0 | 0 | 0 | 0 | 0 | 0 | 0 | 0 | 0 | 0 | 0 | 0 | 0 | 0 | 0 | 0 | 0 | 0 | 0 | 0 | 0 | 0 | 0 | 0 | 0 | 0 | 0 | 0 | 0 | 0 | 0 | 0 | 0 | 0 | 0 | 0 | 0 | 0 | 0 | 0 | 0 | 0 | 0 | 0 | 0 | 0 | 0 | 0 | 0 | 0 | 0 | 0 | 0 | 0 | 0 | 0 | 0 | 0 | 0 | 0 | 0 | 0 | 0 | 0 | 0 | 0 | 0 | 0 | 0 | 0 | 0 | 0 | 0 | 0 | 0 | 0 | 0 |  |  | 0 | 0 | 0 | 0 | 0 | 0 |  | 0 | 0 | 0 | 0 | 0 | 0 | 0 | 0 | 0 | 0 | 0 | 0 | 0 | 0 | 0 | 0 | 0 | 0 | 0
1380 |  | 1 |  |  |  |  | 0 |  |  |  | 0 | 0 | [6 empty] | 0 |  |  |  |  | 0% | 0 | 0 | 0 | 0 | 0 | 0 |  |  | 0 | 0% | 0 | 0 | 0 | 0 | 0 | NewControlTypes | 0 | 0 | 0 | 0 | 0 | 0 | 0 | 0 | 0 | 0 | 0 | 0 | 0 | 0 | 0 | 0 | 0 | 0 | 0 | 0 | 0 | 0 | 0 | 0 | 0 | 0 | 0 | 0 | 0 | 0 | 0 | 0 | 0 | 0 | 0 | 0 | 0 | 0 | 0 | 0 | 0 | 0 | 0 | 0 | 0 | 0 | 0 | 0 | 0 | 0 | 0 | 0 | 0 | 0 | 0 | 0 | 0 | 0 | 0 | 0 | 0 | 0 | 0 | 0 | 0 | 0 | 0 | 0 | 0 | 0 | 0 | 0 | 0 | 0 | 0 | 0 | 0 | 0 | 0 | 0 | 0 |  |  | 0 | 0 | 0 | 0 | 0 | 0 |  | 0 | 0 | 0 | 0 | 0 | 0 | 0 | 0 | 0 | 0 | 0 | 0 | 0 | 0 | 0 | 0 | 0 | 0 | 0
1381 |  | 1 |  |  |  |  | 0 |  |  |  | 0 | 0 | [6 empty] | 0 |  |  |  |  | 0% | 0 | 0 | 0 | 0 | 0 | 0 |  |  | 0 | 0% | 0 | 0 | 0 | 0 | 0 | NewControlTypes | 0 | 0 | 0 | 0 | 0 | 0 | 0 | 0 | 0 | 0 | 0 | 0 | 0 | 0 | 0 | 0 | 0 | 0 | 0 | 0 | 0 | 0 | 0 | 0 | 0 | 0 | 0 | 0 | 0 | 0 | 0 | 0 | 0 | 0 | 0 | 0 | 0 | 0 | 0 | 0 | 0 | 0 | 0 | 0 | 0 | 0 | 0 | 0 | 0 | 0 | 0 | 0 | 0 | 0 | 0 | 0 | 0 | 0 | 0 | 0 | 0 | 0 | 0 | 0 | 0 | 0 | 0 | 0 | 0 | 0 | 0 | 0 | 0 | 0 | 0 | 0 | 0 | 0 | 0 | 0 | 0 |  |  | 0 | 0 | 0 | 0 | 0 | 0 |  | 0 | 0 | 0 | 0 | 0 | 0 | 0 | 0 | 0 | 0 | 0 | 0 | 0 | 0 | 0 | 0 | 0 | 0 | 0
1382 |  | 1 |  |  |  |  | 0 |  |  |  | 0 | 0 | [6 empty] | 0 |  |  |  |  | 0% | 0 | 0 | 0 | 0 | 0 | 0 |  |  | 0 | 0% | 0 | 0 | 0 | 0 | 0 | NewControlTypes | 0 | 0 | 0 | 0 | 0 | 0 | 0 | 0 | 0 | 0 | 0 | 0 | 0 | 0 | 0 | 0 | 0 | 0 | 0 | 0 | 0 | 0 | 0 | 0 | 0 | 0 | 0 | 0 | 0 | 0 | 0 | 0 | 0 | 0 | 0 | 0 | 0 | 0 | 0 | 0 | 0 | 0 | 0 | 0 | 0 | 0 | 0 | 0 | 0 | 0 | 0 | 0 | 0 | 0 | 0 | 0 | 0 | 0 | 0 | 0 | 0 | 0 | 0 | 0 | 0 | 0 | 0 | 0 | 0 | 0 | 0 | 0 | 0 | 0 | 0 | 0 | 0 | 0 | 0 | 0 | 0 |  |  | 0 | 0 | 0 | 0 | 0 | 0 |  | 0 | 0 | 0 | 0 | 0 | 0 | 0 | 0 | 0 | 0 | 0 | 0 | 0 | 0 | 0 | 0 | 0 | 0 | 0
1383 |  | 1 |  |  |  |  | 0 |  |  |  | 0 | 0 | [6 empty] | 0 |  |  |  |  | 0% | 0 | 0 | 0 | 0 | 0 | 0 |  |  | 0 | 0% | 0 | 0 | 0 | 0 | 0 | NewControlTypes | 0 | 0 | 0 | 0 | 0 | 0 | 0 | 0 | 0 | 0 | 0 | 0 | 0 | 0 | 0 | 0 | 0 | 0 | 0 | 0 | 0 | 0 | 0 | 0 | 0 | 0 | 0 | 0 | 0 | 0 | 0 | 0 | 0 | 0 | 0 | 0 | 0 | 0 | 0 | 0 | 0 | 0 | 0 | 0 | 0 | 0 | 0 | 0 | 0 | 0 | 0 | 0 | 0 | 0 | 0 | 0 | 0 | 0 | 0 | 0 | 0 | 0 | 0 | 0 | 0 | 0 | 0 | 0 | 0 | 0 | 0 | 0 | 0 | 0 | 0 | 0 | 0 | 0 | 0 | 0 | 0 |  |  | 0 | 0 | 0 | 0 | 0 | 0 |  | 0 | 0 | 0 | 0 | 0 | 0 | 0 | 0 | 0 | 0 | 0 | 0 | 0 | 0 | 0 | 0 | 0 | 0 | 0
1384 |  | 1 |  |  |  |  | 0 |  |  |  | 0 | 0 | [6 empty] | 0 |  |  |  |  | 0% | 0 | 0 | 0 | 0 | 0 | 0 |  |  | 0 | 0% | 0 | 0 | 0 | 0 | 0 | NewControlTypes | 0 | 0 | 0 | 0 | 0 | 0 | 0 | 0 | 0 | 0 | 0 | 0 | 0 | 0 | 0 | 0 | 0 | 0 | 0 | 0 | 0 | 0 | 0 | 0 | 0 | 0 | 0 | 0 | 0 | 0 | 0 | 0 | 0 | 0 | 0 | 0 | 0 | 0 | 0 | 0 | 0 | 0 | 0 | 0 | 0 | 0 | 0 | 0 | 0 | 0 | 0 | 0 | 0 | 0 | 0 | 0 | 0 | 0 | 0 | 0 | 0 | 0 | 0 | 0 | 0 | 0 | 0 | 0 | 0 | 0 | 0 | 0 | 0 | 0 | 0 | 0 | 0 | 0 | 0 | 0 | 0 |  |  | 0 | 0 | 0 | 0 | 0 | 0 |  | 0 | 0 | 0 | 0 | 0 | 0 | 0 | 0 | 0 | 0 | 0 | 0 | 0 | 0 | 0 | 0 | 0 | 0 | 0
1385 |  | 1 |  |  |  |  | 0 |  |  |  | 0 | 0 | [6 empty] | 0 |  |  |  |  | 0% | 0 | 0 | 0 | 0 | 0 | 0 |  |  | 0 | 0% | 0 | 0 | 0 | 0 | 0 | NewControlTypes | 0 | 0 | 0 | 0 | 0 | 0 | 0 | 0 | 0 | 0 | 0 | 0 | 0 | 0 | 0 | 0 | 0 | 0 | 0 | 0 | 0 | 0 | 0 | 0 | 0 | 0 | 0 | 0 | 0 | 0 | 0 | 0 | 0 | 0 | 0 | 0 | 0 | 0 | 0 | 0 | 0 | 0 | 0 | 0 | 0 | 0 | 0 | 0 | 0 | 0 | 0 | 0 | 0 | 0 | 0 | 0 | 0 | 0 | 0 | 0 | 0 | 0 | 0 | 0 | 0 | 0 | 0 | 0 | 0 | 0 | 0 | 0 | 0 | 0 | 0 | 0 | 0 | 0 | 0 | 0 | 0 |  |  | 0 | 0 | 0 | 0 | 0 | 0 |  | 0 | 0 | 0 | 0 | 0 | 0 | 0 | 0 | 0 | 0 | 0 | 0 | 0 | 0 | 0 | 0 | 0 | 0 | 0
1386 |  | 1 |  |  |  |  | 0 |  |  |  | 0 | 0 | [6 empty] | 0 |  |  |  |  | 0% | 0 | 0 | 0 | 0 | 0 | 0 |  |  | 0 | 0% | 0 | 0 | 0 | 0 | 0 | NewControlTypes | 0 | 0 | 0 | 0 | 0 | 0 | 0 | 0 | 0 | 0 | 0 | 0 | 0 | 0 | 0 | 0 | 0 | 0 | 0 | 0 | 0 | 0 | 0 | 0 | 0 | 0 | 0 | 0 | 0 | 0 | 0 | 0 | 0 | 0 | 0 | 0 | 0 | 0 | 0 | 0 | 0 | 0 | 0 | 0 | 0 | 0 | 0 | 0 | 0 | 0 | 0 | 0 | 0 | 0 | 0 | 0 | 0 | 0 | 0 | 0 | 0 | 0 | 0 | 0 | 0 | 0 | 0 | 0 | 0 | 0 | 0 | 0 | 0 | 0 | 0 | 0 | 0 | 0 | 0 | 0 | 0 |  |  | 0 | 0 | 0 | 0 | 0 | 0 |  | 0 | 0 | 0 | 0 | 0 | 0 | 0 | 0 | 0 | 0 | 0 | 0 | 0 | 0 | 0 | 0 | 0 | 0 | 0
1387 |  | 1 |  |  |  |  | 0 |  |  |  | 0 | 0 | [6 empty] | 0 |  |  |  |  | 0% | 0 | 0 | 0 | 0 | 0 | 0 |  |  | 0 | 0% | 0 | 0 | 0 | 0 | 0 | NewControlTypes | 0 | 0 | 0 | 0 | 0 | 0 | 0 | 0 | 0 | 0 | 0 | 0 | 0 | 0 | 0 | 0 | 0 | 0 | 0 | 0 | 0 | 0 | 0 | 0 | 0 | 0 | 0 | 0 | 0 | 0 | 0 | 0 | 0 | 0 | 0 | 0 | 0 | 0 | 0 | 0 | 0 | 0 | 0 | 0 | 0 | 0 | 0 | 0 | 0 | 0 | 0 | 0 | 0 | 0 | 0 | 0 | 0 | 0 | 0 | 0 | 0 | 0 | 0 | 0 | 0 | 0 | 0 | 0 | 0 | 0 | 0 | 0 | 0 | 0 | 0 | 0 | 0 | 0 | 0 | 0 | 0 |  |  | 0 | 0 | 0 | 0 | 0 | 0 |  | 0 | 0 | 0 | 0 | 0 | 0 | 0 | 0 | 0 | 0 | 0 | 0 | 0 | 0 | 0 | 0 | 0 | 0 | 0
1388 |  | 1 |  |  |  |  | 0 |  |  |  | 0 | 0 | [6 empty] | 0 |  |  |  |  | 0% | 0 | 0 | 0 | 0 | 0 | 0 |  |  | 0 | 0% | 0 | 0 | 0 | 0 | 0 | NewControlTypes | 0 | 0 | 0 | 0 | 0 | 0 | 0 | 0 | 0 | 0 | 0 | 0 | 0 | 0 | 0 | 0 | 0 | 0 | 0 | 0 | 0 | 0 | 0 | 0 | 0 | 0 | 0 | 0 | 0 | 0 | 0 | 0 | 0 | 0 | 0 | 0 | 0 | 0 | 0 | 0 | 0 | 0 | 0 | 0 | 0 | 0 | 0 | 0 | 0 | 0 | 0 | 0 | 0 | 0 | 0 | 0 | 0 | 0 | 0 | 0 | 0 | 0 | 0 | 0 | 0 | 0 | 0 | 0 | 0 | 0 | 0 | 0 | 0 | 0 | 0 | 0 | 0 | 0 | 0 | 0 | 0 |  |  | 0 | 0 | 0 | 0 | 0 | 0 |  | 0 | 0 | 0 | 0 | 0 | 0 | 0 | 0 | 0 | 0 | 0 | 0 | 0 | 0 | 0 | 0 | 0 | 0 | 0
1389 |  | 1 |  |  |  |  | 0 |  |  |  | 0 | 0 | [6 empty] | 0 |  |  |  |  | 0% | 0 | 0 | 0 | 0 | 0 | 0 |  |  | 0 | 0% | 0 | 0 | 0 | 0 | 0 | NewControlTypes | 0 | 0 | 0 | 0 | 0 | 0 | 0 | 0 | 0 | 0 | 0 | 0 | 0 | 0 | 0 | 0 | 0 | 0 | 0 | 0 | 0 | 0 | 0 | 0 | 0 | 0 | 0 | 0 | 0 | 0 | 0 | 0 | 0 | 0 | 0 | 0 | 0 | 0 | 0 | 0 | 0 | 0 | 0 | 0 | 0 | 0 | 0 | 0 | 0 | 0 | 0 | 0 | 0 | 0 | 0 | 0 | 0 | 0 | 0 | 0 | 0 | 0 | 0 | 0 | 0 | 0 | 0 | 0 | 0 | 0 | 0 | 0 | 0 | 0 | 0 | 0 | 0 | 0 | 0 | 0 | 0 |  |  | 0 | 0 | 0 | 0 | 0 | 0 |  | 0 | 0 | 0 | 0 | 0 | 0 | 0 | 0 | 0 | 0 | 0 | 0 | 0 | 0 | 0 | 0 | 0 | 0 | 0
1390 |  | 1 |  |  |  |  | 0 |  |  |  | 0 | 0 | [6 empty] | 0 |  |  |  |  | 0% | 0 | 0 | 0 | 0 | 0 | 0 |  |  | 0 | 0% | 0 | 0 | 0 | 0 | 0 | NewControlTypes | 0 | 0 | 0 | 0 | 0 | 0 | 0 | 0 | 0 | 0 | 0 | 0 | 0 | 0 | 0 | 0 | 0 | 0 | 0 | 0 | 0 | 0 | 0 | 0 | 0 | 0 | 0 | 0 | 0 | 0 | 0 | 0 | 0 | 0 | 0 | 0 | 0 | 0 | 0 | 0 | 0 | 0 | 0 | 0 | 0 | 0 | 0 | 0 | 0 | 0 | 0 | 0 | 0 | 0 | 0 | 0 | 0 | 0 | 0 | 0 | 0 | 0 | 0 | 0 | 0 | 0 | 0 | 0 | 0 | 0 | 0 | 0 | 0 | 0 | 0 | 0 | 0 | 0 | 0 | 0 | 0 |  |  | 0 | 0 | 0 | 0 | 0 | 0 |  | 0 | 0 | 0 | 0 | 0 | 0 | 0 | 0 | 0 | 0 | 0 | 0 | 0 | 0 | 0 | 0 | 0 | 0 | 0
1391 |  | 1 |  |  |  |  | 0 |  |  |  | 0 | 0 | [6 empty] | 0 |  |  |  |  | 0% | 0 | 0 | 0 | 0 | 0 | 0 |  |  | 0 | 0% | 0 | 0 | 0 | 0 | 0 | NewControlTypes | 0 | 0 | 0 | 0 | 0 | 0 | 0 | 0 | 0 | 0 | 0 | 0 | 0 | 0 | 0 | 0 | 0 | 0 | 0 | 0 | 0 | 0 | 0 | 0 | 0 | 0 | 0 | 0 | 0 | 0 | 0 | 0 | 0 | 0 | 0 | 0 | 0 | 0 | 0 | 0 | 0 | 0 | 0 | 0 | 0 | 0 | 0 | 0 | 0 | 0 | 0 | 0 | 0 | 0 | 0 | 0 | 0 | 0 | 0 | 0 | 0 | 0 | 0 | 0 | 0 | 0 | 0 | 0 | 0 | 0 | 0 | 0 | 0 | 0 | 0 | 0 | 0 | 0 | 0 | 0 | 0 |  |  | 0 | 0 | 0 | 0 | 0 | 0 |  | 0 | 0 | 0 | 0 | 0 | 0 | 0 | 0 | 0 | 0 | 0 | 0 | 0 | 0 | 0 | 0 | 0 | 0 | 0
1392 |  | 1 |  |  |  |  | 0 |  |  |  | 0 | 0 | [6 empty] | 0 |  |  |  |  | 0% | 0 | 0 | 0 | 0 | 0 | 0 |  |  | 0 | 0% | 0 | 0 | 0 | 0 | 0 | NewControlTypes | 0 | 0 | 0 | 0 | 0 | 0 | 0 | 0 | 0 | 0 | 0 | 0 | 0 | 0 | 0 | 0 | 0 | 0 | 0 | 0 | 0 | 0 | 0 | 0 | 0 | 0 | 0 | 0 | 0 | 0 | 0 | 0 | 0 | 0 | 0 | 0 | 0 | 0 | 0 | 0 | 0 | 0 | 0 | 0 | 0 | 0 | 0 | 0 | 0 | 0 | 0 | 0 | 0 | 0 | 0 | 0 | 0 | 0 | 0 | 0 | 0 | 0 | 0 | 0 | 0 | 0 | 0 | 0 | 0 | 0 | 0 | 0 | 0 | 0 | 0 | 0 | 0 | 0 | 0 | 0 | 0 |  |  | 0 | 0 | 0 | 0 | 0 | 0 |  | 0 | 0 | 0 | 0 | 0 | 0 | 0 | 0 | 0 | 0 | 0 | 0 | 0 | 0 | 0 | 0 | 0 | 0 | 0
1393 |  | 1 |  |  |  |  | 0 |  |  |  | 0 | 0 | [6 empty] | 0 |  |  |  |  | 0% | 0 | 0 | 0 | 0 | 0 | 0 |  |  | 0 | 0% | 0 | 0 | 0 | 0 | 0 | NewControlTypes | 0 | 0 | 0 | 0 | 0 | 0 | 0 | 0 | 0 | 0 | 0 | 0 | 0 | 0 | 0 | 0 | 0 | 0 | 0 | 0 | 0 | 0 | 0 | 0 | 0 | 0 | 0 | 0 | 0 | 0 | 0 | 0 | 0 | 0 | 0 | 0 | 0 | 0 | 0 | 0 | 0 | 0 | 0 | 0 | 0 | 0 | 0 | 0 | 0 | 0 | 0 | 0 | 0 | 0 | 0 | 0 | 0 | 0 | 0 | 0 | 0 | 0 | 0 | 0 | 0 | 0 | 0 | 0 | 0 | 0 | 0 | 0 | 0 | 0 | 0 | 0 | 0 | 0 | 0 | 0 | 0 |  |  | 0 | 0 | 0 | 0 | 0 | 0 |  | 0 | 0 | 0 | 0 | 0 | 0 | 0 | 0 | 0 | 0 | 0 | 0 | 0 | 0 | 0 | 0 | 0 | 0 | 0
1394 |  | 1 |  |  |  |  | 0 |  |  |  | 0 | 0 | [6 empty] | 0 |  |  |  |  | 0% | 0 | 0 | 0 | 0 | 0 | 0 |  |  | 0 | 0% | 0 | 0 | 0 | 0 | 0 | NewControlTypes | 0 | 0 | 0 | 0 | 0 | 0 | 0 | 0 | 0 | 0 | 0 | 0 | 0 | 0 | 0 | 0 | 0 | 0 | 0 | 0 | 0 | 0 | 0 | 0 | 0 | 0 | 0 | 0 | 0 | 0 | 0 | 0 | 0 | 0 | 0 | 0 | 0 | 0 | 0 | 0 | 0 | 0 | 0 | 0 | 0 | 0 | 0 | 0 | 0 | 0 | 0 | 0 | 0 | 0 | 0 | 0 | 0 | 0 | 0 | 0 | 0 | 0 | 0 | 0 | 0 | 0 | 0 | 0 | 0 | 0 | 0 | 0 | 0 | 0 | 0 | 0 | 0 | 0 | 0 | 0 | 0 |  |  | 0 | 0 | 0 | 0 | 0 | 0 |  | 0 | 0 | 0 | 0 | 0 | 0 | 0 | 0 | 0 | 0 | 0 | 0 | 0 | 0 | 0 | 0 | 0 | 0 | 0
1395 |  | 1 |  |  |  |  | 0 |  |  |  | 0 | 0 | [6 empty] | 0 |  |  |  |  | 0% | 0 | 0 | 0 | 0 | 0 | 0 |  |  | 0 | 0% | 0 | 0 | 0 | 0 | 0 | NewControlTypes | 0 | 0 | 0 | 0 | 0 | 0 | 0 | 0 | 0 | 0 | 0 | 0 | 0 | 0 | 0 | 0 | 0 | 0 | 0 | 0 | 0 | 0 | 0 | 0 | 0 | 0 | 0 | 0 | 0 | 0 | 0 | 0 | 0 | 0 | 0 | 0 | 0 | 0 | 0 | 0 | 0 | 0 | 0 | 0 | 0 | 0 | 0 | 0 | 0 | 0 | 0 | 0 | 0 | 0 | 0 | 0 | 0 | 0 | 0 | 0 | 0 | 0 | 0 | 0 | 0 | 0 | 0 | 0 | 0 | 0 | 0 | 0 | 0 | 0 | 0 | 0 | 0 | 0 | 0 | 0 | 0 |  |  | 0 | 0 | 0 | 0 | 0 | 0 |  | 0 | 0 | 0 | 0 | 0 | 0 | 0 | 0 | 0 | 0 | 0 | 0 | 0 | 0 | 0 | 0 | 0 | 0 | 0
1396 |  | 1 |  |  |  |  | 0 |  |  |  | 0 | 0 | [6 empty] | 0 |  |  |  |  | 0% | 0 | 0 | 0 | 0 | 0 | 0 |  |  | 0 | 0% | 0 | 0 | 0 | 0 | 0 | NewControlTypes | 0 | 0 | 0 | 0 | 0 | 0 | 0 | 0 | 0 | 0 | 0 | 0 | 0 | 0 | 0 | 0 | 0 | 0 | 0 | 0 | 0 | 0 | 0 | 0 | 0 | 0 | 0 | 0 | 0 | 0 | 0 | 0 | 0 | 0 | 0 | 0 | 0 | 0 | 0 | 0 | 0 | 0 | 0 | 0 | 0 | 0 | 0 | 0 | 0 | 0 | 0 | 0 | 0 | 0 | 0 | 0 | 0 | 0 | 0 | 0 | 0 | 0 | 0 | 0 | 0 | 0 | 0 | 0 | 0 | 0 | 0 | 0 | 0 | 0 | 0 | 0 | 0 | 0 | 0 | 0 | 0 |  |  | 0 | 0 | 0 | 0 | 0 | 0 |  | 0 | 0 | 0 | 0 | 0 | 0 | 0 | 0 | 0 | 0 | 0 | 0 | 0 | 0 | 0 | 0 | 0 | 0 | 0
1397 |  | 1 |  |  |  |  | 0 |  |  |  | 0 | 0 | [6 empty] | 0 |  |  |  |  | 0% | 0 | 0 | 0 | 0 | 0 | 0 |  |  | 0 | 0% | 0 | 0 | 0 | 0 | 0 | NewControlTypes | 0 | 0 | 0 | 0 | 0 | 0 | 0 | 0 | 0 | 0 | 0 | 0 | 0 | 0 | 0 | 0 | 0 | 0 | 0 | 0 | 0 | 0 | 0 | 0 | 0 | 0 | 0 | 0 | 0 | 0 | 0 | 0 | 0 | 0 | 0 | 0 | 0 | 0 | 0 | 0 | 0 | 0 | 0 | 0 | 0 | 0 | 0 | 0 | 0 | 0 | 0 | 0 | 0 | 0 | 0 | 0 | 0 | 0 | 0 | 0 | 0 | 0 | 0 | 0 | 0 | 0 | 0 | 0 | 0 | 0 | 0 | 0 | 0 | 0 | 0 | 0 | 0 | 0 | 0 | 0 | 0 |  |  | 0 | 0 | 0 | 0 | 0 | 0 |  | 0 | 0 | 0 | 0 | 0 | 0 | 0 | 0 | 0 | 0 | 0 | 0 | 0 | 0 | 0 | 0 | 0 | 0 | 0
1398 |  | 1 |  |  |  |  | 0 |  |  |  | 0 | 0 | [6 empty] | 0 |  |  |  |  | 0% | 0 | 0 | 0 | 0 | 0 | 0 |  |  | 0 | 0% | 0 | 0 | 0 | 0 | 0 | NewControlTypes | 0 | 0 | 0 | 0 | 0 | 0 | 0 | 0 | 0 | 0 | 0 | 0 | 0 | 0 | 0 | 0 | 0 | 0 | 0 | 0 | 0 | 0 | 0 | 0 | 0 | 0 | 0 | 0 | 0 | 0 | 0 | 0 | 0 | 0 | 0 | 0 | 0 | 0 | 0 | 0 | 0 | 0 | 0 | 0 | 0 | 0 | 0 | 0 | 0 | 0 | 0 | 0 | 0 | 0 | 0 | 0 | 0 | 0 | 0 | 0 | 0 | 0 | 0 | 0 | 0 | 0 | 0 | 0 | 0 | 0 | 0 | 0 | 0 | 0 | 0 | 0 | 0 | 0 | 0 | 0 | 0 |  |  | 0 | 0 | 0 | 0 | 0 | 0 |  | 0 | 0 | 0 | 0 | 0 | 0 | 0 | 0 | 0 | 0 | 0 | 0 | 0 | 0 | 0 | 0 | 0 | 0 | 0
1399 |  | 1 |  |  |  |  | 0 |  |  |  | 0 | 0 | [6 empty] | 0 |  |  |  |  | 0% | 0 | 0 | 0 | 0 | 0 | 0 |  |  | 0 | 0% | 0 | 0 | 0 | 0 | 0 | NewControlTypes | 0 | 0 | 0 | 0 | 0 | 0 | 0 | 0 | 0 | 0 | 0 | 0 | 0 | 0 | 0 | 0 | 0 | 0 | 0 | 0 | 0 | 0 | 0 | 0 | 0 | 0 | 0 | 0 | 0 | 0 | 0 | 0 | 0 | 0 | 0 | 0 | 0 | 0 | 0 | 0 | 0 | 0 | 0 | 0 | 0 | 0 | 0 | 0 | 0 | 0 | 0 | 0 | 0 | 0 | 0 | 0 | 0 | 0 | 0 | 0 | 0 | 0 | 0 | 0 | 0 | 0 | 0 | 0 | 0 | 0 | 0 | 0 | 0 | 0 | 0 | 0 | 0 | 0 | 0 | 0 | 0 |  |  | 0 | 0 | 0 | 0 | 0 | 0 |  | 0 | 0 | 0 | 0 | 0 | 0 | 0 | 0 | 0 | 0 | 0 | 0 | 0 | 0 | 0 | 0 | 0 | 0 | 0
1400 |  | 1 |  |  |  |  | 0 |  |  |  | 0 | 0 | [6 empty] | 0 |  |  |  |  | 0% | 0 | 0 | 0 | 0 | 0 | 0 |  |  | 0 | 0% | 0 | 0 | 0 | 0 | 0 | NewControlTypes | 0 | 0 | 0 | 0 | 0 | 0 | 0 | 0 | 0 | 0 | 0 | 0 | 0 | 0 | 0 | 0 | 0 | 0 | 0 | 0 | 0 | 0 | 0 | 0 | 0 | 0 | 0 | 0 | 0 | 0 | 0 | 0 | 0 | 0 | 0 | 0 | 0 | 0 | 0 | 0 | 0 | 0 | 0 | 0 | 0 | 0 | 0 | 0 | 0 | 0 | 0 | 0 | 0 | 0 | 0 | 0 | 0 | 0 | 0 | 0 | 0 | 0 | 0 | 0 | 0 | 0 | 0 | 0 | 0 | 0 | 0 | 0 | 0 | 0 | 0 | 0 | 0 | 0 | 0 | 0 | 0 |  |  | 0 | 0 | 0 | 0 | 0 | 0 |  | 0 | 0 | 0 | 0 | 0 | 0 | 0 | 0 | 0 | 0 | 0 | 0 | 0 | 0 | 0 | 0 | 0 | 0 | 0
1401 |  | 1 |  |  |  |  | 0 |  |  |  | 0 | 0 | [6 empty] | 0 |  |  |  |  | 0% | 0 | 0 | 0 | 0 | 0 | 0 |  |  | 0 | 0% | 0 | 0 | 0 | 0 | 0 | NewControlTypes | 0 | 0 | 0 | 0 | 0 | 0 | 0 | 0 | 0 | 0 | 0 | 0 | 0 | 0 | 0 | 0 | 0 | 0 | 0 | 0 | 0 | 0 | 0 | 0 | 0 | 0 | 0 | 0 | 0 | 0 | 0 | 0 | 0 | 0 | 0 | 0 | 0 | 0 | 0 | 0 | 0 | 0 | 0 | 0 | 0 | 0 | 0 | 0 | 0 | 0 | 0 | 0 | 0 | 0 | 0 | 0 | 0 | 0 | 0 | 0 | 0 | 0 | 0 | 0 | 0 | 0 | 0 | 0 | 0 | 0 | 0 | 0 | 0 | 0 | 0 | 0 | 0 | 0 | 0 | 0 | 0 |  |  | 0 | 0 | 0 | 0 | 0 | 0 |  | 0 | 0 | 0 | 0 | 0 | 0 | 0 | 0 | 0 | 0 | 0 | 0 | 0 | 0 | 0 | 0 | 0 | 0 | 0
1402 |  | 1 |  |  |  |  | 0 |  |  |  | 0 | 0 | [6 empty] | 0 |  |  |  |  | 0% | 0 | 0 | 0 | 0 | 0 | 0 |  |  | 0 | 0% | 0 | 0 | 0 | 0 | 0 | NewControlTypes | 0 | 0 | 0 | 0 | 0 | 0 | 0 | 0 | 0 | 0 | 0 | 0 | 0 | 0 | 0 | 0 | 0 | 0 | 0 | 0 | 0 | 0 | 0 | 0 | 0 | 0 | 0 | 0 | 0 | 0 | 0 | 0 | 0 | 0 | 0 | 0 | 0 | 0 | 0 | 0 | 0 | 0 | 0 | 0 | 0 | 0 | 0 | 0 | 0 | 0 | 0 | 0 | 0 | 0 | 0 | 0 | 0 | 0 | 0 | 0 | 0 | 0 | 0 | 0 | 0 | 0 | 0 | 0 | 0 | 0 | 0 | 0 | 0 | 0 | 0 | 0 | 0 | 0 | 0 | 0 | 0 |  |  | 0 | 0 | 0 | 0 | 0 | 0 |  | 0 | 0 | 0 | 0 | 0 | 0 | 0 | 0 | 0 | 0 | 0 | 0 | 0 | 0 | 0 | 0 | 0 | 0 | 0
1403 |  | 1 |  |  |  |  | 0 |  |  |  | 0 | 0 | [6 empty] | 0 |  |  |  |  | 0% | 0 | 0 | 0 | 0 | 0 | 0 |  |  | 0 | 0% | 0 | 0 | 0 | 0 | 0 | NewControlTypes | 0 | 0 | 0 | 0 | 0 | 0 | 0 | 0 | 0 | 0 | 0 | 0 | 0 | 0 | 0 | 0 | 0 | 0 | 0 | 0 | 0 | 0 | 0 | 0 | 0 | 0 | 0 | 0 | 0 | 0 | 0 | 0 | 0 | 0 | 0 | 0 | 0 | 0 | 0 | 0 | 0 | 0 | 0 | 0 | 0 | 0 | 0 | 0 | 0 | 0 | 0 | 0 | 0 | 0 | 0 | 0 | 0 | 0 | 0 | 0 | 0 | 0 | 0 | 0 | 0 | 0 | 0 | 0 | 0 | 0 | 0 | 0 | 0 | 0 | 0 | 0 | 0 | 0 | 0 | 0 | 0 |  |  | 0 | 0 | 0 | 0 | 0 | 0 |  | 0 | 0 | 0 | 0 | 0 | 0 | 0 | 0 | 0 | 0 | 0 | 0 | 0 | 0 | 0 | 0 | 0 | 0 | 0
1404 |  | 1 |  |  |  |  | 0 |  |  |  | 0 | 0 | [6 empty] | 0 |  |  |  |  | 0% | 0 | 0 | 0 | 0 | 0 | 0 |  |  | 0 | 0% | 0 | 0 | 0 | 0 | 0 | NewControlTypes | 0 | 0 | 0 | 0 | 0 | 0 | 0 | 0 | 0 | 0 | 0 | 0 | 0 | 0 | 0 | 0 | 0 | 0 | 0 | 0 | 0 | 0 | 0 | 0 | 0 | 0 | 0 | 0 | 0 | 0 | 0 | 0 | 0 | 0 | 0 | 0 | 0 | 0 | 0 | 0 | 0 | 0 | 0 | 0 | 0 | 0 | 0 | 0 | 0 | 0 | 0 | 0 | 0 | 0 | 0 | 0 | 0 | 0 | 0 | 0 | 0 | 0 | 0 | 0 | 0 | 0 | 0 | 0 | 0 | 0 | 0 | 0 | 0 | 0 | 0 | 0 | 0 | 0 | 0 | 0 | 0 |  |  | 0 | 0 | 0 | 0 | 0 | 0 |  | 0 | 0 | 0 | 0 | 0 | 0 | 0 | 0 | 0 | 0 | 0 | 0 | 0 | 0 | 0 | 0 | 0 | 0 | 0
1405 |  | 1 |  |  |  |  | 0 |  |  |  | 0 | 0 | [6 empty] | 0 |  |  |  |  | 0% | 0 | 0 | 0 | 0 | 0 | 0 |  |  | 0 | 0% | 0 | 0 | 0 | 0 | 0 | NewControlTypes | 0 | 0 | 0 | 0 | 0 | 0 | 0 | 0 | 0 | 0 | 0 | 0 | 0 | 0 | 0 | 0 | 0 | 0 | 0 | 0 | 0 | 0 | 0 | 0 | 0 | 0 | 0 | 0 | 0 | 0 | 0 | 0 | 0 | 0 | 0 | 0 | 0 | 0 | 0 | 0 | 0 | 0 | 0 | 0 | 0 | 0 | 0 | 0 | 0 | 0 | 0 | 0 | 0 | 0 | 0 | 0 | 0 | 0 | 0 | 0 | 0 | 0 | 0 | 0 | 0 | 0 | 0 | 0 | 0 | 0 | 0 | 0 | 0 | 0 | 0 | 0 | 0 | 0 | 0 | 0 | 0 |  |  | 0 | 0 | 0 | 0 | 0 | 0 |  | 0 | 0 | 0 | 0 | 0 | 0 | 0 | 0 | 0 | 0 | 0 | 0 | 0 | 0 | 0 | 0 | 0 | 0 | 0
1406 |  | 1 |  |  |  |  | 0 |  |  |  | 0 | 0 | [6 empty] | 0 |  |  |  |  | 0% | 0 | 0 | 0 | 0 | 0 | 0 |  |  | 0 | 0% | 0 | 0 | 0 | 0 | 0 | NewControlTypes | 0 | 0 | 0 | 0 | 0 | 0 | 0 | 0 | 0 | 0 | 0 | 0 | 0 | 0 | 0 | 0 | 0 | 0 | 0 | 0 | 0 | 0 | 0 | 0 | 0 | 0 | 0 | 0 | 0 | 0 | 0 | 0 | 0 | 0 | 0 | 0 | 0 | 0 | 0 | 0 | 0 | 0 | 0 | 0 | 0 | 0 | 0 | 0 | 0 | 0 | 0 | 0 | 0 | 0 | 0 | 0 | 0 | 0 | 0 | 0 | 0 | 0 | 0 | 0 | 0 | 0 | 0 | 0 | 0 | 0 | 0 | 0 | 0 | 0 | 0 | 0 | 0 | 0 | 0 | 0 | 0 |  |  | 0 | 0 | 0 | 0 | 0 | 0 |  | 0 | 0 | 0 | 0 | 0 | 0 | 0 | 0 | 0 | 0 | 0 | 0 | 0 | 0 | 0 | 0 | 0 | 0 | 0
1407 |  | 1 |  |  |  |  | 0 |  |  |  | 0 | 0 | [6 empty] | 0 |  |  |  |  | 0% | 0 | 0 | 0 | 0 | 0 | 0 |  |  | 0 | 0% | 0 | 0 | 0 | 0 | 0 | NewControlTypes | 0 | 0 | 0 | 0 | 0 | 0 | 0 | 0 | 0 | 0 | 0 | 0 | 0 | 0 | 0 | 0 | 0 | 0 | 0 | 0 | 0 | 0 | 0 | 0 | 0 | 0 | 0 | 0 | 0 | 0 | 0 | 0 | 0 | 0 | 0 | 0 | 0 | 0 | 0 | 0 | 0 | 0 | 0 | 0 | 0 | 0 | 0 | 0 | 0 | 0 | 0 | 0 | 0 | 0 | 0 | 0 | 0 | 0 | 0 | 0 | 0 | 0 | 0 | 0 | 0 | 0 | 0 | 0 | 0 | 0 | 0 | 0 | 0 | 0 | 0 | 0 | 0 | 0 | 0 | 0 | 0 |  |  | 0 | 0 | 0 | 0 | 0 | 0 |  | 0 | 0 | 0 | 0 | 0 | 0 | 0 | 0 | 0 | 0 | 0 | 0 | 0 | 0 | 0 | 0 | 0 | 0 | 0
1408 |  | 1 |  |  |  |  | 0 |  |  |  | 0 | 0 | [6 empty] | 0 |  |  |  |  | 0% | 0 | 0 | 0 | 0 | 0 | 0 |  |  | 0 | 0% | 0 | 0 | 0 | 0 | 0 | NewControlTypes | 0 | 0 | 0 | 0 | 0 | 0 | 0 | 0 | 0 | 0 | 0 | 0 | 0 | 0 | 0 | 0 | 0 | 0 | 0 | 0 | 0 | 0 | 0 | 0 | 0 | 0 | 0 | 0 | 0 | 0 | 0 | 0 | 0 | 0 | 0 | 0 | 0 | 0 | 0 | 0 | 0 | 0 | 0 | 0 | 0 | 0 | 0 | 0 | 0 | 0 | 0 | 0 | 0 | 0 | 0 | 0 | 0 | 0 | 0 | 0 | 0 | 0 | 0 | 0 | 0 | 0 | 0 | 0 | 0 | 0 | 0 | 0 | 0 | 0 | 0 | 0 | 0 | 0 | 0 | 0 | 0 |  |  | 0 | 0 | 0 | 0 | 0 | 0 |  | 0 | 0 | 0 | 0 | 0 | 0 | 0 | 0 | 0 | 0 | 0 | 0 | 0 | 0 | 0 | 0 | 0 | 0 | 0
1409 |  | 1 |  |  |  |  | 0 |  |  |  | 0 | 0 | [6 empty] | 0 |  |  |  |  | 0% | 0 | 0 | 0 | 0 | 0 | 0 |  |  | 0 | 0% | 0 | 0 | 0 | 0 | 0 | NewControlTypes | 0 | 0 | 0 | 0 | 0 | 0 | 0 | 0 | 0 | 0 | 0 | 0 | 0 | 0 | 0 | 0 | 0 | 0 | 0 | 0 | 0 | 0 | 0 | 0 | 0 | 0 | 0 | 0 | 0 | 0 | 0 | 0 | 0 | 0 | 0 | 0 | 0 | 0 | 0 | 0 | 0 | 0 | 0 | 0 | 0 | 0 | 0 | 0 | 0 | 0 | 0 | 0 | 0 | 0 | 0 | 0 | 0 | 0 | 0 | 0 | 0 | 0 | 0 | 0 | 0 | 0 | 0 | 0 | 0 | 0 | 0 | 0 | 0 | 0 | 0 | 0 | 0 | 0 | 0 | 0 | 0 |  |  | 0 | 0 | 0 | 0 | 0 | 0 |  | 0 | 0 | 0 | 0 | 0 | 0 | 0 | 0 | 0 | 0 | 0 | 0 | 0 | 0 | 0 | 0 | 0 | 0 | 0
1410 |  | 1 |  |  |  |  | 0 |  |  |  | 0 | 0 | [6 empty] | 0 |  |  |  |  | 0% | 0 | 0 | 0 | 0 | 0 | 0 |  |  | 0 | 0% | 0 | 0 | 0 | 0 | 0 | NewControlTypes | 0 | 0 | 0 | 0 | 0 | 0 | 0 | 0 | 0 | 0 | 0 | 0 | 0 | 0 | 0 | 0 | 0 | 0 | 0 | 0 | 0 | 0 | 0 | 0 | 0 | 0 | 0 | 0 | 0 | 0 | 0 | 0 | 0 | 0 | 0 | 0 | 0 | 0 | 0 | 0 | 0 | 0 | 0 | 0 | 0 | 0 | 0 | 0 | 0 | 0 | 0 | 0 | 0 | 0 | 0 | 0 | 0 | 0 | 0 | 0 | 0 | 0 | 0 | 0 | 0 | 0 | 0 | 0 | 0 | 0 | 0 | 0 | 0 | 0 | 0 | 0 | 0 | 0 | 0 | 0 | 0 |  |  | 0 | 0 | 0 | 0 | 0 | 0 |  | 0 | 0 | 0 | 0 | 0 | 0 | 0 | 0 | 0 | 0 | 0 | 0 | 0 | 0 | 0 | 0 | 0 | 0 | 0
1411 |  | 1 |  |  |  |  | 0 |  |  |  | 0 | 0 | [6 empty] | 0 |  |  |  |  | 0% | 0 | 0 | 0 | 0 | 0 | 0 |  |  | 0 | 0% | 0 | 0 | 0 | 0 | 0 | NewControlTypes | 0 | 0 | 0 | 0 | 0 | 0 | 0 | 0 | 0 | 0 | 0 | 0 | 0 | 0 | 0 | 0 | 0 | 0 | 0 | 0 | 0 | 0 | 0 | 0 | 0 | 0 | 0 | 0 | 0 | 0 | 0 | 0 | 0 | 0 | 0 | 0 | 0 | 0 | 0 | 0 | 0 | 0 | 0 | 0 | 0 | 0 | 0 | 0 | 0 | 0 | 0 | 0 | 0 | 0 | 0 | 0 | 0 | 0 | 0 | 0 | 0 | 0 | 0 | 0 | 0 | 0 | 0 | 0 | 0 | 0 | 0 | 0 | 0 | 0 | 0 | 0 | 0 | 0 | 0 | 0 | 0 |  |  | 0 | 0 | 0 | 0 | 0 | 0 |  | 0 | 0 | 0 | 0 | 0 | 0 | 0 | 0 | 0 | 0 | 0 | 0 | 0 | 0 | 0 | 0 | 0 | 0 | 0
1412 |  | 1 |  |  |  |  | 0 |  |  |  | 0 | 0 | [6 empty] | 0 |  |  |  |  | 0% | 0 | 0 | 0 | 0 | 0 | 0 |  |  | 0 | 0% | 0 | 0 | 0 | 0 | 0 | NewControlTypes | 0 | 0 | 0 | 0 | 0 | 0 | 0 | 0 | 0 | 0 | 0 | 0 | 0 | 0 | 0 | 0 | 0 | 0 | 0 | 0 | 0 | 0 | 0 | 0 | 0 | 0 | 0 | 0 | 0 | 0 | 0 | 0 | 0 | 0 | 0 | 0 | 0 | 0 | 0 | 0 | 0 | 0 | 0 | 0 | 0 | 0 | 0 | 0 | 0 | 0 | 0 | 0 | 0 | 0 | 0 | 0 | 0 | 0 | 0 | 0 | 0 | 0 | 0 | 0 | 0 | 0 | 0 | 0 | 0 | 0 | 0 | 0 | 0 | 0 | 0 | 0 | 0 | 0 | 0 | 0 | 0 |  |  | 0 | 0 | 0 | 0 | 0 | 0 |  | 0 | 0 | 0 | 0 | 0 | 0 | 0 | 0 | 0 | 0 | 0 | 0 | 0 | 0 | 0 | 0 | 0 | 0 | 0
1413 |  | 1 |  |  |  |  | 0 |  |  |  | 0 | 0 | [6 empty] | 0 |  |  |  |  | 0% | 0 | 0 | 0 | 0 | 0 | 0 |  |  | 0 | 0% | 0 | 0 | 0 | 0 | 0 | NewControlTypes | 0 | 0 | 0 | 0 | 0 | 0 | 0 | 0 | 0 | 0 | 0 | 0 | 0 | 0 | 0 | 0 | 0 | 0 | 0 | 0 | 0 | 0 | 0 | 0 | 0 | 0 | 0 | 0 | 0 | 0 | 0 | 0 | 0 | 0 | 0 | 0 | 0 | 0 | 0 | 0 | 0 | 0 | 0 | 0 | 0 | 0 | 0 | 0 | 0 | 0 | 0 | 0 | 0 | 0 | 0 | 0 | 0 | 0 | 0 | 0 | 0 | 0 | 0 | 0 | 0 | 0 | 0 | 0 | 0 | 0 | 0 | 0 | 0 | 0 | 0 | 0 | 0 | 0 | 0 | 0 | 0 |  |  | 0 | 0 | 0 | 0 | 0 | 0 |  | 0 | 0 | 0 | 0 | 0 | 0 | 0 | 0 | 0 | 0 | 0 | 0 | 0 | 0 | 0 | 0 | 0 | 0 | 0
1414 |  | 1 |  |  |  |  | 0 |  |  |  | 0 | 0 | [6 empty] | 0 |  |  |  |  | 0% | 0 | 0 | 0 | 0 | 0 | 0 |  |  | 0 | 0% | 0 | 0 | 0 | 0 | 0 | NewControlTypes | 0 | 0 | 0 | 0 | 0 | 0 | 0 | 0 | 0 | 0 | 0 | 0 | 0 | 0 | 0 | 0 | 0 | 0 | 0 | 0 | 0 | 0 | 0 | 0 | 0 | 0 | 0 | 0 | 0 | 0 | 0 | 0 | 0 | 0 | 0 | 0 | 0 | 0 | 0 | 0 | 0 | 0 | 0 | 0 | 0 | 0 | 0 | 0 | 0 | 0 | 0 | 0 | 0 | 0 | 0 | 0 | 0 | 0 | 0 | 0 | 0 | 0 | 0 | 0 | 0 | 0 | 0 | 0 | 0 | 0 | 0 | 0 | 0 | 0 | 0 | 0 | 0 | 0 | 0 | 0 | 0 |  |  | 0 | 0 | 0 | 0 | 0 | 0 |  | 0 | 0 | 0 | 0 | 0 | 0 | 0 | 0 | 0 | 0 | 0 | 0 | 0 | 0 | 0 | 0 | 0 | 0 | 0
1415 |  | 1 |  |  |  |  | 0 |  |  |  | 0 | 0 | [6 empty] | 0 |  |  |  |  | 0% | 0 | 0 | 0 | 0 | 0 | 0 |  |  | 0 | 0% | 0 | 0 | 0 | 0 | 0 | NewControlTypes | 0 | 0 | 0 | 0 | 0 | 0 | 0 | 0 | 0 | 0 | 0 | 0 | 0 | 0 | 0 | 0 | 0 | 0 | 0 | 0 | 0 | 0 | 0 | 0 | 0 | 0 | 0 | 0 | 0 | 0 | 0 | 0 | 0 | 0 | 0 | 0 | 0 | 0 | 0 | 0 | 0 | 0 | 0 | 0 | 0 | 0 | 0 | 0 | 0 | 0 | 0 | 0 | 0 | 0 | 0 | 0 | 0 | 0 | 0 | 0 | 0 | 0 | 0 | 0 | 0 | 0 | 0 | 0 | 0 | 0 | 0 | 0 | 0 | 0 | 0 | 0 | 0 | 0 | 0 | 0 | 0 |  |  | 0 | 0 | 0 | 0 | 0 | 0 |  | 0 | 0 | 0 | 0 | 0 | 0 | 0 | 0 | 0 | 0 | 0 | 0 | 0 | 0 | 0 | 0 | 0 | 0 | 0
1416 |  | 1 |  |  |  |  | 0 |  |  |  | 0 | 0 | [6 empty] | 0 |  |  |  |  | 0% | 0 | 0 | 0 | 0 | 0 | 0 |  |  | 0 | 0% | 0 | 0 | 0 | 0 | 0 | NewControlTypes | 0 | 0 | 0 | 0 | 0 | 0 | 0 | 0 | 0 | 0 | 0 | 0 | 0 | 0 | 0 | 0 | 0 | 0 | 0 | 0 | 0 | 0 | 0 | 0 | 0 | 0 | 0 | 0 | 0 | 0 | 0 | 0 | 0 | 0 | 0 | 0 | 0 | 0 | 0 | 0 | 0 | 0 | 0 | 0 | 0 | 0 | 0 | 0 | 0 | 0 | 0 | 0 | 0 | 0 | 0 | 0 | 0 | 0 | 0 | 0 | 0 | 0 | 0 | 0 | 0 | 0 | 0 | 0 | 0 | 0 | 0 | 0 | 0 | 0 | 0 | 0 | 0 | 0 | 0 | 0 | 0 |  |  | 0 | 0 | 0 | 0 | 0 | 0 |  | 0 | 0 | 0 | 0 | 0 | 0 | 0 | 0 | 0 | 0 | 0 | 0 | 0 | 0 | 0 | 0 | 0 | 0 | 0
1417 |  | 1 |  |  |  |  | 0 |  |  |  | 0 | 0 | [6 empty] | 0 |  |  |  |  | 0% | 0 | 0 | 0 | 0 | 0 | 0 |  |  | 0 | 0% | 0 | 0 | 0 | 0 | 0 | NewControlTypes | 0 | 0 | 0 | 0 | 0 | 0 | 0 | 0 | 0 | 0 | 0 | 0 | 0 | 0 | 0 | 0 | 0 | 0 | 0 | 0 | 0 | 0 | 0 | 0 | 0 | 0 | 0 | 0 | 0 | 0 | 0 | 0 | 0 | 0 | 0 | 0 | 0 | 0 | 0 | 0 | 0 | 0 | 0 | 0 | 0 | 0 | 0 | 0 | 0 | 0 | 0 | 0 | 0 | 0 | 0 | 0 | 0 | 0 | 0 | 0 | 0 | 0 | 0 | 0 | 0 | 0 | 0 | 0 | 0 | 0 | 0 | 0 | 0 | 0 | 0 | 0 | 0 | 0 | 0 | 0 | 0 |  |  | 0 | 0 | 0 | 0 | 0 | 0 |  | 0 | 0 | 0 | 0 | 0 | 0 | 0 | 0 | 0 | 0 | 0 | 0 | 0 | 0 | 0 | 0 | 0 | 0 | 0
1418 |  | 1 |  |  |  |  | 0 |  |  |  | 0 | 0 | [6 empty] | 0 |  |  |  |  | 0% | 0 | 0 | 0 | 0 | 0 | 0 |  |  | 0 | 0% | 0 | 0 | 0 | 0 | 0 | NewControlTypes | 0 | 0 | 0 | 0 | 0 | 0 | 0 | 0 | 0 | 0 | 0 | 0 | 0 | 0 | 0 | 0 | 0 | 0 | 0 | 0 | 0 | 0 | 0 | 0 | 0 | 0 | 0 | 0 | 0 | 0 | 0 | 0 | 0 | 0 | 0 | 0 | 0 | 0 | 0 | 0 | 0 | 0 | 0 | 0 | 0 | 0 | 0 | 0 | 0 | 0 | 0 | 0 | 0 | 0 | 0 | 0 | 0 | 0 | 0 | 0 | 0 | 0 | 0 | 0 | 0 | 0 | 0 | 0 | 0 | 0 | 0 | 0 | 0 | 0 | 0 | 0 | 0 | 0 | 0 | 0 | 0 |  |  | 0 | 0 | 0 | 0 | 0 | 0 |  | 0 | 0 | 0 | 0 | 0 | 0 | 0 | 0 | 0 | 0 | 0 | 0 | 0 | 0 | 0 | 0 | 0 | 0 | 0
1419 |  | 1 |  |  |  |  | 0 |  |  |  | 0 | 0 | [6 empty] | 0 |  |  |  |  | 0% | 0 | 0 | 0 | 0 | 0 | 0 |  |  | 0 | 0% | 0 | 0 | 0 | 0 | 0 | NewControlTypes | 0 | 0 | 0 | 0 | 0 | 0 | 0 | 0 | 0 | 0 | 0 | 0 | 0 | 0 | 0 | 0 | 0 | 0 | 0 | 0 | 0 | 0 | 0 | 0 | 0 | 0 | 0 | 0 | 0 | 0 | 0 | 0 | 0 | 0 | 0 | 0 | 0 | 0 | 0 | 0 | 0 | 0 | 0 | 0 | 0 | 0 | 0 | 0 | 0 | 0 | 0 | 0 | 0 | 0 | 0 | 0 | 0 | 0 | 0 | 0 | 0 | 0 | 0 | 0 | 0 | 0 | 0 | 0 | 0 | 0 | 0 | 0 | 0 | 0 | 0 | 0 | 0 | 0 | 0 | 0 | 0 |  |  | 0 | 0 | 0 | 0 | 0 | 0 |  | 0 | 0 | 0 | 0 | 0 | 0 | 0 | 0 | 0 | 0 | 0 | 0 | 0 | 0 | 0 | 0 | 0 | 0 | 0
1420 |  | 1 |  |  |  |  | 0 |  |  |  | 0 | 0 | [6 empty] | 0 |  |  |  |  | 0% | 0 | 0 | 0 | 0 | 0 | 0 |  |  | 0 | 0% | 0 | 0 | 0 | 0 | 0 | NewControlTypes | 0 | 0 | 0 | 0 | 0 | 0 | 0 | 0 | 0 | 0 | 0 | 0 | 0 | 0 | 0 | 0 | 0 | 0 | 0 | 0 | 0 | 0 | 0 | 0 | 0 | 0 | 0 | 0 | 0 | 0 | 0 | 0 | 0 | 0 | 0 | 0 | 0 | 0 | 0 | 0 | 0 | 0 | 0 | 0 | 0 | 0 | 0 | 0 | 0 | 0 | 0 | 0 | 0 | 0 | 0 | 0 | 0 | 0 | 0 | 0 | 0 | 0 | 0 | 0 | 0 | 0 | 0 | 0 | 0 | 0 | 0 | 0 | 0 | 0 | 0 | 0 | 0 | 0 | 0 | 0 | 0 |  |  | 0 | 0 | 0 | 0 | 0 | 0 |  | 0 | 0 | 0 | 0 | 0 | 0 | 0 | 0 | 0 | 0 | 0 | 0 | 0 | 0 | 0 | 0 | 0 | 0 | 0
1421 |  | 1 |  |  |  |  | 0 |  |  |  | 0 | 0 | [6 empty] | 0 |  |  |  |  | 0% | 0 | 0 | 0 | 0 | 0 | 0 |  |  | 0 | 0% | 0 | 0 | 0 | 0 | 0 | NewControlTypes | 0 | 0 | 0 | 0 | 0 | 0 | 0 | 0 | 0 | 0 | 0 | 0 | 0 | 0 | 0 | 0 | 0 | 0 | 0 | 0 | 0 | 0 | 0 | 0 | 0 | 0 | 0 | 0 | 0 | 0 | 0 | 0 | 0 | 0 | 0 | 0 | 0 | 0 | 0 | 0 | 0 | 0 | 0 | 0 | 0 | 0 | 0 | 0 | 0 | 0 | 0 | 0 | 0 | 0 | 0 | 0 | 0 | 0 | 0 | 0 | 0 | 0 | 0 | 0 | 0 | 0 | 0 | 0 | 0 | 0 | 0 | 0 | 0 | 0 | 0 | 0 | 0 | 0 | 0 | 0 | 0 |  |  | 0 | 0 | 0 | 0 | 0 | 0 |  | 0 | 0 | 0 | 0 | 0 | 0 | 0 | 0 | 0 | 0 | 0 | 0 | 0 | 0 | 0 | 0 | 0 | 0 | 0
1422 |  | 1 |  |  |  |  | 0 |  |  |  | 0 | 0 | [6 empty] | 0 |  |  |  |  | 0% | 0 | 0 | 0 | 0 | 0 | 0 |  |  | 0 | 0% | 0 | 0 | 0 | 0 | 0 | NewControlTypes | 0 | 0 | 0 | 0 | 0 | 0 | 0 | 0 | 0 | 0 | 0 | 0 | 0 | 0 | 0 | 0 | 0 | 0 | 0 | 0 | 0 | 0 | 0 | 0 | 0 | 0 | 0 | 0 | 0 | 0 | 0 | 0 | 0 | 0 | 0 | 0 | 0 | 0 | 0 | 0 | 0 | 0 | 0 | 0 | 0 | 0 | 0 | 0 | 0 | 0 | 0 | 0 | 0 | 0 | 0 | 0 | 0 | 0 | 0 | 0 | 0 | 0 | 0 | 0 | 0 | 0 | 0 | 0 | 0 | 0 | 0 | 0 | 0 | 0 | 0 | 0 | 0 | 0 | 0 | 0 | 0 |  |  | 0 | 0 | 0 | 0 | 0 | 0 |  | 0 | 0 | 0 | 0 | 0 | 0 | 0 | 0 | 0 | 0 | 0 | 0 | 0 | 0 | 0 | 0 | 0 | 0 | 0
1423 |  | 1 |  |  |  |  | 0 |  |  |  | 0 | 0 | [6 empty] | 0 |  |  |  |  | 0% | 0 | 0 | 0 | 0 | 0 | 0 |  |  | 0 | 0% | 0 | 0 | 0 | 0 | 0 | NewControlTypes | 0 | 0 | 0 | 0 | 0 | 0 | 0 | 0 | 0 | 0 | 0 | 0 | 0 | 0 | 0 | 0 | 0 | 0 | 0 | 0 | 0 | 0 | 0 | 0 | 0 | 0 | 0 | 0 | 0 | 0 | 0 | 0 | 0 | 0 | 0 | 0 | 0 | 0 | 0 | 0 | 0 | 0 | 0 | 0 | 0 | 0 | 0 | 0 | 0 | 0 | 0 | 0 | 0 | 0 | 0 | 0 | 0 | 0 | 0 | 0 | 0 | 0 | 0 | 0 | 0 | 0 | 0 | 0 | 0 | 0 | 0 | 0 | 0 | 0 | 0 | 0 | 0 | 0 | 0 | 0 | 0 |  |  | 0 | 0 | 0 | 0 | 0 | 0 |  | 0 | 0 | 0 | 0 | 0 | 0 | 0 | 0 | 0 | 0 | 0 | 0 | 0 | 0 | 0 | 0 | 0 | 0 | 0
1424 |  | 1 |  |  |  |  | 0 |  |  |  | 0 | 0 | [6 empty] | 0 |  |  |  |  | 0% | 0 | 0 | 0 | 0 | 0 | 0 |  |  | 0 | 0% | 0 | 0 | 0 | 0 | 0 | NewControlTypes | 0 | 0 | 0 | 0 | 0 | 0 | 0 | 0 | 0 | 0 | 0 | 0 | 0 | 0 | 0 | 0 | 0 | 0 | 0 | 0 | 0 | 0 | 0 | 0 | 0 | 0 | 0 | 0 | 0 | 0 | 0 | 0 | 0 | 0 | 0 | 0 | 0 | 0 | 0 | 0 | 0 | 0 | 0 | 0 | 0 | 0 | 0 | 0 | 0 | 0 | 0 | 0 | 0 | 0 | 0 | 0 | 0 | 0 | 0 | 0 | 0 | 0 | 0 | 0 | 0 | 0 | 0 | 0 | 0 | 0 | 0 | 0 | 0 | 0 | 0 | 0 | 0 | 0 | 0 | 0 | 0 |  |  | 0 | 0 | 0 | 0 | 0 | 0 |  | 0 | 0 | 0 | 0 | 0 | 0 | 0 | 0 | 0 | 0 | 0 | 0 | 0 | 0 | 0 | 0 | 0 | 0 | 0
1425 |  | 1 |  |  |  |  | 0 |  |  |  | 0 | 0 | [6 empty] | 0 |  |  |  |  | 0% | 0 | 0 | 0 | 0 | 0 | 0 |  |  | 0 | 0% | 0 | 0 | 0 | 0 | 0 | NewControlTypes | 0 | 0 | 0 | 0 | 0 | 0 | 0 | 0 | 0 | 0 | 0 | 0 | 0 | 0 | 0 | 0 | 0 | 0 | 0 | 0 | 0 | 0 | 0 | 0 | 0 | 0 | 0 | 0 | 0 | 0 | 0 | 0 | 0 | 0 | 0 | 0 | 0 | 0 | 0 | 0 | 0 | 0 | 0 | 0 | 0 | 0 | 0 | 0 | 0 | 0 | 0 | 0 | 0 | 0 | 0 | 0 | 0 | 0 | 0 | 0 | 0 | 0 | 0 | 0 | 0 | 0 | 0 | 0 | 0 | 0 | 0 | 0 | 0 | 0 | 0 | 0 | 0 | 0 | 0 | 0 | 0 |  |  | 0 | 0 | 0 | 0 | 0 | 0 |  | 0 | 0 | 0 | 0 | 0 | 0 | 0 | 0 | 0 | 0 | 0 | 0 | 0 | 0 | 0 | 0 | 0 | 0 | 0
1426 |  | 1 |  |  |  |  | 0 |  |  |  | 0 | 0 | [6 empty] | 0 |  |  |  |  | 0% | 0 | 0 | 0 | 0 | 0 | 0 |  |  | 0 | 0% | 0 | 0 | 0 | 0 | 0 | NewControlTypes | 0 | 0 | 0 | 0 | 0 | 0 | 0 | 0 | 0 | 0 | 0 | 0 | 0 | 0 | 0 | 0 | 0 | 0 | 0 | 0 | 0 | 0 | 0 | 0 | 0 | 0 | 0 | 0 | 0 | 0 | 0 | 0 | 0 | 0 | 0 | 0 | 0 | 0 | 0 | 0 | 0 | 0 | 0 | 0 | 0 | 0 | 0 | 0 | 0 | 0 | 0 | 0 | 0 | 0 | 0 | 0 | 0 | 0 | 0 | 0 | 0 | 0 | 0 | 0 | 0 | 0 | 0 | 0 | 0 | 0 | 0 | 0 | 0 | 0 | 0 | 0 | 0 | 0 | 0 | 0 | 0 |  |  | 0 | 0 | 0 | 0 | 0 | 0 |  | 0 | 0 | 0 | 0 | 0 | 0 | 0 | 0 | 0 | 0 | 0 | 0 | 0 | 0 | 0 | 0 | 0 | 0 | 0
1427 |  | 1 |  |  |  |  | 0 |  |  |  | 0 | 0 | [6 empty] | 0 |  |  |  |  | 0% | 0 | 0 | 0 | 0 | 0 | 0 |  |  | 0 | 0% | 0 | 0 | 0 | 0 | 0 | NewControlTypes | 0 | 0 | 0 | 0 | 0 | 0 | 0 | 0 | 0 | 0 | 0 | 0 | 0 | 0 | 0 | 0 | 0 | 0 | 0 | 0 | 0 | 0 | 0 | 0 | 0 | 0 | 0 | 0 | 0 | 0 | 0 | 0 | 0 | 0 | 0 | 0 | 0 | 0 | 0 | 0 | 0 | 0 | 0 | 0 | 0 | 0 | 0 | 0 | 0 | 0 | 0 | 0 | 0 | 0 | 0 | 0 | 0 | 0 | 0 | 0 | 0 | 0 | 0 | 0 | 0 | 0 | 0 | 0 | 0 | 0 | 0 | 0 | 0 | 0 | 0 | 0 | 0 | 0 | 0 | 0 | 0 |  |  | 0 | 0 | 0 | 0 | 0 | 0 |  | 0 | 0 | 0 | 0 | 0 | 0 | 0 | 0 | 0 | 0 | 0 | 0 | 0 | 0 | 0 | 0 | 0 | 0 | 0
1428 |  | 1 |  |  |  |  | 0 |  |  |  | 0 | 0 | [6 empty] | 0 |  |  |  |  | 0% | 0 | 0 | 0 | 0 | 0 | 0 |  |  | 0 | 0% | 0 | 0 | 0 | 0 | 0 | NewControlTypes | 0 | 0 | 0 | 0 | 0 | 0 | 0 | 0 | 0 | 0 | 0 | 0 | 0 | 0 | 0 | 0 | 0 | 0 | 0 | 0 | 0 | 0 | 0 | 0 | 0 | 0 | 0 | 0 | 0 | 0 | 0 | 0 | 0 | 0 | 0 | 0 | 0 | 0 | 0 | 0 | 0 | 0 | 0 | 0 | 0 | 0 | 0 | 0 | 0 | 0 | 0 | 0 | 0 | 0 | 0 | 0 | 0 | 0 | 0 | 0 | 0 | 0 | 0 | 0 | 0 | 0 | 0 | 0 | 0 | 0 | 0 | 0 | 0 | 0 | 0 | 0 | 0 | 0 | 0 | 0 | 0 |  |  | 0 | 0 | 0 | 0 | 0 | 0 |  | 0 | 0 | 0 | 0 | 0 | 0 | 0 | 0 | 0 | 0 | 0 | 0 | 0 | 0 | 0 | 0 | 0 | 0 | 0
1429 |  | 1 |  |  |  |  | 0 |  |  |  | 0 | 0 | [6 empty] | 0 |  |  |  |  | 0% | 0 | 0 | 0 | 0 | 0 | 0 |  |  | 0 | 0% | 0 | 0 | 0 | 0 | 0 | NewControlTypes | 0 | 0 | 0 | 0 | 0 | 0 | 0 | 0 | 0 | 0 | 0 | 0 | 0 | 0 | 0 | 0 | 0 | 0 | 0 | 0 | 0 | 0 | 0 | 0 | 0 | 0 | 0 | 0 | 0 | 0 | 0 | 0 | 0 | 0 | 0 | 0 | 0 | 0 | 0 | 0 | 0 | 0 | 0 | 0 | 0 | 0 | 0 | 0 | 0 | 0 | 0 | 0 | 0 | 0 | 0 | 0 | 0 | 0 | 0 | 0 | 0 | 0 | 0 | 0 | 0 | 0 | 0 | 0 | 0 | 0 | 0 | 0 | 0 | 0 | 0 | 0 | 0 | 0 | 0 | 0 | 0 |  |  | 0 | 0 | 0 | 0 | 0 | 0 |  | 0 | 0 | 0 | 0 | 0 | 0 | 0 | 0 | 0 | 0 | 0 | 0 | 0 | 0 | 0 | 0 | 0 | 0 | 0
1430 |  | 1 |  |  |  |  | 0 |  |  |  | 0 | 0 | [6 empty] | 0 |  |  |  |  | 0% | 0 | 0 | 0 | 0 | 0 | 0 |  |  | 0 | 0% | 0 | 0 | 0 | 0 | 0 | NewControlTypes | 0 | 0 | 0 | 0 | 0 | 0 | 0 | 0 | 0 | 0 | 0 | 0 | 0 | 0 | 0 | 0 | 0 | 0 | 0 | 0 | 0 | 0 | 0 | 0 | 0 | 0 | 0 | 0 | 0 | 0 | 0 | 0 | 0 | 0 | 0 | 0 | 0 | 0 | 0 | 0 | 0 | 0 | 0 | 0 | 0 | 0 | 0 | 0 | 0 | 0 | 0 | 0 | 0 | 0 | 0 | 0 | 0 | 0 | 0 | 0 | 0 | 0 | 0 | 0 | 0 | 0 | 0 | 0 | 0 | 0 | 0 | 0 | 0 | 0 | 0 | 0 | 0 | 0 | 0 | 0 | 0 |  |  | 0 | 0 | 0 | 0 | 0 | 0 |  | 0 | 0 | 0 | 0 | 0 | 0 | 0 | 0 | 0 | 0 | 0 | 0 | 0 | 0 | 0 | 0 | 0 | 0 | 0
1431 |  | 1 |  |  |  |  | 0 |  |  |  | 0 | 0 | [6 empty] | 0 |  |  |  |  | 0% | 0 | 0 | 0 | 0 | 0 | 0 |  |  | 0 | 0% | 0 | 0 | 0 | 0 | 0 | NewControlTypes | 0 | 0 | 0 | 0 | 0 | 0 | 0 | 0 | 0 | 0 | 0 | 0 | 0 | 0 | 0 | 0 | 0 | 0 | 0 | 0 | 0 | 0 | 0 | 0 | 0 | 0 | 0 | 0 | 0 | 0 | 0 | 0 | 0 | 0 | 0 | 0 | 0 | 0 | 0 | 0 | 0 | 0 | 0 | 0 | 0 | 0 | 0 | 0 | 0 | 0 | 0 | 0 | 0 | 0 | 0 | 0 | 0 | 0 | 0 | 0 | 0 | 0 | 0 | 0 | 0 | 0 | 0 | 0 | 0 | 0 | 0 | 0 | 0 | 0 | 0 | 0 | 0 | 0 | 0 | 0 | 0 |  |  | 0 | 0 | 0 | 0 | 0 | 0 |  | 0 | 0 | 0 | 0 | 0 | 0 | 0 | 0 | 0 | 0 | 0 | 0 | 0 | 0 | 0 | 0 | 0 | 0 | 0
1432 |  | 1 |  |  |  |  | 0 |  |  |  | 0 | 0 | [6 empty] | 0 |  |  |  |  | 0% | 0 | 0 | 0 | 0 | 0 | 0 |  |  | 0 | 0% | 0 | 0 | 0 | 0 | 0 | NewControlTypes | 0 | 0 | 0 | 0 | 0 | 0 | 0 | 0 | 0 | 0 | 0 | 0 | 0 | 0 | 0 | 0 | 0 | 0 | 0 | 0 | 0 | 0 | 0 | 0 | 0 | 0 | 0 | 0 | 0 | 0 | 0 | 0 | 0 | 0 | 0 | 0 | 0 | 0 | 0 | 0 | 0 | 0 | 0 | 0 | 0 | 0 | 0 | 0 | 0 | 0 | 0 | 0 | 0 | 0 | 0 | 0 | 0 | 0 | 0 | 0 | 0 | 0 | 0 | 0 | 0 | 0 | 0 | 0 | 0 | 0 | 0 | 0 | 0 | 0 | 0 | 0 | 0 | 0 | 0 | 0 | 0 |  |  | 0 | 0 | 0 | 0 | 0 | 0 |  | 0 | 0 | 0 | 0 | 0 | 0 | 0 | 0 | 0 | 0 | 0 | 0 | 0 | 0 | 0 | 0 | 0 | 0 | 0
1433 |  | 1 |  |  |  |  | 0 |  |  |  | 0 | 0 | [6 empty] | 0 |  |  |  |  | 0% | 0 | 0 | 0 | 0 | 0 | 0 |  |  | 0 | 0% | 0 | 0 | 0 | 0 | 0 | NewControlTypes | 0 | 0 | 0 | 0 | 0 | 0 | 0 | 0 | 0 | 0 | 0 | 0 | 0 | 0 | 0 | 0 | 0 | 0 | 0 | 0 | 0 | 0 | 0 | 0 | 0 | 0 | 0 | 0 | 0 | 0 | 0 | 0 | 0 | 0 | 0 | 0 | 0 | 0 | 0 | 0 | 0 | 0 | 0 | 0 | 0 | 0 | 0 | 0 | 0 | 0 | 0 | 0 | 0 | 0 | 0 | 0 | 0 | 0 | 0 | 0 | 0 | 0 | 0 | 0 | 0 | 0 | 0 | 0 | 0 | 0 | 0 | 0 | 0 | 0 | 0 | 0 | 0 | 0 | 0 | 0 | 0 |  |  | 0 | 0 | 0 | 0 | 0 | 0 |  | 0 | 0 | 0 | 0 | 0 | 0 | 0 | 0 | 0 | 0 | 0 | 0 | 0 | 0 | 0 | 0 | 0 | 0 | 0
1434 |  | 1 |  |  |  |  | 0 |  |  |  | 0 | 0 | [6 empty] | 0 |  |  |  |  | 0% | 0 | 0 | 0 | 0 | 0 | 0 |  |  | 0 | 0% | 0 | 0 | 0 | 0 | 0 | NewControlTypes | 0 | 0 | 0 | 0 | 0 | 0 | 0 | 0 | 0 | 0 | 0 | 0 | 0 | 0 | 0 | 0 | 0 | 0 | 0 | 0 | 0 | 0 | 0 | 0 | 0 | 0 | 0 | 0 | 0 | 0 | 0 | 0 | 0 | 0 | 0 | 0 | 0 | 0 | 0 | 0 | 0 | 0 | 0 | 0 | 0 | 0 | 0 | 0 | 0 | 0 | 0 | 0 | 0 | 0 | 0 | 0 | 0 | 0 | 0 | 0 | 0 | 0 | 0 | 0 | 0 | 0 | 0 | 0 | 0 | 0 | 0 | 0 | 0 | 0 | 0 | 0 | 0 | 0 | 0 | 0 | 0 |  |  | 0 | 0 | 0 | 0 | 0 | 0 |  | 0 | 0 | 0 | 0 | 0 | 0 | 0 | 0 | 0 | 0 | 0 | 0 | 0 | 0 | 0 | 0 | 0 | 0 | 0
1435 |  | 1 |  |  |  |  | 0 |  |  |  | 0 | 0 | [6 empty] | 0 |  |  |  |  | 0% | 0 | 0 | 0 | 0 | 0 | 0 |  |  | 0 | 0% | 0 | 0 | 0 | 0 | 0 | NewControlTypes | 0 | 0 | 0 | 0 | 0 | 0 | 0 | 0 | 0 | 0 | 0 | 0 | 0 | 0 | 0 | 0 | 0 | 0 | 0 | 0 | 0 | 0 | 0 | 0 | 0 | 0 | 0 | 0 | 0 | 0 | 0 | 0 | 0 | 0 | 0 | 0 | 0 | 0 | 0 | 0 | 0 | 0 | 0 | 0 | 0 | 0 | 0 | 0 | 0 | 0 | 0 | 0 | 0 | 0 | 0 | 0 | 0 | 0 | 0 | 0 | 0 | 0 | 0 | 0 | 0 | 0 | 0 | 0 | 0 | 0 | 0 | 0 | 0 | 0 | 0 | 0 | 0 | 0 | 0 | 0 | 0 |  |  | 0 | 0 | 0 | 0 | 0 | 0 |  | 0 | 0 | 0 | 0 | 0 | 0 | 0 | 0 | 0 | 0 | 0 | 0 | 0 | 0 | 0 | 0 | 0 | 0 | 0
1436 |  | 1 |  |  |  |  | 0 |  |  |  | 0 | 0 | [6 empty] | 0 |  |  |  |  | 0% | 0 | 0 | 0 | 0 | 0 | 0 |  |  | 0 | 0% | 0 | 0 | 0 | 0 | 0 | NewControlTypes | 0 | 0 | 0 | 0 | 0 | 0 | 0 | 0 | 0 | 0 | 0 | 0 | 0 | 0 | 0 | 0 | 0 | 0 | 0 | 0 | 0 | 0 | 0 | 0 | 0 | 0 | 0 | 0 | 0 | 0 | 0 | 0 | 0 | 0 | 0 | 0 | 0 | 0 | 0 | 0 | 0 | 0 | 0 | 0 | 0 | 0 | 0 | 0 | 0 | 0 | 0 | 0 | 0 | 0 | 0 | 0 | 0 | 0 | 0 | 0 | 0 | 0 | 0 | 0 | 0 | 0 | 0 | 0 | 0 | 0 | 0 | 0 | 0 | 0 | 0 | 0 | 0 | 0 | 0 | 0 | 0 |  |  | 0 | 0 | 0 | 0 | 0 | 0 |  | 0 | 0 | 0 | 0 | 0 | 0 | 0 | 0 | 0 | 0 | 0 | 0 | 0 | 0 | 0 | 0 | 0 | 0 | 0
1437 |  | 1 |  |  |  |  | 0 |  |  |  | 0 | 0 | [6 empty] | 0 |  |  |  |  | 0% | 0 | 0 | 0 | 0 | 0 | 0 |  |  | 0 | 0% | 0 | 0 | 0 | 0 | 0 | NewControlTypes | 0 | 0 | 0 | 0 | 0 | 0 | 0 | 0 | 0 | 0 | 0 | 0 | 0 | 0 | 0 | 0 | 0 | 0 | 0 | 0 | 0 | 0 | 0 | 0 | 0 | 0 | 0 | 0 | 0 | 0 | 0 | 0 | 0 | 0 | 0 | 0 | 0 | 0 | 0 | 0 | 0 | 0 | 0 | 0 | 0 | 0 | 0 | 0 | 0 | 0 | 0 | 0 | 0 | 0 | 0 | 0 | 0 | 0 | 0 | 0 | 0 | 0 | 0 | 0 | 0 | 0 | 0 | 0 | 0 | 0 | 0 | 0 | 0 | 0 | 0 | 0 | 0 | 0 | 0 | 0 | 0 |  |  | 0 | 0 | 0 | 0 | 0 | 0 |  | 0 | 0 | 0 | 0 | 0 | 0 | 0 | 0 | 0 | 0 | 0 | 0 | 0 | 0 | 0 | 0 | 0 | 0 | 0
1438 |  | 1 |  |  |  |  | 0 |  |  |  | 0 | 0 | [6 empty] | 0 |  |  |  |  | 0% | 0 | 0 | 0 | 0 | 0 | 0 |  |  | 0 | 0% | 0 | 0 | 0 | 0 | 0 | NewControlTypes | 0 | 0 | 0 | 0 | 0 | 0 | 0 | 0 | 0 | 0 | 0 | 0 | 0 | 0 | 0 | 0 | 0 | 0 | 0 | 0 | 0 | 0 | 0 | 0 | 0 | 0 | 0 | 0 | 0 | 0 | 0 | 0 | 0 | 0 | 0 | 0 | 0 | 0 | 0 | 0 | 0 | 0 | 0 | 0 | 0 | 0 | 0 | 0 | 0 | 0 | 0 | 0 | 0 | 0 | 0 | 0 | 0 | 0 | 0 | 0 | 0 | 0 | 0 | 0 | 0 | 0 | 0 | 0 | 0 | 0 | 0 | 0 | 0 | 0 | 0 | 0 | 0 | 0 | 0 | 0 | 0 |  |  | 0 | 0 | 0 | 0 | 0 | 0 |  | 0 | 0 | 0 | 0 | 0 | 0 | 0 | 0 | 0 | 0 | 0 | 0 | 0 | 0 | 0 | 0 | 0 | 0 | 0
1439 |  | 1 |  |  |  |  | 0 |  |  |  | 0 | 0 | [6 empty] | 0 |  |  |  |  | 0% | 0 | 0 | 0 | 0 | 0 | 0 |  |  | 0 | 0% | 0 | 0 | 0 | 0 | 0 | NewControlTypes | 0 | 0 | 0 | 0 | 0 | 0 | 0 | 0 | 0 | 0 | 0 | 0 | 0 | 0 | 0 | 0 | 0 | 0 | 0 | 0 | 0 | 0 | 0 | 0 | 0 | 0 | 0 | 0 | 0 | 0 | 0 | 0 | 0 | 0 | 0 | 0 | 0 | 0 | 0 | 0 | 0 | 0 | 0 | 0 | 0 | 0 | 0 | 0 | 0 | 0 | 0 | 0 | 0 | 0 | 0 | 0 | 0 | 0 | 0 | 0 | 0 | 0 | 0 | 0 | 0 | 0 | 0 | 0 | 0 | 0 | 0 | 0 | 0 | 0 | 0 | 0 | 0 | 0 | 0 | 0 | 0 |  |  | 0 | 0 | 0 | 0 | 0 | 0 |  | 0 | 0 | 0 | 0 | 0 | 0 | 0 | 0 | 0 | 0 | 0 | 0 | 0 | 0 | 0 | 0 | 0 | 0 | 0
1440 |  | 1 |  |  |  |  | 0 |  |  |  | 0 | 0 | [6 empty] | 0 |  |  |  |  | 0% | 0 | 0 | 0 | 0 | 0 | 0 |  |  | 0 | 0% | 0 | 0 | 0 | 0 | 0 | NewControlTypes | 0 | 0 | 0 | 0 | 0 | 0 | 0 | 0 | 0 | 0 | 0 | 0 | 0 | 0 | 0 | 0 | 0 | 0 | 0 | 0 | 0 | 0 | 0 | 0 | 0 | 0 | 0 | 0 | 0 | 0 | 0 | 0 | 0 | 0 | 0 | 0 | 0 | 0 | 0 | 0 | 0 | 0 | 0 | 0 | 0 | 0 | 0 | 0 | 0 | 0 | 0 | 0 | 0 | 0 | 0 | 0 | 0 | 0 | 0 | 0 | 0 | 0 | 0 | 0 | 0 | 0 | 0 | 0 | 0 | 0 | 0 | 0 | 0 | 0 | 0 | 0 | 0 | 0 | 0 | 0 | 0 |  |  | 0 | 0 | 0 | 0 | 0 | 0 |  | 0 | 0 | 0 | 0 | 0 | 0 | 0 | 0 | 0 | 0 | 0 | 0 | 0 | 0 | 0 | 0 | 0 | 0 | 0
1441 |  | 1 |  |  |  |  | 0 |  |  |  | 0 | 0 | [6 empty] | 0 |  |  |  |  | 0% | 0 | 0 | 0 | 0 | 0 | 0 |  |  | 0 | 0% | 0 | 0 | 0 | 0 | 0 | NewControlTypes | 0 | 0 | 0 | 0 | 0 | 0 | 0 | 0 | 0 | 0 | 0 | 0 | 0 | 0 | 0 | 0 | 0 | 0 | 0 | 0 | 0 | 0 | 0 | 0 | 0 | 0 | 0 | 0 | 0 | 0 | 0 | 0 | 0 | 0 | 0 | 0 | 0 | 0 | 0 | 0 | 0 | 0 | 0 | 0 | 0 | 0 | 0 | 0 | 0 | 0 | 0 | 0 | 0 | 0 | 0 | 0 | 0 | 0 | 0 | 0 | 0 | 0 | 0 | 0 | 0 | 0 | 0 | 0 | 0 | 0 | 0 | 0 | 0 | 0 | 0 | 0 | 0 | 0 | 0 | 0 | 0 |  |  | 0 | 0 | 0 | 0 | 0 | 0 |  | 0 | 0 | 0 | 0 | 0 | 0 | 0 | 0 | 0 | 0 | 0 | 0 | 0 | 0 | 0 | 0 | 0 | 0 | 0
1442 |  | 1 |  |  |  |  | 0 |  |  |  | 0 | 0 | [6 empty] | 0 |  |  |  |  | 0% | 0 | 0 | 0 | 0 | 0 | 0 |  |  | 0 | 0% | 0 | 0 | 0 | 0 | 0 | NewControlTypes | 0 | 0 | 0 | 0 | 0 | 0 | 0 | 0 | 0 | 0 | 0 | 0 | 0 | 0 | 0 | 0 | 0 | 0 | 0 | 0 | 0 | 0 | 0 | 0 | 0 | 0 | 0 | 0 | 0 | 0 | 0 | 0 | 0 | 0 | 0 | 0 | 0 | 0 | 0 | 0 | 0 | 0 | 0 | 0 | 0 | 0 | 0 | 0 | 0 | 0 | 0 | 0 | 0 | 0 | 0 | 0 | 0 | 0 | 0 | 0 | 0 | 0 | 0 | 0 | 0 | 0 | 0 | 0 | 0 | 0 | 0 | 0 | 0 | 0 | 0 | 0 | 0 | 0 | 0 | 0 | 0 |  |  | 0 | 0 | 0 | 0 | 0 | 0 |  | 0 | 0 | 0 | 0 | 0 | 0 | 0 | 0 | 0 | 0 | 0 | 0 | 0 | 0 | 0 | 0 | 0 | 0 | 0
1443 |  | 1 |  |  |  |  | 0 |  |  |  | 0 | 0 | [6 empty] | 0 |  |  |  |  | 0% | 0 | 0 | 0 | 0 | 0 | 0 |  |  | 0 | 0% | 0 | 0 | 0 | 0 | 0 | NewControlTypes | 0 | 0 | 0 | 0 | 0 | 0 | 0 | 0 | 0 | 0 | 0 | 0 | 0 | 0 | 0 | 0 | 0 | 0 | 0 | 0 | 0 | 0 | 0 | 0 | 0 | 0 | 0 | 0 | 0 | 0 | 0 | 0 | 0 | 0 | 0 | 0 | 0 | 0 | 0 | 0 | 0 | 0 | 0 | 0 | 0 | 0 | 0 | 0 | 0 | 0 | 0 | 0 | 0 | 0 | 0 | 0 | 0 | 0 | 0 | 0 | 0 | 0 | 0 | 0 | 0 | 0 | 0 | 0 | 0 | 0 | 0 | 0 | 0 | 0 | 0 | 0 | 0 | 0 | 0 | 0 | 0 |  |  | 0 | 0 | 0 | 0 | 0 | 0 |  | 0 | 0 | 0 | 0 | 0 | 0 | 0 | 0 | 0 | 0 | 0 | 0 | 0 | 0 | 0 | 0 | 0 | 0 | 0
1444 |  | 1 |  |  |  |  | 0 |  |  |  | 0 | 0 | [6 empty] | 0 |  |  |  |  | 0% | 0 | 0 | 0 | 0 | 0 | 0 |  |  | 0 | 0% | 0 | 0 | 0 | 0 | 0 | NewControlTypes | 0 | 0 | 0 | 0 | 0 | 0 | 0 | 0 | 0 | 0 | 0 | 0 | 0 | 0 | 0 | 0 | 0 | 0 | 0 | 0 | 0 | 0 | 0 | 0 | 0 | 0 | 0 | 0 | 0 | 0 | 0 | 0 | 0 | 0 | 0 | 0 | 0 | 0 | 0 | 0 | 0 | 0 | 0 | 0 | 0 | 0 | 0 | 0 | 0 | 0 | 0 | 0 | 0 | 0 | 0 | 0 | 0 | 0 | 0 | 0 | 0 | 0 | 0 | 0 | 0 | 0 | 0 | 0 | 0 | 0 | 0 | 0 | 0 | 0 | 0 | 0 | 0 | 0 | 0 | 0 | 0 |  |  | 0 | 0 | 0 | 0 | 0 | 0 |  | 0 | 0 | 0 | 0 | 0 | 0 | 0 | 0 | 0 | 0 | 0 | 0 | 0 | 0 | 0 | 0 | 0 | 0 | 0
1445 |  | 1 |  |  |  |  | 0 |  |  |  | 0 | 0 | [6 empty] | 0 |  |  |  |  | 0% | 0 | 0 | 0 | 0 | 0 | 0 |  |  | 0 | 0% | 0 | 0 | 0 | 0 | 0 | NewControlTypes | 0 | 0 | 0 | 0 | 0 | 0 | 0 | 0 | 0 | 0 | 0 | 0 | 0 | 0 | 0 | 0 | 0 | 0 | 0 | 0 | 0 | 0 | 0 | 0 | 0 | 0 | 0 | 0 | 0 | 0 | 0 | 0 | 0 | 0 | 0 | 0 | 0 | 0 | 0 | 0 | 0 | 0 | 0 | 0 | 0 | 0 | 0 | 0 | 0 | 0 | 0 | 0 | 0 | 0 | 0 | 0 | 0 | 0 | 0 | 0 | 0 | 0 | 0 | 0 | 0 | 0 | 0 | 0 | 0 | 0 | 0 | 0 | 0 | 0 | 0 | 0 | 0 | 0 | 0 | 0 | 0 |  |  | 0 | 0 | 0 | 0 | 0 | 0 |  | 0 | 0 | 0 | 0 | 0 | 0 | 0 | 0 | 0 | 0 | 0 | 0 | 0 | 0 | 0 | 0 | 0 | 0 | 0
1446 |  | 1 |  |  |  |  | 0 |  |  |  | 0 | 0 | [6 empty] | 0 |  |  |  |  | 0% | 0 | 0 | 0 | 0 | 0 | 0 |  |  | 0 | 0% | 0 | 0 | 0 | 0 | 0 | NewControlTypes | 0 | 0 | 0 | 0 | 0 | 0 | 0 | 0 | 0 | 0 | 0 | 0 | 0 | 0 | 0 | 0 | 0 | 0 | 0 | 0 | 0 | 0 | 0 | 0 | 0 | 0 | 0 | 0 | 0 | 0 | 0 | 0 | 0 | 0 | 0 | 0 | 0 | 0 | 0 | 0 | 0 | 0 | 0 | 0 | 0 | 0 | 0 | 0 | 0 | 0 | 0 | 0 | 0 | 0 | 0 | 0 | 0 | 0 | 0 | 0 | 0 | 0 | 0 | 0 | 0 | 0 | 0 | 0 | 0 | 0 | 0 | 0 | 0 | 0 | 0 | 0 | 0 | 0 | 0 | 0 | 0 |  |  | 0 | 0 | 0 | 0 | 0 | 0 |  | 0 | 0 | 0 | 0 | 0 | 0 | 0 | 0 | 0 | 0 | 0 | 0 | 0 | 0 | 0 | 0 | 0 | 0 | 0
1447 |  | 1 |  |  |  |  | 0 |  |  |  | 0 | 0 | [6 empty] | 0 |  |  |  |  | 0% | 0 | 0 | 0 | 0 | 0 | 0 |  |  | 0 | 0% | 0 | 0 | 0 | 0 | 0 | NewControlTypes | 0 | 0 | 0 | 0 | 0 | 0 | 0 | 0 | 0 | 0 | 0 | 0 | 0 | 0 | 0 | 0 | 0 | 0 | 0 | 0 | 0 | 0 | 0 | 0 | 0 | 0 | 0 | 0 | 0 | 0 | 0 | 0 | 0 | 0 | 0 | 0 | 0 | 0 | 0 | 0 | 0 | 0 | 0 | 0 | 0 | 0 | 0 | 0 | 0 | 0 | 0 | 0 | 0 | 0 | 0 | 0 | 0 | 0 | 0 | 0 | 0 | 0 | 0 | 0 | 0 | 0 | 0 | 0 | 0 | 0 | 0 | 0 | 0 | 0 | 0 | 0 | 0 | 0 | 0 | 0 | 0 |  |  | 0 | 0 | 0 | 0 | 0 | 0 |  | 0 | 0 | 0 | 0 | 0 | 0 | 0 | 0 | 0 | 0 | 0 | 0 | 0 | 0 | 0 | 0 | 0 | 0 | 0
1448 |  | 1 |  |  |  |  | 0 |  |  |  | 0 | 0 | [6 empty] | 0 |  |  |  |  | 0% | 0 | 0 | 0 | 0 | 0 | 0 |  |  | 0 | 0% | 0 | 0 | 0 | 0 | 0 | NewControlTypes | 0 | 0 | 0 | 0 | 0 | 0 | 0 | 0 | 0 | 0 | 0 | 0 | 0 | 0 | 0 | 0 | 0 | 0 | 0 | 0 | 0 | 0 | 0 | 0 | 0 | 0 | 0 | 0 | 0 | 0 | 0 | 0 | 0 | 0 | 0 | 0 | 0 | 0 | 0 | 0 | 0 | 0 | 0 | 0 | 0 | 0 | 0 | 0 | 0 | 0 | 0 | 0 | 0 | 0 | 0 | 0 | 0 | 0 | 0 | 0 | 0 | 0 | 0 | 0 | 0 | 0 | 0 | 0 | 0 | 0 | 0 | 0 | 0 | 0 | 0 | 0 | 0 | 0 | 0 | 0 | 0 |  |  | 0 | 0 | 0 | 0 | 0 | 0 |  | 0 | 0 | 0 | 0 | 0 | 0 | 0 | 0 | 0 | 0 | 0 | 0 | 0 | 0 | 0 | 0 | 0 | 0 | 0
1449 |  | 1 |  |  |  |  | 0 |  |  |  | 0 | 0 | [6 empty] | 0 |  |  |  |  | 0% | 0 | 0 | 0 | 0 | 0 | 0 |  |  | 0 | 0% | 0 | 0 | 0 | 0 | 0 | NewControlTypes | 0 | 0 | 0 | 0 | 0 | 0 | 0 | 0 | 0 | 0 | 0 | 0 | 0 | 0 | 0 | 0 | 0 | 0 | 0 | 0 | 0 | 0 | 0 | 0 | 0 | 0 | 0 | 0 | 0 | 0 | 0 | 0 | 0 | 0 | 0 | 0 | 0 | 0 | 0 | 0 | 0 | 0 | 0 | 0 | 0 | 0 | 0 | 0 | 0 | 0 | 0 | 0 | 0 | 0 | 0 | 0 | 0 | 0 | 0 | 0 | 0 | 0 | 0 | 0 | 0 | 0 | 0 | 0 | 0 | 0 | 0 | 0 | 0 | 0 | 0 | 0 | 0 | 0 | 0 | 0 | 0 |  |  | 0 | 0 | 0 | 0 | 0 | 0 |  | 0 | 0 | 0 | 0 | 0 | 0 | 0 | 0 | 0 | 0 | 0 | 0 | 0 | 0 | 0 | 0 | 0 | 0 | 0
1450 |  | 1 |  |  |  |  | 0 |  |  |  | 0 | 0 | [6 empty] | 0 |  |  |  |  | 0% | 0 | 0 | 0 | 0 | 0 | 0 |  |  | 0 | 0% | 0 | 0 | 0 | 0 | 0 | NewControlTypes | 0 | 0 | 0 | 0 | 0 | 0 | 0 | 0 | 0 | 0 | 0 | 0 | 0 | 0 | 0 | 0 | 0 | 0 | 0 | 0 | 0 | 0 | 0 | 0 | 0 | 0 | 0 | 0 | 0 | 0 | 0 | 0 | 0 | 0 | 0 | 0 | 0 | 0 | 0 | 0 | 0 | 0 | 0 | 0 | 0 | 0 | 0 | 0 | 0 | 0 | 0 | 0 | 0 | 0 | 0 | 0 | 0 | 0 | 0 | 0 | 0 | 0 | 0 | 0 | 0 | 0 | 0 | 0 | 0 | 0 | 0 | 0 | 0 | 0 | 0 | 0 | 0 | 0 | 0 | 0 | 0 |  |  | 0 | 0 | 0 | 0 | 0 | 0 |  | 0 | 0 | 0 | 0 | 0 | 0 | 0 | 0 | 0 | 0 | 0 | 0 | 0 | 0 | 0 | 0 | 0 | 0 | 0
1451 |  | 1 |  |  |  |  | 0 |  |  |  | 0 | 0 | [6 empty] | 0 |  |  |  |  | 0% | 0 | 0 | 0 | 0 | 0 | 0 |  |  | 0 | 0% | 0 | 0 | 0 | 0 | 0 | NewControlTypes | 0 | 0 | 0 | 0 | 0 | 0 | 0 | 0 | 0 | 0 | 0 | 0 | 0 | 0 | 0 | 0 | 0 | 0 | 0 | 0 | 0 | 0 | 0 | 0 | 0 | 0 | 0 | 0 | 0 | 0 | 0 | 0 | 0 | 0 | 0 | 0 | 0 | 0 | 0 | 0 | 0 | 0 | 0 | 0 | 0 | 0 | 0 | 0 | 0 | 0 | 0 | 0 | 0 | 0 | 0 | 0 | 0 | 0 | 0 | 0 | 0 | 0 | 0 | 0 | 0 | 0 | 0 | 0 | 0 | 0 | 0 | 0 | 0 | 0 | 0 | 0 | 0 | 0 | 0 | 0 | 0 |  |  | 0 | 0 | 0 | 0 | 0 | 0 |  | 0 | 0 | 0 | 0 | 0 | 0 | 0 | 0 | 0 | 0 | 0 | 0 | 0 | 0 | 0 | 0 | 0 | 0 | 0
1452 |  | 1 |  |  |  |  | 0 |  |  |  | 0 | 0 | [6 empty] | 0 |  |  |  |  | 0% | 0 | 0 | 0 | 0 | 0 | 0 |  |  | 0 | 0% | 0 | 0 | 0 | 0 | 0 | NewControlTypes | 0 | 0 | 0 | 0 | 0 | 0 | 0 | 0 | 0 | 0 | 0 | 0 | 0 | 0 | 0 | 0 | 0 | 0 | 0 | 0 | 0 | 0 | 0 | 0 | 0 | 0 | 0 | 0 | 0 | 0 | 0 | 0 | 0 | 0 | 0 | 0 | 0 | 0 | 0 | 0 | 0 | 0 | 0 | 0 | 0 | 0 | 0 | 0 | 0 | 0 | 0 | 0 | 0 | 0 | 0 | 0 | 0 | 0 | 0 | 0 | 0 | 0 | 0 | 0 | 0 | 0 | 0 | 0 | 0 | 0 | 0 | 0 | 0 | 0 | 0 | 0 | 0 | 0 | 0 | 0 | 0 |  |  | 0 | 0 | 0 | 0 | 0 | 0 |  | 0 | 0 | 0 | 0 | 0 | 0 | 0 | 0 | 0 | 0 | 0 | 0 | 0 | 0 | 0 | 0 | 0 | 0 | 0
1453 |  | 1 |  |  |  |  | 0 |  |  |  | 0 | 0 | [6 empty] | 0 |  |  |  |  | 0% | 0 | 0 | 0 | 0 | 0 | 0 |  |  | 0 | 0% | 0 | 0 | 0 | 0 | 0 | NewControlTypes | 0 | 0 | 0 | 0 | 0 | 0 | 0 | 0 | 0 | 0 | 0 | 0 | 0 | 0 | 0 | 0 | 0 | 0 | 0 | 0 | 0 | 0 | 0 | 0 | 0 | 0 | 0 | 0 | 0 | 0 | 0 | 0 | 0 | 0 | 0 | 0 | 0 | 0 | 0 | 0 | 0 | 0 | 0 | 0 | 0 | 0 | 0 | 0 | 0 | 0 | 0 | 0 | 0 | 0 | 0 | 0 | 0 | 0 | 0 | 0 | 0 | 0 | 0 | 0 | 0 | 0 | 0 | 0 | 0 | 0 | 0 | 0 | 0 | 0 | 0 | 0 | 0 | 0 | 0 | 0 | 0 |  |  | 0 | 0 | 0 | 0 | 0 | 0 |  | 0 | 0 | 0 | 0 | 0 | 0 | 0 | 0 | 0 | 0 | 0 | 0 | 0 | 0 | 0 | 0 | 0 | 0 | 0
1454 |  | 1 |  |  |  |  | 0 |  |  |  | 0 | 0 | [6 empty] | 0 |  |  |  |  | 0% | 0 | 0 | 0 | 0 | 0 | 0 |  |  | 0 | 0% | 0 | 0 | 0 | 0 | 0 | NewControlTypes | 0 | 0 | 0 | 0 | 0 | 0 | 0 | 0 | 0 | 0 | 0 | 0 | 0 | 0 | 0 | 0 | 0 | 0 | 0 | 0 | 0 | 0 | 0 | 0 | 0 | 0 | 0 | 0 | 0 | 0 | 0 | 0 | 0 | 0 | 0 | 0 | 0 | 0 | 0 | 0 | 0 | 0 | 0 | 0 | 0 | 0 | 0 | 0 | 0 | 0 | 0 | 0 | 0 | 0 | 0 | 0 | 0 | 0 | 0 | 0 | 0 | 0 | 0 | 0 | 0 | 0 | 0 | 0 | 0 | 0 | 0 | 0 | 0 | 0 | 0 | 0 | 0 | 0 | 0 | 0 | 0 |  |  | 0 | 0 | 0 | 0 | 0 | 0 |  | 0 | 0 | 0 | 0 | 0 | 0 | 0 | 0 | 0 | 0 | 0 | 0 | 0 | 0 | 0 | 0 | 0 | 0 | 0
1455 |  | 1 |  |  |  |  | 0 |  |  |  | 0 | 0 | [6 empty] | 0 |  |  |  |  | 0% | 0 | 0 | 0 | 0 | 0 | 0 |  |  | 0 | 0% | 0 | 0 | 0 | 0 | 0 | NewControlTypes | 0 | 0 | 0 | 0 | 0 | 0 | 0 | 0 | 0 | 0 | 0 | 0 | 0 | 0 | 0 | 0 | 0 | 0 | 0 | 0 | 0 | 0 | 0 | 0 | 0 | 0 | 0 | 0 | 0 | 0 | 0 | 0 | 0 | 0 | 0 | 0 | 0 | 0 | 0 | 0 | 0 | 0 | 0 | 0 | 0 | 0 | 0 | 0 | 0 | 0 | 0 | 0 | 0 | 0 | 0 | 0 | 0 | 0 | 0 | 0 | 0 | 0 | 0 | 0 | 0 | 0 | 0 | 0 | 0 | 0 | 0 | 0 | 0 | 0 | 0 | 0 | 0 | 0 | 0 | 0 | 0 |  |  | 0 | 0 | 0 | 0 | 0 | 0 |  | 0 | 0 | 0 | 0 | 0 | 0 | 0 | 0 | 0 | 0 | 0 | 0 | 0 | 0 | 0 | 0 | 0 | 0 | 0
1456 |  | 1 |  |  |  |  | 0 |  |  |  | 0 | 0 | [6 empty] | 0 |  |  |  |  | 0% | 0 | 0 | 0 | 0 | 0 | 0 |  |  | 0 | 0% | 0 | 0 | 0 | 0 | 0 | NewControlTypes | 0 | 0 | 0 | 0 | 0 | 0 | 0 | 0 | 0 | 0 | 0 | 0 | 0 | 0 | 0 | 0 | 0 | 0 | 0 | 0 | 0 | 0 | 0 | 0 | 0 | 0 | 0 | 0 | 0 | 0 | 0 | 0 | 0 | 0 | 0 | 0 | 0 | 0 | 0 | 0 | 0 | 0 | 0 | 0 | 0 | 0 | 0 | 0 | 0 | 0 | 0 | 0 | 0 | 0 | 0 | 0 | 0 | 0 | 0 | 0 | 0 | 0 | 0 | 0 | 0 | 0 | 0 | 0 | 0 | 0 | 0 | 0 | 0 | 0 | 0 | 0 | 0 | 0 | 0 | 0 | 0 |  |  | 0 | 0 | 0 | 0 | 0 | 0 |  | 0 | 0 | 0 | 0 | 0 | 0 | 0 | 0 | 0 | 0 | 0 | 0 | 0 | 0 | 0 | 0 | 0 | 0 | 0
1457 |  | 1 |  |  |  |  | 0 |  |  |  | 0 | 0 | [6 empty] | 0 |  |  |  |  | 0% | 0 | 0 | 0 | 0 | 0 | 0 |  |  | 0 | 0% | 0 | 0 | 0 | 0 | 0 | NewControlTypes | 0 | 0 | 0 | 0 | 0 | 0 | 0 | 0 | 0 | 0 | 0 | 0 | 0 | 0 | 0 | 0 | 0 | 0 | 0 | 0 | 0 | 0 | 0 | 0 | 0 | 0 | 0 | 0 | 0 | 0 | 0 | 0 | 0 | 0 | 0 | 0 | 0 | 0 | 0 | 0 | 0 | 0 | 0 | 0 | 0 | 0 | 0 | 0 | 0 | 0 | 0 | 0 | 0 | 0 | 0 | 0 | 0 | 0 | 0 | 0 | 0 | 0 | 0 | 0 | 0 | 0 | 0 | 0 | 0 | 0 | 0 | 0 | 0 | 0 | 0 | 0 | 0 | 0 | 0 | 0 | 0 |  |  | 0 | 0 | 0 | 0 | 0 | 0 |  | 0 | 0 | 0 | 0 | 0 | 0 | 0 | 0 | 0 | 0 | 0 | 0 | 0 | 0 | 0 | 0 | 0 | 0 | 0
1458 |  | 1 |  |  |  |  | 0 |  |  |  | 0 | 0 | [6 empty] | 0 |  |  |  |  | 0% | 0 | 0 | 0 | 0 | 0 | 0 |  |  | 0 | 0% | 0 | 0 | 0 | 0 | 0 | NewControlTypes | 0 | 0 | 0 | 0 | 0 | 0 | 0 | 0 | 0 | 0 | 0 | 0 | 0 | 0 | 0 | 0 | 0 | 0 | 0 | 0 | 0 | 0 | 0 | 0 | 0 | 0 | 0 | 0 | 0 | 0 | 0 | 0 | 0 | 0 | 0 | 0 | 0 | 0 | 0 | 0 | 0 | 0 | 0 | 0 | 0 | 0 | 0 | 0 | 0 | 0 | 0 | 0 | 0 | 0 | 0 | 0 | 0 | 0 | 0 | 0 | 0 | 0 | 0 | 0 | 0 | 0 | 0 | 0 | 0 | 0 | 0 | 0 | 0 | 0 | 0 | 0 | 0 | 0 | 0 | 0 | 0 |  |  | 0 | 0 | 0 | 0 | 0 | 0 |  | 0 | 0 | 0 | 0 | 0 | 0 | 0 | 0 | 0 | 0 | 0 | 0 | 0 | 0 | 0 | 0 | 0 | 0 | 0
1459 |  | 1 |  |  |  |  | 0 |  |  |  | 0 | 0 | [6 empty] | 0 |  |  |  |  | 0% | 0 | 0 | 0 | 0 | 0 | 0 |  |  | 0 | 0% | 0 | 0 | 0 | 0 | 0 | NewControlTypes | 0 | 0 | 0 | 0 | 0 | 0 | 0 | 0 | 0 | 0 | 0 | 0 | 0 | 0 | 0 | 0 | 0 | 0 | 0 | 0 | 0 | 0 | 0 | 0 | 0 | 0 | 0 | 0 | 0 | 0 | 0 | 0 | 0 | 0 | 0 | 0 | 0 | 0 | 0 | 0 | 0 | 0 | 0 | 0 | 0 | 0 | 0 | 0 | 0 | 0 | 0 | 0 | 0 | 0 | 0 | 0 | 0 | 0 | 0 | 0 | 0 | 0 | 0 | 0 | 0 | 0 | 0 | 0 | 0 | 0 | 0 | 0 | 0 | 0 | 0 | 0 | 0 | 0 | 0 | 0 | 0 |  |  | 0 | 0 | 0 | 0 | 0 | 0 |  | 0 | 0 | 0 | 0 | 0 | 0 | 0 | 0 | 0 | 0 | 0 | 0 | 0 | 0 | 0 | 0 | 0 | 0 | 0
1460 |  | 1 |  |  |  |  | 0 |  |  |  | 0 | 0 | [6 empty] | 0 |  |  |  |  | 0% | 0 | 0 | 0 | 0 | 0 | 0 |  |  | 0 | 0% | 0 | 0 | 0 | 0 | 0 | NewControlTypes | 0 | 0 | 0 | 0 | 0 | 0 | 0 | 0 | 0 | 0 | 0 | 0 | 0 | 0 | 0 | 0 | 0 | 0 | 0 | 0 | 0 | 0 | 0 | 0 | 0 | 0 | 0 | 0 | 0 | 0 | 0 | 0 | 0 | 0 | 0 | 0 | 0 | 0 | 0 | 0 | 0 | 0 | 0 | 0 | 0 | 0 | 0 | 0 | 0 | 0 | 0 | 0 | 0 | 0 | 0 | 0 | 0 | 0 | 0 | 0 | 0 | 0 | 0 | 0 | 0 | 0 | 0 | 0 | 0 | 0 | 0 | 0 | 0 | 0 | 0 | 0 | 0 | 0 | 0 | 0 | 0 |  |  | 0 | 0 | 0 | 0 | 0 | 0 |  | 0 | 0 | 0 | 0 | 0 | 0 | 0 | 0 | 0 | 0 | 0 | 0 | 0 | 0 | 0 | 0 | 0 | 0 | 0
1461 |  | 1 |  |  |  |  | 0 |  |  |  | 0 | 0 | [6 empty] | 0 |  |  |  |  | 0% | 0 | 0 | 0 | 0 | 0 | 0 |  |  | 0 | 0% | 0 | 0 | 0 | 0 | 0 | NewControlTypes | 0 | 0 | 0 | 0 | 0 | 0 | 0 | 0 | 0 | 0 | 0 | 0 | 0 | 0 | 0 | 0 | 0 | 0 | 0 | 0 | 0 | 0 | 0 | 0 | 0 | 0 | 0 | 0 | 0 | 0 | 0 | 0 | 0 | 0 | 0 | 0 | 0 | 0 | 0 | 0 | 0 | 0 | 0 | 0 | 0 | 0 | 0 | 0 | 0 | 0 | 0 | 0 | 0 | 0 | 0 | 0 | 0 | 0 | 0 | 0 | 0 | 0 | 0 | 0 | 0 | 0 | 0 | 0 | 0 | 0 | 0 | 0 | 0 | 0 | 0 | 0 | 0 | 0 | 0 | 0 | 0 |  |  | 0 | 0 | 0 | 0 | 0 | 0 |  | 0 | 0 | 0 | 0 | 0 | 0 | 0 | 0 | 0 | 0 | 0 | 0 | 0 | 0 | 0 | 0 | 0 | 0 | 0
1462 |  | 1 |  |  |  |  | 0 |  |  |  | 0 | 0 | [6 empty] | 0 |  |  |  |  | 0% | 0 | 0 | 0 | 0 | 0 | 0 |  |  | 0 | 0% | 0 | 0 | 0 | 0 | 0 | NewControlTypes | 0 | 0 | 0 | 0 | 0 | 0 | 0 | 0 | 0 | 0 | 0 | 0 | 0 | 0 | 0 | 0 | 0 | 0 | 0 | 0 | 0 | 0 | 0 | 0 | 0 | 0 | 0 | 0 | 0 | 0 | 0 | 0 | 0 | 0 | 0 | 0 | 0 | 0 | 0 | 0 | 0 | 0 | 0 | 0 | 0 | 0 | 0 | 0 | 0 | 0 | 0 | 0 | 0 | 0 | 0 | 0 | 0 | 0 | 0 | 0 | 0 | 0 | 0 | 0 | 0 | 0 | 0 | 0 | 0 | 0 | 0 | 0 | 0 | 0 | 0 | 0 | 0 | 0 | 0 | 0 | 0 |  |  | 0 | 0 | 0 | 0 | 0 | 0 |  | 0 | 0 | 0 | 0 | 0 | 0 | 0 | 0 | 0 | 0 | 0 | 0 | 0 | 0 | 0 | 0 | 0 | 0 | 0
1463 |  | 1 |  |  |  |  | 0 |  |  |  | 0 | 0 | [6 empty] | 0 |  |  |  |  | 0% | 0 | 0 | 0 | 0 | 0 | 0 |  |  | 0 | 0% | 0 | 0 | 0 | 0 | 0 | NewControlTypes | 0 | 0 | 0 | 0 | 0 | 0 | 0 | 0 | 0 | 0 | 0 | 0 | 0 | 0 | 0 | 0 | 0 | 0 | 0 | 0 | 0 | 0 | 0 | 0 | 0 | 0 | 0 | 0 | 0 | 0 | 0 | 0 | 0 | 0 | 0 | 0 | 0 | 0 | 0 | 0 | 0 | 0 | 0 | 0 | 0 | 0 | 0 | 0 | 0 | 0 | 0 | 0 | 0 | 0 | 0 | 0 | 0 | 0 | 0 | 0 | 0 | 0 | 0 | 0 | 0 | 0 | 0 | 0 | 0 | 0 | 0 | 0 | 0 | 0 | 0 | 0 | 0 | 0 | 0 | 0 | 0 |  |  | 0 | 0 | 0 | 0 | 0 | 0 |  | 0 | 0 | 0 | 0 | 0 | 0 | 0 | 0 | 0 | 0 | 0 | 0 | 0 | 0 | 0 | 0 | 0 | 0 | 0
1464 |  | 1 |  |  |  |  | 0 |  |  |  | 0 | 0 | [6 empty] | 0 |  |  |  |  | 0% | 0 | 0 | 0 | 0 | 0 | 0 |  |  | 0 | 0% | 0 | 0 | 0 | 0 | 0 | NewControlTypes | 0 | 0 | 0 | 0 | 0 | 0 | 0 | 0 | 0 | 0 | 0 | 0 | 0 | 0 | 0 | 0 | 0 | 0 | 0 | 0 | 0 | 0 | 0 | 0 | 0 | 0 | 0 | 0 | 0 | 0 | 0 | 0 | 0 | 0 | 0 | 0 | 0 | 0 | 0 | 0 | 0 | 0 | 0 | 0 | 0 | 0 | 0 | 0 | 0 | 0 | 0 | 0 | 0 | 0 | 0 | 0 | 0 | 0 | 0 | 0 | 0 | 0 | 0 | 0 | 0 | 0 | 0 | 0 | 0 | 0 | 0 | 0 | 0 | 0 | 0 | 0 | 0 | 0 | 0 | 0 | 0 |  |  | 0 | 0 | 0 | 0 | 0 | 0 |  | 0 | 0 | 0 | 0 | 0 | 0 | 0 | 0 | 0 | 0 | 0 | 0 | 0 | 0 | 0 | 0 | 0 | 0 | 0
1465 |  | 1 |  |  |  |  | 0 |  |  |  | 0 | 0 | [6 empty] | 0 |  |  |  |  | 0% | 0 | 0 | 0 | 0 | 0 | 0 |  |  | 0 | 0% | 0 | 0 | 0 | 0 | 0 | NewControlTypes | 0 | 0 | 0 | 0 | 0 | 0 | 0 | 0 | 0 | 0 | 0 | 0 | 0 | 0 | 0 | 0 | 0 | 0 | 0 | 0 | 0 | 0 | 0 | 0 | 0 | 0 | 0 | 0 | 0 | 0 | 0 | 0 | 0 | 0 | 0 | 0 | 0 | 0 | 0 | 0 | 0 | 0 | 0 | 0 | 0 | 0 | 0 | 0 | 0 | 0 | 0 | 0 | 0 | 0 | 0 | 0 | 0 | 0 | 0 | 0 | 0 | 0 | 0 | 0 | 0 | 0 | 0 | 0 | 0 | 0 | 0 | 0 | 0 | 0 | 0 | 0 | 0 | 0 | 0 | 0 | 0 |  |  | 0 | 0 | 0 | 0 | 0 | 0 |  | 0 | 0 | 0 | 0 | 0 | 0 | 0 | 0 | 0 | 0 | 0 | 0 | 0 | 0 | 0 | 0 | 0 | 0 | 0
1466 |  | 1 |  |  |  |  | 0 |  |  |  | 0 | 0 | [6 empty] | 0 |  |  |  |  | 0% | 0 | 0 | 0 | 0 | 0 | 0 |  |  | 0 | 0% | 0 | 0 | 0 | 0 | 0 | NewControlTypes | 0 | 0 | 0 | 0 | 0 | 0 | 0 | 0 | 0 | 0 | 0 | 0 | 0 | 0 | 0 | 0 | 0 | 0 | 0 | 0 | 0 | 0 | 0 | 0 | 0 | 0 | 0 | 0 | 0 | 0 | 0 | 0 | 0 | 0 | 0 | 0 | 0 | 0 | 0 | 0 | 0 | 0 | 0 | 0 | 0 | 0 | 0 | 0 | 0 | 0 | 0 | 0 | 0 | 0 | 0 | 0 | 0 | 0 | 0 | 0 | 0 | 0 | 0 | 0 | 0 | 0 | 0 | 0 | 0 | 0 | 0 | 0 | 0 | 0 | 0 | 0 | 0 | 0 | 0 | 0 | 0 |  |  | 0 | 0 | 0 | 0 | 0 | 0 |  | 0 | 0 | 0 | 0 | 0 | 0 | 0 | 0 | 0 | 0 | 0 | 0 | 0 | 0 | 0 | 0 | 0 | 0 | 0
1467 |  | 1 |  |  |  |  | 0 |  |  |  | 0 | 0 | [6 empty] | 0 |  |  |  |  | 0% | 0 | 0 | 0 | 0 | 0 | 0 |  |  | 0 | 0% | 0 | 0 | 0 | 0 | 0 | NewControlTypes | 0 | 0 | 0 | 0 | 0 | 0 | 0 | 0 | 0 | 0 | 0 | 0 | 0 | 0 | 0 | 0 | 0 | 0 | 0 | 0 | 0 | 0 | 0 | 0 | 0 | 0 | 0 | 0 | 0 | 0 | 0 | 0 | 0 | 0 | 0 | 0 | 0 | 0 | 0 | 0 | 0 | 0 | 0 | 0 | 0 | 0 | 0 | 0 | 0 | 0 | 0 | 0 | 0 | 0 | 0 | 0 | 0 | 0 | 0 | 0 | 0 | 0 | 0 | 0 | 0 | 0 | 0 | 0 | 0 | 0 | 0 | 0 | 0 | 0 | 0 | 0 | 0 | 0 | 0 | 0 | 0 |  |  | 0 | 0 | 0 | 0 | 0 | 0 |  | 0 | 0 | 0 | 0 | 0 | 0 | 0 | 0 | 0 | 0 | 0 | 0 | 0 | 0 | 0 | 0 | 0 | 0 | 0
1468 |  | 1 |  |  |  |  | 0 |  |  |  | 0 | 0 | [6 empty] | 0 |  |  |  |  | 0% | 0 | 0 | 0 | 0 | 0 | 0 |  |  | 0 | 0% | 0 | 0 | 0 | 0 | 0 | NewControlTypes | 0 | 0 | 0 | 0 | 0 | 0 | 0 | 0 | 0 | 0 | 0 | 0 | 0 | 0 | 0 | 0 | 0 | 0 | 0 | 0 | 0 | 0 | 0 | 0 | 0 | 0 | 0 | 0 | 0 | 0 | 0 | 0 | 0 | 0 | 0 | 0 | 0 | 0 | 0 | 0 | 0 | 0 | 0 | 0 | 0 | 0 | 0 | 0 | 0 | 0 | 0 | 0 | 0 | 0 | 0 | 0 | 0 | 0 | 0 | 0 | 0 | 0 | 0 | 0 | 0 | 0 | 0 | 0 | 0 | 0 | 0 | 0 | 0 | 0 | 0 | 0 | 0 | 0 | 0 | 0 | 0 |  |  | 0 | 0 | 0 | 0 | 0 | 0 |  | 0 | 0 | 0 | 0 | 0 | 0 | 0 | 0 | 0 | 0 | 0 | 0 | 0 | 0 | 0 | 0 | 0 | 0 | 0
1469 |  | 1 |  |  |  |  | 0 |  |  |  | 0 | 0 | [6 empty] | 0 |  |  |  |  | 0% | 0 | 0 | 0 | 0 | 0 | 0 |  |  | 0 | 0% | 0 | 0 | 0 | 0 | 0 | NewControlTypes | 0 | 0 | 0 | 0 | 0 | 0 | 0 | 0 | 0 | 0 | 0 | 0 | 0 | 0 | 0 | 0 | 0 | 0 | 0 | 0 | 0 | 0 | 0 | 0 | 0 | 0 | 0 | 0 | 0 | 0 | 0 | 0 | 0 | 0 | 0 | 0 | 0 | 0 | 0 | 0 | 0 | 0 | 0 | 0 | 0 | 0 | 0 | 0 | 0 | 0 | 0 | 0 | 0 | 0 | 0 | 0 | 0 | 0 | 0 | 0 | 0 | 0 | 0 | 0 | 0 | 0 | 0 | 0 | 0 | 0 | 0 | 0 | 0 | 0 | 0 | 0 | 0 | 0 | 0 | 0 | 0 |  |  | 0 | 0 | 0 | 0 | 0 | 0 |  | 0 | 0 | 0 | 0 | 0 | 0 | 0 | 0 | 0 | 0 | 0 | 0 | 0 | 0 | 0 | 0 | 0 | 0 | 0
1470 |  | 1 |  |  |  |  | 0 |  |  |  | 0 | 0 | [6 empty] | 0 |  |  |  |  | 0% | 0 | 0 | 0 | 0 | 0 | 0 |  |  | 0 | 0% | 0 | 0 | 0 | 0 | 0 | NewControlTypes | 0 | 0 | 0 | 0 | 0 | 0 | 0 | 0 | 0 | 0 | 0 | 0 | 0 | 0 | 0 | 0 | 0 | 0 | 0 | 0 | 0 | 0 | 0 | 0 | 0 | 0 | 0 | 0 | 0 | 0 | 0 | 0 | 0 | 0 | 0 | 0 | 0 | 0 | 0 | 0 | 0 | 0 | 0 | 0 | 0 | 0 | 0 | 0 | 0 | 0 | 0 | 0 | 0 | 0 | 0 | 0 | 0 | 0 | 0 | 0 | 0 | 0 | 0 | 0 | 0 | 0 | 0 | 0 | 0 | 0 | 0 | 0 | 0 | 0 | 0 | 0 | 0 | 0 | 0 | 0 | 0 |  |  | 0 | 0 | 0 | 0 | 0 | 0 |  | 0 | 0 | 0 | 0 | 0 | 0 | 0 | 0 | 0 | 0 | 0 | 0 | 0 | 0 | 0 | 0 | 0 | 0 | 0
1471 |  | 1 |  |  |  |  | 0 |  |  |  | 0 | 0 | [6 empty] | 0 |  |  |  |  | 0% | 0 | 0 | 0 | 0 | 0 | 0 |  |  | 0 | 0% | 0 | 0 | 0 | 0 | 0 | NewControlTypes | 0 | 0 | 0 | 0 | 0 | 0 | 0 | 0 | 0 | 0 | 0 | 0 | 0 | 0 | 0 | 0 | 0 | 0 | 0 | 0 | 0 | 0 | 0 | 0 | 0 | 0 | 0 | 0 | 0 | 0 | 0 | 0 | 0 | 0 | 0 | 0 | 0 | 0 | 0 | 0 | 0 | 0 | 0 | 0 | 0 | 0 | 0 | 0 | 0 | 0 | 0 | 0 | 0 | 0 | 0 | 0 | 0 | 0 | 0 | 0 | 0 | 0 | 0 | 0 | 0 | 0 | 0 | 0 | 0 | 0 | 0 | 0 | 0 | 0 | 0 | 0 | 0 | 0 | 0 | 0 | 0 |  |  | 0 | 0 | 0 | 0 | 0 | 0 |  | 0 | 0 | 0 | 0 | 0 | 0 | 0 | 0 | 0 | 0 | 0 | 0 | 0 | 0 | 0 | 0 | 0 | 0 | 0
1472 |  | 1 |  |  |  |  | 0 |  |  |  | 0 | 0 | [6 empty] | 0 |  |  |  |  | 0% | 0 | 0 | 0 | 0 | 0 | 0 |  |  | 0 | 0% | 0 | 0 | 0 | 0 | 0 | NewControlTypes | 0 | 0 | 0 | 0 | 0 | 0 | 0 | 0 | 0 | 0 | 0 | 0 | 0 | 0 | 0 | 0 | 0 | 0 | 0 | 0 | 0 | 0 | 0 | 0 | 0 | 0 | 0 | 0 | 0 | 0 | 0 | 0 | 0 | 0 | 0 | 0 | 0 | 0 | 0 | 0 | 0 | 0 | 0 | 0 | 0 | 0 | 0 | 0 | 0 | 0 | 0 | 0 | 0 | 0 | 0 | 0 | 0 | 0 | 0 | 0 | 0 | 0 | 0 | 0 | 0 | 0 | 0 | 0 | 0 | 0 | 0 | 0 | 0 | 0 | 0 | 0 | 0 | 0 | 0 | 0 | 0 |  |  | 0 | 0 | 0 | 0 | 0 | 0 |  | 0 | 0 | 0 | 0 | 0 | 0 | 0 | 0 | 0 | 0 | 0 | 0 | 0 | 0 | 0 | 0 | 0 | 0 | 0
1473 |  | 1 |  |  |  |  | 0 |  |  |  | 0 | 0 | [6 empty] | 0 |  |  |  |  | 0% | 0 | 0 | 0 | 0 | 0 | 0 |  |  | 0 | 0% | 0 | 0 | 0 | 0 | 0 | NewControlTypes | 0 | 0 | 0 | 0 | 0 | 0 | 0 | 0 | 0 | 0 | 0 | 0 | 0 | 0 | 0 | 0 | 0 | 0 | 0 | 0 | 0 | 0 | 0 | 0 | 0 | 0 | 0 | 0 | 0 | 0 | 0 | 0 | 0 | 0 | 0 | 0 | 0 | 0 | 0 | 0 | 0 | 0 | 0 | 0 | 0 | 0 | 0 | 0 | 0 | 0 | 0 | 0 | 0 | 0 | 0 | 0 | 0 | 0 | 0 | 0 | 0 | 0 | 0 | 0 | 0 | 0 | 0 | 0 | 0 | 0 | 0 | 0 | 0 | 0 | 0 | 0 | 0 | 0 | 0 | 0 | 0 |  |  | 0 | 0 | 0 | 0 | 0 | 0 |  | 0 | 0 | 0 | 0 | 0 | 0 | 0 | 0 | 0 | 0 | 0 | 0 | 0 | 0 | 0 | 0 | 0 | 0 | 0
1474 |  | 1 |  |  |  |  | 0 |  |  |  | 0 | 0 | [6 empty] | 0 |  |  |  |  | 0% | 0 | 0 | 0 | 0 | 0 | 0 |  |  | 0 | 0% | 0 | 0 | 0 | 0 | 0 | NewControlTypes | 0 | 0 | 0 | 0 | 0 | 0 | 0 | 0 | 0 | 0 | 0 | 0 | 0 | 0 | 0 | 0 | 0 | 0 | 0 | 0 | 0 | 0 | 0 | 0 | 0 | 0 | 0 | 0 | 0 | 0 | 0 | 0 | 0 | 0 | 0 | 0 | 0 | 0 | 0 | 0 | 0 | 0 | 0 | 0 | 0 | 0 | 0 | 0 | 0 | 0 | 0 | 0 | 0 | 0 | 0 | 0 | 0 | 0 | 0 | 0 | 0 | 0 | 0 | 0 | 0 | 0 | 0 | 0 | 0 | 0 | 0 | 0 | 0 | 0 | 0 | 0 | 0 | 0 | 0 | 0 | 0 |  |  | 0 | 0 | 0 | 0 | 0 | 0 |  | 0 | 0 | 0 | 0 | 0 | 0 | 0 | 0 | 0 | 0 | 0 | 0 | 0 | 0 | 0 | 0 | 0 | 0 | 0
1475 |  | 1 |  |  |  |  | 0 |  |  |  | 0 | 0 | [6 empty] | 0 |  |  |  |  | 0% | 0 | 0 | 0 | 0 | 0 | 0 |  |  | 0 | 0% | 0 | 0 | 0 | 0 | 0 | NewControlTypes | 0 | 0 | 0 | 0 | 0 | 0 | 0 | 0 | 0 | 0 | 0 | 0 | 0 | 0 | 0 | 0 | 0 | 0 | 0 | 0 | 0 | 0 | 0 | 0 | 0 | 0 | 0 | 0 | 0 | 0 | 0 | 0 | 0 | 0 | 0 | 0 | 0 | 0 | 0 | 0 | 0 | 0 | 0 | 0 | 0 | 0 | 0 | 0 | 0 | 0 | 0 | 0 | 0 | 0 | 0 | 0 | 0 | 0 | 0 | 0 | 0 | 0 | 0 | 0 | 0 | 0 | 0 | 0 | 0 | 0 | 0 | 0 | 0 | 0 | 0 | 0 | 0 | 0 | 0 | 0 | 0 |  |  | 0 | 0 | 0 | 0 | 0 | 0 |  | 0 | 0 | 0 | 0 | 0 | 0 | 0 | 0 | 0 | 0 | 0 | 0 | 0 | 0 | 0 | 0 | 0 | 0 | 0
1476 |  | 1 |  |  |  |  | 0 |  |  |  | 0 | 0 | [6 empty] | 0 |  |  |  |  | 0% | 0 | 0 | 0 | 0 | 0 | 0 |  |  | 0 | 0% | 0 | 0 | 0 | 0 | 0 | NewControlTypes | 0 | 0 | 0 | 0 | 0 | 0 | 0 | 0 | 0 | 0 | 0 | 0 | 0 | 0 | 0 | 0 | 0 | 0 | 0 | 0 | 0 | 0 | 0 | 0 | 0 | 0 | 0 | 0 | 0 | 0 | 0 | 0 | 0 | 0 | 0 | 0 | 0 | 0 | 0 | 0 | 0 | 0 | 0 | 0 | 0 | 0 | 0 | 0 | 0 | 0 | 0 | 0 | 0 | 0 | 0 | 0 | 0 | 0 | 0 | 0 | 0 | 0 | 0 | 0 | 0 | 0 | 0 | 0 | 0 | 0 | 0 | 0 | 0 | 0 | 0 | 0 | 0 | 0 | 0 | 0 | 0 |  |  | 0 | 0 | 0 | 0 | 0 | 0 |  | 0 | 0 | 0 | 0 | 0 | 0 | 0 | 0 | 0 | 0 | 0 | 0 | 0 | 0 | 0 | 0 | 0 | 0 | 0
1477 |  | 1 |  |  |  |  | 0 |  |  |  | 0 | 0 | [6 empty] | 0 |  |  |  |  | 0% | 0 | 0 | 0 | 0 | 0 | 0 |  |  | 0 | 0% | 0 | 0 | 0 | 0 | 0 | NewControlTypes | 0 | 0 | 0 | 0 | 0 | 0 | 0 | 0 | 0 | 0 | 0 | 0 | 0 | 0 | 0 | 0 | 0 | 0 | 0 | 0 | 0 | 0 | 0 | 0 | 0 | 0 | 0 | 0 | 0 | 0 | 0 | 0 | 0 | 0 | 0 | 0 | 0 | 0 | 0 | 0 | 0 | 0 | 0 | 0 | 0 | 0 | 0 | 0 | 0 | 0 | 0 | 0 | 0 | 0 | 0 | 0 | 0 | 0 | 0 | 0 | 0 | 0 | 0 | 0 | 0 | 0 | 0 | 0 | 0 | 0 | 0 | 0 | 0 | 0 | 0 | 0 | 0 | 0 | 0 | 0 | 0 |  |  | 0 | 0 | 0 | 0 | 0 | 0 |  | 0 | 0 | 0 | 0 | 0 | 0 | 0 | 0 | 0 | 0 | 0 | 0 | 0 | 0 | 0 | 0 | 0 | 0 | 0
1478 |  | 1 |  |  |  |  | 0 |  |  |  | 0 | 0 | [6 empty] | 0 |  |  |  |  | 0% | 0 | 0 | 0 | 0 | 0 | 0 |  |  | 0 | 0% | 0 | 0 | 0 | 0 | 0 | NewControlTypes | 0 | 0 | 0 | 0 | 0 | 0 | 0 | 0 | 0 | 0 | 0 | 0 | 0 | 0 | 0 | 0 | 0 | 0 | 0 | 0 | 0 | 0 | 0 | 0 | 0 | 0 | 0 | 0 | 0 | 0 | 0 | 0 | 0 | 0 | 0 | 0 | 0 | 0 | 0 | 0 | 0 | 0 | 0 | 0 | 0 | 0 | 0 | 0 | 0 | 0 | 0 | 0 | 0 | 0 | 0 | 0 | 0 | 0 | 0 | 0 | 0 | 0 | 0 | 0 | 0 | 0 | 0 | 0 | 0 | 0 | 0 | 0 | 0 | 0 | 0 | 0 | 0 | 0 | 0 | 0 | 0 |  |  | 0 | 0 | 0 | 0 | 0 | 0 |  | 0 | 0 | 0 | 0 | 0 | 0 | 0 | 0 | 0 | 0 | 0 | 0 | 0 | 0 | 0 | 0 | 0 | 0 | 0
1479 |  | 1 |  |  |  |  | 0 |  |  |  | 0 | 0 | [6 empty] | 0 |  |  |  |  | 0% | 0 | 0 | 0 | 0 | 0 | 0 |  |  | 0 | 0% | 0 | 0 | 0 | 0 | 0 | NewControlTypes | 0 | 0 | 0 | 0 | 0 | 0 | 0 | 0 | 0 | 0 | 0 | 0 | 0 | 0 | 0 | 0 | 0 | 0 | 0 | 0 | 0 | 0 | 0 | 0 | 0 | 0 | 0 | 0 | 0 | 0 | 0 | 0 | 0 | 0 | 0 | 0 | 0 | 0 | 0 | 0 | 0 | 0 | 0 | 0 | 0 | 0 | 0 | 0 | 0 | 0 | 0 | 0 | 0 | 0 | 0 | 0 | 0 | 0 | 0 | 0 | 0 | 0 | 0 | 0 | 0 | 0 | 0 | 0 | 0 | 0 | 0 | 0 | 0 | 0 | 0 | 0 | 0 | 0 | 0 | 0 | 0 |  |  | 0 | 0 | 0 | 0 | 0 | 0 |  | 0 | 0 | 0 | 0 | 0 | 0 | 0 | 0 | 0 | 0 | 0 | 0 | 0 | 0 | 0 | 0 | 0 | 0 | 0
1480 |  | 1 |  |  |  |  | 0 |  |  |  | 0 | 0 | [6 empty] | 0 |  |  |  |  | 0% | 0 | 0 | 0 | 0 | 0 | 0 |  |  | 0 | 0% | 0 | 0 | 0 | 0 | 0 | NewControlTypes | 0 | 0 | 0 | 0 | 0 | 0 | 0 | 0 | 0 | 0 | 0 | 0 | 0 | 0 | 0 | 0 | 0 | 0 | 0 | 0 | 0 | 0 | 0 | 0 | 0 | 0 | 0 | 0 | 0 | 0 | 0 | 0 | 0 | 0 | 0 | 0 | 0 | 0 | 0 | 0 | 0 | 0 | 0 | 0 | 0 | 0 | 0 | 0 | 0 | 0 | 0 | 0 | 0 | 0 | 0 | 0 | 0 | 0 | 0 | 0 | 0 | 0 | 0 | 0 | 0 | 0 | 0 | 0 | 0 | 0 | 0 | 0 | 0 | 0 | 0 | 0 | 0 | 0 | 0 | 0 | 0 |  |  | 0 | 0 | 0 | 0 | 0 | 0 |  | 0 | 0 | 0 | 0 | 0 | 0 | 0 | 0 | 0 | 0 | 0 | 0 | 0 | 0 | 0 | 0 | 0 | 0 | 0
1481 |  | 1 |  |  |  |  | 0 |  |  |  | 0 | 0 | [6 empty] | 0 |  |  |  |  | 0% | 0 | 0 | 0 | 0 | 0 | 0 |  |  | 0 | 0% | 0 | 0 | 0 | 0 | 0 | NewControlTypes | 0 | 0 | 0 | 0 | 0 | 0 | 0 | 0 | 0 | 0 | 0 | 0 | 0 | 0 | 0 | 0 | 0 | 0 | 0 | 0 | 0 | 0 | 0 | 0 | 0 | 0 | 0 | 0 | 0 | 0 | 0 | 0 | 0 | 0 | 0 | 0 | 0 | 0 | 0 | 0 | 0 | 0 | 0 | 0 | 0 | 0 | 0 | 0 | 0 | 0 | 0 | 0 | 0 | 0 | 0 | 0 | 0 | 0 | 0 | 0 | 0 | 0 | 0 | 0 | 0 | 0 | 0 | 0 | 0 | 0 | 0 | 0 | 0 | 0 | 0 | 0 | 0 | 0 | 0 | 0 | 0 |  |  | 0 | 0 | 0 | 0 | 0 | 0 |  | 0 | 0 | 0 | 0 | 0 | 0 | 0 | 0 | 0 | 0 | 0 | 0 | 0 | 0 | 0 | 0 | 0 | 0 | 0
1482 |  | 1 |  |  |  |  | 0 |  |  |  | 0 | 0 | [6 empty] | 0 |  |  |  |  | 0% | 0 | 0 | 0 | 0 | 0 | 0 |  |  | 0 | 0% | 0 | 0 | 0 | 0 | 0 | NewControlTypes | 0 | 0 | 0 | 0 | 0 | 0 | 0 | 0 | 0 | 0 | 0 | 0 | 0 | 0 | 0 | 0 | 0 | 0 | 0 | 0 | 0 | 0 | 0 | 0 | 0 | 0 | 0 | 0 | 0 | 0 | 0 | 0 | 0 | 0 | 0 | 0 | 0 | 0 | 0 | 0 | 0 | 0 | 0 | 0 | 0 | 0 | 0 | 0 | 0 | 0 | 0 | 0 | 0 | 0 | 0 | 0 | 0 | 0 | 0 | 0 | 0 | 0 | 0 | 0 | 0 | 0 | 0 | 0 | 0 | 0 | 0 | 0 | 0 | 0 | 0 | 0 | 0 | 0 | 0 | 0 | 0 |  |  | 0 | 0 | 0 | 0 | 0 | 0 |  | 0 | 0 | 0 | 0 | 0 | 0 | 0 | 0 | 0 | 0 | 0 | 0 | 0 | 0 | 0 | 0 | 0 | 0 | 0
1483 |  | 1 |  |  |  |  | 0 |  |  |  | 0 | 0 | [6 empty] | 0 |  |  |  |  | 0% | 0 | 0 | 0 | 0 | 0 | 0 |  |  | 0 | 0% | 0 | 0 | 0 | 0 | 0 | NewControlTypes | 0 | 0 | 0 | 0 | 0 | 0 | 0 | 0 | 0 | 0 | 0 | 0 | 0 | 0 | 0 | 0 | 0 | 0 | 0 | 0 | 0 | 0 | 0 | 0 | 0 | 0 | 0 | 0 | 0 | 0 | 0 | 0 | 0 | 0 | 0 | 0 | 0 | 0 | 0 | 0 | 0 | 0 | 0 | 0 | 0 | 0 | 0 | 0 | 0 | 0 | 0 | 0 | 0 | 0 | 0 | 0 | 0 | 0 | 0 | 0 | 0 | 0 | 0 | 0 | 0 | 0 | 0 | 0 | 0 | 0 | 0 | 0 | 0 | 0 | 0 | 0 | 0 | 0 | 0 | 0 | 0 |  |  | 0 | 0 | 0 | 0 | 0 | 0 |  | 0 | 0 | 0 | 0 | 0 | 0 | 0 | 0 | 0 | 0 | 0 | 0 | 0 | 0 | 0 | 0 | 0 | 0 | 0
1484 |  | 1 |  |  |  |  | 0 |  |  |  | 0 | 0 | [6 empty] | 0 |  |  |  |  | 0% | 0 | 0 | 0 | 0 | 0 | 0 |  |  | 0 | 0% | 0 | 0 | 0 | 0 | 0 | NewControlTypes | 0 | 0 | 0 | 0 | 0 | 0 | 0 | 0 | 0 | 0 | 0 | 0 | 0 | 0 | 0 | 0 | 0 | 0 | 0 | 0 | 0 | 0 | 0 | 0 | 0 | 0 | 0 | 0 | 0 | 0 | 0 | 0 | 0 | 0 | 0 | 0 | 0 | 0 | 0 | 0 | 0 | 0 | 0 | 0 | 0 | 0 | 0 | 0 | 0 | 0 | 0 | 0 | 0 | 0 | 0 | 0 | 0 | 0 | 0 | 0 | 0 | 0 | 0 | 0 | 0 | 0 | 0 | 0 | 0 | 0 | 0 | 0 | 0 | 0 | 0 | 0 | 0 | 0 | 0 | 0 | 0 |  |  | 0 | 0 | 0 | 0 | 0 | 0 |  | 0 | 0 | 0 | 0 | 0 | 0 | 0 | 0 | 0 | 0 | 0 | 0 | 0 | 0 | 0 | 0 | 0 | 0 | 0
1485 |  | 1 |  |  |  |  | 0 |  |  |  | 0 | 0 | [6 empty] | 0 |  |  |  |  | 0% | 0 | 0 | 0 | 0 | 0 | 0 |  |  | 0 | 0% | 0 | 0 | 0 | 0 | 0 | NewControlTypes | 0 | 0 | 0 | 0 | 0 | 0 | 0 | 0 | 0 | 0 | 0 | 0 | 0 | 0 | 0 | 0 | 0 | 0 | 0 | 0 | 0 | 0 | 0 | 0 | 0 | 0 | 0 | 0 | 0 | 0 | 0 | 0 | 0 | 0 | 0 | 0 | 0 | 0 | 0 | 0 | 0 | 0 | 0 | 0 | 0 | 0 | 0 | 0 | 0 | 0 | 0 | 0 | 0 | 0 | 0 | 0 | 0 | 0 | 0 | 0 | 0 | 0 | 0 | 0 | 0 | 0 | 0 | 0 | 0 | 0 | 0 | 0 | 0 | 0 | 0 | 0 | 0 | 0 | 0 | 0 | 0 |  |  | 0 | 0 | 0 | 0 | 0 | 0 |  | 0 | 0 | 0 | 0 | 0 | 0 | 0 | 0 | 0 | 0 | 0 | 0 | 0 | 0 | 0 | 0 | 0 | 0 | 0
1486 |  | 1 |  |  |  |  | 0 |  |  |  | 0 | 0 | [6 empty] | 0 |  |  |  |  | 0% | 0 | 0 | 0 | 0 | 0 | 0 |  |  | 0 | 0% | 0 | 0 | 0 | 0 | 0 | NewControlTypes | 0 | 0 | 0 | 0 | 0 | 0 | 0 | 0 | 0 | 0 | 0 | 0 | 0 | 0 | 0 | 0 | 0 | 0 | 0 | 0 | 0 | 0 | 0 | 0 | 0 | 0 | 0 | 0 | 0 | 0 | 0 | 0 | 0 | 0 | 0 | 0 | 0 | 0 | 0 | 0 | 0 | 0 | 0 | 0 | 0 | 0 | 0 | 0 | 0 | 0 | 0 | 0 | 0 | 0 | 0 | 0 | 0 | 0 | 0 | 0 | 0 | 0 | 0 | 0 | 0 | 0 | 0 | 0 | 0 | 0 | 0 | 0 | 0 | 0 | 0 | 0 | 0 | 0 | 0 | 0 | 0 |  |  | 0 | 0 | 0 | 0 | 0 | 0 |  | 0 | 0 | 0 | 0 | 0 | 0 | 0 | 0 | 0 | 0 | 0 | 0 | 0 | 0 | 0 | 0 | 0 | 0 | 0
1487 |  | 1 |  |  |  |  | 0 |  |  |  | 0 | 0 | [6 empty] | 0 |  |  |  |  | 0% | 0 | 0 | 0 | 0 | 0 | 0 |  |  | 0 | 0% | 0 | 0 | 0 | 0 | 0 | NewControlTypes | 0 | 0 | 0 | 0 | 0 | 0 | 0 | 0 | 0 | 0 | 0 | 0 | 0 | 0 | 0 | 0 | 0 | 0 | 0 | 0 | 0 | 0 | 0 | 0 | 0 | 0 | 0 | 0 | 0 | 0 | 0 | 0 | 0 | 0 | 0 | 0 | 0 | 0 | 0 | 0 | 0 | 0 | 0 | 0 | 0 | 0 | 0 | 0 | 0 | 0 | 0 | 0 | 0 | 0 | 0 | 0 | 0 | 0 | 0 | 0 | 0 | 0 | 0 | 0 | 0 | 0 | 0 | 0 | 0 | 0 | 0 | 0 | 0 | 0 | 0 | 0 | 0 | 0 | 0 | 0 | 0 |  |  | 0 | 0 | 0 | 0 | 0 | 0 |  | 0 | 0 | 0 | 0 | 0 | 0 | 0 | 0 | 0 | 0 | 0 | 0 | 0 | 0 | 0 | 0 | 0 | 0 | 0
1488 |  | 1 |  |  |  |  | 0 |  |  |  | 0 | 0 | [6 empty] | 0 |  |  |  |  | 0% | 0 | 0 | 0 | 0 | 0 | 0 |  |  | 0 | 0% | 0 | 0 | 0 | 0 | 0 | NewControlTypes | 0 | 0 | 0 | 0 | 0 | 0 | 0 | 0 | 0 | 0 | 0 | 0 | 0 | 0 | 0 | 0 | 0 | 0 | 0 | 0 | 0 | 0 | 0 | 0 | 0 | 0 | 0 | 0 | 0 | 0 | 0 | 0 | 0 | 0 | 0 | 0 | 0 | 0 | 0 | 0 | 0 | 0 | 0 | 0 | 0 | 0 | 0 | 0 | 0 | 0 | 0 | 0 | 0 | 0 | 0 | 0 | 0 | 0 | 0 | 0 | 0 | 0 | 0 | 0 | 0 | 0 | 0 | 0 | 0 | 0 | 0 | 0 | 0 | 0 | 0 | 0 | 0 | 0 | 0 | 0 | 0 |  |  | 0 | 0 | 0 | 0 | 0 | 0 |  | 0 | 0 | 0 | 0 | 0 | 0 | 0 | 0 | 0 | 0 | 0 | 0 | 0 | 0 | 0 | 0 | 0 | 0 | 0
1489 |  | 1 |  |  |  |  | 0 |  |  |  | 0 | 0 | [6 empty] | 0 |  |  |  |  | 0% | 0 | 0 | 0 | 0 | 0 | 0 |  |  | 0 | 0% | 0 | 0 | 0 | 0 | 0 | NewControlTypes | 0 | 0 | 0 | 0 | 0 | 0 | 0 | 0 | 0 | 0 | 0 | 0 | 0 | 0 | 0 | 0 | 0 | 0 | 0 | 0 | 0 | 0 | 0 | 0 | 0 | 0 | 0 | 0 | 0 | 0 | 0 | 0 | 0 | 0 | 0 | 0 | 0 | 0 | 0 | 0 | 0 | 0 | 0 | 0 | 0 | 0 | 0 | 0 | 0 | 0 | 0 | 0 | 0 | 0 | 0 | 0 | 0 | 0 | 0 | 0 | 0 | 0 | 0 | 0 | 0 | 0 | 0 | 0 | 0 | 0 | 0 | 0 | 0 | 0 | 0 | 0 | 0 | 0 | 0 | 0 | 0 |  |  | 0 | 0 | 0 | 0 | 0 | 0 |  | 0 | 0 | 0 | 0 | 0 | 0 | 0 | 0 | 0 | 0 | 0 | 0 | 0 | 0 | 0 | 0 | 0 | 0 | 0
1490 |  | 1 |  |  |  |  | 0 |  |  |  | 0 | 0 | [6 empty] | 0 |  |  |  |  | 0% | 0 | 0 | 0 | 0 | 0 | 0 |  |  | 0 | 0% | 0 | 0 | 0 | 0 | 0 | NewControlTypes | 0 | 0 | 0 | 0 | 0 | 0 | 0 | 0 | 0 | 0 | 0 | 0 | 0 | 0 | 0 | 0 | 0 | 0 | 0 | 0 | 0 | 0 | 0 | 0 | 0 | 0 | 0 | 0 | 0 | 0 | 0 | 0 | 0 | 0 | 0 | 0 | 0 | 0 | 0 | 0 | 0 | 0 | 0 | 0 | 0 | 0 | 0 | 0 | 0 | 0 | 0 | 0 | 0 | 0 | 0 | 0 | 0 | 0 | 0 | 0 | 0 | 0 | 0 | 0 | 0 | 0 | 0 | 0 | 0 | 0 | 0 | 0 | 0 | 0 | 0 | 0 | 0 | 0 | 0 | 0 | 0 |  |  | 0 | 0 | 0 | 0 | 0 | 0 |  | 0 | 0 | 0 | 0 | 0 | 0 | 0 | 0 | 0 | 0 | 0 | 0 | 0 | 0 | 0 | 0 | 0 | 0 | 0
1491 |  | 1 |  |  |  |  | 0 |  |  |  | 0 | 0 | [6 empty] | 0 |  |  |  |  | 0% | 0 | 0 | 0 | 0 | 0 | 0 |  |  | 0 | 0% | 0 | 0 | 0 | 0 | 0 | NewControlTypes | 0 | 0 | 0 | 0 | 0 | 0 | 0 | 0 | 0 | 0 | 0 | 0 | 0 | 0 | 0 | 0 | 0 | 0 | 0 | 0 | 0 | 0 | 0 | 0 | 0 | 0 | 0 | 0 | 0 | 0 | 0 | 0 | 0 | 0 | 0 | 0 | 0 | 0 | 0 | 0 | 0 | 0 | 0 | 0 | 0 | 0 | 0 | 0 | 0 | 0 | 0 | 0 | 0 | 0 | 0 | 0 | 0 | 0 | 0 | 0 | 0 | 0 | 0 | 0 | 0 | 0 | 0 | 0 | 0 | 0 | 0 | 0 | 0 | 0 | 0 | 0 | 0 | 0 | 0 | 0 | 0 |  |  | 0 | 0 | 0 | 0 | 0 | 0 |  | 0 | 0 | 0 | 0 | 0 | 0 | 0 | 0 | 0 | 0 | 0 | 0 | 0 | 0 | 0 | 0 | 0 | 0 | 0
1492 |  | 1 |  |  |  |  | 0 |  |  |  | 0 | 0 | [6 empty] | 0 |  |  |  |  | 0% | 0 | 0 | 0 | 0 | 0 | 0 |  |  | 0 | 0% | 0 | 0 | 0 | 0 | 0 | NewControlTypes | 0 | 0 | 0 | 0 | 0 | 0 | 0 | 0 | 0 | 0 | 0 | 0 | 0 | 0 | 0 | 0 | 0 | 0 | 0 | 0 | 0 | 0 | 0 | 0 | 0 | 0 | 0 | 0 | 0 | 0 | 0 | 0 | 0 | 0 | 0 | 0 | 0 | 0 | 0 | 0 | 0 | 0 | 0 | 0 | 0 | 0 | 0 | 0 | 0 | 0 | 0 | 0 | 0 | 0 | 0 | 0 | 0 | 0 | 0 | 0 | 0 | 0 | 0 | 0 | 0 | 0 | 0 | 0 | 0 | 0 | 0 | 0 | 0 | 0 | 0 | 0 | 0 | 0 | 0 | 0 | 0 |  |  | 0 | 0 | 0 | 0 | 0 | 0 |  | 0 | 0 | 0 | 0 | 0 | 0 | 0 | 0 | 0 | 0 | 0 | 0 | 0 | 0 | 0 | 0 | 0 | 0 | 0
1493 |  | 1 |  |  |  |  | 0 |  |  |  | 0 | 0 | [6 empty] | 0 |  |  |  |  | 0% | 0 | 0 | 0 | 0 | 0 | 0 |  |  | 0 | 0% | 0 | 0 | 0 | 0 | 0 | NewControlTypes | 0 | 0 | 0 | 0 | 0 | 0 | 0 | 0 | 0 | 0 | 0 | 0 | 0 | 0 | 0 | 0 | 0 | 0 | 0 | 0 | 0 | 0 | 0 | 0 | 0 | 0 | 0 | 0 | 0 | 0 | 0 | 0 | 0 | 0 | 0 | 0 | 0 | 0 | 0 | 0 | 0 | 0 | 0 | 0 | 0 | 0 | 0 | 0 | 0 | 0 | 0 | 0 | 0 | 0 | 0 | 0 | 0 | 0 | 0 | 0 | 0 | 0 | 0 | 0 | 0 | 0 | 0 | 0 | 0 | 0 | 0 | 0 | 0 | 0 | 0 | 0 | 0 | 0 | 0 | 0 | 0 |  |  | 0 | 0 | 0 | 0 | 0 | 0 |  | 0 | 0 | 0 | 0 | 0 | 0 | 0 | 0 | 0 | 0 | 0 | 0 | 0 | 0 | 0 | 0 | 0 | 0 | 0
1494 |  | 1 |  |  |  |  | 0 |  |  |  | 0 | 0 | [6 empty] | 0 |  |  |  |  | 0% | 0 | 0 | 0 | 0 | 0 | 0 |  |  | 0 | 0% | 0 | 0 | 0 | 0 | 0 | NewControlTypes | 0 | 0 | 0 | 0 | 0 | 0 | 0 | 0 | 0 | 0 | 0 | 0 | 0 | 0 | 0 | 0 | 0 | 0 | 0 | 0 | 0 | 0 | 0 | 0 | 0 | 0 | 0 | 0 | 0 | 0 | 0 | 0 | 0 | 0 | 0 | 0 | 0 | 0 | 0 | 0 | 0 | 0 | 0 | 0 | 0 | 0 | 0 | 0 | 0 | 0 | 0 | 0 | 0 | 0 | 0 | 0 | 0 | 0 | 0 | 0 | 0 | 0 | 0 | 0 | 0 | 0 | 0 | 0 | 0 | 0 | 0 | 0 | 0 | 0 | 0 | 0 | 0 | 0 | 0 | 0 | 0 |  |  | 0 | 0 | 0 | 0 | 0 | 0 |  | 0 | 0 | 0 | 0 | 0 | 0 | 0 | 0 | 0 | 0 | 0 | 0 | 0 | 0 | 0 | 0 | 0 | 0 | 0
1495 |  | 1 |  |  |  |  | 0 |  |  |  | 0 | 0 | [6 empty] | 0 |  |  |  |  | 0% | 0 | 0 | 0 | 0 | 0 | 0 |  |  | 0 | 0% | 0 | 0 | 0 | 0 | 0 | NewControlTypes | 0 | 0 | 0 | 0 | 0 | 0 | 0 | 0 | 0 | 0 | 0 | 0 | 0 | 0 | 0 | 0 | 0 | 0 | 0 | 0 | 0 | 0 | 0 | 0 | 0 | 0 | 0 | 0 | 0 | 0 | 0 | 0 | 0 | 0 | 0 | 0 | 0 | 0 | 0 | 0 | 0 | 0 | 0 | 0 | 0 | 0 | 0 | 0 | 0 | 0 | 0 | 0 | 0 | 0 | 0 | 0 | 0 | 0 | 0 | 0 | 0 | 0 | 0 | 0 | 0 | 0 | 0 | 0 | 0 | 0 | 0 | 0 | 0 | 0 | 0 | 0 | 0 | 0 | 0 | 0 | 0 |  |  | 0 | 0 | 0 | 0 | 0 | 0 |  | 0 | 0 | 0 | 0 | 0 | 0 | 0 | 0 | 0 | 0 | 0 | 0 | 0 | 0 | 0 | 0 | 0 | 0 | 0
1496 |  | 1 |  |  |  |  | 0 |  |  |  | 0 | 0 | [6 empty] | 0 |  |  |  |  | 0% | 0 | 0 | 0 | 0 | 0 | 0 |  |  | 0 | 0% | 0 | 0 | 0 | 0 | 0 | NewControlTypes | 0 | 0 | 0 | 0 | 0 | 0 | 0 | 0 | 0 | 0 | 0 | 0 | 0 | 0 | 0 | 0 | 0 | 0 | 0 | 0 | 0 | 0 | 0 | 0 | 0 | 0 | 0 | 0 | 0 | 0 | 0 | 0 | 0 | 0 | 0 | 0 | 0 | 0 | 0 | 0 | 0 | 0 | 0 | 0 | 0 | 0 | 0 | 0 | 0 | 0 | 0 | 0 | 0 | 0 | 0 | 0 | 0 | 0 | 0 | 0 | 0 | 0 | 0 | 0 | 0 | 0 | 0 | 0 | 0 | 0 | 0 | 0 | 0 | 0 | 0 | 0 | 0 | 0 | 0 | 0 | 0 |  |  | 0 | 0 | 0 | 0 | 0 | 0 |  | 0 | 0 | 0 | 0 | 0 | 0 | 0 | 0 | 0 | 0 | 0 | 0 | 0 | 0 | 0 | 0 | 0 | 0 | 0
1497 |  | 1 |  |  |  |  | 0 |  |  |  | 0 | 0 | [6 empty] | 0 |  |  |  |  | 0% | 0 | 0 | 0 | 0 | 0 | 0 |  |  | 0 | 0% | 0 | 0 | 0 | 0 | 0 | NewControlTypes | 0 | 0 | 0 | 0 | 0 | 0 | 0 | 0 | 0 | 0 | 0 | 0 | 0 | 0 | 0 | 0 | 0 | 0 | 0 | 0 | 0 | 0 | 0 | 0 | 0 | 0 | 0 | 0 | 0 | 0 | 0 | 0 | 0 | 0 | 0 | 0 | 0 | 0 | 0 | 0 | 0 | 0 | 0 | 0 | 0 | 0 | 0 | 0 | 0 | 0 | 0 | 0 | 0 | 0 | 0 | 0 | 0 | 0 | 0 | 0 | 0 | 0 | 0 | 0 | 0 | 0 | 0 | 0 | 0 | 0 | 0 | 0 | 0 | 0 | 0 | 0 | 0 | 0 | 0 | 0 | 0 |  |  | 0 | 0 | 0 | 0 | 0 | 0 |  | 0 | 0 | 0 | 0 | 0 | 0 | 0 | 0 | 0 | 0 | 0 | 0 | 0 | 0 | 0 | 0 | 0 | 0 | 0
1498 |  | 1 |  |  |  |  | 0 |  |  |  | 0 | 0 | [6 empty] | 0 |  |  |  |  | 0% | 0 | 0 | 0 | 0 | 0 | 0 |  |  | 0 | 0% | 0 | 0 | 0 | 0 | 0 | NewControlTypes | 0 | 0 | 0 | 0 | 0 | 0 | 0 | 0 | 0 | 0 | 0 | 0 | 0 | 0 | 0 | 0 | 0 | 0 | 0 | 0 | 0 | 0 | 0 | 0 | 0 | 0 | 0 | 0 | 0 | 0 | 0 | 0 | 0 | 0 | 0 | 0 | 0 | 0 | 0 | 0 | 0 | 0 | 0 | 0 | 0 | 0 | 0 | 0 | 0 | 0 | 0 | 0 | 0 | 0 | 0 | 0 | 0 | 0 | 0 | 0 | 0 | 0 | 0 | 0 | 0 | 0 | 0 | 0 | 0 | 0 | 0 | 0 | 0 | 0 | 0 | 0 | 0 | 0 | 0 | 0 | 0 |  |  | 0 | 0 | 0 | 0 | 0 | 0 |  | 0 | 0 | 0 | 0 | 0 | 0 | 0 | 0 | 0 | 0 | 0 | 0 | 0 | 0 | 0 | 0 | 0 | 0 | 0
1499 |  | 1 |  |  |  |  | 0 |  |  |  | 0 | 0 | [6 empty] | 0 |  |  |  |  | 0% | 0 | 0 | 0 | 0 | 0 | 0 |  |  | 0 | 0% | 0 | 0 | 0 | 0 | 0 | NewControlTypes | 0 | 0 | 0 | 0 | 0 | 0 | 0 | 0 | 0 | 0 | 0 | 0 | 0 | 0 | 0 | 0 | 0 | 0 | 0 | 0 | 0 | 0 | 0 | 0 | 0 | 0 | 0 | 0 | 0 | 0 | 0 | 0 | 0 | 0 | 0 | 0 | 0 | 0 | 0 | 0 | 0 | 0 | 0 | 0 | 0 | 0 | 0 | 0 | 0 | 0 | 0 | 0 | 0 | 0 | 0 | 0 | 0 | 0 | 0 | 0 | 0 | 0 | 0 | 0 | 0 | 0 | 0 | 0 | 0 | 0 | 0 | 0 | 0 | 0 | 0 | 0 | 0 | 0 | 0 | 0 | 0 |  |  | 0 | 0 | 0 | 0 | 0 | 0 |  | 0 | 0 | 0 | 0 | 0 | 0 | 0 | 0 | 0 | 0 | 0 | 0 | 0 | 0 | 0 | 0 | 0 | 0 | 0
1500 |  | 1 |  |  |  |  | 0 |  |  |  | 0 | 0 | [6 empty] | 0 |  |  |  |  | 0% | 0 | 0 | 0 | 0 | 0 | 0 |  |  | 0 | 0% | 0 | 0 | 0 | 0 | 0 | NewControlTypes | 0 | 0 | 0 | 0 | 0 | 0 | 0 | 0 | 0 | 0 | 0 | 0 | 0 | 0 | 0 | 0 | 0 | 0 | 0 | 0 | 0 | 0 | 0 | 0 | 0 | 0 | 0 | 0 | 0 | 0 | 0 | 0 | 0 | 0 | 0 | 0 | 0 | 0 | 0 | 0 | 0 | 0 | 0 | 0 | 0 | 0 | 0 | 0 | 0 | 0 | 0 | 0 | 0 | 0 | 0 | 0 | 0 | 0 | 0 | 0 | 0 | 0 | 0 | 0 | 0 | 0 | 0 | 0 | 0 | 0 | 0 | 0 | 0 | 0 | 0 | 0 | 0 | 0 | 0 | 0 | 0 |  |  | 0 | 0 | 0 | 0 | 0 | 0 |  | 0 | 0 | 0 | 0 | 0 | 0 | 0 | 0 | 0 | 0 | 0 | 0 | 0 | 0 | 0 | 0 | 0 | 0 | 0
[11 empty] | 0 | 0 | [11 empty] | Total | 0 | 0 | 0 | 0 | 0 | 0 | 0 | [9 empty] | 0 |  | 0 | 0 | [8 empty] | 0 | 0 | 0 | 0 | 0 | 0 | 0 | 0 | 0 | 0 | 0 | 0 | 0 | 0 | 0 | 0 | 0 | 0 | 0 | 0 | 0 | 0 | 0 | 0 | 0 | 0 | 0 | 0 | 0 | 0 | 0 | 0 | 0 | 0 | 0 | 0 | 0 | 0 | 0 | 0 | 0 | 0 | 0 | 0 | 0 | 0 | 0 | 0 | 0 | 0 | 0 | 0 | 0 | 0 | 0 | 0 | 0 | 0 | 0 | 0 | 0 | 0 | 0 | 0 | 0 | 0 | 0 | 0 | 0 | 0 | 0 | 0 | 0 | 0 | 0 | 0 | 0 | 0 | 0 | 0 | 0 | 0 | 0 | 0 | 0 | 0 | 0 | 0 | 0 | 0 | 0 | 0 | 0 | 0 | 0 | 0 | 0
Note on C5: Enter the number of idetntial areas that have the same luminaire types, quantities, controls, annual hours for both existing and proposed. Eg. Multiple identical classrooms in a school. You must have at least 1 entered.
Note on D5: Enter the closest space type to the room you are entering data for, or use "Other" if nothing matches.
Note on I5: Enter the existing controls in this room. This does not apply any hours reduction factor to the annual hours you enter in the "Annual usage hours" column.
Note on J5: These are the typical annual hours for the building type and space type you have chosen and is automatically entered. If there is no annual usage hours entered, then these will be the hours used for demand and energy calculations.
Note on K5: Enter annual hours of operation for the lighting in this area if it is different than the reference hours. If entered, these hours will be used for demand and energy calculations, instead of the reference hours. If nothing entered, reference hours will be used.
Note on R5: The following control types have maximum reductions in the annual hours of operation as follows: - DDC new - 10% - DDC re-scheduling - 10% - Local timer - 20% - Local OS - 30% - Local DH photocell - 20% - No change to existing controls - 0%
Note on V5: For the "Bi-level stand-alone luminaire" ECM, enter the input wattage of the lower dimmed level.
Note on W5: For the "Bi-level stand-alone luminaire" ECM, enter the number of hours that the luminaire will be on at the low power wattage per year.
Note on Y5: Red or orange cell colours indicate that changes in hours of operation exceed the typical range of hour adjustment per control type. Please enter a reason in the "Comments" column for the change in hours.
Note on AF5: Input the cost of retrofit for each line OR Input the total project cost once in any cell of the column to calculate the financial results
Note on AI5: awai: True when the existing luminaire is an incandescent A-lamp between 75 and 100W inclusive. This means that no incentable savings are possible
Note on AK5: awai: True when the existing luminaire is an incandescent A-lamp between 40 and 74W inclusive. This means that no incentable savings are possible
Note on AM5: awai: Is True when existing luminaire is T12, then only T8 baseline wattages are used for kWh savings calculations
Note on AO5: awai: CFL is only valid for savings if the retrofit luminaire is 20W less than the CFL luminaire input wattage
Note on AR5: awai: Get intermediate wattage if it is INC to CFL or T12 to T8, otherwise just use the given existing luminaire input wattage
Note on EP5: The numbers of demand savings are theoretical and do not reflect the actual peak demand savings

## NLC Calculator
| Networked Lighting Controls Calculator |  |  | Please do not use cut and paste. Only use copy and paste within this worksheet.
| BC Hydro Power Smart ES Lighting Calculator, version 11.0 - 2022.06.20 |  |  | This worksheet is to be used for Network Lighting Controls only. Do not enter this data into the ES Calculator workseet as well.
| Customer: |  |  | Project: |  | Date:
|  |  |  | Existing lighting system | [31 empty] | Retrofit Savings | [15 empty] | Intermediate |  |  | NLC Coefficients based on user selection | [11 empty] | NLC Calculations | [7 empty] | NLC - no energy monitoring | [9 empty] | NLC - with energy monitoring | [9 empty] | Retrofit Savings
№ | Room name | # of Identical Areas | Space Type | Luminaire type | Luminaire Description | Qty | Power | Control type | Reference Hours | Annual hours | Demand | Energy | Energy Conservation Measure | Luminaire type | Luminaire description |  |  | Qty | Power | Networked Lighting Controls Schedule | [13 empty] | Demand | Energy | Overall Demand Savings in kW |  | Overall Energy Savings in kWh |  |  |  | Retrofit cost | Comments | Existing Hours | Diff exist and ref hours | Is New Luminaire T-LED? | Is Inc A-lamp/MR16 | Is T12, T8, or T5HO? | Is CFL? | CFL Valid for Incentive? | Maintenance Costs Savings | W | Demand | Energy | Occ. Sensor |  | Daylight Harvesting |  | High End Trim |  | Manual/Scene Dimming |  | Time Switch/Schedule |  | Demand Response |  | Demand Factor Sum | Time Factor Sum | Demand Coincidence | Time Coincidence | Demand Factor Reduction | Max Demand Factor Reduction | Time Factor Reduction | Max Time Factor Reduction | Demand Savings, kW |  |  |  |  | Energy Savings, kWh |  |  |  | Demand Response Savings | Demand Savings, kW |  |  |  |  | Energy Savings, kWh |  |  |  | Demand Response Savings | Demand Savings |  | Energy Savings, kWh
|  | Default is 1 |  |  |  |  | W |  |  |  | kW | kWh |  |  |  | Integral OS | Integral DH |  | W | Occ. Sensor |  | Daylight Harvesting |  | High End Trim |  | Manual/Scene Dimming |  | Time Switch/Schedule |  | Demand Response |  | Demand Reduction | Time Reduction | kW | kWh | Site | BC Hydro Peak | Site | Total Potential Incentable | Luminaire Upgrade Only | Advanced Controls Only | $ |  |  |  | True / False | True / False | True / False | True/False | True/False |  | W | kW | kWh | Demand | Time | Demand | Time | Demand | Time | Demand | Time | Demand | Time | Demand | Time | [8 empty] | Total | BCH Peak | BCH Winter Morning Peak | Winter Evening Peak | Summer Daytime Peak | Site Savings | Total Incentable | Hardwire Incentable | NL Controls Incentable | kW | Total | BCH Peak | BCH Winter Morning Peak | Winter Evening Peak | Summer Daytime Peak | Site Savings | Total Incentable | Hardwire Incentable | NL Controls Incentable | kW | Total | BCH Peak | Site Savings | Total Incentable | Hardwire Incentable | NL Controls Incentable
[20 empty] | Select | Default | Select | Default | Select | Default | Select | Default | Select | Default | Select | Default | % | %
1 |  | 1 |  |  |  |  | 0 |  |  |  | 0 | 0 |  |  |  | #N/A | #N/A |  | 0 | [12 empty] | 0% | 0% | 0 | 0 | 0 | 0 | 0 | 0 | 0 | 0 |  |  | 0 | 0% | 0% | 0 | 0 | 0 | 0 | 0 | 0 | 0 | 0 | 0 | 0 | 0 | 0 | 0 | 0 | 0 | 0 | 0 | 0 |  |  | 0 | 0 | 0 | 0 | 0 | 0 | 0 | 0 | 0 | 0 | 0 | 0 | 0 | 0 | 0 | 0 | 0 | 0 | 0 | 0 | 0 | 0 | 0 | 0 | 0 | 0 | 0 | 0 | 0 | 0 | 0 | 0 | 0 | 0
2 |  | 1 |  |  |  |  | 0 |  |  |  | 0 | 0 |  |  |  | #N/A | #N/A |  | 0 | [12 empty] | 0% | 0% | 0 | 0 | 0 | 0 | 0 | 0 | 0 | 0 |  |  | 0 | 0% | 0% | 0 | 0 | 0 | 0 | 0 | 0 | 0 | 0 | 0 | 0 | 0 | 0 | 0 | 0 | 0 | 0 | 0 | 0 |  |  | 0 | 0 | 0 | 0 | 0 | 0 | 0 | 0 | 0 | 0 | 0 | 0 | 0 | 0 | 0 | 0 | 0 | 0 | 0 | 0 | 0 | 0 | 0 | 0 | 0 | 0 | 0 | 0 | 0 | 0 | 0 | 0 | 0 | 0
3 |  | 1 |  |  |  |  | 0 |  |  |  | 0 | 0 |  |  |  | #N/A | #N/A |  | 0 | [12 empty] | 0% | 0% | 0 | 0 | 0 | 0 | 0 | 0 | 0 | 0 |  |  | 0 | 0% | 0% | 0 | 0 | 0 | 0 | 0 | 0 | 0 | 0 | 0 | 0 | 0 | 0 | 0 | 0 | 0 | 0 | 0 | 0 |  |  | 0 | 0 | 0 | 0 | 0 | 0 | 0 | 0 | 0 | 0 | 0 | 0 | 0 | 0 | 0 | 0 | 0 | 0 | 0 | 0 | 0 | 0 | 0 | 0 | 0 | 0 | 0 | 0 | 0 | 0 | 0 | 0 | 0 | 0
4 |  | 1 |  |  |  |  | 0 |  |  |  | 0 | 0 |  |  |  | #N/A | #N/A |  | 0 | [12 empty] | 0% | 0% | 0 | 0 | 0 | 0 | 0 | 0 | 0 | 0 |  |  | 0 | 0% | 0% | 0 | 0 | 0 | 0 | 0 | 0 | 0 | 0 | 0 | 0 | 0 | 0 | 0 | 0 | 0 | 0 | 0 | 0 |  |  | 0 | 0 | 0 | 0 | 0 | 0 | 0 | 0 | 0 | 0 | 0 | 0 | 0 | 0 | 0 | 0 | 0 | 0 | 0 | 0 | 0 | 0 | 0 | 0 | 0 | 0 | 0 | 0 | 0 | 0 | 0 | 0 | 0 | 0
5 |  | 1 |  |  |  |  | 0 |  |  |  | 0 | 0 |  |  |  | #N/A | #N/A |  | 0 | [12 empty] | 0% | 0% | 0 | 0 | 0 | 0 | 0 | 0 | 0 | 0 |  |  | 0 | 0% | 0% | 0 | 0 | 0 | 0 | 0 | 0 | 0 | 0 | 0 | 0 | 0 | 0 | 0 | 0 | 0 | 0 | 0 | 0 |  |  | 0 | 0 | 0 | 0 | 0 | 0 | 0 | 0 | 0 | 0 | 0 | 0 | 0 | 0 | 0 | 0 | 0 | 0 | 0 | 0 | 0 | 0 | 0 | 0 | 0 | 0 | 0 | 0 | 0 | 0 | 0 | 0 | 0 | 0
6 |  | 1 |  |  |  |  | 0 |  |  |  | 0 | 0 |  |  |  | #N/A | #N/A |  | 0 | [12 empty] | 0% | 0% | 0 | 0 | 0 | 0 | 0 | 0 | 0 | 0 |  |  | 0 | 0% | 0% | 0 | 0 | 0 | 0 | 0 | 0 | 0 | 0 | 0 | 0 | 0 | 0 | 0 | 0 | 0 | 0 | 0 | 0 |  |  | 0 | 0 | 0 | 0 | 0 | 0 | 0 | 0 | 0 | 0 | 0 | 0 | 0 | 0 | 0 | 0 | 0 | 0 | 0 | 0 | 0 | 0 | 0 | 0 | 0 | 0 | 0 | 0 | 0 | 0 | 0 | 0 | 0 | 0
7 |  | 1 |  |  |  |  | 0 |  |  |  | 0 | 0 |  |  |  | #N/A | #N/A |  | 0 | [12 empty] | 0% | 0% | 0 | 0 | 0 | 0 | 0 | 0 | 0 | 0 |  |  | 0 | 0% | 0% | 0 | 0 | 0 | 0 | 0 | 0 | 0 | 0 | 0 | 0 | 0 | 0 | 0 | 0 | 0 | 0 | 0 | 0 |  |  | 0 | 0 | 0 | 0 | 0 | 0 | 0 | 0 | 0 | 0 | 0 | 0 | 0 | 0 | 0 | 0 | 0 | 0 | 0 | 0 | 0 | 0 | 0 | 0 | 0 | 0 | 0 | 0 | 0 | 0 | 0 | 0 | 0 | 0
8 |  | 1 |  |  |  |  | 0 |  |  |  | 0 | 0 |  |  |  | #N/A | #N/A |  | 0 | [12 empty] | 0% | 0% | 0 | 0 | 0 | 0 | 0 | 0 | 0 | 0 |  |  | 0 | 0% | 0% | 0 | 0 | 0 | 0 | 0 | 0 | 0 | 0 | 0 | 0 | 0 | 0 | 0 | 0 | 0 | 0 | 0 | 0 |  |  | 0 | 0 | 0 | 0 | 0 | 0 | 0 | 0 | 0 | 0 | 0 | 0 | 0 | 0 | 0 | 0 | 0 | 0 | 0 | 0 | 0 | 0 | 0 | 0 | 0 | 0 | 0 | 0 | 0 | 0 | 0 | 0 | 0 | 0
9 |  | 1 |  |  |  |  | 0 |  |  |  | 0 | 0 |  |  |  | #N/A | #N/A |  | 0 | [12 empty] | 0% | 0% | 0 | 0 | 0 | 0 | 0 | 0 | 0 | 0 |  |  | 0 | 0% | 0% | 0 | 0 | 0 | 0 | 0 | 0 | 0 | 0 | 0 | 0 | 0 | 0 | 0 | 0 | 0 | 0 | 0 | 0 |  |  | 0 | 0 | 0 | 0 | 0 | 0 | 0 | 0 | 0 | 0 | 0 | 0 | 0 | 0 | 0 | 0 | 0 | 0 | 0 | 0 | 0 | 0 | 0 | 0 | 0 | 0 | 0 | 0 | 0 | 0 | 0 | 0 | 0 | 0
10 |  | 1 |  |  |  |  | 0 |  |  |  | 0 | 0 |  |  |  | #N/A | #N/A |  | 0 | [12 empty] | 0% | 0% | 0 | 0 | 0 | 0 | 0 | 0 | 0 | 0 |  |  | 0 | 0% | 0% | 0 | 0 | 0 | 0 | 0 | 0 | 0 | 0 | 0 | 0 | 0 | 0 | 0 | 0 | 0 | 0 | 0 | 0 |  |  | 0 | 0 | 0 | 0 | 0 | 0 | 0 | 0 | 0 | 0 | 0 | 0 | 0 | 0 | 0 | 0 | 0 | 0 | 0 | 0 | 0 | 0 | 0 | 0 | 0 | 0 | 0 | 0 | 0 | 0 | 0 | 0 | 0 | 0
11 |  | 1 |  |  |  |  | 0 |  |  |  | 0 | 0 |  |  |  | #N/A | #N/A |  | 0 | [12 empty] | 0% | 0% | 0 | 0 | 0 | 0 | 0 | 0 | 0 | 0 |  |  | 0 | 0% | 0% | 0 | 0 | 0 | 0 | 0 | 0 | 0 | 0 | 0 | 0 | 0 | 0 | 0 | 0 | 0 | 0 | 0 | 0 |  |  | 0 | 0 | 0 | 0 | 0 | 0 | 0 | 0 | 0 | 0 | 0 | 0 | 0 | 0 | 0 | 0 | 0 | 0 | 0 | 0 | 0 | 0 | 0 | 0 | 0 | 0 | 0 | 0 | 0 | 0 | 0 | 0 | 0 | 0
12 |  | 1 |  |  |  |  | 0 |  |  |  | 0 | 0 |  |  |  | #N/A | #N/A |  | 0 | [12 empty] | 0% | 0% | 0 | 0 | 0 | 0 | 0 | 0 | 0 | 0 |  |  | 0 | 0% | 0% | 0 | 0 | 0 | 0 | 0 | 0 | 0 | 0 | 0 | 0 | 0 | 0 | 0 | 0 | 0 | 0 | 0 | 0 |  |  | 0 | 0 | 0 | 0 | 0 | 0 | 0 | 0 | 0 | 0 | 0 | 0 | 0 | 0 | 0 | 0 | 0 | 0 | 0 | 0 | 0 | 0 | 0 | 0 | 0 | 0 | 0 | 0 | 0 | 0 | 0 | 0 | 0 | 0
13 |  | 1 |  |  |  |  | 0 |  |  |  | 0 | 0 |  |  |  | #N/A | #N/A |  | 0 | [12 empty] | 0% | 0% | 0 | 0 | 0 | 0 | 0 | 0 | 0 | 0 |  |  | 0 | 0% | 0% | 0 | 0 | 0 | 0 | 0 | 0 | 0 | 0 | 0 | 0 | 0 | 0 | 0 | 0 | 0 | 0 | 0 | 0 |  |  | 0 | 0 | 0 | 0 | 0 | 0 | 0 | 0 | 0 | 0 | 0 | 0 | 0 | 0 | 0 | 0 | 0 | 0 | 0 | 0 | 0 | 0 | 0 | 0 | 0 | 0 | 0 | 0 | 0 | 0 | 0 | 0 | 0 | 0
14 |  | 1 |  |  |  |  | 0 |  |  |  | 0 | 0 |  |  |  | #N/A | #N/A |  | 0 | [12 empty] | 0% | 0% | 0 | 0 | 0 | 0 | 0 | 0 | 0 | 0 |  |  | 0 | 0% | 0% | 0 | 0 | 0 | 0 | 0 | 0 | 0 | 0 | 0 | 0 | 0 | 0 | 0 | 0 | 0 | 0 | 0 | 0 |  |  | 0 | 0 | 0 | 0 | 0 | 0 | 0 | 0 | 0 | 0 | 0 | 0 | 0 | 0 | 0 | 0 | 0 | 0 | 0 | 0 | 0 | 0 | 0 | 0 | 0 | 0 | 0 | 0 | 0 | 0 | 0 | 0 | 0 | 0
15 |  | 1 |  |  |  |  | 0 |  |  |  | 0 | 0 |  |  |  | #N/A | #N/A |  | 0 | [12 empty] | 0% | 0% | 0 | 0 | 0 | 0 | 0 | 0 | 0 | 0 |  |  | 0 | 0% | 0% | 0 | 0 | 0 | 0 | 0 | 0 | 0 | 0 | 0 | 0 | 0 | 0 | 0 | 0 | 0 | 0 | 0 | 0 |  |  | 0 | 0 | 0 | 0 | 0 | 0 | 0 | 0 | 0 | 0 | 0 | 0 | 0 | 0 | 0 | 0 | 0 | 0 | 0 | 0 | 0 | 0 | 0 | 0 | 0 | 0 | 0 | 0 | 0 | 0 | 0 | 0 | 0 | 0
16 |  | 1 |  |  |  |  | 0 |  |  |  | 0 | 0 |  |  |  | #N/A | #N/A |  | 0 | [12 empty] | 0% | 0% | 0 | 0 | 0 | 0 | 0 | 0 | 0 | 0 |  |  | 0 | 0% | 0% | 0 | 0 | 0 | 0 | 0 | 0 | 0 | 0 | 0 | 0 | 0 | 0 | 0 | 0 | 0 | 0 | 0 | 0 |  |  | 0 | 0 | 0 | 0 | 0 | 0 | 0 | 0 | 0 | 0 | 0 | 0 | 0 | 0 | 0 | 0 | 0 | 0 | 0 | 0 | 0 | 0 | 0 | 0 | 0 | 0 | 0 | 0 | 0 | 0 | 0 | 0 | 0 | 0
17 |  | 1 |  |  |  |  | 0 |  |  |  | 0 | 0 |  |  |  | #N/A | #N/A |  | 0 | [12 empty] | 0% | 0% | 0 | 0 | 0 | 0 | 0 | 0 | 0 | 0 |  |  | 0 | 0% | 0% | 0 | 0 | 0 | 0 | 0 | 0 | 0 | 0 | 0 | 0 | 0 | 0 | 0 | 0 | 0 | 0 | 0 | 0 |  |  | 0 | 0 | 0 | 0 | 0 | 0 | 0 | 0 | 0 | 0 | 0 | 0 | 0 | 0 | 0 | 0 | 0 | 0 | 0 | 0 | 0 | 0 | 0 | 0 | 0 | 0 | 0 | 0 | 0 | 0 | 0 | 0 | 0 | 0
18 |  | 1 |  |  |  |  | 0 |  |  |  | 0 | 0 |  |  |  | #N/A | #N/A |  | 0 | [12 empty] | 0% | 0% | 0 | 0 | 0 | 0 | 0 | 0 | 0 | 0 |  |  | 0 | 0% | 0% | 0 | 0 | 0 | 0 | 0 | 0 | 0 | 0 | 0 | 0 | 0 | 0 | 0 | 0 | 0 | 0 | 0 | 0 |  |  | 0 | 0 | 0 | 0 | 0 | 0 | 0 | 0 | 0 | 0 | 0 | 0 | 0 | 0 | 0 | 0 | 0 | 0 | 0 | 0 | 0 | 0 | 0 | 0 | 0 | 0 | 0 | 0 | 0 | 0 | 0 | 0 | 0 | 0
19 |  | 1 |  |  |  |  | 0 |  |  |  | 0 | 0 |  |  |  | #N/A | #N/A |  | 0 | [12 empty] | 0% | 0% | 0 | 0 | 0 | 0 | 0 | 0 | 0 | 0 |  |  | 0 | 0% | 0% | 0 | 0 | 0 | 0 | 0 | 0 | 0 | 0 | 0 | 0 | 0 | 0 | 0 | 0 | 0 | 0 | 0 | 0 |  |  | 0 | 0 | 0 | 0 | 0 | 0 | 0 | 0 | 0 | 0 | 0 | 0 | 0 | 0 | 0 | 0 | 0 | 0 | 0 | 0 | 0 | 0 | 0 | 0 | 0 | 0 | 0 | 0 | 0 | 0 | 0 | 0 | 0 | 0
20 |  | 1 |  |  |  |  | 0 |  |  |  | 0 | 0 |  |  |  | #N/A | #N/A |  | 0 | [12 empty] | 0% | 0% | 0 | 0 | 0 | 0 | 0 | 0 | 0 | 0 |  |  | 0 | 0% | 0% | 0 | 0 | 0 | 0 | 0 | 0 | 0 | 0 | 0 | 0 | 0 | 0 | 0 | 0 | 0 | 0 | 0 | 0 |  |  | 0 | 0 | 0 | 0 | 0 | 0 | 0 | 0 | 0 | 0 | 0 | 0 | 0 | 0 | 0 | 0 | 0 | 0 | 0 | 0 | 0 | 0 | 0 | 0 | 0 | 0 | 0 | 0 | 0 | 0 | 0 | 0 | 0 | 0
21 |  | 1 |  |  |  |  | 0 |  |  |  | 0 | 0 |  |  |  | #N/A | #N/A |  | 0 | [12 empty] | 0% | 0% | 0 | 0 | 0 | 0 | 0 | 0 | 0 | 0 |  |  | 0 | 0% | 0% | 0 | 0 | 0 | 0 | 0 | 0 | 0 | 0 | 0 | 0 | 0 | 0 | 0 | 0 | 0 | 0 | 0 | 0 |  |  | 0 | 0 | 0 | 0 | 0 | 0 | 0 | 0 | 0 | 0 | 0 | 0 | 0 | 0 | 0 | 0 | 0 | 0 | 0 | 0 | 0 | 0 | 0 | 0 | 0 | 0 | 0 | 0 | 0 | 0 | 0 | 0 | 0 | 0
22 |  | 1 |  |  |  |  | 0 |  |  |  | 0 | 0 |  |  |  | #N/A | #N/A |  | 0 | [12 empty] | 0% | 0% | 0 | 0 | 0 | 0 | 0 | 0 | 0 | 0 |  |  | 0 | 0% | 0% | 0 | 0 | 0 | 0 | 0 | 0 | 0 | 0 | 0 | 0 | 0 | 0 | 0 | 0 | 0 | 0 | 0 | 0 |  |  | 0 | 0 | 0 | 0 | 0 | 0 | 0 | 0 | 0 | 0 | 0 | 0 | 0 | 0 | 0 | 0 | 0 | 0 | 0 | 0 | 0 | 0 | 0 | 0 | 0 | 0 | 0 | 0 | 0 | 0 | 0 | 0 | 0 | 0
23 |  | 1 |  |  |  |  | 0 |  |  |  | 0 | 0 |  |  |  | #N/A | #N/A |  | 0 | [12 empty] | 0% | 0% | 0 | 0 | 0 | 0 | 0 | 0 | 0 | 0 |  |  | 0 | 0% | 0% | 0 | 0 | 0 | 0 | 0 | 0 | 0 | 0 | 0 | 0 | 0 | 0 | 0 | 0 | 0 | 0 | 0 | 0 |  |  | 0 | 0 | 0 | 0 | 0 | 0 | 0 | 0 | 0 | 0 | 0 | 0 | 0 | 0 | 0 | 0 | 0 | 0 | 0 | 0 | 0 | 0 | 0 | 0 | 0 | 0 | 0 | 0 | 0 | 0 | 0 | 0 | 0 | 0
24 |  | 1 |  |  |  |  | 0 |  |  |  | 0 | 0 |  |  |  | #N/A | #N/A |  | 0 | [12 empty] | 0% | 0% | 0 | 0 | 0 | 0 | 0 | 0 | 0 | 0 |  |  | 0 | 0% | 0% | 0 | 0 | 0 | 0 | 0 | 0 | 0 | 0 | 0 | 0 | 0 | 0 | 0 | 0 | 0 | 0 | 0 | 0 |  |  | 0 | 0 | 0 | 0 | 0 | 0 | 0 | 0 | 0 | 0 | 0 | 0 | 0 | 0 | 0 | 0 | 0 | 0 | 0 | 0 | 0 | 0 | 0 | 0 | 0 | 0 | 0 | 0 | 0 | 0 | 0 | 0 | 0 | 0
25 |  | 1 |  |  |  |  | 0 |  |  |  | 0 | 0 |  |  |  | #N/A | #N/A |  | 0 | [12 empty] | 0% | 0% | 0 | 0 | 0 | 0 | 0 | 0 | 0 | 0 |  |  | 0 | 0% | 0% | 0 | 0 | 0 | 0 | 0 | 0 | 0 | 0 | 0 | 0 | 0 | 0 | 0 | 0 | 0 | 0 | 0 | 0 |  |  | 0 | 0 | 0 | 0 | 0 | 0 | 0 | 0 | 0 | 0 | 0 | 0 | 0 | 0 | 0 | 0 | 0 | 0 | 0 | 0 | 0 | 0 | 0 | 0 | 0 | 0 | 0 | 0 | 0 | 0 | 0 | 0 | 0 | 0
26 |  | 1 |  |  |  |  | 0 |  |  |  | 0 | 0 |  |  |  | #N/A | #N/A |  | 0 | [12 empty] | 0% | 0% | 0 | 0 | 0 | 0 | 0 | 0 | 0 | 0 |  |  | 0 | 0% | 0% | 0 | 0 | 0 | 0 | 0 | 0 | 0 | 0 | 0 | 0 | 0 | 0 | 0 | 0 | 0 | 0 | 0 | 0 |  |  | 0 | 0 | 0 | 0 | 0 | 0 | 0 | 0 | 0 | 0 | 0 | 0 | 0 | 0 | 0 | 0 | 0 | 0 | 0 | 0 | 0 | 0 | 0 | 0 | 0 | 0 | 0 | 0 | 0 | 0 | 0 | 0 | 0 | 0
27 |  | 1 |  |  |  |  | 0 |  |  |  | 0 | 0 |  |  |  | #N/A | #N/A |  | 0 | [12 empty] | 0% | 0% | 0 | 0 | 0 | 0 | 0 | 0 | 0 | 0 |  |  | 0 | 0% | 0% | 0 | 0 | 0 | 0 | 0 | 0 | 0 | 0 | 0 | 0 | 0 | 0 | 0 | 0 | 0 | 0 | 0 | 0 |  |  | 0 | 0 | 0 | 0 | 0 | 0 | 0 | 0 | 0 | 0 | 0 | 0 | 0 | 0 | 0 | 0 | 0 | 0 | 0 | 0 | 0 | 0 | 0 | 0 | 0 | 0 | 0 | 0 | 0 | 0 | 0 | 0 | 0 | 0
28 |  | 1 |  |  |  |  | 0 |  |  |  | 0 | 0 |  |  |  | #N/A | #N/A |  | 0 | [12 empty] | 0% | 0% | 0 | 0 | 0 | 0 | 0 | 0 | 0 | 0 |  |  | 0 | 0% | 0% | 0 | 0 | 0 | 0 | 0 | 0 | 0 | 0 | 0 | 0 | 0 | 0 | 0 | 0 | 0 | 0 | 0 | 0 |  |  | 0 | 0 | 0 | 0 | 0 | 0 | 0 | 0 | 0 | 0 | 0 | 0 | 0 | 0 | 0 | 0 | 0 | 0 | 0 | 0 | 0 | 0 | 0 | 0 | 0 | 0 | 0 | 0 | 0 | 0 | 0 | 0 | 0 | 0
29 |  | 1 |  |  |  |  | 0 |  |  |  | 0 | 0 |  |  |  | #N/A | #N/A |  | 0 | [12 empty] | 0% | 0% | 0 | 0 | 0 | 0 | 0 | 0 | 0 | 0 |  |  | 0 | 0% | 0% | 0 | 0 | 0 | 0 | 0 | 0 | 0 | 0 | 0 | 0 | 0 | 0 | 0 | 0 | 0 | 0 | 0 | 0 |  |  | 0 | 0 | 0 | 0 | 0 | 0 | 0 | 0 | 0 | 0 | 0 | 0 | 0 | 0 | 0 | 0 | 0 | 0 | 0 | 0 | 0 | 0 | 0 | 0 | 0 | 0 | 0 | 0 | 0 | 0 | 0 | 0 | 0 | 0
30 |  | 1 |  |  |  |  | 0 |  |  |  | 0 | 0 |  |  |  | #N/A | #N/A |  | 0 | [12 empty] | 0% | 0% | 0 | 0 | 0 | 0 | 0 | 0 | 0 | 0 |  |  | 0 | 0% | 0% | 0 | 0 | 0 | 0 | 0 | 0 | 0 | 0 | 0 | 0 | 0 | 0 | 0 | 0 | 0 | 0 | 0 | 0 |  |  | 0 | 0 | 0 | 0 | 0 | 0 | 0 | 0 | 0 | 0 | 0 | 0 | 0 | 0 | 0 | 0 | 0 | 0 | 0 | 0 | 0 | 0 | 0 | 0 | 0 | 0 | 0 | 0 | 0 | 0 | 0 | 0 | 0 | 0
31 |  | 1 |  |  |  |  | 0 |  |  |  | 0 | 0 |  |  |  | #N/A | #N/A |  | 0 | [12 empty] | 0% | 0% | 0 | 0 | 0 | 0 | 0 | 0 | 0 | 0 |  |  | 0 | 0% | 0% | 0 | 0 | 0 | 0 | 0 | 0 | 0 | 0 | 0 | 0 | 0 | 0 | 0 | 0 | 0 | 0 | 0 | 0 |  |  | 0 | 0 | 0 | 0 | 0 | 0 | 0 | 0 | 0 | 0 | 0 | 0 | 0 | 0 | 0 | 0 | 0 | 0 | 0 | 0 | 0 | 0 | 0 | 0 | 0 | 0 | 0 | 0 | 0 | 0 | 0 | 0 | 0 | 0
32 |  | 1 |  |  |  |  | 0 |  |  |  | 0 | 0 |  |  |  | #N/A | #N/A |  | 0 | [12 empty] | 0% | 0% | 0 | 0 | 0 | 0 | 0 | 0 | 0 | 0 |  |  | 0 | 0% | 0% | 0 | 0 | 0 | 0 | 0 | 0 | 0 | 0 | 0 | 0 | 0 | 0 | 0 | 0 | 0 | 0 | 0 | 0 |  |  | 0 | 0 | 0 | 0 | 0 | 0 | 0 | 0 | 0 | 0 | 0 | 0 | 0 | 0 | 0 | 0 | 0 | 0 | 0 | 0 | 0 | 0 | 0 | 0 | 0 | 0 | 0 | 0 | 0 | 0 | 0 | 0 | 0 | 0
33 |  | 1 |  |  |  |  | 0 |  |  |  | 0 | 0 |  |  |  | #N/A | #N/A |  | 0 | [12 empty] | 0% | 0% | 0 | 0 | 0 | 0 | 0 | 0 | 0 | 0 |  |  | 0 | 0% | 0% | 0 | 0 | 0 | 0 | 0 | 0 | 0 | 0 | 0 | 0 | 0 | 0 | 0 | 0 | 0 | 0 | 0 | 0 |  |  | 0 | 0 | 0 | 0 | 0 | 0 | 0 | 0 | 0 | 0 | 0 | 0 | 0 | 0 | 0 | 0 | 0 | 0 | 0 | 0 | 0 | 0 | 0 | 0 | 0 | 0 | 0 | 0 | 0 | 0 | 0 | 0 | 0 | 0
34 |  | 1 |  |  |  |  | 0 |  |  |  | 0 | 0 |  |  |  | #N/A | #N/A |  | 0 | [12 empty] | 0% | 0% | 0 | 0 | 0 | 0 | 0 | 0 | 0 | 0 |  |  | 0 | 0% | 0% | 0 | 0 | 0 | 0 | 0 | 0 | 0 | 0 | 0 | 0 | 0 | 0 | 0 | 0 | 0 | 0 | 0 | 0 |  |  | 0 | 0 | 0 | 0 | 0 | 0 | 0 | 0 | 0 | 0 | 0 | 0 | 0 | 0 | 0 | 0 | 0 | 0 | 0 | 0 | 0 | 0 | 0 | 0 | 0 | 0 | 0 | 0 | 0 | 0 | 0 | 0 | 0 | 0
35 |  | 1 |  |  |  |  | 0 |  |  |  | 0 | 0 |  |  |  | #N/A | #N/A |  | 0 | [12 empty] | 0% | 0% | 0 | 0 | 0 | 0 | 0 | 0 | 0 | 0 |  |  | 0 | 0% | 0% | 0 | 0 | 0 | 0 | 0 | 0 | 0 | 0 | 0 | 0 | 0 | 0 | 0 | 0 | 0 | 0 | 0 | 0 |  |  | 0 | 0 | 0 | 0 | 0 | 0 | 0 | 0 | 0 | 0 | 0 | 0 | 0 | 0 | 0 | 0 | 0 | 0 | 0 | 0 | 0 | 0 | 0 | 0 | 0 | 0 | 0 | 0 | 0 | 0 | 0 | 0 | 0 | 0
36 |  | 1 |  |  |  |  | 0 |  |  |  | 0 | 0 |  |  |  | #N/A | #N/A |  | 0 | [12 empty] | 0% | 0% | 0 | 0 | 0 | 0 | 0 | 0 | 0 | 0 |  |  | 0 | 0% | 0% | 0 | 0 | 0 | 0 | 0 | 0 | 0 | 0 | 0 | 0 | 0 | 0 | 0 | 0 | 0 | 0 | 0 | 0 |  |  | 0 | 0 | 0 | 0 | 0 | 0 | 0 | 0 | 0 | 0 | 0 | 0 | 0 | 0 | 0 | 0 | 0 | 0 | 0 | 0 | 0 | 0 | 0 | 0 | 0 | 0 | 0 | 0 | 0 | 0 | 0 | 0 | 0 | 0
37 |  | 1 |  |  |  |  | 0 |  |  |  | 0 | 0 |  |  |  | #N/A | #N/A |  | 0 | [12 empty] | 0% | 0% | 0 | 0 | 0 | 0 | 0 | 0 | 0 | 0 |  |  | 0 | 0% | 0% | 0 | 0 | 0 | 0 | 0 | 0 | 0 | 0 | 0 | 0 | 0 | 0 | 0 | 0 | 0 | 0 | 0 | 0 |  |  | 0 | 0 | 0 | 0 | 0 | 0 | 0 | 0 | 0 | 0 | 0 | 0 | 0 | 0 | 0 | 0 | 0 | 0 | 0 | 0 | 0 | 0 | 0 | 0 | 0 | 0 | 0 | 0 | 0 | 0 | 0 | 0 | 0 | 0
38 |  | 1 |  |  |  |  | 0 |  |  |  | 0 | 0 |  |  |  | #N/A | #N/A |  | 0 | [12 empty] | 0% | 0% | 0 | 0 | 0 | 0 | 0 | 0 | 0 | 0 |  |  | 0 | 0% | 0% | 0 | 0 | 0 | 0 | 0 | 0 | 0 | 0 | 0 | 0 | 0 | 0 | 0 | 0 | 0 | 0 | 0 | 0 |  |  | 0 | 0 | 0 | 0 | 0 | 0 | 0 | 0 | 0 | 0 | 0 | 0 | 0 | 0 | 0 | 0 | 0 | 0 | 0 | 0 | 0 | 0 | 0 | 0 | 0 | 0 | 0 | 0 | 0 | 0 | 0 | 0 | 0 | 0
39 |  | 1 |  |  |  |  | 0 |  |  |  | 0 | 0 |  |  |  | #N/A | #N/A |  | 0 | [12 empty] | 0% | 0% | 0 | 0 | 0 | 0 | 0 | 0 | 0 | 0 |  |  | 0 | 0% | 0% | 0 | 0 | 0 | 0 | 0 | 0 | 0 | 0 | 0 | 0 | 0 | 0 | 0 | 0 | 0 | 0 | 0 | 0 |  |  | 0 | 0 | 0 | 0 | 0 | 0 | 0 | 0 | 0 | 0 | 0 | 0 | 0 | 0 | 0 | 0 | 0 | 0 | 0 | 0 | 0 | 0 | 0 | 0 | 0 | 0 | 0 | 0 | 0 | 0 | 0 | 0 | 0 | 0
40 |  | 1 |  |  |  |  | 0 |  |  |  | 0 | 0 |  |  |  | #N/A | #N/A |  | 0 | [12 empty] | 0% | 0% | 0 | 0 | 0 | 0 | 0 | 0 | 0 | 0 |  |  | 0 | 0% | 0% | 0 | 0 | 0 | 0 | 0 | 0 | 0 | 0 | 0 | 0 | 0 | 0 | 0 | 0 | 0 | 0 | 0 | 0 |  |  | 0 | 0 | 0 | 0 | 0 | 0 | 0 | 0 | 0 | 0 | 0 | 0 | 0 | 0 | 0 | 0 | 0 | 0 | 0 | 0 | 0 | 0 | 0 | 0 | 0 | 0 | 0 | 0 | 0 | 0 | 0 | 0 | 0 | 0
41 |  | 1 |  |  |  |  | 0 |  |  |  | 0 | 0 |  |  |  | #N/A | #N/A |  | 0 | [12 empty] | 0% | 0% | 0 | 0 | 0 | 0 | 0 | 0 | 0 | 0 |  |  | 0 | 0% | 0% | 0 | 0 | 0 | 0 | 0 | 0 | 0 | 0 | 0 | 0 | 0 | 0 | 0 | 0 | 0 | 0 | 0 | 0 |  |  | 0 | 0 | 0 | 0 | 0 | 0 | 0 | 0 | 0 | 0 | 0 | 0 | 0 | 0 | 0 | 0 | 0 | 0 | 0 | 0 | 0 | 0 | 0 | 0 | 0 | 0 | 0 | 0 | 0 | 0 | 0 | 0 | 0 | 0
42 |  | 1 |  |  |  |  | 0 |  |  |  | 0 | 0 |  |  |  | #N/A | #N/A |  | 0 | [12 empty] | 0% | 0% | 0 | 0 | 0 | 0 | 0 | 0 | 0 | 0 |  |  | 0 | 0% | 0% | 0 | 0 | 0 | 0 | 0 | 0 | 0 | 0 | 0 | 0 | 0 | 0 | 0 | 0 | 0 | 0 | 0 | 0 |  |  | 0 | 0 | 0 | 0 | 0 | 0 | 0 | 0 | 0 | 0 | 0 | 0 | 0 | 0 | 0 | 0 | 0 | 0 | 0 | 0 | 0 | 0 | 0 | 0 | 0 | 0 | 0 | 0 | 0 | 0 | 0 | 0 | 0 | 0
43 |  | 1 |  |  |  |  | 0 |  |  |  | 0 | 0 |  |  |  | #N/A | #N/A |  | 0 | [12 empty] | 0% | 0% | 0 | 0 | 0 | 0 | 0 | 0 | 0 | 0 |  |  | 0 | 0% | 0% | 0 | 0 | 0 | 0 | 0 | 0 | 0 | 0 | 0 | 0 | 0 | 0 | 0 | 0 | 0 | 0 | 0 | 0 |  |  | 0 | 0 | 0 | 0 | 0 | 0 | 0 | 0 | 0 | 0 | 0 | 0 | 0 | 0 | 0 | 0 | 0 | 0 | 0 | 0 | 0 | 0 | 0 | 0 | 0 | 0 | 0 | 0 | 0 | 0 | 0 | 0 | 0 | 0
44 |  | 1 |  |  |  |  | 0 |  |  |  | 0 | 0 |  |  |  | #N/A | #N/A |  | 0 | [12 empty] | 0% | 0% | 0 | 0 | 0 | 0 | 0 | 0 | 0 | 0 |  |  | 0 | 0% | 0% | 0 | 0 | 0 | 0 | 0 | 0 | 0 | 0 | 0 | 0 | 0 | 0 | 0 | 0 | 0 | 0 | 0 | 0 |  |  | 0 | 0 | 0 | 0 | 0 | 0 | 0 | 0 | 0 | 0 | 0 | 0 | 0 | 0 | 0 | 0 | 0 | 0 | 0 | 0 | 0 | 0 | 0 | 0 | 0 | 0 | 0 | 0 | 0 | 0 | 0 | 0 | 0 | 0
45 |  | 1 |  |  |  |  | 0 |  |  |  | 0 | 0 |  |  |  | #N/A | #N/A |  | 0 | [12 empty] | 0% | 0% | 0 | 0 | 0 | 0 | 0 | 0 | 0 | 0 |  |  | 0 | 0% | 0% | 0 | 0 | 0 | 0 | 0 | 0 | 0 | 0 | 0 | 0 | 0 | 0 | 0 | 0 | 0 | 0 | 0 | 0 |  |  | 0 | 0 | 0 | 0 | 0 | 0 | 0 | 0 | 0 | 0 | 0 | 0 | 0 | 0 | 0 | 0 | 0 | 0 | 0 | 0 | 0 | 0 | 0 | 0 | 0 | 0 | 0 | 0 | 0 | 0 | 0 | 0 | 0 | 0
46 |  | 1 |  |  |  |  | 0 |  |  |  | 0 | 0 |  |  |  | #N/A | #N/A |  | 0 | [12 empty] | 0% | 0% | 0 | 0 | 0 | 0 | 0 | 0 | 0 | 0 |  |  | 0 | 0% | 0% | 0 | 0 | 0 | 0 | 0 | 0 | 0 | 0 | 0 | 0 | 0 | 0 | 0 | 0 | 0 | 0 | 0 | 0 |  |  | 0 | 0 | 0 | 0 | 0 | 0 | 0 | 0 | 0 | 0 | 0 | 0 | 0 | 0 | 0 | 0 | 0 | 0 | 0 | 0 | 0 | 0 | 0 | 0 | 0 | 0 | 0 | 0 | 0 | 0 | 0 | 0 | 0 | 0
47 |  | 1 |  |  |  |  | 0 |  |  |  | 0 | 0 |  |  |  | #N/A | #N/A |  | 0 | [12 empty] | 0% | 0% | 0 | 0 | 0 | 0 | 0 | 0 | 0 | 0 |  |  | 0 | 0% | 0% | 0 | 0 | 0 | 0 | 0 | 0 | 0 | 0 | 0 | 0 | 0 | 0 | 0 | 0 | 0 | 0 | 0 | 0 |  |  | 0 | 0 | 0 | 0 | 0 | 0 | 0 | 0 | 0 | 0 | 0 | 0 | 0 | 0 | 0 | 0 | 0 | 0 | 0 | 0 | 0 | 0 | 0 | 0 | 0 | 0 | 0 | 0 | 0 | 0 | 0 | 0 | 0 | 0
48 |  | 1 |  |  |  |  | 0 |  |  |  | 0 | 0 |  |  |  | #N/A | #N/A |  | 0 | [12 empty] | 0% | 0% | 0 | 0 | 0 | 0 | 0 | 0 | 0 | 0 |  |  | 0 | 0% | 0% | 0 | 0 | 0 | 0 | 0 | 0 | 0 | 0 | 0 | 0 | 0 | 0 | 0 | 0 | 0 | 0 | 0 | 0 |  |  | 0 | 0 | 0 | 0 | 0 | 0 | 0 | 0 | 0 | 0 | 0 | 0 | 0 | 0 | 0 | 0 | 0 | 0 | 0 | 0 | 0 | 0 | 0 | 0 | 0 | 0 | 0 | 0 | 0 | 0 | 0 | 0 | 0 | 0
49 |  | 1 |  |  |  |  | 0 |  |  |  | 0 | 0 |  |  |  | #N/A | #N/A |  | 0 | [12 empty] | 0% | 0% | 0 | 0 | 0 | 0 | 0 | 0 | 0 | 0 |  |  | 0 | 0% | 0% | 0 | 0 | 0 | 0 | 0 | 0 | 0 | 0 | 0 | 0 | 0 | 0 | 0 | 0 | 0 | 0 | 0 | 0 |  |  | 0 | 0 | 0 | 0 | 0 | 0 | 0 | 0 | 0 | 0 | 0 | 0 | 0 | 0 | 0 | 0 | 0 | 0 | 0 | 0 | 0 | 0 | 0 | 0 | 0 | 0 | 0 | 0 | 0 | 0 | 0 | 0 | 0 | 0
50 |  | 1 |  |  |  |  | 0 |  |  |  | 0 | 0 |  |  |  | #N/A | #N/A |  | 0 | [12 empty] | 0% | 0% | 0 | 0 | 0 | 0 | 0 | 0 | 0 | 0 |  |  | 0 | 0% | 0% | 0 | 0 | 0 | 0 | 0 | 0 | 0 | 0 | 0 | 0 | 0 | 0 | 0 | 0 | 0 | 0 | 0 | 0 |  |  | 0 | 0 | 0 | 0 | 0 | 0 | 0 | 0 | 0 | 0 | 0 | 0 | 0 | 0 | 0 | 0 | 0 | 0 | 0 | 0 | 0 | 0 | 0 | 0 | 0 | 0 | 0 | 0 | 0 | 0 | 0 | 0 | 0 | 0
51 |  | 1 |  |  |  |  | 0 |  |  |  | 0 | 0 |  |  |  | #N/A | #N/A |  | 0 | [12 empty] | 0% | 0% | 0 | 0 | 0 | 0 | 0 | 0 | 0 | 0 |  |  | 0 | 0% | 0% | 0 | 0 | 0 | 0 | 0 | 0 | 0 | 0 | 0 | 0 | 0 | 0 | 0 | 0 | 0 | 0 | 0 | 0 |  |  | 0 | 0 | 0 | 0 | 0 | 0 | 0 | 0 | 0 | 0 | 0 | 0 | 0 | 0 | 0 | 0 | 0 | 0 | 0 | 0 | 0 | 0 | 0 | 0 | 0 | 0 | 0 | 0 | 0 | 0 | 0 | 0 | 0 | 0
52 |  | 1 |  |  |  |  | 0 |  |  |  | 0 | 0 |  |  |  | #N/A | #N/A |  | 0 | [12 empty] | 0% | 0% | 0 | 0 | 0 | 0 | 0 | 0 | 0 | 0 |  |  | 0 | 0% | 0% | 0 | 0 | 0 | 0 | 0 | 0 | 0 | 0 | 0 | 0 | 0 | 0 | 0 | 0 | 0 | 0 | 0 | 0 |  |  | 0 | 0 | 0 | 0 | 0 | 0 | 0 | 0 | 0 | 0 | 0 | 0 | 0 | 0 | 0 | 0 | 0 | 0 | 0 | 0 | 0 | 0 | 0 | 0 | 0 | 0 | 0 | 0 | 0 | 0 | 0 | 0 | 0 | 0
53 |  | 1 |  |  |  |  | 0 |  |  |  | 0 | 0 |  |  |  | #N/A | #N/A |  | 0 | [12 empty] | 0% | 0% | 0 | 0 | 0 | 0 | 0 | 0 | 0 | 0 |  |  | 0 | 0% | 0% | 0 | 0 | 0 | 0 | 0 | 0 | 0 | 0 | 0 | 0 | 0 | 0 | 0 | 0 | 0 | 0 | 0 | 0 |  |  | 0 | 0 | 0 | 0 | 0 | 0 | 0 | 0 | 0 | 0 | 0 | 0 | 0 | 0 | 0 | 0 | 0 | 0 | 0 | 0 | 0 | 0 | 0 | 0 | 0 | 0 | 0 | 0 | 0 | 0 | 0 | 0 | 0 | 0
54 |  | 1 |  |  |  |  | 0 |  |  |  | 0 | 0 |  |  |  | #N/A | #N/A |  | 0 | [12 empty] | 0% | 0% | 0 | 0 | 0 | 0 | 0 | 0 | 0 | 0 |  |  | 0 | 0% | 0% | 0 | 0 | 0 | 0 | 0 | 0 | 0 | 0 | 0 | 0 | 0 | 0 | 0 | 0 | 0 | 0 | 0 | 0 |  |  | 0 | 0 | 0 | 0 | 0 | 0 | 0 | 0 | 0 | 0 | 0 | 0 | 0 | 0 | 0 | 0 | 0 | 0 | 0 | 0 | 0 | 0 | 0 | 0 | 0 | 0 | 0 | 0 | 0 | 0 | 0 | 0 | 0 | 0
55 |  | 1 |  |  |  |  | 0 |  |  |  | 0 | 0 |  |  |  | #N/A | #N/A |  | 0 | [12 empty] | 0% | 0% | 0 | 0 | 0 | 0 | 0 | 0 | 0 | 0 |  |  | 0 | 0% | 0% | 0 | 0 | 0 | 0 | 0 | 0 | 0 | 0 | 0 | 0 | 0 | 0 | 0 | 0 | 0 | 0 | 0 | 0 |  |  | 0 | 0 | 0 | 0 | 0 | 0 | 0 | 0 | 0 | 0 | 0 | 0 | 0 | 0 | 0 | 0 | 0 | 0 | 0 | 0 | 0 | 0 | 0 | 0 | 0 | 0 | 0 | 0 | 0 | 0 | 0 | 0 | 0 | 0
56 |  | 1 |  |  |  |  | 0 |  |  |  | 0 | 0 |  |  |  | #N/A | #N/A |  | 0 | [12 empty] | 0% | 0% | 0 | 0 | 0 | 0 | 0 | 0 | 0 | 0 |  |  | 0 | 0% | 0% | 0 | 0 | 0 | 0 | 0 | 0 | 0 | 0 | 0 | 0 | 0 | 0 | 0 | 0 | 0 | 0 | 0 | 0 |  |  | 0 | 0 | 0 | 0 | 0 | 0 | 0 | 0 | 0 | 0 | 0 | 0 | 0 | 0 | 0 | 0 | 0 | 0 | 0 | 0 | 0 | 0 | 0 | 0 | 0 | 0 | 0 | 0 | 0 | 0 | 0 | 0 | 0 | 0
57 |  | 1 |  |  |  |  | 0 |  |  |  | 0 | 0 |  |  |  | #N/A | #N/A |  | 0 | [12 empty] | 0% | 0% | 0 | 0 | 0 | 0 | 0 | 0 | 0 | 0 |  |  | 0 | 0% | 0% | 0 | 0 | 0 | 0 | 0 | 0 | 0 | 0 | 0 | 0 | 0 | 0 | 0 | 0 | 0 | 0 | 0 | 0 |  |  | 0 | 0 | 0 | 0 | 0 | 0 | 0 | 0 | 0 | 0 | 0 | 0 | 0 | 0 | 0 | 0 | 0 | 0 | 0 | 0 | 0 | 0 | 0 | 0 | 0 | 0 | 0 | 0 | 0 | 0 | 0 | 0 | 0 | 0
58 |  | 1 |  |  |  |  | 0 |  |  |  | 0 | 0 |  |  |  | #N/A | #N/A |  | 0 | [12 empty] | 0% | 0% | 0 | 0 | 0 | 0 | 0 | 0 | 0 | 0 |  |  | 0 | 0% | 0% | 0 | 0 | 0 | 0 | 0 | 0 | 0 | 0 | 0 | 0 | 0 | 0 | 0 | 0 | 0 | 0 | 0 | 0 |  |  | 0 | 0 | 0 | 0 | 0 | 0 | 0 | 0 | 0 | 0 | 0 | 0 | 0 | 0 | 0 | 0 | 0 | 0 | 0 | 0 | 0 | 0 | 0 | 0 | 0 | 0 | 0 | 0 | 0 | 0 | 0 | 0 | 0 | 0
59 |  | 1 |  |  |  |  | 0 |  |  |  | 0 | 0 |  |  |  | #N/A | #N/A |  | 0 | [12 empty] | 0% | 0% | 0 | 0 | 0 | 0 | 0 | 0 | 0 | 0 |  |  | 0 | 0% | 0% | 0 | 0 | 0 | 0 | 0 | 0 | 0 | 0 | 0 | 0 | 0 | 0 | 0 | 0 | 0 | 0 | 0 | 0 |  |  | 0 | 0 | 0 | 0 | 0 | 0 | 0 | 0 | 0 | 0 | 0 | 0 | 0 | 0 | 0 | 0 | 0 | 0 | 0 | 0 | 0 | 0 | 0 | 0 | 0 | 0 | 0 | 0 | 0 | 0 | 0 | 0 | 0 | 0
60 |  | 1 |  |  |  |  | 0 |  |  |  | 0 | 0 |  |  |  | #N/A | #N/A |  | 0 | [12 empty] | 0% | 0% | 0 | 0 | 0 | 0 | 0 | 0 | 0 | 0 |  |  | 0 | 0% | 0% | 0 | 0 | 0 | 0 | 0 | 0 | 0 | 0 | 0 | 0 | 0 | 0 | 0 | 0 | 0 | 0 | 0 | 0 |  |  | 0 | 0 | 0 | 0 | 0 | 0 | 0 | 0 | 0 | 0 | 0 | 0 | 0 | 0 | 0 | 0 | 0 | 0 | 0 | 0 | 0 | 0 | 0 | 0 | 0 | 0 | 0 | 0 | 0 | 0 | 0 | 0 | 0 | 0
61 |  | 1 |  |  |  |  | 0 |  |  |  | 0 | 0 |  |  |  | #N/A | #N/A |  | 0 | [12 empty] | 0% | 0% | 0 | 0 | 0 | 0 | 0 | 0 | 0 | 0 |  |  | 0 | 0% | 0% | 0 | 0 | 0 | 0 | 0 | 0 | 0 | 0 | 0 | 0 | 0 | 0 | 0 | 0 | 0 | 0 | 0 | 0 |  |  | 0 | 0 | 0 | 0 | 0 | 0 | 0 | 0 | 0 | 0 | 0 | 0 | 0 | 0 | 0 | 0 | 0 | 0 | 0 | 0 | 0 | 0 | 0 | 0 | 0 | 0 | 0 | 0 | 0 | 0 | 0 | 0 | 0 | 0
62 |  | 1 |  |  |  |  | 0 |  |  |  | 0 | 0 |  |  |  | #N/A | #N/A |  | 0 | [12 empty] | 0% | 0% | 0 | 0 | 0 | 0 | 0 | 0 | 0 | 0 |  |  | 0 | 0% | 0% | 0 | 0 | 0 | 0 | 0 | 0 | 0 | 0 | 0 | 0 | 0 | 0 | 0 | 0 | 0 | 0 | 0 | 0 |  |  | 0 | 0 | 0 | 0 | 0 | 0 | 0 | 0 | 0 | 0 | 0 | 0 | 0 | 0 | 0 | 0 | 0 | 0 | 0 | 0 | 0 | 0 | 0 | 0 | 0 | 0 | 0 | 0 | 0 | 0 | 0 | 0 | 0 | 0
63 |  | 1 |  |  |  |  | 0 |  |  |  | 0 | 0 |  |  |  | #N/A | #N/A |  | 0 | [12 empty] | 0% | 0% | 0 | 0 | 0 | 0 | 0 | 0 | 0 | 0 |  |  | 0 | 0% | 0% | 0 | 0 | 0 | 0 | 0 | 0 | 0 | 0 | 0 | 0 | 0 | 0 | 0 | 0 | 0 | 0 | 0 | 0 |  |  | 0 | 0 | 0 | 0 | 0 | 0 | 0 | 0 | 0 | 0 | 0 | 0 | 0 | 0 | 0 | 0 | 0 | 0 | 0 | 0 | 0 | 0 | 0 | 0 | 0 | 0 | 0 | 0 | 0 | 0 | 0 | 0 | 0 | 0
64 |  | 1 |  |  |  |  | 0 |  |  |  | 0 | 0 |  |  |  | #N/A | #N/A |  | 0 | [12 empty] | 0% | 0% | 0 | 0 | 0 | 0 | 0 | 0 | 0 | 0 |  |  | 0 | 0% | 0% | 0 | 0 | 0 | 0 | 0 | 0 | 0 | 0 | 0 | 0 | 0 | 0 | 0 | 0 | 0 | 0 | 0 | 0 |  |  | 0 | 0 | 0 | 0 | 0 | 0 | 0 | 0 | 0 | 0 | 0 | 0 | 0 | 0 | 0 | 0 | 0 | 0 | 0 | 0 | 0 | 0 | 0 | 0 | 0 | 0 | 0 | 0 | 0 | 0 | 0 | 0 | 0 | 0
65 |  | 1 |  |  |  |  | 0 |  |  |  | 0 | 0 |  |  |  | #N/A | #N/A |  | 0 | [12 empty] | 0% | 0% | 0 | 0 | 0 | 0 | 0 | 0 | 0 | 0 |  |  | 0 | 0% | 0% | 0 | 0 | 0 | 0 | 0 | 0 | 0 | 0 | 0 | 0 | 0 | 0 | 0 | 0 | 0 | 0 | 0 | 0 |  |  | 0 | 0 | 0 | 0 | 0 | 0 | 0 | 0 | 0 | 0 | 0 | 0 | 0 | 0 | 0 | 0 | 0 | 0 | 0 | 0 | 0 | 0 | 0 | 0 | 0 | 0 | 0 | 0 | 0 | 0 | 0 | 0 | 0 | 0
66 |  | 1 |  |  |  |  | 0 |  |  |  | 0 | 0 |  |  |  | #N/A | #N/A |  | 0 | [12 empty] | 0% | 0% | 0 | 0 | 0 | 0 | 0 | 0 | 0 | 0 |  |  | 0 | 0% | 0% | 0 | 0 | 0 | 0 | 0 | 0 | 0 | 0 | 0 | 0 | 0 | 0 | 0 | 0 | 0 | 0 | 0 | 0 |  |  | 0 | 0 | 0 | 0 | 0 | 0 | 0 | 0 | 0 | 0 | 0 | 0 | 0 | 0 | 0 | 0 | 0 | 0 | 0 | 0 | 0 | 0 | 0 | 0 | 0 | 0 | 0 | 0 | 0 | 0 | 0 | 0 | 0 | 0
67 |  | 1 |  |  |  |  | 0 |  |  |  | 0 | 0 |  |  |  | #N/A | #N/A |  | 0 | [12 empty] | 0% | 0% | 0 | 0 | 0 | 0 | 0 | 0 | 0 | 0 |  |  | 0 | 0% | 0% | 0 | 0 | 0 | 0 | 0 | 0 | 0 | 0 | 0 | 0 | 0 | 0 | 0 | 0 | 0 | 0 | 0 | 0 |  |  | 0 | 0 | 0 | 0 | 0 | 0 | 0 | 0 | 0 | 0 | 0 | 0 | 0 | 0 | 0 | 0 | 0 | 0 | 0 | 0 | 0 | 0 | 0 | 0 | 0 | 0 | 0 | 0 | 0 | 0 | 0 | 0 | 0 | 0
68 |  | 1 |  |  |  |  | 0 |  |  |  | 0 | 0 |  |  |  | #N/A | #N/A |  | 0 | [12 empty] | 0% | 0% | 0 | 0 | 0 | 0 | 0 | 0 | 0 | 0 |  |  | 0 | 0% | 0% | 0 | 0 | 0 | 0 | 0 | 0 | 0 | 0 | 0 | 0 | 0 | 0 | 0 | 0 | 0 | 0 | 0 | 0 |  |  | 0 | 0 | 0 | 0 | 0 | 0 | 0 | 0 | 0 | 0 | 0 | 0 | 0 | 0 | 0 | 0 | 0 | 0 | 0 | 0 | 0 | 0 | 0 | 0 | 0 | 0 | 0 | 0 | 0 | 0 | 0 | 0 | 0 | 0
69 |  | 1 |  |  |  |  | 0 |  |  |  | 0 | 0 |  |  |  | #N/A | #N/A |  | 0 | [12 empty] | 0% | 0% | 0 | 0 | 0 | 0 | 0 | 0 | 0 | 0 |  |  | 0 | 0% | 0% | 0 | 0 | 0 | 0 | 0 | 0 | 0 | 0 | 0 | 0 | 0 | 0 | 0 | 0 | 0 | 0 | 0 | 0 |  |  | 0 | 0 | 0 | 0 | 0 | 0 | 0 | 0 | 0 | 0 | 0 | 0 | 0 | 0 | 0 | 0 | 0 | 0 | 0 | 0 | 0 | 0 | 0 | 0 | 0 | 0 | 0 | 0 | 0 | 0 | 0 | 0 | 0 | 0
70 |  | 1 |  |  |  |  | 0 |  |  |  | 0 | 0 |  |  |  | #N/A | #N/A |  | 0 | [12 empty] | 0% | 0% | 0 | 0 | 0 | 0 | 0 | 0 | 0 | 0 |  |  | 0 | 0% | 0% | 0 | 0 | 0 | 0 | 0 | 0 | 0 | 0 | 0 | 0 | 0 | 0 | 0 | 0 | 0 | 0 | 0 | 0 |  |  | 0 | 0 | 0 | 0 | 0 | 0 | 0 | 0 | 0 | 0 | 0 | 0 | 0 | 0 | 0 | 0 | 0 | 0 | 0 | 0 | 0 | 0 | 0 | 0 | 0 | 0 | 0 | 0 | 0 | 0 | 0 | 0 | 0 | 0
71 |  | 1 |  |  |  |  | 0 |  |  |  | 0 | 0 |  |  |  | #N/A | #N/A |  | 0 | [12 empty] | 0% | 0% | 0 | 0 | 0 | 0 | 0 | 0 | 0 | 0 |  |  | 0 | 0% | 0% | 0 | 0 | 0 | 0 | 0 | 0 | 0 | 0 | 0 | 0 | 0 | 0 | 0 | 0 | 0 | 0 | 0 | 0 |  |  | 0 | 0 | 0 | 0 | 0 | 0 | 0 | 0 | 0 | 0 | 0 | 0 | 0 | 0 | 0 | 0 | 0 | 0 | 0 | 0 | 0 | 0 | 0 | 0 | 0 | 0 | 0 | 0 | 0 | 0 | 0 | 0 | 0 | 0
72 |  | 1 |  |  |  |  | 0 |  |  |  | 0 | 0 |  |  |  | #N/A | #N/A |  | 0 | [12 empty] | 0% | 0% | 0 | 0 | 0 | 0 | 0 | 0 | 0 | 0 |  |  | 0 | 0% | 0% | 0 | 0 | 0 | 0 | 0 | 0 | 0 | 0 | 0 | 0 | 0 | 0 | 0 | 0 | 0 | 0 | 0 | 0 |  |  | 0 | 0 | 0 | 0 | 0 | 0 | 0 | 0 | 0 | 0 | 0 | 0 | 0 | 0 | 0 | 0 | 0 | 0 | 0 | 0 | 0 | 0 | 0 | 0 | 0 | 0 | 0 | 0 | 0 | 0 | 0 | 0 | 0 | 0
73 |  | 1 |  |  |  |  | 0 |  |  |  | 0 | 0 |  |  |  | #N/A | #N/A |  | 0 | [12 empty] | 0% | 0% | 0 | 0 | 0 | 0 | 0 | 0 | 0 | 0 |  |  | 0 | 0% | 0% | 0 | 0 | 0 | 0 | 0 | 0 | 0 | 0 | 0 | 0 | 0 | 0 | 0 | 0 | 0 | 0 | 0 | 0 |  |  | 0 | 0 | 0 | 0 | 0 | 0 | 0 | 0 | 0 | 0 | 0 | 0 | 0 | 0 | 0 | 0 | 0 | 0 | 0 | 0 | 0 | 0 | 0 | 0 | 0 | 0 | 0 | 0 | 0 | 0 | 0 | 0 | 0 | 0
74 |  | 1 |  |  |  |  | 0 |  |  |  | 0 | 0 |  |  |  | #N/A | #N/A |  | 0 | [12 empty] | 0% | 0% | 0 | 0 | 0 | 0 | 0 | 0 | 0 | 0 |  |  | 0 | 0% | 0% | 0 | 0 | 0 | 0 | 0 | 0 | 0 | 0 | 0 | 0 | 0 | 0 | 0 | 0 | 0 | 0 | 0 | 0 |  |  | 0 | 0 | 0 | 0 | 0 | 0 | 0 | 0 | 0 | 0 | 0 | 0 | 0 | 0 | 0 | 0 | 0 | 0 | 0 | 0 | 0 | 0 | 0 | 0 | 0 | 0 | 0 | 0 | 0 | 0 | 0 | 0 | 0 | 0
75 |  | 1 |  |  |  |  | 0 |  |  |  | 0 | 0 |  |  |  | #N/A | #N/A |  | 0 | [12 empty] | 0% | 0% | 0 | 0 | 0 | 0 | 0 | 0 | 0 | 0 |  |  | 0 | 0% | 0% | 0 | 0 | 0 | 0 | 0 | 0 | 0 | 0 | 0 | 0 | 0 | 0 | 0 | 0 | 0 | 0 | 0 | 0 |  |  | 0 | 0 | 0 | 0 | 0 | 0 | 0 | 0 | 0 | 0 | 0 | 0 | 0 | 0 | 0 | 0 | 0 | 0 | 0 | 0 | 0 | 0 | 0 | 0 | 0 | 0 | 0 | 0 | 0 | 0 | 0 | 0 | 0 | 0
76 |  | 1 |  |  |  |  | 0 |  |  |  | 0 | 0 |  |  |  | #N/A | #N/A |  | 0 | [12 empty] | 0% | 0% | 0 | 0 | 0 | 0 | 0 | 0 | 0 | 0 |  |  | 0 | 0% | 0% | 0 | 0 | 0 | 0 | 0 | 0 | 0 | 0 | 0 | 0 | 0 | 0 | 0 | 0 | 0 | 0 | 0 | 0 |  |  | 0 | 0 | 0 | 0 | 0 | 0 | 0 | 0 | 0 | 0 | 0 | 0 | 0 | 0 | 0 | 0 | 0 | 0 | 0 | 0 | 0 | 0 | 0 | 0 | 0 | 0 | 0 | 0 | 0 | 0 | 0 | 0 | 0 | 0
77 |  | 1 |  |  |  |  | 0 |  |  |  | 0 | 0 |  |  |  | #N/A | #N/A |  | 0 | [12 empty] | 0% | 0% | 0 | 0 | 0 | 0 | 0 | 0 | 0 | 0 |  |  | 0 | 0% | 0% | 0 | 0 | 0 | 0 | 0 | 0 | 0 | 0 | 0 | 0 | 0 | 0 | 0 | 0 | 0 | 0 | 0 | 0 |  |  | 0 | 0 | 0 | 0 | 0 | 0 | 0 | 0 | 0 | 0 | 0 | 0 | 0 | 0 | 0 | 0 | 0 | 0 | 0 | 0 | 0 | 0 | 0 | 0 | 0 | 0 | 0 | 0 | 0 | 0 | 0 | 0 | 0 | 0
78 |  | 1 |  |  |  |  | 0 |  |  |  | 0 | 0 |  |  |  | #N/A | #N/A |  | 0 | [12 empty] | 0% | 0% | 0 | 0 | 0 | 0 | 0 | 0 | 0 | 0 |  |  | 0 | 0% | 0% | 0 | 0 | 0 | 0 | 0 | 0 | 0 | 0 | 0 | 0 | 0 | 0 | 0 | 0 | 0 | 0 | 0 | 0 |  |  | 0 | 0 | 0 | 0 | 0 | 0 | 0 | 0 | 0 | 0 | 0 | 0 | 0 | 0 | 0 | 0 | 0 | 0 | 0 | 0 | 0 | 0 | 0 | 0 | 0 | 0 | 0 | 0 | 0 | 0 | 0 | 0 | 0 | 0
79 |  | 1 |  |  |  |  | 0 |  |  |  | 0 | 0 |  |  |  | #N/A | #N/A |  | 0 | [12 empty] | 0% | 0% | 0 | 0 | 0 | 0 | 0 | 0 | 0 | 0 |  |  | 0 | 0% | 0% | 0 | 0 | 0 | 0 | 0 | 0 | 0 | 0 | 0 | 0 | 0 | 0 | 0 | 0 | 0 | 0 | 0 | 0 |  |  | 0 | 0 | 0 | 0 | 0 | 0 | 0 | 0 | 0 | 0 | 0 | 0 | 0 | 0 | 0 | 0 | 0 | 0 | 0 | 0 | 0 | 0 | 0 | 0 | 0 | 0 | 0 | 0 | 0 | 0 | 0 | 0 | 0 | 0
80 |  | 1 |  |  |  |  | 0 |  |  |  | 0 | 0 |  |  |  | #N/A | #N/A |  | 0 | [12 empty] | 0% | 0% | 0 | 0 | 0 | 0 | 0 | 0 | 0 | 0 |  |  | 0 | 0% | 0% | 0 | 0 | 0 | 0 | 0 | 0 | 0 | 0 | 0 | 0 | 0 | 0 | 0 | 0 | 0 | 0 | 0 | 0 |  |  | 0 | 0 | 0 | 0 | 0 | 0 | 0 | 0 | 0 | 0 | 0 | 0 | 0 | 0 | 0 | 0 | 0 | 0 | 0 | 0 | 0 | 0 | 0 | 0 | 0 | 0 | 0 | 0 | 0 | 0 | 0 | 0 | 0 | 0
81 |  | 1 |  |  |  |  | 0 |  |  |  | 0 | 0 |  |  |  | #N/A | #N/A |  | 0 | [12 empty] | 0% | 0% | 0 | 0 | 0 | 0 | 0 | 0 | 0 | 0 |  |  | 0 | 0% | 0% | 0 | 0 | 0 | 0 | 0 | 0 | 0 | 0 | 0 | 0 | 0 | 0 | 0 | 0 | 0 | 0 | 0 | 0 |  |  | 0 | 0 | 0 | 0 | 0 | 0 | 0 | 0 | 0 | 0 | 0 | 0 | 0 | 0 | 0 | 0 | 0 | 0 | 0 | 0 | 0 | 0 | 0 | 0 | 0 | 0 | 0 | 0 | 0 | 0 | 0 | 0 | 0 | 0
82 |  | 1 |  |  |  |  | 0 |  |  |  | 0 | 0 |  |  |  | #N/A | #N/A |  | 0 | [12 empty] | 0% | 0% | 0 | 0 | 0 | 0 | 0 | 0 | 0 | 0 |  |  | 0 | 0% | 0% | 0 | 0 | 0 | 0 | 0 | 0 | 0 | 0 | 0 | 0 | 0 | 0 | 0 | 0 | 0 | 0 | 0 | 0 |  |  | 0 | 0 | 0 | 0 | 0 | 0 | 0 | 0 | 0 | 0 | 0 | 0 | 0 | 0 | 0 | 0 | 0 | 0 | 0 | 0 | 0 | 0 | 0 | 0 | 0 | 0 | 0 | 0 | 0 | 0 | 0 | 0 | 0 | 0
83 |  | 1 |  |  |  |  | 0 |  |  |  | 0 | 0 |  |  |  | #N/A | #N/A |  | 0 | [12 empty] | 0% | 0% | 0 | 0 | 0 | 0 | 0 | 0 | 0 | 0 |  |  | 0 | 0% | 0% | 0 | 0 | 0 | 0 | 0 | 0 | 0 | 0 | 0 | 0 | 0 | 0 | 0 | 0 | 0 | 0 | 0 | 0 |  |  | 0 | 0 | 0 | 0 | 0 | 0 | 0 | 0 | 0 | 0 | 0 | 0 | 0 | 0 | 0 | 0 | 0 | 0 | 0 | 0 | 0 | 0 | 0 | 0 | 0 | 0 | 0 | 0 | 0 | 0 | 0 | 0 | 0 | 0
84 |  | 1 |  |  |  |  | 0 |  |  |  | 0 | 0 |  |  |  | #N/A | #N/A |  | 0 | [12 empty] | 0% | 0% | 0 | 0 | 0 | 0 | 0 | 0 | 0 | 0 |  |  | 0 | 0% | 0% | 0 | 0 | 0 | 0 | 0 | 0 | 0 | 0 | 0 | 0 | 0 | 0 | 0 | 0 | 0 | 0 | 0 | 0 |  |  | 0 | 0 | 0 | 0 | 0 | 0 | 0 | 0 | 0 | 0 | 0 | 0 | 0 | 0 | 0 | 0 | 0 | 0 | 0 | 0 | 0 | 0 | 0 | 0 | 0 | 0 | 0 | 0 | 0 | 0 | 0 | 0 | 0 | 0
85 |  | 1 |  |  |  |  | 0 |  |  |  | 0 | 0 |  |  |  | #N/A | #N/A |  | 0 | [12 empty] | 0% | 0% | 0 | 0 | 0 | 0 | 0 | 0 | 0 | 0 |  |  | 0 | 0% | 0% | 0 | 0 | 0 | 0 | 0 | 0 | 0 | 0 | 0 | 0 | 0 | 0 | 0 | 0 | 0 | 0 | 0 | 0 |  |  | 0 | 0 | 0 | 0 | 0 | 0 | 0 | 0 | 0 | 0 | 0 | 0 | 0 | 0 | 0 | 0 | 0 | 0 | 0 | 0 | 0 | 0 | 0 | 0 | 0 | 0 | 0 | 0 | 0 | 0 | 0 | 0 | 0 | 0
86 |  | 1 |  |  |  |  | 0 |  |  |  | 0 | 0 |  |  |  | #N/A | #N/A |  | 0 | [12 empty] | 0% | 0% | 0 | 0 | 0 | 0 | 0 | 0 | 0 | 0 |  |  | 0 | 0% | 0% | 0 | 0 | 0 | 0 | 0 | 0 | 0 | 0 | 0 | 0 | 0 | 0 | 0 | 0 | 0 | 0 | 0 | 0 |  |  | 0 | 0 | 0 | 0 | 0 | 0 | 0 | 0 | 0 | 0 | 0 | 0 | 0 | 0 | 0 | 0 | 0 | 0 | 0 | 0 | 0 | 0 | 0 | 0 | 0 | 0 | 0 | 0 | 0 | 0 | 0 | 0 | 0 | 0
87 |  | 1 |  |  |  |  | 0 |  |  |  | 0 | 0 |  |  |  | #N/A | #N/A |  | 0 | [12 empty] | 0% | 0% | 0 | 0 | 0 | 0 | 0 | 0 | 0 | 0 |  |  | 0 | 0% | 0% | 0 | 0 | 0 | 0 | 0 | 0 | 0 | 0 | 0 | 0 | 0 | 0 | 0 | 0 | 0 | 0 | 0 | 0 |  |  | 0 | 0 | 0 | 0 | 0 | 0 | 0 | 0 | 0 | 0 | 0 | 0 | 0 | 0 | 0 | 0 | 0 | 0 | 0 | 0 | 0 | 0 | 0 | 0 | 0 | 0 | 0 | 0 | 0 | 0 | 0 | 0 | 0 | 0
88 |  | 1 |  |  |  |  | 0 |  |  |  | 0 | 0 |  |  |  | #N/A | #N/A |  | 0 | [12 empty] | 0% | 0% | 0 | 0 | 0 | 0 | 0 | 0 | 0 | 0 |  |  | 0 | 0% | 0% | 0 | 0 | 0 | 0 | 0 | 0 | 0 | 0 | 0 | 0 | 0 | 0 | 0 | 0 | 0 | 0 | 0 | 0 |  |  | 0 | 0 | 0 | 0 | 0 | 0 | 0 | 0 | 0 | 0 | 0 | 0 | 0 | 0 | 0 | 0 | 0 | 0 | 0 | 0 | 0 | 0 | 0 | 0 | 0 | 0 | 0 | 0 | 0 | 0 | 0 | 0 | 0 | 0
89 |  | 1 |  |  |  |  | 0 |  |  |  | 0 | 0 |  |  |  | #N/A | #N/A |  | 0 | [12 empty] | 0% | 0% | 0 | 0 | 0 | 0 | 0 | 0 | 0 | 0 |  |  | 0 | 0% | 0% | 0 | 0 | 0 | 0 | 0 | 0 | 0 | 0 | 0 | 0 | 0 | 0 | 0 | 0 | 0 | 0 | 0 | 0 |  |  | 0 | 0 | 0 | 0 | 0 | 0 | 0 | 0 | 0 | 0 | 0 | 0 | 0 | 0 | 0 | 0 | 0 | 0 | 0 | 0 | 0 | 0 | 0 | 0 | 0 | 0 | 0 | 0 | 0 | 0 | 0 | 0 | 0 | 0
90 |  | 1 |  |  |  |  | 0 |  |  |  | 0 | 0 |  |  |  | #N/A | #N/A |  | 0 | [12 empty] | 0% | 0% | 0 | 0 | 0 | 0 | 0 | 0 | 0 | 0 |  |  | 0 | 0% | 0% | 0 | 0 | 0 | 0 | 0 | 0 | 0 | 0 | 0 | 0 | 0 | 0 | 0 | 0 | 0 | 0 | 0 | 0 |  |  | 0 | 0 | 0 | 0 | 0 | 0 | 0 | 0 | 0 | 0 | 0 | 0 | 0 | 0 | 0 | 0 | 0 | 0 | 0 | 0 | 0 | 0 | 0 | 0 | 0 | 0 | 0 | 0 | 0 | 0 | 0 | 0 | 0 | 0
91 |  | 1 |  |  |  |  | 0 |  |  |  | 0 | 0 |  |  |  | #N/A | #N/A |  | 0 | [12 empty] | 0% | 0% | 0 | 0 | 0 | 0 | 0 | 0 | 0 | 0 |  |  | 0 | 0% | 0% | 0 | 0 | 0 | 0 | 0 | 0 | 0 | 0 | 0 | 0 | 0 | 0 | 0 | 0 | 0 | 0 | 0 | 0 |  |  | 0 | 0 | 0 | 0 | 0 | 0 | 0 | 0 | 0 | 0 | 0 | 0 | 0 | 0 | 0 | 0 | 0 | 0 | 0 | 0 | 0 | 0 | 0 | 0 | 0 | 0 | 0 | 0 | 0 | 0 | 0 | 0 | 0 | 0
92 |  | 1 |  |  |  |  | 0 |  |  |  | 0 | 0 |  |  |  | #N/A | #N/A |  | 0 | [12 empty] | 0% | 0% | 0 | 0 | 0 | 0 | 0 | 0 | 0 | 0 |  |  | 0 | 0% | 0% | 0 | 0 | 0 | 0 | 0 | 0 | 0 | 0 | 0 | 0 | 0 | 0 | 0 | 0 | 0 | 0 | 0 | 0 |  |  | 0 | 0 | 0 | 0 | 0 | 0 | 0 | 0 | 0 | 0 | 0 | 0 | 0 | 0 | 0 | 0 | 0 | 0 | 0 | 0 | 0 | 0 | 0 | 0 | 0 | 0 | 0 | 0 | 0 | 0 | 0 | 0 | 0 | 0
93 |  | 1 |  |  |  |  | 0 |  |  |  | 0 | 0 |  |  |  | #N/A | #N/A |  | 0 | [12 empty] | 0% | 0% | 0 | 0 | 0 | 0 | 0 | 0 | 0 | 0 |  |  | 0 | 0% | 0% | 0 | 0 | 0 | 0 | 0 | 0 | 0 | 0 | 0 | 0 | 0 | 0 | 0 | 0 | 0 | 0 | 0 | 0 |  |  | 0 | 0 | 0 | 0 | 0 | 0 | 0 | 0 | 0 | 0 | 0 | 0 | 0 | 0 | 0 | 0 | 0 | 0 | 0 | 0 | 0 | 0 | 0 | 0 | 0 | 0 | 0 | 0 | 0 | 0 | 0 | 0 | 0 | 0
94 |  | 1 |  |  |  |  | 0 |  |  |  | 0 | 0 |  |  |  | #N/A | #N/A |  | 0 | [12 empty] | 0% | 0% | 0 | 0 | 0 | 0 | 0 | 0 | 0 | 0 |  |  | 0 | 0% | 0% | 0 | 0 | 0 | 0 | 0 | 0 | 0 | 0 | 0 | 0 | 0 | 0 | 0 | 0 | 0 | 0 | 0 | 0 |  |  | 0 | 0 | 0 | 0 | 0 | 0 | 0 | 0 | 0 | 0 | 0 | 0 | 0 | 0 | 0 | 0 | 0 | 0 | 0 | 0 | 0 | 0 | 0 | 0 | 0 | 0 | 0 | 0 | 0 | 0 | 0 | 0 | 0 | 0
95 |  | 1 |  |  |  |  | 0 |  |  |  | 0 | 0 |  |  |  | #N/A | #N/A |  | 0 | [12 empty] | 0% | 0% | 0 | 0 | 0 | 0 | 0 | 0 | 0 | 0 |  |  | 0 | 0% | 0% | 0 | 0 | 0 | 0 | 0 | 0 | 0 | 0 | 0 | 0 | 0 | 0 | 0 | 0 | 0 | 0 | 0 | 0 |  |  | 0 | 0 | 0 | 0 | 0 | 0 | 0 | 0 | 0 | 0 | 0 | 0 | 0 | 0 | 0 | 0 | 0 | 0 | 0 | 0 | 0 | 0 | 0 | 0 | 0 | 0 | 0 | 0 | 0 | 0 | 0 | 0 | 0 | 0
96 |  | 1 |  |  |  |  | 0 |  |  |  | 0 | 0 |  |  |  | #N/A | #N/A |  | 0 | [12 empty] | 0% | 0% | 0 | 0 | 0 | 0 | 0 | 0 | 0 | 0 |  |  | 0 | 0% | 0% | 0 | 0 | 0 | 0 | 0 | 0 | 0 | 0 | 0 | 0 | 0 | 0 | 0 | 0 | 0 | 0 | 0 | 0 |  |  | 0 | 0 | 0 | 0 | 0 | 0 | 0 | 0 | 0 | 0 | 0 | 0 | 0 | 0 | 0 | 0 | 0 | 0 | 0 | 0 | 0 | 0 | 0 | 0 | 0 | 0 | 0 | 0 | 0 | 0 | 0 | 0 | 0 | 0
97 |  | 1 |  |  |  |  | 0 |  |  |  | 0 | 0 |  |  |  | #N/A | #N/A |  | 0 | [12 empty] | 0% | 0% | 0 | 0 | 0 | 0 | 0 | 0 | 0 | 0 |  |  | 0 | 0% | 0% | 0 | 0 | 0 | 0 | 0 | 0 | 0 | 0 | 0 | 0 | 0 | 0 | 0 | 0 | 0 | 0 | 0 | 0 |  |  | 0 | 0 | 0 | 0 | 0 | 0 | 0 | 0 | 0 | 0 | 0 | 0 | 0 | 0 | 0 | 0 | 0 | 0 | 0 | 0 | 0 | 0 | 0 | 0 | 0 | 0 | 0 | 0 | 0 | 0 | 0 | 0 | 0 | 0
98 |  | 1 |  |  |  |  | 0 |  |  |  | 0 | 0 |  |  |  | #N/A | #N/A |  | 0 | [12 empty] | 0% | 0% | 0 | 0 | 0 | 0 | 0 | 0 | 0 | 0 |  |  | 0 | 0% | 0% | 0 | 0 | 0 | 0 | 0 | 0 | 0 | 0 | 0 | 0 | 0 | 0 | 0 | 0 | 0 | 0 | 0 | 0 |  |  | 0 | 0 | 0 | 0 | 0 | 0 | 0 | 0 | 0 | 0 | 0 | 0 | 0 | 0 | 0 | 0 | 0 | 0 | 0 | 0 | 0 | 0 | 0 | 0 | 0 | 0 | 0 | 0 | 0 | 0 | 0 | 0 | 0 | 0
99 |  | 1 |  |  |  |  | 0 |  |  |  | 0 | 0 |  |  |  | #N/A | #N/A |  | 0 | [12 empty] | 0% | 0% | 0 | 0 | 0 | 0 | 0 | 0 | 0 | 0 |  |  | 0 | 0% | 0% | 0 | 0 | 0 | 0 | 0 | 0 | 0 | 0 | 0 | 0 | 0 | 0 | 0 | 0 | 0 | 0 | 0 | 0 |  |  | 0 | 0 | 0 | 0 | 0 | 0 | 0 | 0 | 0 | 0 | 0 | 0 | 0 | 0 | 0 | 0 | 0 | 0 | 0 | 0 | 0 | 0 | 0 | 0 | 0 | 0 | 0 | 0 | 0 | 0 | 0 | 0 | 0 | 0
100 |  | 1 |  |  |  |  | 0 |  |  |  | 0 | 0 |  |  |  | #N/A | #N/A |  | 0 | [12 empty] | 0% | 0% | 0 | 0 | 0 | 0 | 0 | 0 | 0 | 0 |  |  | 0 | 0% | 0% | 0 | 0 | 0 | 0 | 0 | 0 | 0 | 0 | 0 | 0 | 0 | 0 | 0 | 0 | 0 | 0 | 0 | 0 |  |  | 0 | 0 | 0 | 0 | 0 | 0 | 0 | 0 | 0 | 0 | 0 | 0 | 0 | 0 | 0 | 0 | 0 | 0 | 0 | 0 | 0 | 0 | 0 | 0 | 0 | 0 | 0 | 0 | 0 | 0 | 0 | 0 | 0 | 0
101 |  | 1 |  |  |  |  | 0 |  |  |  | 0 | 0 |  |  |  | #N/A | #N/A |  | 0 | [12 empty] | 0% | 0% | 0 | 0 | 0 | 0 | 0 | 0 | 0 | 0 |  |  | 0 | 0% | 0% | 0 | 0 | 0 | 0 | 0 | 0 | 0 | 0 | 0 | 0 | 0 | 0 | 0 | 0 | 0 | 0 | 0 | 0 |  |  | 0 | 0 | 0 | 0 | 0 | 0 | 0 | 0 | 0 | 0 | 0 | 0 | 0 | 0 | 0 | 0 | 0 | 0 | 0 | 0 | 0 | 0 | 0 | 0 | 0 | 0 | 0 | 0 | 0 | 0 | 0 | 0 | 0 | 0
102 |  | 1 |  |  |  |  | 0 |  |  |  | 0 | 0 |  |  |  | #N/A | #N/A |  | 0 | [12 empty] | 0% | 0% | 0 | 0 | 0 | 0 | 0 | 0 | 0 | 0 |  |  | 0 | 0% | 0% | 0 | 0 | 0 | 0 | 0 | 0 | 0 | 0 | 0 | 0 | 0 | 0 | 0 | 0 | 0 | 0 | 0 | 0 |  |  | 0 | 0 | 0 | 0 | 0 | 0 | 0 | 0 | 0 | 0 | 0 | 0 | 0 | 0 | 0 | 0 | 0 | 0 | 0 | 0 | 0 | 0 | 0 | 0 | 0 | 0 | 0 | 0 | 0 | 0 | 0 | 0 | 0 | 0
103 |  | 1 |  |  |  |  | 0 |  |  |  | 0 | 0 |  |  |  | #N/A | #N/A |  | 0 | [12 empty] | 0% | 0% | 0 | 0 | 0 | 0 | 0 | 0 | 0 | 0 |  |  | 0 | 0% | 0% | 0 | 0 | 0 | 0 | 0 | 0 | 0 | 0 | 0 | 0 | 0 | 0 | 0 | 0 | 0 | 0 | 0 | 0 |  |  | 0 | 0 | 0 | 0 | 0 | 0 | 0 | 0 | 0 | 0 | 0 | 0 | 0 | 0 | 0 | 0 | 0 | 0 | 0 | 0 | 0 | 0 | 0 | 0 | 0 | 0 | 0 | 0 | 0 | 0 | 0 | 0 | 0 | 0
104 |  | 1 |  |  |  |  | 0 |  |  |  | 0 | 0 |  |  |  | #N/A | #N/A |  | 0 | [12 empty] | 0% | 0% | 0 | 0 | 0 | 0 | 0 | 0 | 0 | 0 |  |  | 0 | 0% | 0% | 0 | 0 | 0 | 0 | 0 | 0 | 0 | 0 | 0 | 0 | 0 | 0 | 0 | 0 | 0 | 0 | 0 | 0 |  |  | 0 | 0 | 0 | 0 | 0 | 0 | 0 | 0 | 0 | 0 | 0 | 0 | 0 | 0 | 0 | 0 | 0 | 0 | 0 | 0 | 0 | 0 | 0 | 0 | 0 | 0 | 0 | 0 | 0 | 0 | 0 | 0 | 0 | 0
105 |  | 1 |  |  |  |  | 0 |  |  |  | 0 | 0 |  |  |  | #N/A | #N/A |  | 0 | [12 empty] | 0% | 0% | 0 | 0 | 0 | 0 | 0 | 0 | 0 | 0 |  |  | 0 | 0% | 0% | 0 | 0 | 0 | 0 | 0 | 0 | 0 | 0 | 0 | 0 | 0 | 0 | 0 | 0 | 0 | 0 | 0 | 0 |  |  | 0 | 0 | 0 | 0 | 0 | 0 | 0 | 0 | 0 | 0 | 0 | 0 | 0 | 0 | 0 | 0 | 0 | 0 | 0 | 0 | 0 | 0 | 0 | 0 | 0 | 0 | 0 | 0 | 0 | 0 | 0 | 0 | 0 | 0
106 |  | 1 |  |  |  |  | 0 |  |  |  | 0 | 0 |  |  |  | #N/A | #N/A |  | 0 | [12 empty] | 0% | 0% | 0 | 0 | 0 | 0 | 0 | 0 | 0 | 0 |  |  | 0 | 0% | 0% | 0 | 0 | 0 | 0 | 0 | 0 | 0 | 0 | 0 | 0 | 0 | 0 | 0 | 0 | 0 | 0 | 0 | 0 |  |  | 0 | 0 | 0 | 0 | 0 | 0 | 0 | 0 | 0 | 0 | 0 | 0 | 0 | 0 | 0 | 0 | 0 | 0 | 0 | 0 | 0 | 0 | 0 | 0 | 0 | 0 | 0 | 0 | 0 | 0 | 0 | 0 | 0 | 0
107 |  | 1 |  |  |  |  | 0 |  |  |  | 0 | 0 |  |  |  | #N/A | #N/A |  | 0 | [12 empty] | 0% | 0% | 0 | 0 | 0 | 0 | 0 | 0 | 0 | 0 |  |  | 0 | 0% | 0% | 0 | 0 | 0 | 0 | 0 | 0 | 0 | 0 | 0 | 0 | 0 | 0 | 0 | 0 | 0 | 0 | 0 | 0 |  |  | 0 | 0 | 0 | 0 | 0 | 0 | 0 | 0 | 0 | 0 | 0 | 0 | 0 | 0 | 0 | 0 | 0 | 0 | 0 | 0 | 0 | 0 | 0 | 0 | 0 | 0 | 0 | 0 | 0 | 0 | 0 | 0 | 0 | 0
108 |  | 1 |  |  |  |  | 0 |  |  |  | 0 | 0 |  |  |  | #N/A | #N/A |  | 0 | [12 empty] | 0% | 0% | 0 | 0 | 0 | 0 | 0 | 0 | 0 | 0 |  |  | 0 | 0% | 0% | 0 | 0 | 0 | 0 | 0 | 0 | 0 | 0 | 0 | 0 | 0 | 0 | 0 | 0 | 0 | 0 | 0 | 0 |  |  | 0 | 0 | 0 | 0 | 0 | 0 | 0 | 0 | 0 | 0 | 0 | 0 | 0 | 0 | 0 | 0 | 0 | 0 | 0 | 0 | 0 | 0 | 0 | 0 | 0 | 0 | 0 | 0 | 0 | 0 | 0 | 0 | 0 | 0
109 |  | 1 |  |  |  |  | 0 |  |  |  | 0 | 0 |  |  |  | #N/A | #N/A |  | 0 | [12 empty] | 0% | 0% | 0 | 0 | 0 | 0 | 0 | 0 | 0 | 0 |  |  | 0 | 0% | 0% | 0 | 0 | 0 | 0 | 0 | 0 | 0 | 0 | 0 | 0 | 0 | 0 | 0 | 0 | 0 | 0 | 0 | 0 |  |  | 0 | 0 | 0 | 0 | 0 | 0 | 0 | 0 | 0 | 0 | 0 | 0 | 0 | 0 | 0 | 0 | 0 | 0 | 0 | 0 | 0 | 0 | 0 | 0 | 0 | 0 | 0 | 0 | 0 | 0 | 0 | 0 | 0 | 0
110 |  | 1 |  |  |  |  | 0 |  |  |  | 0 | 0 |  |  |  | #N/A | #N/A |  | 0 | [12 empty] | 0% | 0% | 0 | 0 | 0 | 0 | 0 | 0 | 0 | 0 |  |  | 0 | 0% | 0% | 0 | 0 | 0 | 0 | 0 | 0 | 0 | 0 | 0 | 0 | 0 | 0 | 0 | 0 | 0 | 0 | 0 | 0 |  |  | 0 | 0 | 0 | 0 | 0 | 0 | 0 | 0 | 0 | 0 | 0 | 0 | 0 | 0 | 0 | 0 | 0 | 0 | 0 | 0 | 0 | 0 | 0 | 0 | 0 | 0 | 0 | 0 | 0 | 0 | 0 | 0 | 0 | 0
111 |  | 1 |  |  |  |  | 0 |  |  |  | 0 | 0 |  |  |  | #N/A | #N/A |  | 0 | [12 empty] | 0% | 0% | 0 | 0 | 0 | 0 | 0 | 0 | 0 | 0 |  |  | 0 | 0% | 0% | 0 | 0 | 0 | 0 | 0 | 0 | 0 | 0 | 0 | 0 | 0 | 0 | 0 | 0 | 0 | 0 | 0 | 0 |  |  | 0 | 0 | 0 | 0 | 0 | 0 | 0 | 0 | 0 | 0 | 0 | 0 | 0 | 0 | 0 | 0 | 0 | 0 | 0 | 0 | 0 | 0 | 0 | 0 | 0 | 0 | 0 | 0 | 0 | 0 | 0 | 0 | 0 | 0
112 |  | 1 |  |  |  |  | 0 |  |  |  | 0 | 0 |  |  |  | #N/A | #N/A |  | 0 | [12 empty] | 0% | 0% | 0 | 0 | 0 | 0 | 0 | 0 | 0 | 0 |  |  | 0 | 0% | 0% | 0 | 0 | 0 | 0 | 0 | 0 | 0 | 0 | 0 | 0 | 0 | 0 | 0 | 0 | 0 | 0 | 0 | 0 |  |  | 0 | 0 | 0 | 0 | 0 | 0 | 0 | 0 | 0 | 0 | 0 | 0 | 0 | 0 | 0 | 0 | 0 | 0 | 0 | 0 | 0 | 0 | 0 | 0 | 0 | 0 | 0 | 0 | 0 | 0 | 0 | 0 | 0 | 0
113 |  | 1 |  |  |  |  | 0 |  |  |  | 0 | 0 |  |  |  | #N/A | #N/A |  | 0 | [12 empty] | 0% | 0% | 0 | 0 | 0 | 0 | 0 | 0 | 0 | 0 |  |  | 0 | 0% | 0% | 0 | 0 | 0 | 0 | 0 | 0 | 0 | 0 | 0 | 0 | 0 | 0 | 0 | 0 | 0 | 0 | 0 | 0 |  |  | 0 | 0 | 0 | 0 | 0 | 0 | 0 | 0 | 0 | 0 | 0 | 0 | 0 | 0 | 0 | 0 | 0 | 0 | 0 | 0 | 0 | 0 | 0 | 0 | 0 | 0 | 0 | 0 | 0 | 0 | 0 | 0 | 0 | 0
114 |  | 1 |  |  |  |  | 0 |  |  |  | 0 | 0 |  |  |  | #N/A | #N/A |  | 0 | [12 empty] | 0% | 0% | 0 | 0 | 0 | 0 | 0 | 0 | 0 | 0 |  |  | 0 | 0% | 0% | 0 | 0 | 0 | 0 | 0 | 0 | 0 | 0 | 0 | 0 | 0 | 0 | 0 | 0 | 0 | 0 | 0 | 0 |  |  | 0 | 0 | 0 | 0 | 0 | 0 | 0 | 0 | 0 | 0 | 0 | 0 | 0 | 0 | 0 | 0 | 0 | 0 | 0 | 0 | 0 | 0 | 0 | 0 | 0 | 0 | 0 | 0 | 0 | 0 | 0 | 0 | 0 | 0
115 |  | 1 |  |  |  |  | 0 |  |  |  | 0 | 0 |  |  |  | #N/A | #N/A |  | 0 | [12 empty] | 0% | 0% | 0 | 0 | 0 | 0 | 0 | 0 | 0 | 0 |  |  | 0 | 0% | 0% | 0 | 0 | 0 | 0 | 0 | 0 | 0 | 0 | 0 | 0 | 0 | 0 | 0 | 0 | 0 | 0 | 0 | 0 |  |  | 0 | 0 | 0 | 0 | 0 | 0 | 0 | 0 | 0 | 0 | 0 | 0 | 0 | 0 | 0 | 0 | 0 | 0 | 0 | 0 | 0 | 0 | 0 | 0 | 0 | 0 | 0 | 0 | 0 | 0 | 0 | 0 | 0 | 0
116 |  | 1 |  |  |  |  | 0 |  |  |  | 0 | 0 |  |  |  | #N/A | #N/A |  | 0 | [12 empty] | 0% | 0% | 0 | 0 | 0 | 0 | 0 | 0 | 0 | 0 |  |  | 0 | 0% | 0% | 0 | 0 | 0 | 0 | 0 | 0 | 0 | 0 | 0 | 0 | 0 | 0 | 0 | 0 | 0 | 0 | 0 | 0 |  |  | 0 | 0 | 0 | 0 | 0 | 0 | 0 | 0 | 0 | 0 | 0 | 0 | 0 | 0 | 0 | 0 | 0 | 0 | 0 | 0 | 0 | 0 | 0 | 0 | 0 | 0 | 0 | 0 | 0 | 0 | 0 | 0 | 0 | 0
117 |  | 1 |  |  |  |  | 0 |  |  |  | 0 | 0 |  |  |  | #N/A | #N/A |  | 0 | [12 empty] | 0% | 0% | 0 | 0 | 0 | 0 | 0 | 0 | 0 | 0 |  |  | 0 | 0% | 0% | 0 | 0 | 0 | 0 | 0 | 0 | 0 | 0 | 0 | 0 | 0 | 0 | 0 | 0 | 0 | 0 | 0 | 0 |  |  | 0 | 0 | 0 | 0 | 0 | 0 | 0 | 0 | 0 | 0 | 0 | 0 | 0 | 0 | 0 | 0 | 0 | 0 | 0 | 0 | 0 | 0 | 0 | 0 | 0 | 0 | 0 | 0 | 0 | 0 | 0 | 0 | 0 | 0
118 |  | 1 |  |  |  |  | 0 |  |  |  | 0 | 0 |  |  |  | #N/A | #N/A |  | 0 | [12 empty] | 0% | 0% | 0 | 0 | 0 | 0 | 0 | 0 | 0 | 0 |  |  | 0 | 0% | 0% | 0 | 0 | 0 | 0 | 0 | 0 | 0 | 0 | 0 | 0 | 0 | 0 | 0 | 0 | 0 | 0 | 0 | 0 |  |  | 0 | 0 | 0 | 0 | 0 | 0 | 0 | 0 | 0 | 0 | 0 | 0 | 0 | 0 | 0 | 0 | 0 | 0 | 0 | 0 | 0 | 0 | 0 | 0 | 0 | 0 | 0 | 0 | 0 | 0 | 0 | 0 | 0 | 0
119 |  | 1 |  |  |  |  | 0 |  |  |  | 0 | 0 |  |  |  | #N/A | #N/A |  | 0 | [12 empty] | 0% | 0% | 0 | 0 | 0 | 0 | 0 | 0 | 0 | 0 |  |  | 0 | 0% | 0% | 0 | 0 | 0 | 0 | 0 | 0 | 0 | 0 | 0 | 0 | 0 | 0 | 0 | 0 | 0 | 0 | 0 | 0 |  |  | 0 | 0 | 0 | 0 | 0 | 0 | 0 | 0 | 0 | 0 | 0 | 0 | 0 | 0 | 0 | 0 | 0 | 0 | 0 | 0 | 0 | 0 | 0 | 0 | 0 | 0 | 0 | 0 | 0 | 0 | 0 | 0 | 0 | 0
120 |  | 1 |  |  |  |  | 0 |  |  |  | 0 | 0 |  |  |  | #N/A | #N/A |  | 0 | [12 empty] | 0% | 0% | 0 | 0 | 0 | 0 | 0 | 0 | 0 | 0 |  |  | 0 | 0% | 0% | 0 | 0 | 0 | 0 | 0 | 0 | 0 | 0 | 0 | 0 | 0 | 0 | 0 | 0 | 0 | 0 | 0 | 0 |  |  | 0 | 0 | 0 | 0 | 0 | 0 | 0 | 0 | 0 | 0 | 0 | 0 | 0 | 0 | 0 | 0 | 0 | 0 | 0 | 0 | 0 | 0 | 0 | 0 | 0 | 0 | 0 | 0 | 0 | 0 | 0 | 0 | 0 | 0
121 |  | 1 |  |  |  |  | 0 |  |  |  | 0 | 0 |  |  |  | #N/A | #N/A |  | 0 | [12 empty] | 0% | 0% | 0 | 0 | 0 | 0 | 0 | 0 | 0 | 0 |  |  | 0 | 0% | 0% | 0 | 0 | 0 | 0 | 0 | 0 | 0 | 0 | 0 | 0 | 0 | 0 | 0 | 0 | 0 | 0 | 0 | 0 |  |  | 0 | 0 | 0 | 0 | 0 | 0 | 0 | 0 | 0 | 0 | 0 | 0 | 0 | 0 | 0 | 0 | 0 | 0 | 0 | 0 | 0 | 0 | 0 | 0 | 0 | 0 | 0 | 0 | 0 | 0 | 0 | 0 | 0 | 0
122 |  | 1 |  |  |  |  | 0 |  |  |  | 0 | 0 |  |  |  | #N/A | #N/A |  | 0 | [12 empty] | 0% | 0% | 0 | 0 | 0 | 0 | 0 | 0 | 0 | 0 |  |  | 0 | 0% | 0% | 0 | 0 | 0 | 0 | 0 | 0 | 0 | 0 | 0 | 0 | 0 | 0 | 0 | 0 | 0 | 0 | 0 | 0 |  |  | 0 | 0 | 0 | 0 | 0 | 0 | 0 | 0 | 0 | 0 | 0 | 0 | 0 | 0 | 0 | 0 | 0 | 0 | 0 | 0 | 0 | 0 | 0 | 0 | 0 | 0 | 0 | 0 | 0 | 0 | 0 | 0 | 0 | 0
123 |  | 1 |  |  |  |  | 0 |  |  |  | 0 | 0 |  |  |  | #N/A | #N/A |  | 0 | [12 empty] | 0% | 0% | 0 | 0 | 0 | 0 | 0 | 0 | 0 | 0 |  |  | 0 | 0% | 0% | 0 | 0 | 0 | 0 | 0 | 0 | 0 | 0 | 0 | 0 | 0 | 0 | 0 | 0 | 0 | 0 | 0 | 0 |  |  | 0 | 0 | 0 | 0 | 0 | 0 | 0 | 0 | 0 | 0 | 0 | 0 | 0 | 0 | 0 | 0 | 0 | 0 | 0 | 0 | 0 | 0 | 0 | 0 | 0 | 0 | 0 | 0 | 0 | 0 | 0 | 0 | 0 | 0
124 |  | 1 |  |  |  |  | 0 |  |  |  | 0 | 0 |  |  |  | #N/A | #N/A |  | 0 | [12 empty] | 0% | 0% | 0 | 0 | 0 | 0 | 0 | 0 | 0 | 0 |  |  | 0 | 0% | 0% | 0 | 0 | 0 | 0 | 0 | 0 | 0 | 0 | 0 | 0 | 0 | 0 | 0 | 0 | 0 | 0 | 0 | 0 |  |  | 0 | 0 | 0 | 0 | 0 | 0 | 0 | 0 | 0 | 0 | 0 | 0 | 0 | 0 | 0 | 0 | 0 | 0 | 0 | 0 | 0 | 0 | 0 | 0 | 0 | 0 | 0 | 0 | 0 | 0 | 0 | 0 | 0 | 0
125 |  | 1 |  |  |  |  | 0 |  |  |  | 0 | 0 |  |  |  | #N/A | #N/A |  | 0 | [12 empty] | 0% | 0% | 0 | 0 | 0 | 0 | 0 | 0 | 0 | 0 |  |  | 0 | 0% | 0% | 0 | 0 | 0 | 0 | 0 | 0 | 0 | 0 | 0 | 0 | 0 | 0 | 0 | 0 | 0 | 0 | 0 | 0 |  |  | 0 | 0 | 0 | 0 | 0 | 0 | 0 | 0 | 0 | 0 | 0 | 0 | 0 | 0 | 0 | 0 | 0 | 0 | 0 | 0 | 0 | 0 | 0 | 0 | 0 | 0 | 0 | 0 | 0 | 0 | 0 | 0 | 0 | 0
126 |  | 1 |  |  |  |  | 0 |  |  |  | 0 | 0 |  |  |  | #N/A | #N/A |  | 0 | [12 empty] | 0% | 0% | 0 | 0 | 0 | 0 | 0 | 0 | 0 | 0 |  |  | 0 | 0% | 0% | 0 | 0 | 0 | 0 | 0 | 0 | 0 | 0 | 0 | 0 | 0 | 0 | 0 | 0 | 0 | 0 | 0 | 0 |  |  | 0 | 0 | 0 | 0 | 0 | 0 | 0 | 0 | 0 | 0 | 0 | 0 | 0 | 0 | 0 | 0 | 0 | 0 | 0 | 0 | 0 | 0 | 0 | 0 | 0 | 0 | 0 | 0 | 0 | 0 | 0 | 0 | 0 | 0
127 |  | 1 |  |  |  |  | 0 |  |  |  | 0 | 0 |  |  |  | #N/A | #N/A |  | 0 | [12 empty] | 0% | 0% | 0 | 0 | 0 | 0 | 0 | 0 | 0 | 0 |  |  | 0 | 0% | 0% | 0 | 0 | 0 | 0 | 0 | 0 | 0 | 0 | 0 | 0 | 0 | 0 | 0 | 0 | 0 | 0 | 0 | 0 |  |  | 0 | 0 | 0 | 0 | 0 | 0 | 0 | 0 | 0 | 0 | 0 | 0 | 0 | 0 | 0 | 0 | 0 | 0 | 0 | 0 | 0 | 0 | 0 | 0 | 0 | 0 | 0 | 0 | 0 | 0 | 0 | 0 | 0 | 0
128 |  | 1 |  |  |  |  | 0 |  |  |  | 0 | 0 |  |  |  | #N/A | #N/A |  | 0 | [12 empty] | 0% | 0% | 0 | 0 | 0 | 0 | 0 | 0 | 0 | 0 |  |  | 0 | 0% | 0% | 0 | 0 | 0 | 0 | 0 | 0 | 0 | 0 | 0 | 0 | 0 | 0 | 0 | 0 | 0 | 0 | 0 | 0 |  |  | 0 | 0 | 0 | 0 | 0 | 0 | 0 | 0 | 0 | 0 | 0 | 0 | 0 | 0 | 0 | 0 | 0 | 0 | 0 | 0 | 0 | 0 | 0 | 0 | 0 | 0 | 0 | 0 | 0 | 0 | 0 | 0 | 0 | 0
129 |  | 1 |  |  |  |  | 0 |  |  |  | 0 | 0 |  |  |  | #N/A | #N/A |  | 0 | [12 empty] | 0% | 0% | 0 | 0 | 0 | 0 | 0 | 0 | 0 | 0 |  |  | 0 | 0% | 0% | 0 | 0 | 0 | 0 | 0 | 0 | 0 | 0 | 0 | 0 | 0 | 0 | 0 | 0 | 0 | 0 | 0 | 0 |  |  | 0 | 0 | 0 | 0 | 0 | 0 | 0 | 0 | 0 | 0 | 0 | 0 | 0 | 0 | 0 | 0 | 0 | 0 | 0 | 0 | 0 | 0 | 0 | 0 | 0 | 0 | 0 | 0 | 0 | 0 | 0 | 0 | 0 | 0
130 |  | 1 |  |  |  |  | 0 |  |  |  | 0 | 0 |  |  |  | #N/A | #N/A |  | 0 | [12 empty] | 0% | 0% | 0 | 0 | 0 | 0 | 0 | 0 | 0 | 0 |  |  | 0 | 0% | 0% | 0 | 0 | 0 | 0 | 0 | 0 | 0 | 0 | 0 | 0 | 0 | 0 | 0 | 0 | 0 | 0 | 0 | 0 |  |  | 0 | 0 | 0 | 0 | 0 | 0 | 0 | 0 | 0 | 0 | 0 | 0 | 0 | 0 | 0 | 0 | 0 | 0 | 0 | 0 | 0 | 0 | 0 | 0 | 0 | 0 | 0 | 0 | 0 | 0 | 0 | 0 | 0 | 0
131 |  | 1 |  |  |  |  | 0 |  |  |  | 0 | 0 |  |  |  | #N/A | #N/A |  | 0 | [12 empty] | 0% | 0% | 0 | 0 | 0 | 0 | 0 | 0 | 0 | 0 |  |  | 0 | 0% | 0% | 0 | 0 | 0 | 0 | 0 | 0 | 0 | 0 | 0 | 0 | 0 | 0 | 0 | 0 | 0 | 0 | 0 | 0 |  |  | 0 | 0 | 0 | 0 | 0 | 0 | 0 | 0 | 0 | 0 | 0 | 0 | 0 | 0 | 0 | 0 | 0 | 0 | 0 | 0 | 0 | 0 | 0 | 0 | 0 | 0 | 0 | 0 | 0 | 0 | 0 | 0 | 0 | 0
132 |  | 1 |  |  |  |  | 0 |  |  |  | 0 | 0 |  |  |  | #N/A | #N/A |  | 0 | [12 empty] | 0% | 0% | 0 | 0 | 0 | 0 | 0 | 0 | 0 | 0 |  |  | 0 | 0% | 0% | 0 | 0 | 0 | 0 | 0 | 0 | 0 | 0 | 0 | 0 | 0 | 0 | 0 | 0 | 0 | 0 | 0 | 0 |  |  | 0 | 0 | 0 | 0 | 0 | 0 | 0 | 0 | 0 | 0 | 0 | 0 | 0 | 0 | 0 | 0 | 0 | 0 | 0 | 0 | 0 | 0 | 0 | 0 | 0 | 0 | 0 | 0 | 0 | 0 | 0 | 0 | 0 | 0
133 |  | 1 |  |  |  |  | 0 |  |  |  | 0 | 0 |  |  |  | #N/A | #N/A |  | 0 | [12 empty] | 0% | 0% | 0 | 0 | 0 | 0 | 0 | 0 | 0 | 0 |  |  | 0 | 0% | 0% | 0 | 0 | 0 | 0 | 0 | 0 | 0 | 0 | 0 | 0 | 0 | 0 | 0 | 0 | 0 | 0 | 0 | 0 |  |  | 0 | 0 | 0 | 0 | 0 | 0 | 0 | 0 | 0 | 0 | 0 | 0 | 0 | 0 | 0 | 0 | 0 | 0 | 0 | 0 | 0 | 0 | 0 | 0 | 0 | 0 | 0 | 0 | 0 | 0 | 0 | 0 | 0 | 0
134 |  | 1 |  |  |  |  | 0 |  |  |  | 0 | 0 |  |  |  | #N/A | #N/A |  | 0 | [12 empty] | 0% | 0% | 0 | 0 | 0 | 0 | 0 | 0 | 0 | 0 |  |  | 0 | 0% | 0% | 0 | 0 | 0 | 0 | 0 | 0 | 0 | 0 | 0 | 0 | 0 | 0 | 0 | 0 | 0 | 0 | 0 | 0 |  |  | 0 | 0 | 0 | 0 | 0 | 0 | 0 | 0 | 0 | 0 | 0 | 0 | 0 | 0 | 0 | 0 | 0 | 0 | 0 | 0 | 0 | 0 | 0 | 0 | 0 | 0 | 0 | 0 | 0 | 0 | 0 | 0 | 0 | 0
135 |  | 1 |  |  |  |  | 0 |  |  |  | 0 | 0 |  |  |  | #N/A | #N/A |  | 0 | [12 empty] | 0% | 0% | 0 | 0 | 0 | 0 | 0 | 0 | 0 | 0 |  |  | 0 | 0% | 0% | 0 | 0 | 0 | 0 | 0 | 0 | 0 | 0 | 0 | 0 | 0 | 0 | 0 | 0 | 0 | 0 | 0 | 0 |  |  | 0 | 0 | 0 | 0 | 0 | 0 | 0 | 0 | 0 | 0 | 0 | 0 | 0 | 0 | 0 | 0 | 0 | 0 | 0 | 0 | 0 | 0 | 0 | 0 | 0 | 0 | 0 | 0 | 0 | 0 | 0 | 0 | 0 | 0
136 |  | 1 |  |  |  |  | 0 |  |  |  | 0 | 0 |  |  |  | #N/A | #N/A |  | 0 | [12 empty] | 0% | 0% | 0 | 0 | 0 | 0 | 0 | 0 | 0 | 0 |  |  | 0 | 0% | 0% | 0 | 0 | 0 | 0 | 0 | 0 | 0 | 0 | 0 | 0 | 0 | 0 | 0 | 0 | 0 | 0 | 0 | 0 |  |  | 0 | 0 | 0 | 0 | 0 | 0 | 0 | 0 | 0 | 0 | 0 | 0 | 0 | 0 | 0 | 0 | 0 | 0 | 0 | 0 | 0 | 0 | 0 | 0 | 0 | 0 | 0 | 0 | 0 | 0 | 0 | 0 | 0 | 0
137 |  | 1 |  |  |  |  | 0 |  |  |  | 0 | 0 |  |  |  | #N/A | #N/A |  | 0 | [12 empty] | 0% | 0% | 0 | 0 | 0 | 0 | 0 | 0 | 0 | 0 |  |  | 0 | 0% | 0% | 0 | 0 | 0 | 0 | 0 | 0 | 0 | 0 | 0 | 0 | 0 | 0 | 0 | 0 | 0 | 0 | 0 | 0 |  |  | 0 | 0 | 0 | 0 | 0 | 0 | 0 | 0 | 0 | 0 | 0 | 0 | 0 | 0 | 0 | 0 | 0 | 0 | 0 | 0 | 0 | 0 | 0 | 0 | 0 | 0 | 0 | 0 | 0 | 0 | 0 | 0 | 0 | 0
138 |  | 1 |  |  |  |  | 0 |  |  |  | 0 | 0 |  |  |  | #N/A | #N/A |  | 0 | [12 empty] | 0% | 0% | 0 | 0 | 0 | 0 | 0 | 0 | 0 | 0 |  |  | 0 | 0% | 0% | 0 | 0 | 0 | 0 | 0 | 0 | 0 | 0 | 0 | 0 | 0 | 0 | 0 | 0 | 0 | 0 | 0 | 0 |  |  | 0 | 0 | 0 | 0 | 0 | 0 | 0 | 0 | 0 | 0 | 0 | 0 | 0 | 0 | 0 | 0 | 0 | 0 | 0 | 0 | 0 | 0 | 0 | 0 | 0 | 0 | 0 | 0 | 0 | 0 | 0 | 0 | 0 | 0
139 |  | 1 |  |  |  |  | 0 |  |  |  | 0 | 0 |  |  |  | #N/A | #N/A |  | 0 | [12 empty] | 0% | 0% | 0 | 0 | 0 | 0 | 0 | 0 | 0 | 0 |  |  | 0 | 0% | 0% | 0 | 0 | 0 | 0 | 0 | 0 | 0 | 0 | 0 | 0 | 0 | 0 | 0 | 0 | 0 | 0 | 0 | 0 |  |  | 0 | 0 | 0 | 0 | 0 | 0 | 0 | 0 | 0 | 0 | 0 | 0 | 0 | 0 | 0 | 0 | 0 | 0 | 0 | 0 | 0 | 0 | 0 | 0 | 0 | 0 | 0 | 0 | 0 | 0 | 0 | 0 | 0 | 0
140 |  | 1 |  |  |  |  | 0 |  |  |  | 0 | 0 |  |  |  | #N/A | #N/A |  | 0 | [12 empty] | 0% | 0% | 0 | 0 | 0 | 0 | 0 | 0 | 0 | 0 |  |  | 0 | 0% | 0% | 0 | 0 | 0 | 0 | 0 | 0 | 0 | 0 | 0 | 0 | 0 | 0 | 0 | 0 | 0 | 0 | 0 | 0 |  |  | 0 | 0 | 0 | 0 | 0 | 0 | 0 | 0 | 0 | 0 | 0 | 0 | 0 | 0 | 0 | 0 | 0 | 0 | 0 | 0 | 0 | 0 | 0 | 0 | 0 | 0 | 0 | 0 | 0 | 0 | 0 | 0 | 0 | 0
141 |  | 1 |  |  |  |  | 0 |  |  |  | 0 | 0 |  |  |  | #N/A | #N/A |  | 0 | [12 empty] | 0% | 0% | 0 | 0 | 0 | 0 | 0 | 0 | 0 | 0 |  |  | 0 | 0% | 0% | 0 | 0 | 0 | 0 | 0 | 0 | 0 | 0 | 0 | 0 | 0 | 0 | 0 | 0 | 0 | 0 | 0 | 0 |  |  | 0 | 0 | 0 | 0 | 0 | 0 | 0 | 0 | 0 | 0 | 0 | 0 | 0 | 0 | 0 | 0 | 0 | 0 | 0 | 0 | 0 | 0 | 0 | 0 | 0 | 0 | 0 | 0 | 0 | 0 | 0 | 0 | 0 | 0
142 |  | 1 |  |  |  |  | 0 |  |  |  | 0 | 0 |  |  |  | #N/A | #N/A |  | 0 | [12 empty] | 0% | 0% | 0 | 0 | 0 | 0 | 0 | 0 | 0 | 0 |  |  | 0 | 0% | 0% | 0 | 0 | 0 | 0 | 0 | 0 | 0 | 0 | 0 | 0 | 0 | 0 | 0 | 0 | 0 | 0 | 0 | 0 |  |  | 0 | 0 | 0 | 0 | 0 | 0 | 0 | 0 | 0 | 0 | 0 | 0 | 0 | 0 | 0 | 0 | 0 | 0 | 0 | 0 | 0 | 0 | 0 | 0 | 0 | 0 | 0 | 0 | 0 | 0 | 0 | 0 | 0 | 0
143 |  | 1 |  |  |  |  | 0 |  |  |  | 0 | 0 |  |  |  | #N/A | #N/A |  | 0 | [12 empty] | 0% | 0% | 0 | 0 | 0 | 0 | 0 | 0 | 0 | 0 |  |  | 0 | 0% | 0% | 0 | 0 | 0 | 0 | 0 | 0 | 0 | 0 | 0 | 0 | 0 | 0 | 0 | 0 | 0 | 0 | 0 | 0 |  |  | 0 | 0 | 0 | 0 | 0 | 0 | 0 | 0 | 0 | 0 | 0 | 0 | 0 | 0 | 0 | 0 | 0 | 0 | 0 | 0 | 0 | 0 | 0 | 0 | 0 | 0 | 0 | 0 | 0 | 0 | 0 | 0 | 0 | 0
144 |  | 1 |  |  |  |  | 0 |  |  |  | 0 | 0 |  |  |  | #N/A | #N/A |  | 0 | [12 empty] | 0% | 0% | 0 | 0 | 0 | 0 | 0 | 0 | 0 | 0 |  |  | 0 | 0% | 0% | 0 | 0 | 0 | 0 | 0 | 0 | 0 | 0 | 0 | 0 | 0 | 0 | 0 | 0 | 0 | 0 | 0 | 0 |  |  | 0 | 0 | 0 | 0 | 0 | 0 | 0 | 0 | 0 | 0 | 0 | 0 | 0 | 0 | 0 | 0 | 0 | 0 | 0 | 0 | 0 | 0 | 0 | 0 | 0 | 0 | 0 | 0 | 0 | 0 | 0 | 0 | 0 | 0
145 |  | 1 |  |  |  |  | 0 |  |  |  | 0 | 0 |  |  |  | #N/A | #N/A |  | 0 | [12 empty] | 0% | 0% | 0 | 0 | 0 | 0 | 0 | 0 | 0 | 0 |  |  | 0 | 0% | 0% | 0 | 0 | 0 | 0 | 0 | 0 | 0 | 0 | 0 | 0 | 0 | 0 | 0 | 0 | 0 | 0 | 0 | 0 |  |  | 0 | 0 | 0 | 0 | 0 | 0 | 0 | 0 | 0 | 0 | 0 | 0 | 0 | 0 | 0 | 0 | 0 | 0 | 0 | 0 | 0 | 0 | 0 | 0 | 0 | 0 | 0 | 0 | 0 | 0 | 0 | 0 | 0 | 0
146 |  | 1 |  |  |  |  | 0 |  |  |  | 0 | 0 |  |  |  | #N/A | #N/A |  | 0 | [12 empty] | 0% | 0% | 0 | 0 | 0 | 0 | 0 | 0 | 0 | 0 |  |  | 0 | 0% | 0% | 0 | 0 | 0 | 0 | 0 | 0 | 0 | 0 | 0 | 0 | 0 | 0 | 0 | 0 | 0 | 0 | 0 | 0 |  |  | 0 | 0 | 0 | 0 | 0 | 0 | 0 | 0 | 0 | 0 | 0 | 0 | 0 | 0 | 0 | 0 | 0 | 0 | 0 | 0 | 0 | 0 | 0 | 0 | 0 | 0 | 0 | 0 | 0 | 0 | 0 | 0 | 0 | 0
147 |  | 1 |  |  |  |  | 0 |  |  |  | 0 | 0 |  |  |  | #N/A | #N/A |  | 0 | [12 empty] | 0% | 0% | 0 | 0 | 0 | 0 | 0 | 0 | 0 | 0 |  |  | 0 | 0% | 0% | 0 | 0 | 0 | 0 | 0 | 0 | 0 | 0 | 0 | 0 | 0 | 0 | 0 | 0 | 0 | 0 | 0 | 0 |  |  | 0 | 0 | 0 | 0 | 0 | 0 | 0 | 0 | 0 | 0 | 0 | 0 | 0 | 0 | 0 | 0 | 0 | 0 | 0 | 0 | 0 | 0 | 0 | 0 | 0 | 0 | 0 | 0 | 0 | 0 | 0 | 0 | 0 | 0
148 |  | 1 |  |  |  |  | 0 |  |  |  | 0 | 0 |  |  |  | #N/A | #N/A |  | 0 | [12 empty] | 0% | 0% | 0 | 0 | 0 | 0 | 0 | 0 | 0 | 0 |  |  | 0 | 0% | 0% | 0 | 0 | 0 | 0 | 0 | 0 | 0 | 0 | 0 | 0 | 0 | 0 | 0 | 0 | 0 | 0 | 0 | 0 |  |  | 0 | 0 | 0 | 0 | 0 | 0 | 0 | 0 | 0 | 0 | 0 | 0 | 0 | 0 | 0 | 0 | 0 | 0 | 0 | 0 | 0 | 0 | 0 | 0 | 0 | 0 | 0 | 0 | 0 | 0 | 0 | 0 | 0 | 0
149 |  | 1 |  |  |  |  | 0 |  |  |  | 0 | 0 |  |  |  | #N/A | #N/A |  | 0 | [12 empty] | 0% | 0% | 0 | 0 | 0 | 0 | 0 | 0 | 0 | 0 |  |  | 0 | 0% | 0% | 0 | 0 | 0 | 0 | 0 | 0 | 0 | 0 | 0 | 0 | 0 | 0 | 0 | 0 | 0 | 0 | 0 | 0 |  |  | 0 | 0 | 0 | 0 | 0 | 0 | 0 | 0 | 0 | 0 | 0 | 0 | 0 | 0 | 0 | 0 | 0 | 0 | 0 | 0 | 0 | 0 | 0 | 0 | 0 | 0 | 0 | 0 | 0 | 0 | 0 | 0 | 0 | 0
150 |  | 1 |  |  |  |  | 0 |  |  |  | 0 | 0 |  |  |  | #N/A | #N/A |  | 0 | [12 empty] | 0% | 0% | 0 | 0 | 0 | 0 | 0 | 0 | 0 | 0 |  |  | 0 | 0% | 0% | 0 | 0 | 0 | 0 | 0 | 0 | 0 | 0 | 0 | 0 | 0 | 0 | 0 | 0 | 0 | 0 | 0 | 0 |  |  | 0 | 0 | 0 | 0 | 0 | 0 | 0 | 0 | 0 | 0 | 0 | 0 | 0 | 0 | 0 | 0 | 0 | 0 | 0 | 0 | 0 | 0 | 0 | 0 | 0 | 0 | 0 | 0 | 0 | 0 | 0 | 0 | 0 | 0
151 |  | 1 |  |  |  |  | 0 |  |  |  | 0 | 0 |  |  |  | #N/A | #N/A |  | 0 | [12 empty] | 0% | 0% | 0 | 0 | 0 | 0 | 0 | 0 | 0 | 0 |  |  | 0 | 0% | 0% | 0 | 0 | 0 | 0 | 0 | 0 | 0 | 0 | 0 | 0 | 0 | 0 | 0 | 0 | 0 | 0 | 0 | 0 |  |  | 0 | 0 | 0 | 0 | 0 | 0 | 0 | 0 | 0 | 0 | 0 | 0 | 0 | 0 | 0 | 0 | 0 | 0 | 0 | 0 | 0 | 0 | 0 | 0 | 0 | 0 | 0 | 0 | 0 | 0 | 0 | 0 | 0 | 0
152 |  | 1 |  |  |  |  | 0 |  |  |  | 0 | 0 |  |  |  | #N/A | #N/A |  | 0 | [12 empty] | 0% | 0% | 0 | 0 | 0 | 0 | 0 | 0 | 0 | 0 |  |  | 0 | 0% | 0% | 0 | 0 | 0 | 0 | 0 | 0 | 0 | 0 | 0 | 0 | 0 | 0 | 0 | 0 | 0 | 0 | 0 | 0 |  |  | 0 | 0 | 0 | 0 | 0 | 0 | 0 | 0 | 0 | 0 | 0 | 0 | 0 | 0 | 0 | 0 | 0 | 0 | 0 | 0 | 0 | 0 | 0 | 0 | 0 | 0 | 0 | 0 | 0 | 0 | 0 | 0 | 0 | 0
153 |  | 1 |  |  |  |  | 0 |  |  |  | 0 | 0 |  |  |  | #N/A | #N/A |  | 0 | [12 empty] | 0% | 0% | 0 | 0 | 0 | 0 | 0 | 0 | 0 | 0 |  |  | 0 | 0% | 0% | 0 | 0 | 0 | 0 | 0 | 0 | 0 | 0 | 0 | 0 | 0 | 0 | 0 | 0 | 0 | 0 | 0 | 0 |  |  | 0 | 0 | 0 | 0 | 0 | 0 | 0 | 0 | 0 | 0 | 0 | 0 | 0 | 0 | 0 | 0 | 0 | 0 | 0 | 0 | 0 | 0 | 0 | 0 | 0 | 0 | 0 | 0 | 0 | 0 | 0 | 0 | 0 | 0
154 |  | 1 |  |  |  |  | 0 |  |  |  | 0 | 0 |  |  |  | #N/A | #N/A |  | 0 | [12 empty] | 0% | 0% | 0 | 0 | 0 | 0 | 0 | 0 | 0 | 0 |  |  | 0 | 0% | 0% | 0 | 0 | 0 | 0 | 0 | 0 | 0 | 0 | 0 | 0 | 0 | 0 | 0 | 0 | 0 | 0 | 0 | 0 |  |  | 0 | 0 | 0 | 0 | 0 | 0 | 0 | 0 | 0 | 0 | 0 | 0 | 0 | 0 | 0 | 0 | 0 | 0 | 0 | 0 | 0 | 0 | 0 | 0 | 0 | 0 | 0 | 0 | 0 | 0 | 0 | 0 | 0 | 0
155 |  | 1 |  |  |  |  | 0 |  |  |  | 0 | 0 |  |  |  | #N/A | #N/A |  | 0 | [12 empty] | 0% | 0% | 0 | 0 | 0 | 0 | 0 | 0 | 0 | 0 |  |  | 0 | 0% | 0% | 0 | 0 | 0 | 0 | 0 | 0 | 0 | 0 | 0 | 0 | 0 | 0 | 0 | 0 | 0 | 0 | 0 | 0 |  |  | 0 | 0 | 0 | 0 | 0 | 0 | 0 | 0 | 0 | 0 | 0 | 0 | 0 | 0 | 0 | 0 | 0 | 0 | 0 | 0 | 0 | 0 | 0 | 0 | 0 | 0 | 0 | 0 | 0 | 0 | 0 | 0 | 0 | 0
156 |  | 1 |  |  |  |  | 0 |  |  |  | 0 | 0 |  |  |  | #N/A | #N/A |  | 0 | [12 empty] | 0% | 0% | 0 | 0 | 0 | 0 | 0 | 0 | 0 | 0 |  |  | 0 | 0% | 0% | 0 | 0 | 0 | 0 | 0 | 0 | 0 | 0 | 0 | 0 | 0 | 0 | 0 | 0 | 0 | 0 | 0 | 0 |  |  | 0 | 0 | 0 | 0 | 0 | 0 | 0 | 0 | 0 | 0 | 0 | 0 | 0 | 0 | 0 | 0 | 0 | 0 | 0 | 0 | 0 | 0 | 0 | 0 | 0 | 0 | 0 | 0 | 0 | 0 | 0 | 0 | 0 | 0
157 |  | 1 |  |  |  |  | 0 |  |  |  | 0 | 0 |  |  |  | #N/A | #N/A |  | 0 | [12 empty] | 0% | 0% | 0 | 0 | 0 | 0 | 0 | 0 | 0 | 0 |  |  | 0 | 0% | 0% | 0 | 0 | 0 | 0 | 0 | 0 | 0 | 0 | 0 | 0 | 0 | 0 | 0 | 0 | 0 | 0 | 0 | 0 |  |  | 0 | 0 | 0 | 0 | 0 | 0 | 0 | 0 | 0 | 0 | 0 | 0 | 0 | 0 | 0 | 0 | 0 | 0 | 0 | 0 | 0 | 0 | 0 | 0 | 0 | 0 | 0 | 0 | 0 | 0 | 0 | 0 | 0 | 0
158 |  | 1 |  |  |  |  | 0 |  |  |  | 0 | 0 |  |  |  | #N/A | #N/A |  | 0 | [12 empty] | 0% | 0% | 0 | 0 | 0 | 0 | 0 | 0 | 0 | 0 |  |  | 0 | 0% | 0% | 0 | 0 | 0 | 0 | 0 | 0 | 0 | 0 | 0 | 0 | 0 | 0 | 0 | 0 | 0 | 0 | 0 | 0 |  |  | 0 | 0 | 0 | 0 | 0 | 0 | 0 | 0 | 0 | 0 | 0 | 0 | 0 | 0 | 0 | 0 | 0 | 0 | 0 | 0 | 0 | 0 | 0 | 0 | 0 | 0 | 0 | 0 | 0 | 0 | 0 | 0 | 0 | 0
159 |  | 1 |  |  |  |  | 0 |  |  |  | 0 | 0 |  |  |  | #N/A | #N/A |  | 0 | [12 empty] | 0% | 0% | 0 | 0 | 0 | 0 | 0 | 0 | 0 | 0 |  |  | 0 | 0% | 0% | 0 | 0 | 0 | 0 | 0 | 0 | 0 | 0 | 0 | 0 | 0 | 0 | 0 | 0 | 0 | 0 | 0 | 0 |  |  | 0 | 0 | 0 | 0 | 0 | 0 | 0 | 0 | 0 | 0 | 0 | 0 | 0 | 0 | 0 | 0 | 0 | 0 | 0 | 0 | 0 | 0 | 0 | 0 | 0 | 0 | 0 | 0 | 0 | 0 | 0 | 0 | 0 | 0
160 |  | 1 |  |  |  |  | 0 |  |  |  | 0 | 0 |  |  |  | #N/A | #N/A |  | 0 | [12 empty] | 0% | 0% | 0 | 0 | 0 | 0 | 0 | 0 | 0 | 0 |  |  | 0 | 0% | 0% | 0 | 0 | 0 | 0 | 0 | 0 | 0 | 0 | 0 | 0 | 0 | 0 | 0 | 0 | 0 | 0 | 0 | 0 |  |  | 0 | 0 | 0 | 0 | 0 | 0 | 0 | 0 | 0 | 0 | 0 | 0 | 0 | 0 | 0 | 0 | 0 | 0 | 0 | 0 | 0 | 0 | 0 | 0 | 0 | 0 | 0 | 0 | 0 | 0 | 0 | 0 | 0 | 0
161 |  | 1 |  |  |  |  | 0 |  |  |  | 0 | 0 |  |  |  | #N/A | #N/A |  | 0 | [12 empty] | 0% | 0% | 0 | 0 | 0 | 0 | 0 | 0 | 0 | 0 |  |  | 0 | 0% | 0% | 0 | 0 | 0 | 0 | 0 | 0 | 0 | 0 | 0 | 0 | 0 | 0 | 0 | 0 | 0 | 0 | 0 | 0 |  |  | 0 | 0 | 0 | 0 | 0 | 0 | 0 | 0 | 0 | 0 | 0 | 0 | 0 | 0 | 0 | 0 | 0 | 0 | 0 | 0 | 0 | 0 | 0 | 0 | 0 | 0 | 0 | 0 | 0 | 0 | 0 | 0 | 0 | 0
162 |  | 1 |  |  |  |  | 0 |  |  |  | 0 | 0 |  |  |  | #N/A | #N/A |  | 0 | [12 empty] | 0% | 0% | 0 | 0 | 0 | 0 | 0 | 0 | 0 | 0 |  |  | 0 | 0% | 0% | 0 | 0 | 0 | 0 | 0 | 0 | 0 | 0 | 0 | 0 | 0 | 0 | 0 | 0 | 0 | 0 | 0 | 0 |  |  | 0 | 0 | 0 | 0 | 0 | 0 | 0 | 0 | 0 | 0 | 0 | 0 | 0 | 0 | 0 | 0 | 0 | 0 | 0 | 0 | 0 | 0 | 0 | 0 | 0 | 0 | 0 | 0 | 0 | 0 | 0 | 0 | 0 | 0
163 |  | 1 |  |  |  |  | 0 |  |  |  | 0 | 0 |  |  |  | #N/A | #N/A |  | 0 | [12 empty] | 0% | 0% | 0 | 0 | 0 | 0 | 0 | 0 | 0 | 0 |  |  | 0 | 0% | 0% | 0 | 0 | 0 | 0 | 0 | 0 | 0 | 0 | 0 | 0 | 0 | 0 | 0 | 0 | 0 | 0 | 0 | 0 |  |  | 0 | 0 | 0 | 0 | 0 | 0 | 0 | 0 | 0 | 0 | 0 | 0 | 0 | 0 | 0 | 0 | 0 | 0 | 0 | 0 | 0 | 0 | 0 | 0 | 0 | 0 | 0 | 0 | 0 | 0 | 0 | 0 | 0 | 0
164 |  | 1 |  |  |  |  | 0 |  |  |  | 0 | 0 |  |  |  | #N/A | #N/A |  | 0 | [12 empty] | 0% | 0% | 0 | 0 | 0 | 0 | 0 | 0 | 0 | 0 |  |  | 0 | 0% | 0% | 0 | 0 | 0 | 0 | 0 | 0 | 0 | 0 | 0 | 0 | 0 | 0 | 0 | 0 | 0 | 0 | 0 | 0 |  |  | 0 | 0 | 0 | 0 | 0 | 0 | 0 | 0 | 0 | 0 | 0 | 0 | 0 | 0 | 0 | 0 | 0 | 0 | 0 | 0 | 0 | 0 | 0 | 0 | 0 | 0 | 0 | 0 | 0 | 0 | 0 | 0 | 0 | 0
165 |  | 1 |  |  |  |  | 0 |  |  |  | 0 | 0 |  |  |  | #N/A | #N/A |  | 0 | [12 empty] | 0% | 0% | 0 | 0 | 0 | 0 | 0 | 0 | 0 | 0 |  |  | 0 | 0% | 0% | 0 | 0 | 0 | 0 | 0 | 0 | 0 | 0 | 0 | 0 | 0 | 0 | 0 | 0 | 0 | 0 | 0 | 0 |  |  | 0 | 0 | 0 | 0 | 0 | 0 | 0 | 0 | 0 | 0 | 0 | 0 | 0 | 0 | 0 | 0 | 0 | 0 | 0 | 0 | 0 | 0 | 0 | 0 | 0 | 0 | 0 | 0 | 0 | 0 | 0 | 0 | 0 | 0
166 |  | 1 |  |  |  |  | 0 |  |  |  | 0 | 0 |  |  |  | #N/A | #N/A |  | 0 | [12 empty] | 0% | 0% | 0 | 0 | 0 | 0 | 0 | 0 | 0 | 0 |  |  | 0 | 0% | 0% | 0 | 0 | 0 | 0 | 0 | 0 | 0 | 0 | 0 | 0 | 0 | 0 | 0 | 0 | 0 | 0 | 0 | 0 |  |  | 0 | 0 | 0 | 0 | 0 | 0 | 0 | 0 | 0 | 0 | 0 | 0 | 0 | 0 | 0 | 0 | 0 | 0 | 0 | 0 | 0 | 0 | 0 | 0 | 0 | 0 | 0 | 0 | 0 | 0 | 0 | 0 | 0 | 0
167 |  | 1 |  |  |  |  | 0 |  |  |  | 0 | 0 |  |  |  | #N/A | #N/A |  | 0 | [12 empty] | 0% | 0% | 0 | 0 | 0 | 0 | 0 | 0 | 0 | 0 |  |  | 0 | 0% | 0% | 0 | 0 | 0 | 0 | 0 | 0 | 0 | 0 | 0 | 0 | 0 | 0 | 0 | 0 | 0 | 0 | 0 | 0 |  |  | 0 | 0 | 0 | 0 | 0 | 0 | 0 | 0 | 0 | 0 | 0 | 0 | 0 | 0 | 0 | 0 | 0 | 0 | 0 | 0 | 0 | 0 | 0 | 0 | 0 | 0 | 0 | 0 | 0 | 0 | 0 | 0 | 0 | 0
168 |  | 1 |  |  |  |  | 0 |  |  |  | 0 | 0 |  |  |  | #N/A | #N/A |  | 0 | [12 empty] | 0% | 0% | 0 | 0 | 0 | 0 | 0 | 0 | 0 | 0 |  |  | 0 | 0% | 0% | 0 | 0 | 0 | 0 | 0 | 0 | 0 | 0 | 0 | 0 | 0 | 0 | 0 | 0 | 0 | 0 | 0 | 0 |  |  | 0 | 0 | 0 | 0 | 0 | 0 | 0 | 0 | 0 | 0 | 0 | 0 | 0 | 0 | 0 | 0 | 0 | 0 | 0 | 0 | 0 | 0 | 0 | 0 | 0 | 0 | 0 | 0 | 0 | 0 | 0 | 0 | 0 | 0
169 |  | 1 |  |  |  |  | 0 |  |  |  | 0 | 0 |  |  |  | #N/A | #N/A |  | 0 | [12 empty] | 0% | 0% | 0 | 0 | 0 | 0 | 0 | 0 | 0 | 0 |  |  | 0 | 0% | 0% | 0 | 0 | 0 | 0 | 0 | 0 | 0 | 0 | 0 | 0 | 0 | 0 | 0 | 0 | 0 | 0 | 0 | 0 |  |  | 0 | 0 | 0 | 0 | 0 | 0 | 0 | 0 | 0 | 0 | 0 | 0 | 0 | 0 | 0 | 0 | 0 | 0 | 0 | 0 | 0 | 0 | 0 | 0 | 0 | 0 | 0 | 0 | 0 | 0 | 0 | 0 | 0 | 0
170 |  | 1 |  |  |  |  | 0 |  |  |  | 0 | 0 |  |  |  | #N/A | #N/A |  | 0 | [12 empty] | 0% | 0% | 0 | 0 | 0 | 0 | 0 | 0 | 0 | 0 |  |  | 0 | 0% | 0% | 0 | 0 | 0 | 0 | 0 | 0 | 0 | 0 | 0 | 0 | 0 | 0 | 0 | 0 | 0 | 0 | 0 | 0 |  |  | 0 | 0 | 0 | 0 | 0 | 0 | 0 | 0 | 0 | 0 | 0 | 0 | 0 | 0 | 0 | 0 | 0 | 0 | 0 | 0 | 0 | 0 | 0 | 0 | 0 | 0 | 0 | 0 | 0 | 0 | 0 | 0 | 0 | 0
171 |  | 1 |  |  |  |  | 0 |  |  |  | 0 | 0 |  |  |  | #N/A | #N/A |  | 0 | [12 empty] | 0% | 0% | 0 | 0 | 0 | 0 | 0 | 0 | 0 | 0 |  |  | 0 | 0% | 0% | 0 | 0 | 0 | 0 | 0 | 0 | 0 | 0 | 0 | 0 | 0 | 0 | 0 | 0 | 0 | 0 | 0 | 0 |  |  | 0 | 0 | 0 | 0 | 0 | 0 | 0 | 0 | 0 | 0 | 0 | 0 | 0 | 0 | 0 | 0 | 0 | 0 | 0 | 0 | 0 | 0 | 0 | 0 | 0 | 0 | 0 | 0 | 0 | 0 | 0 | 0 | 0 | 0
172 |  | 1 |  |  |  |  | 0 |  |  |  | 0 | 0 |  |  |  | #N/A | #N/A |  | 0 | [12 empty] | 0% | 0% | 0 | 0 | 0 | 0 | 0 | 0 | 0 | 0 |  |  | 0 | 0% | 0% | 0 | 0 | 0 | 0 | 0 | 0 | 0 | 0 | 0 | 0 | 0 | 0 | 0 | 0 | 0 | 0 | 0 | 0 |  |  | 0 | 0 | 0 | 0 | 0 | 0 | 0 | 0 | 0 | 0 | 0 | 0 | 0 | 0 | 0 | 0 | 0 | 0 | 0 | 0 | 0 | 0 | 0 | 0 | 0 | 0 | 0 | 0 | 0 | 0 | 0 | 0 | 0 | 0
173 |  | 1 |  |  |  |  | 0 |  |  |  | 0 | 0 |  |  |  | #N/A | #N/A |  | 0 | [12 empty] | 0% | 0% | 0 | 0 | 0 | 0 | 0 | 0 | 0 | 0 |  |  | 0 | 0% | 0% | 0 | 0 | 0 | 0 | 0 | 0 | 0 | 0 | 0 | 0 | 0 | 0 | 0 | 0 | 0 | 0 | 0 | 0 |  |  | 0 | 0 | 0 | 0 | 0 | 0 | 0 | 0 | 0 | 0 | 0 | 0 | 0 | 0 | 0 | 0 | 0 | 0 | 0 | 0 | 0 | 0 | 0 | 0 | 0 | 0 | 0 | 0 | 0 | 0 | 0 | 0 | 0 | 0
174 |  | 1 |  |  |  |  | 0 |  |  |  | 0 | 0 |  |  |  | #N/A | #N/A |  | 0 | [12 empty] | 0% | 0% | 0 | 0 | 0 | 0 | 0 | 0 | 0 | 0 |  |  | 0 | 0% | 0% | 0 | 0 | 0 | 0 | 0 | 0 | 0 | 0 | 0 | 0 | 0 | 0 | 0 | 0 | 0 | 0 | 0 | 0 |  |  | 0 | 0 | 0 | 0 | 0 | 0 | 0 | 0 | 0 | 0 | 0 | 0 | 0 | 0 | 0 | 0 | 0 | 0 | 0 | 0 | 0 | 0 | 0 | 0 | 0 | 0 | 0 | 0 | 0 | 0 | 0 | 0 | 0 | 0
175 |  | 1 |  |  |  |  | 0 |  |  |  | 0 | 0 |  |  |  | #N/A | #N/A |  | 0 | [12 empty] | 0% | 0% | 0 | 0 | 0 | 0 | 0 | 0 | 0 | 0 |  |  | 0 | 0% | 0% | 0 | 0 | 0 | 0 | 0 | 0 | 0 | 0 | 0 | 0 | 0 | 0 | 0 | 0 | 0 | 0 | 0 | 0 |  |  | 0 | 0 | 0 | 0 | 0 | 0 | 0 | 0 | 0 | 0 | 0 | 0 | 0 | 0 | 0 | 0 | 0 | 0 | 0 | 0 | 0 | 0 | 0 | 0 | 0 | 0 | 0 | 0 | 0 | 0 | 0 | 0 | 0 | 0
176 |  | 1 |  |  |  |  | 0 |  |  |  | 0 | 0 |  |  |  | #N/A | #N/A |  | 0 | [12 empty] | 0% | 0% | 0 | 0 | 0 | 0 | 0 | 0 | 0 | 0 |  |  | 0 | 0% | 0% | 0 | 0 | 0 | 0 | 0 | 0 | 0 | 0 | 0 | 0 | 0 | 0 | 0 | 0 | 0 | 0 | 0 | 0 |  |  | 0 | 0 | 0 | 0 | 0 | 0 | 0 | 0 | 0 | 0 | 0 | 0 | 0 | 0 | 0 | 0 | 0 | 0 | 0 | 0 | 0 | 0 | 0 | 0 | 0 | 0 | 0 | 0 | 0 | 0 | 0 | 0 | 0 | 0
177 |  | 1 |  |  |  |  | 0 |  |  |  | 0 | 0 |  |  |  | #N/A | #N/A |  | 0 | [12 empty] | 0% | 0% | 0 | 0 | 0 | 0 | 0 | 0 | 0 | 0 |  |  | 0 | 0% | 0% | 0 | 0 | 0 | 0 | 0 | 0 | 0 | 0 | 0 | 0 | 0 | 0 | 0 | 0 | 0 | 0 | 0 | 0 |  |  | 0 | 0 | 0 | 0 | 0 | 0 | 0 | 0 | 0 | 0 | 0 | 0 | 0 | 0 | 0 | 0 | 0 | 0 | 0 | 0 | 0 | 0 | 0 | 0 | 0 | 0 | 0 | 0 | 0 | 0 | 0 | 0 | 0 | 0
178 |  | 1 |  |  |  |  | 0 |  |  |  | 0 | 0 |  |  |  | #N/A | #N/A |  | 0 | [12 empty] | 0% | 0% | 0 | 0 | 0 | 0 | 0 | 0 | 0 | 0 |  |  | 0 | 0% | 0% | 0 | 0 | 0 | 0 | 0 | 0 | 0 | 0 | 0 | 0 | 0 | 0 | 0 | 0 | 0 | 0 | 0 | 0 |  |  | 0 | 0 | 0 | 0 | 0 | 0 | 0 | 0 | 0 | 0 | 0 | 0 | 0 | 0 | 0 | 0 | 0 | 0 | 0 | 0 | 0 | 0 | 0 | 0 | 0 | 0 | 0 | 0 | 0 | 0 | 0 | 0 | 0 | 0
179 |  | 1 |  |  |  |  | 0 |  |  |  | 0 | 0 |  |  |  | #N/A | #N/A |  | 0 | [12 empty] | 0% | 0% | 0 | 0 | 0 | 0 | 0 | 0 | 0 | 0 |  |  | 0 | 0% | 0% | 0 | 0 | 0 | 0 | 0 | 0 | 0 | 0 | 0 | 0 | 0 | 0 | 0 | 0 | 0 | 0 | 0 | 0 |  |  | 0 | 0 | 0 | 0 | 0 | 0 | 0 | 0 | 0 | 0 | 0 | 0 | 0 | 0 | 0 | 0 | 0 | 0 | 0 | 0 | 0 | 0 | 0 | 0 | 0 | 0 | 0 | 0 | 0 | 0 | 0 | 0 | 0 | 0
180 |  | 1 |  |  |  |  | 0 |  |  |  | 0 | 0 |  |  |  | #N/A | #N/A |  | 0 | [12 empty] | 0% | 0% | 0 | 0 | 0 | 0 | 0 | 0 | 0 | 0 |  |  | 0 | 0% | 0% | 0 | 0 | 0 | 0 | 0 | 0 | 0 | 0 | 0 | 0 | 0 | 0 | 0 | 0 | 0 | 0 | 0 | 0 |  |  | 0 | 0 | 0 | 0 | 0 | 0 | 0 | 0 | 0 | 0 | 0 | 0 | 0 | 0 | 0 | 0 | 0 | 0 | 0 | 0 | 0 | 0 | 0 | 0 | 0 | 0 | 0 | 0 | 0 | 0 | 0 | 0 | 0 | 0
181 |  | 1 |  |  |  |  | 0 |  |  |  | 0 | 0 |  |  |  | #N/A | #N/A |  | 0 | [12 empty] | 0% | 0% | 0 | 0 | 0 | 0 | 0 | 0 | 0 | 0 |  |  | 0 | 0% | 0% | 0 | 0 | 0 | 0 | 0 | 0 | 0 | 0 | 0 | 0 | 0 | 0 | 0 | 0 | 0 | 0 | 0 | 0 |  |  | 0 | 0 | 0 | 0 | 0 | 0 | 0 | 0 | 0 | 0 | 0 | 0 | 0 | 0 | 0 | 0 | 0 | 0 | 0 | 0 | 0 | 0 | 0 | 0 | 0 | 0 | 0 | 0 | 0 | 0 | 0 | 0 | 0 | 0
182 |  | 1 |  |  |  |  | 0 |  |  |  | 0 | 0 |  |  |  | #N/A | #N/A |  | 0 | [12 empty] | 0% | 0% | 0 | 0 | 0 | 0 | 0 | 0 | 0 | 0 |  |  | 0 | 0% | 0% | 0 | 0 | 0 | 0 | 0 | 0 | 0 | 0 | 0 | 0 | 0 | 0 | 0 | 0 | 0 | 0 | 0 | 0 |  |  | 0 | 0 | 0 | 0 | 0 | 0 | 0 | 0 | 0 | 0 | 0 | 0 | 0 | 0 | 0 | 0 | 0 | 0 | 0 | 0 | 0 | 0 | 0 | 0 | 0 | 0 | 0 | 0 | 0 | 0 | 0 | 0 | 0 | 0
183 |  | 1 |  |  |  |  | 0 |  |  |  | 0 | 0 |  |  |  | #N/A | #N/A |  | 0 | [12 empty] | 0% | 0% | 0 | 0 | 0 | 0 | 0 | 0 | 0 | 0 |  |  | 0 | 0% | 0% | 0 | 0 | 0 | 0 | 0 | 0 | 0 | 0 | 0 | 0 | 0 | 0 | 0 | 0 | 0 | 0 | 0 | 0 |  |  | 0 | 0 | 0 | 0 | 0 | 0 | 0 | 0 | 0 | 0 | 0 | 0 | 0 | 0 | 0 | 0 | 0 | 0 | 0 | 0 | 0 | 0 | 0 | 0 | 0 | 0 | 0 | 0 | 0 | 0 | 0 | 0 | 0 | 0
184 |  | 1 |  |  |  |  | 0 |  |  |  | 0 | 0 |  |  |  | #N/A | #N/A |  | 0 | [12 empty] | 0% | 0% | 0 | 0 | 0 | 0 | 0 | 0 | 0 | 0 |  |  | 0 | 0% | 0% | 0 | 0 | 0 | 0 | 0 | 0 | 0 | 0 | 0 | 0 | 0 | 0 | 0 | 0 | 0 | 0 | 0 | 0 |  |  | 0 | 0 | 0 | 0 | 0 | 0 | 0 | 0 | 0 | 0 | 0 | 0 | 0 | 0 | 0 | 0 | 0 | 0 | 0 | 0 | 0 | 0 | 0 | 0 | 0 | 0 | 0 | 0 | 0 | 0 | 0 | 0 | 0 | 0
185 |  | 1 |  |  |  |  | 0 |  |  |  | 0 | 0 |  |  |  | #N/A | #N/A |  | 0 | [12 empty] | 0% | 0% | 0 | 0 | 0 | 0 | 0 | 0 | 0 | 0 |  |  | 0 | 0% | 0% | 0 | 0 | 0 | 0 | 0 | 0 | 0 | 0 | 0 | 0 | 0 | 0 | 0 | 0 | 0 | 0 | 0 | 0 |  |  | 0 | 0 | 0 | 0 | 0 | 0 | 0 | 0 | 0 | 0 | 0 | 0 | 0 | 0 | 0 | 0 | 0 | 0 | 0 | 0 | 0 | 0 | 0 | 0 | 0 | 0 | 0 | 0 | 0 | 0 | 0 | 0 | 0 | 0
186 |  | 1 |  |  |  |  | 0 |  |  |  | 0 | 0 |  |  |  | #N/A | #N/A |  | 0 | [12 empty] | 0% | 0% | 0 | 0 | 0 | 0 | 0 | 0 | 0 | 0 |  |  | 0 | 0% | 0% | 0 | 0 | 0 | 0 | 0 | 0 | 0 | 0 | 0 | 0 | 0 | 0 | 0 | 0 | 0 | 0 | 0 | 0 |  |  | 0 | 0 | 0 | 0 | 0 | 0 | 0 | 0 | 0 | 0 | 0 | 0 | 0 | 0 | 0 | 0 | 0 | 0 | 0 | 0 | 0 | 0 | 0 | 0 | 0 | 0 | 0 | 0 | 0 | 0 | 0 | 0 | 0 | 0
187 |  | 1 |  |  |  |  | 0 |  |  |  | 0 | 0 |  |  |  | #N/A | #N/A |  | 0 | [12 empty] | 0% | 0% | 0 | 0 | 0 | 0 | 0 | 0 | 0 | 0 |  |  | 0 | 0% | 0% | 0 | 0 | 0 | 0 | 0 | 0 | 0 | 0 | 0 | 0 | 0 | 0 | 0 | 0 | 0 | 0 | 0 | 0 |  |  | 0 | 0 | 0 | 0 | 0 | 0 | 0 | 0 | 0 | 0 | 0 | 0 | 0 | 0 | 0 | 0 | 0 | 0 | 0 | 0 | 0 | 0 | 0 | 0 | 0 | 0 | 0 | 0 | 0 | 0 | 0 | 0 | 0 | 0
188 |  | 1 |  |  |  |  | 0 |  |  |  | 0 | 0 |  |  |  | #N/A | #N/A |  | 0 | [12 empty] | 0% | 0% | 0 | 0 | 0 | 0 | 0 | 0 | 0 | 0 |  |  | 0 | 0% | 0% | 0 | 0 | 0 | 0 | 0 | 0 | 0 | 0 | 0 | 0 | 0 | 0 | 0 | 0 | 0 | 0 | 0 | 0 |  |  | 0 | 0 | 0 | 0 | 0 | 0 | 0 | 0 | 0 | 0 | 0 | 0 | 0 | 0 | 0 | 0 | 0 | 0 | 0 | 0 | 0 | 0 | 0 | 0 | 0 | 0 | 0 | 0 | 0 | 0 | 0 | 0 | 0 | 0
189 |  | 1 |  |  |  |  | 0 |  |  |  | 0 | 0 |  |  |  | #N/A | #N/A |  | 0 | [12 empty] | 0% | 0% | 0 | 0 | 0 | 0 | 0 | 0 | 0 | 0 |  |  | 0 | 0% | 0% | 0 | 0 | 0 | 0 | 0 | 0 | 0 | 0 | 0 | 0 | 0 | 0 | 0 | 0 | 0 | 0 | 0 | 0 |  |  | 0 | 0 | 0 | 0 | 0 | 0 | 0 | 0 | 0 | 0 | 0 | 0 | 0 | 0 | 0 | 0 | 0 | 0 | 0 | 0 | 0 | 0 | 0 | 0 | 0 | 0 | 0 | 0 | 0 | 0 | 0 | 0 | 0 | 0
190 |  | 1 |  |  |  |  | 0 |  |  |  | 0 | 0 |  |  |  | #N/A | #N/A |  | 0 | [12 empty] | 0% | 0% | 0 | 0 | 0 | 0 | 0 | 0 | 0 | 0 |  |  | 0 | 0% | 0% | 0 | 0 | 0 | 0 | 0 | 0 | 0 | 0 | 0 | 0 | 0 | 0 | 0 | 0 | 0 | 0 | 0 | 0 |  |  | 0 | 0 | 0 | 0 | 0 | 0 | 0 | 0 | 0 | 0 | 0 | 0 | 0 | 0 | 0 | 0 | 0 | 0 | 0 | 0 | 0 | 0 | 0 | 0 | 0 | 0 | 0 | 0 | 0 | 0 | 0 | 0 | 0 | 0
191 |  | 1 |  |  |  |  | 0 |  |  |  | 0 | 0 |  |  |  | #N/A | #N/A |  | 0 | [12 empty] | 0% | 0% | 0 | 0 | 0 | 0 | 0 | 0 | 0 | 0 |  |  | 0 | 0% | 0% | 0 | 0 | 0 | 0 | 0 | 0 | 0 | 0 | 0 | 0 | 0 | 0 | 0 | 0 | 0 | 0 | 0 | 0 |  |  | 0 | 0 | 0 | 0 | 0 | 0 | 0 | 0 | 0 | 0 | 0 | 0 | 0 | 0 | 0 | 0 | 0 | 0 | 0 | 0 | 0 | 0 | 0 | 0 | 0 | 0 | 0 | 0 | 0 | 0 | 0 | 0 | 0 | 0
192 |  | 1 |  |  |  |  | 0 |  |  |  | 0 | 0 |  |  |  | #N/A | #N/A |  | 0 | [12 empty] | 0% | 0% | 0 | 0 | 0 | 0 | 0 | 0 | 0 | 0 |  |  | 0 | 0% | 0% | 0 | 0 | 0 | 0 | 0 | 0 | 0 | 0 | 0 | 0 | 0 | 0 | 0 | 0 | 0 | 0 | 0 | 0 |  |  | 0 | 0 | 0 | 0 | 0 | 0 | 0 | 0 | 0 | 0 | 0 | 0 | 0 | 0 | 0 | 0 | 0 | 0 | 0 | 0 | 0 | 0 | 0 | 0 | 0 | 0 | 0 | 0 | 0 | 0 | 0 | 0 | 0 | 0
193 |  | 1 |  |  |  |  | 0 |  |  |  | 0 | 0 |  |  |  | #N/A | #N/A |  | 0 | [12 empty] | 0% | 0% | 0 | 0 | 0 | 0 | 0 | 0 | 0 | 0 |  |  | 0 | 0% | 0% | 0 | 0 | 0 | 0 | 0 | 0 | 0 | 0 | 0 | 0 | 0 | 0 | 0 | 0 | 0 | 0 | 0 | 0 |  |  | 0 | 0 | 0 | 0 | 0 | 0 | 0 | 0 | 0 | 0 | 0 | 0 | 0 | 0 | 0 | 0 | 0 | 0 | 0 | 0 | 0 | 0 | 0 | 0 | 0 | 0 | 0 | 0 | 0 | 0 | 0 | 0 | 0 | 0
194 |  | 1 |  |  |  |  | 0 |  |  |  | 0 | 0 |  |  |  | #N/A | #N/A |  | 0 | [12 empty] | 0% | 0% | 0 | 0 | 0 | 0 | 0 | 0 | 0 | 0 |  |  | 0 | 0% | 0% | 0 | 0 | 0 | 0 | 0 | 0 | 0 | 0 | 0 | 0 | 0 | 0 | 0 | 0 | 0 | 0 | 0 | 0 |  |  | 0 | 0 | 0 | 0 | 0 | 0 | 0 | 0 | 0 | 0 | 0 | 0 | 0 | 0 | 0 | 0 | 0 | 0 | 0 | 0 | 0 | 0 | 0 | 0 | 0 | 0 | 0 | 0 | 0 | 0 | 0 | 0 | 0 | 0
195 |  | 1 |  |  |  |  | 0 |  |  |  | 0 | 0 |  |  |  | #N/A | #N/A |  | 0 | [12 empty] | 0% | 0% | 0 | 0 | 0 | 0 | 0 | 0 | 0 | 0 |  |  | 0 | 0% | 0% | 0 | 0 | 0 | 0 | 0 | 0 | 0 | 0 | 0 | 0 | 0 | 0 | 0 | 0 | 0 | 0 | 0 | 0 |  |  | 0 | 0 | 0 | 0 | 0 | 0 | 0 | 0 | 0 | 0 | 0 | 0 | 0 | 0 | 0 | 0 | 0 | 0 | 0 | 0 | 0 | 0 | 0 | 0 | 0 | 0 | 0 | 0 | 0 | 0 | 0 | 0 | 0 | 0
196 |  | 1 |  |  |  |  | 0 |  |  |  | 0 | 0 |  |  |  | #N/A | #N/A |  | 0 | [12 empty] | 0% | 0% | 0 | 0 | 0 | 0 | 0 | 0 | 0 | 0 |  |  | 0 | 0% | 0% | 0 | 0 | 0 | 0 | 0 | 0 | 0 | 0 | 0 | 0 | 0 | 0 | 0 | 0 | 0 | 0 | 0 | 0 |  |  | 0 | 0 | 0 | 0 | 0 | 0 | 0 | 0 | 0 | 0 | 0 | 0 | 0 | 0 | 0 | 0 | 0 | 0 | 0 | 0 | 0 | 0 | 0 | 0 | 0 | 0 | 0 | 0 | 0 | 0 | 0 | 0 | 0 | 0
197 |  | 1 |  |  |  |  | 0 |  |  |  | 0 | 0 |  |  |  | #N/A | #N/A |  | 0 | [12 empty] | 0% | 0% | 0 | 0 | 0 | 0 | 0 | 0 | 0 | 0 |  |  | 0 | 0% | 0% | 0 | 0 | 0 | 0 | 0 | 0 | 0 | 0 | 0 | 0 | 0 | 0 | 0 | 0 | 0 | 0 | 0 | 0 |  |  | 0 | 0 | 0 | 0 | 0 | 0 | 0 | 0 | 0 | 0 | 0 | 0 | 0 | 0 | 0 | 0 | 0 | 0 | 0 | 0 | 0 | 0 | 0 | 0 | 0 | 0 | 0 | 0 | 0 | 0 | 0 | 0 | 0 | 0
198 |  | 1 |  |  |  |  | 0 |  |  |  | 0 | 0 |  |  |  | #N/A | #N/A |  | 0 | [12 empty] | 0% | 0% | 0 | 0 | 0 | 0 | 0 | 0 | 0 | 0 |  |  | 0 | 0% | 0% | 0 | 0 | 0 | 0 | 0 | 0 | 0 | 0 | 0 | 0 | 0 | 0 | 0 | 0 | 0 | 0 | 0 | 0 |  |  | 0 | 0 | 0 | 0 | 0 | 0 | 0 | 0 | 0 | 0 | 0 | 0 | 0 | 0 | 0 | 0 | 0 | 0 | 0 | 0 | 0 | 0 | 0 | 0 | 0 | 0 | 0 | 0 | 0 | 0 | 0 | 0 | 0 | 0
199 |  | 1 |  |  |  |  | 0 |  |  |  | 0 | 0 |  |  |  | #N/A | #N/A |  | 0 | [12 empty] | 0% | 0% | 0 | 0 | 0 | 0 | 0 | 0 | 0 | 0 |  |  | 0 | 0% | 0% | 0 | 0 | 0 | 0 | 0 | 0 | 0 | 0 | 0 | 0 | 0 | 0 | 0 | 0 | 0 | 0 | 0 | 0 |  |  | 0 | 0 | 0 | 0 | 0 | 0 | 0 | 0 | 0 | 0 | 0 | 0 | 0 | 0 | 0 | 0 | 0 | 0 | 0 | 0 | 0 | 0 | 0 | 0 | 0 | 0 | 0 | 0 | 0 | 0 | 0 | 0 | 0 | 0
200 |  | 1 |  |  |  |  | 0 |  |  |  | 0 | 0 |  |  |  | #N/A | #N/A |  | 0 | [12 empty] | 0% | 0% | 0 | 0 | 0 | 0 | 0 | 0 | 0 | 0 |  |  | 0 | 0% | 0% | 0 | 0 | 0 | 0 | 0 | 0 | 0 | 0 | 0 | 0 | 0 | 0 | 0 | 0 | 0 | 0 | 0 | 0 |  |  | 0 | 0 | 0 | 0 | 0 | 0 | 0 | 0 | 0 | 0 | 0 | 0 | 0 | 0 | 0 | 0 | 0 | 0 | 0 | 0 | 0 | 0 | 0 | 0 | 0 | 0 | 0 | 0 | 0 | 0 | 0 | 0 | 0 | 0
201 |  | 1 |  |  |  |  | 0 |  |  |  | 0 | 0 |  |  |  | #N/A | #N/A |  | 0 | [12 empty] | 0% | 0% | 0 | 0 | 0 | 0 | 0 | 0 | 0 | 0 |  |  | 0 | 0% | 0% | 0 | 0 | 0 | 0 | 0 | 0 | 0 | 0 | 0 | 0 | 0 | 0 | 0 | 0 | 0 | 0 | 0 | 0 |  |  | 0 | 0 | 0 | 0 | 0 | 0 | 0 | 0 | 0 | 0 | 0 | 0 | 0 | 0 | 0 | 0 | 0 | 0 | 0 | 0 | 0 | 0 | 0 | 0 | 0 | 0 | 0 | 0 | 0 | 0 | 0 | 0 | 0 | 0
202 |  | 1 |  |  |  |  | 0 |  |  |  | 0 | 0 |  |  |  | #N/A | #N/A |  | 0 | [12 empty] | 0% | 0% | 0 | 0 | 0 | 0 | 0 | 0 | 0 | 0 |  |  | 0 | 0% | 0% | 0 | 0 | 0 | 0 | 0 | 0 | 0 | 0 | 0 | 0 | 0 | 0 | 0 | 0 | 0 | 0 | 0 | 0 |  |  | 0 | 0 | 0 | 0 | 0 | 0 | 0 | 0 | 0 | 0 | 0 | 0 | 0 | 0 | 0 | 0 | 0 | 0 | 0 | 0 | 0 | 0 | 0 | 0 | 0 | 0 | 0 | 0 | 0 | 0 | 0 | 0 | 0 | 0
203 |  | 1 |  |  |  |  | 0 |  |  |  | 0 | 0 |  |  |  | #N/A | #N/A |  | 0 | [12 empty] | 0% | 0% | 0 | 0 | 0 | 0 | 0 | 0 | 0 | 0 |  |  | 0 | 0% | 0% | 0 | 0 | 0 | 0 | 0 | 0 | 0 | 0 | 0 | 0 | 0 | 0 | 0 | 0 | 0 | 0 | 0 | 0 |  |  | 0 | 0 | 0 | 0 | 0 | 0 | 0 | 0 | 0 | 0 | 0 | 0 | 0 | 0 | 0 | 0 | 0 | 0 | 0 | 0 | 0 | 0 | 0 | 0 | 0 | 0 | 0 | 0 | 0 | 0 | 0 | 0 | 0 | 0
204 |  | 1 |  |  |  |  | 0 |  |  |  | 0 | 0 |  |  |  | #N/A | #N/A |  | 0 | [12 empty] | 0% | 0% | 0 | 0 | 0 | 0 | 0 | 0 | 0 | 0 |  |  | 0 | 0% | 0% | 0 | 0 | 0 | 0 | 0 | 0 | 0 | 0 | 0 | 0 | 0 | 0 | 0 | 0 | 0 | 0 | 0 | 0 |  |  | 0 | 0 | 0 | 0 | 0 | 0 | 0 | 0 | 0 | 0 | 0 | 0 | 0 | 0 | 0 | 0 | 0 | 0 | 0 | 0 | 0 | 0 | 0 | 0 | 0 | 0 | 0 | 0 | 0 | 0 | 0 | 0 | 0 | 0
205 |  | 1 |  |  |  |  | 0 |  |  |  | 0 | 0 |  |  |  | #N/A | #N/A |  | 0 | [12 empty] | 0% | 0% | 0 | 0 | 0 | 0 | 0 | 0 | 0 | 0 |  |  | 0 | 0% | 0% | 0 | 0 | 0 | 0 | 0 | 0 | 0 | 0 | 0 | 0 | 0 | 0 | 0 | 0 | 0 | 0 | 0 | 0 |  |  | 0 | 0 | 0 | 0 | 0 | 0 | 0 | 0 | 0 | 0 | 0 | 0 | 0 | 0 | 0 | 0 | 0 | 0 | 0 | 0 | 0 | 0 | 0 | 0 | 0 | 0 | 0 | 0 | 0 | 0 | 0 | 0 | 0 | 0
206 |  | 1 |  |  |  |  | 0 |  |  |  | 0 | 0 |  |  |  | #N/A | #N/A |  | 0 | [12 empty] | 0% | 0% | 0 | 0 | 0 | 0 | 0 | 0 | 0 | 0 |  |  | 0 | 0% | 0% | 0 | 0 | 0 | 0 | 0 | 0 | 0 | 0 | 0 | 0 | 0 | 0 | 0 | 0 | 0 | 0 | 0 | 0 |  |  | 0 | 0 | 0 | 0 | 0 | 0 | 0 | 0 | 0 | 0 | 0 | 0 | 0 | 0 | 0 | 0 | 0 | 0 | 0 | 0 | 0 | 0 | 0 | 0 | 0 | 0 | 0 | 0 | 0 | 0 | 0 | 0 | 0 | 0
207 |  | 1 |  |  |  |  | 0 |  |  |  | 0 | 0 |  |  |  | #N/A | #N/A |  | 0 | [12 empty] | 0% | 0% | 0 | 0 | 0 | 0 | 0 | 0 | 0 | 0 |  |  | 0 | 0% | 0% | 0 | 0 | 0 | 0 | 0 | 0 | 0 | 0 | 0 | 0 | 0 | 0 | 0 | 0 | 0 | 0 | 0 | 0 |  |  | 0 | 0 | 0 | 0 | 0 | 0 | 0 | 0 | 0 | 0 | 0 | 0 | 0 | 0 | 0 | 0 | 0 | 0 | 0 | 0 | 0 | 0 | 0 | 0 | 0 | 0 | 0 | 0 | 0 | 0 | 0 | 0 | 0 | 0
208 |  | 1 |  |  |  |  | 0 |  |  |  | 0 | 0 |  |  |  | #N/A | #N/A |  | 0 | [12 empty] | 0% | 0% | 0 | 0 | 0 | 0 | 0 | 0 | 0 | 0 |  |  | 0 | 0% | 0% | 0 | 0 | 0 | 0 | 0 | 0 | 0 | 0 | 0 | 0 | 0 | 0 | 0 | 0 | 0 | 0 | 0 | 0 |  |  | 0 | 0 | 0 | 0 | 0 | 0 | 0 | 0 | 0 | 0 | 0 | 0 | 0 | 0 | 0 | 0 | 0 | 0 | 0 | 0 | 0 | 0 | 0 | 0 | 0 | 0 | 0 | 0 | 0 | 0 | 0 | 0 | 0 | 0
209 |  | 1 |  |  |  |  | 0 |  |  |  | 0 | 0 |  |  |  | #N/A | #N/A |  | 0 | [12 empty] | 0% | 0% | 0 | 0 | 0 | 0 | 0 | 0 | 0 | 0 |  |  | 0 | 0% | 0% | 0 | 0 | 0 | 0 | 0 | 0 | 0 | 0 | 0 | 0 | 0 | 0 | 0 | 0 | 0 | 0 | 0 | 0 |  |  | 0 | 0 | 0 | 0 | 0 | 0 | 0 | 0 | 0 | 0 | 0 | 0 | 0 | 0 | 0 | 0 | 0 | 0 | 0 | 0 | 0 | 0 | 0 | 0 | 0 | 0 | 0 | 0 | 0 | 0 | 0 | 0 | 0 | 0
210 |  | 1 |  |  |  |  | 0 |  |  |  | 0 | 0 |  |  |  | #N/A | #N/A |  | 0 | [12 empty] | 0% | 0% | 0 | 0 | 0 | 0 | 0 | 0 | 0 | 0 |  |  | 0 | 0% | 0% | 0 | 0 | 0 | 0 | 0 | 0 | 0 | 0 | 0 | 0 | 0 | 0 | 0 | 0 | 0 | 0 | 0 | 0 |  |  | 0 | 0 | 0 | 0 | 0 | 0 | 0 | 0 | 0 | 0 | 0 | 0 | 0 | 0 | 0 | 0 | 0 | 0 | 0 | 0 | 0 | 0 | 0 | 0 | 0 | 0 | 0 | 0 | 0 | 0 | 0 | 0 | 0 | 0
211 |  | 1 |  |  |  |  | 0 |  |  |  | 0 | 0 |  |  |  | #N/A | #N/A |  | 0 | [12 empty] | 0% | 0% | 0 | 0 | 0 | 0 | 0 | 0 | 0 | 0 |  |  | 0 | 0% | 0% | 0 | 0 | 0 | 0 | 0 | 0 | 0 | 0 | 0 | 0 | 0 | 0 | 0 | 0 | 0 | 0 | 0 | 0 |  |  | 0 | 0 | 0 | 0 | 0 | 0 | 0 | 0 | 0 | 0 | 0 | 0 | 0 | 0 | 0 | 0 | 0 | 0 | 0 | 0 | 0 | 0 | 0 | 0 | 0 | 0 | 0 | 0 | 0 | 0 | 0 | 0 | 0 | 0
212 |  | 1 |  |  |  |  | 0 |  |  |  | 0 | 0 |  |  |  | #N/A | #N/A |  | 0 | [12 empty] | 0% | 0% | 0 | 0 | 0 | 0 | 0 | 0 | 0 | 0 |  |  | 0 | 0% | 0% | 0 | 0 | 0 | 0 | 0 | 0 | 0 | 0 | 0 | 0 | 0 | 0 | 0 | 0 | 0 | 0 | 0 | 0 |  |  | 0 | 0 | 0 | 0 | 0 | 0 | 0 | 0 | 0 | 0 | 0 | 0 | 0 | 0 | 0 | 0 | 0 | 0 | 0 | 0 | 0 | 0 | 0 | 0 | 0 | 0 | 0 | 0 | 0 | 0 | 0 | 0 | 0 | 0
213 |  | 1 |  |  |  |  | 0 |  |  |  | 0 | 0 |  |  |  | #N/A | #N/A |  | 0 | [12 empty] | 0% | 0% | 0 | 0 | 0 | 0 | 0 | 0 | 0 | 0 |  |  | 0 | 0% | 0% | 0 | 0 | 0 | 0 | 0 | 0 | 0 | 0 | 0 | 0 | 0 | 0 | 0 | 0 | 0 | 0 | 0 | 0 |  |  | 0 | 0 | 0 | 0 | 0 | 0 | 0 | 0 | 0 | 0 | 0 | 0 | 0 | 0 | 0 | 0 | 0 | 0 | 0 | 0 | 0 | 0 | 0 | 0 | 0 | 0 | 0 | 0 | 0 | 0 | 0 | 0 | 0 | 0
214 |  | 1 |  |  |  |  | 0 |  |  |  | 0 | 0 |  |  |  | #N/A | #N/A |  | 0 | [12 empty] | 0% | 0% | 0 | 0 | 0 | 0 | 0 | 0 | 0 | 0 |  |  | 0 | 0% | 0% | 0 | 0 | 0 | 0 | 0 | 0 | 0 | 0 | 0 | 0 | 0 | 0 | 0 | 0 | 0 | 0 | 0 | 0 |  |  | 0 | 0 | 0 | 0 | 0 | 0 | 0 | 0 | 0 | 0 | 0 | 0 | 0 | 0 | 0 | 0 | 0 | 0 | 0 | 0 | 0 | 0 | 0 | 0 | 0 | 0 | 0 | 0 | 0 | 0 | 0 | 0 | 0 | 0
215 |  | 1 |  |  |  |  | 0 |  |  |  | 0 | 0 |  |  |  | #N/A | #N/A |  | 0 | [12 empty] | 0% | 0% | 0 | 0 | 0 | 0 | 0 | 0 | 0 | 0 |  |  | 0 | 0% | 0% | 0 | 0 | 0 | 0 | 0 | 0 | 0 | 0 | 0 | 0 | 0 | 0 | 0 | 0 | 0 | 0 | 0 | 0 |  |  | 0 | 0 | 0 | 0 | 0 | 0 | 0 | 0 | 0 | 0 | 0 | 0 | 0 | 0 | 0 | 0 | 0 | 0 | 0 | 0 | 0 | 0 | 0 | 0 | 0 | 0 | 0 | 0 | 0 | 0 | 0 | 0 | 0 | 0
216 |  | 1 |  |  |  |  | 0 |  |  |  | 0 | 0 |  |  |  | #N/A | #N/A |  | 0 | [12 empty] | 0% | 0% | 0 | 0 | 0 | 0 | 0 | 0 | 0 | 0 |  |  | 0 | 0% | 0% | 0 | 0 | 0 | 0 | 0 | 0 | 0 | 0 | 0 | 0 | 0 | 0 | 0 | 0 | 0 | 0 | 0 | 0 |  |  | 0 | 0 | 0 | 0 | 0 | 0 | 0 | 0 | 0 | 0 | 0 | 0 | 0 | 0 | 0 | 0 | 0 | 0 | 0 | 0 | 0 | 0 | 0 | 0 | 0 | 0 | 0 | 0 | 0 | 0 | 0 | 0 | 0 | 0
217 |  | 1 |  |  |  |  | 0 |  |  |  | 0 | 0 |  |  |  | #N/A | #N/A |  | 0 | [12 empty] | 0% | 0% | 0 | 0 | 0 | 0 | 0 | 0 | 0 | 0 |  |  | 0 | 0% | 0% | 0 | 0 | 0 | 0 | 0 | 0 | 0 | 0 | 0 | 0 | 0 | 0 | 0 | 0 | 0 | 0 | 0 | 0 |  |  | 0 | 0 | 0 | 0 | 0 | 0 | 0 | 0 | 0 | 0 | 0 | 0 | 0 | 0 | 0 | 0 | 0 | 0 | 0 | 0 | 0 | 0 | 0 | 0 | 0 | 0 | 0 | 0 | 0 | 0 | 0 | 0 | 0 | 0
218 |  | 1 |  |  |  |  | 0 |  |  |  | 0 | 0 |  |  |  | #N/A | #N/A |  | 0 | [12 empty] | 0% | 0% | 0 | 0 | 0 | 0 | 0 | 0 | 0 | 0 |  |  | 0 | 0% | 0% | 0 | 0 | 0 | 0 | 0 | 0 | 0 | 0 | 0 | 0 | 0 | 0 | 0 | 0 | 0 | 0 | 0 | 0 |  |  | 0 | 0 | 0 | 0 | 0 | 0 | 0 | 0 | 0 | 0 | 0 | 0 | 0 | 0 | 0 | 0 | 0 | 0 | 0 | 0 | 0 | 0 | 0 | 0 | 0 | 0 | 0 | 0 | 0 | 0 | 0 | 0 | 0 | 0
219 |  | 1 |  |  |  |  | 0 |  |  |  | 0 | 0 |  |  |  | #N/A | #N/A |  | 0 | [12 empty] | 0% | 0% | 0 | 0 | 0 | 0 | 0 | 0 | 0 | 0 |  |  | 0 | 0% | 0% | 0 | 0 | 0 | 0 | 0 | 0 | 0 | 0 | 0 | 0 | 0 | 0 | 0 | 0 | 0 | 0 | 0 | 0 |  |  | 0 | 0 | 0 | 0 | 0 | 0 | 0 | 0 | 0 | 0 | 0 | 0 | 0 | 0 | 0 | 0 | 0 | 0 | 0 | 0 | 0 | 0 | 0 | 0 | 0 | 0 | 0 | 0 | 0 | 0 | 0 | 0 | 0 | 0
220 |  | 1 |  |  |  |  | 0 |  |  |  | 0 | 0 |  |  |  | #N/A | #N/A |  | 0 | [12 empty] | 0% | 0% | 0 | 0 | 0 | 0 | 0 | 0 | 0 | 0 |  |  | 0 | 0% | 0% | 0 | 0 | 0 | 0 | 0 | 0 | 0 | 0 | 0 | 0 | 0 | 0 | 0 | 0 | 0 | 0 | 0 | 0 |  |  | 0 | 0 | 0 | 0 | 0 | 0 | 0 | 0 | 0 | 0 | 0 | 0 | 0 | 0 | 0 | 0 | 0 | 0 | 0 | 0 | 0 | 0 | 0 | 0 | 0 | 0 | 0 | 0 | 0 | 0 | 0 | 0 | 0 | 0
221 |  | 1 |  |  |  |  | 0 |  |  |  | 0 | 0 |  |  |  | #N/A | #N/A |  | 0 | [12 empty] | 0% | 0% | 0 | 0 | 0 | 0 | 0 | 0 | 0 | 0 |  |  | 0 | 0% | 0% | 0 | 0 | 0 | 0 | 0 | 0 | 0 | 0 | 0 | 0 | 0 | 0 | 0 | 0 | 0 | 0 | 0 | 0 |  |  | 0 | 0 | 0 | 0 | 0 | 0 | 0 | 0 | 0 | 0 | 0 | 0 | 0 | 0 | 0 | 0 | 0 | 0 | 0 | 0 | 0 | 0 | 0 | 0 | 0 | 0 | 0 | 0 | 0 | 0 | 0 | 0 | 0 | 0
222 |  | 1 |  |  |  |  | 0 |  |  |  | 0 | 0 |  |  |  | #N/A | #N/A |  | 0 | [12 empty] | 0% | 0% | 0 | 0 | 0 | 0 | 0 | 0 | 0 | 0 |  |  | 0 | 0% | 0% | 0 | 0 | 0 | 0 | 0 | 0 | 0 | 0 | 0 | 0 | 0 | 0 | 0 | 0 | 0 | 0 | 0 | 0 |  |  | 0 | 0 | 0 | 0 | 0 | 0 | 0 | 0 | 0 | 0 | 0 | 0 | 0 | 0 | 0 | 0 | 0 | 0 | 0 | 0 | 0 | 0 | 0 | 0 | 0 | 0 | 0 | 0 | 0 | 0 | 0 | 0 | 0 | 0
223 |  | 1 |  |  |  |  | 0 |  |  |  | 0 | 0 |  |  |  | #N/A | #N/A |  | 0 | [12 empty] | 0% | 0% | 0 | 0 | 0 | 0 | 0 | 0 | 0 | 0 |  |  | 0 | 0% | 0% | 0 | 0 | 0 | 0 | 0 | 0 | 0 | 0 | 0 | 0 | 0 | 0 | 0 | 0 | 0 | 0 | 0 | 0 |  |  | 0 | 0 | 0 | 0 | 0 | 0 | 0 | 0 | 0 | 0 | 0 | 0 | 0 | 0 | 0 | 0 | 0 | 0 | 0 | 0 | 0 | 0 | 0 | 0 | 0 | 0 | 0 | 0 | 0 | 0 | 0 | 0 | 0 | 0
224 |  | 1 |  |  |  |  | 0 |  |  |  | 0 | 0 |  |  |  | #N/A | #N/A |  | 0 | [12 empty] | 0% | 0% | 0 | 0 | 0 | 0 | 0 | 0 | 0 | 0 |  |  | 0 | 0% | 0% | 0 | 0 | 0 | 0 | 0 | 0 | 0 | 0 | 0 | 0 | 0 | 0 | 0 | 0 | 0 | 0 | 0 | 0 |  |  | 0 | 0 | 0 | 0 | 0 | 0 | 0 | 0 | 0 | 0 | 0 | 0 | 0 | 0 | 0 | 0 | 0 | 0 | 0 | 0 | 0 | 0 | 0 | 0 | 0 | 0 | 0 | 0 | 0 | 0 | 0 | 0 | 0 | 0
225 |  | 1 |  |  |  |  | 0 |  |  |  | 0 | 0 |  |  |  | #N/A | #N/A |  | 0 | [12 empty] | 0% | 0% | 0 | 0 | 0 | 0 | 0 | 0 | 0 | 0 |  |  | 0 | 0% | 0% | 0 | 0 | 0 | 0 | 0 | 0 | 0 | 0 | 0 | 0 | 0 | 0 | 0 | 0 | 0 | 0 | 0 | 0 |  |  | 0 | 0 | 0 | 0 | 0 | 0 | 0 | 0 | 0 | 0 | 0 | 0 | 0 | 0 | 0 | 0 | 0 | 0 | 0 | 0 | 0 | 0 | 0 | 0 | 0 | 0 | 0 | 0 | 0 | 0 | 0 | 0 | 0 | 0
226 |  | 1 |  |  |  |  | 0 |  |  |  | 0 | 0 |  |  |  | #N/A | #N/A |  | 0 | [12 empty] | 0% | 0% | 0 | 0 | 0 | 0 | 0 | 0 | 0 | 0 |  |  | 0 | 0% | 0% | 0 | 0 | 0 | 0 | 0 | 0 | 0 | 0 | 0 | 0 | 0 | 0 | 0 | 0 | 0 | 0 | 0 | 0 |  |  | 0 | 0 | 0 | 0 | 0 | 0 | 0 | 0 | 0 | 0 | 0 | 0 | 0 | 0 | 0 | 0 | 0 | 0 | 0 | 0 | 0 | 0 | 0 | 0 | 0 | 0 | 0 | 0 | 0 | 0 | 0 | 0 | 0 | 0
227 |  | 1 |  |  |  |  | 0 |  |  |  | 0 | 0 |  |  |  | #N/A | #N/A |  | 0 | [12 empty] | 0% | 0% | 0 | 0 | 0 | 0 | 0 | 0 | 0 | 0 |  |  | 0 | 0% | 0% | 0 | 0 | 0 | 0 | 0 | 0 | 0 | 0 | 0 | 0 | 0 | 0 | 0 | 0 | 0 | 0 | 0 | 0 |  |  | 0 | 0 | 0 | 0 | 0 | 0 | 0 | 0 | 0 | 0 | 0 | 0 | 0 | 0 | 0 | 0 | 0 | 0 | 0 | 0 | 0 | 0 | 0 | 0 | 0 | 0 | 0 | 0 | 0 | 0 | 0 | 0 | 0 | 0
228 |  | 1 |  |  |  |  | 0 |  |  |  | 0 | 0 |  |  |  | #N/A | #N/A |  | 0 | [12 empty] | 0% | 0% | 0 | 0 | 0 | 0 | 0 | 0 | 0 | 0 |  |  | 0 | 0% | 0% | 0 | 0 | 0 | 0 | 0 | 0 | 0 | 0 | 0 | 0 | 0 | 0 | 0 | 0 | 0 | 0 | 0 | 0 |  |  | 0 | 0 | 0 | 0 | 0 | 0 | 0 | 0 | 0 | 0 | 0 | 0 | 0 | 0 | 0 | 0 | 0 | 0 | 0 | 0 | 0 | 0 | 0 | 0 | 0 | 0 | 0 | 0 | 0 | 0 | 0 | 0 | 0 | 0
229 |  | 1 |  |  |  |  | 0 |  |  |  | 0 | 0 |  |  |  | #N/A | #N/A |  | 0 | [12 empty] | 0% | 0% | 0 | 0 | 0 | 0 | 0 | 0 | 0 | 0 |  |  | 0 | 0% | 0% | 0 | 0 | 0 | 0 | 0 | 0 | 0 | 0 | 0 | 0 | 0 | 0 | 0 | 0 | 0 | 0 | 0 | 0 |  |  | 0 | 0 | 0 | 0 | 0 | 0 | 0 | 0 | 0 | 0 | 0 | 0 | 0 | 0 | 0 | 0 | 0 | 0 | 0 | 0 | 0 | 0 | 0 | 0 | 0 | 0 | 0 | 0 | 0 | 0 | 0 | 0 | 0 | 0
230 |  | 1 |  |  |  |  | 0 |  |  |  | 0 | 0 |  |  |  | #N/A | #N/A |  | 0 | [12 empty] | 0% | 0% | 0 | 0 | 0 | 0 | 0 | 0 | 0 | 0 |  |  | 0 | 0% | 0% | 0 | 0 | 0 | 0 | 0 | 0 | 0 | 0 | 0 | 0 | 0 | 0 | 0 | 0 | 0 | 0 | 0 | 0 |  |  | 0 | 0 | 0 | 0 | 0 | 0 | 0 | 0 | 0 | 0 | 0 | 0 | 0 | 0 | 0 | 0 | 0 | 0 | 0 | 0 | 0 | 0 | 0 | 0 | 0 | 0 | 0 | 0 | 0 | 0 | 0 | 0 | 0 | 0
231 |  | 1 |  |  |  |  | 0 |  |  |  | 0 | 0 |  |  |  | #N/A | #N/A |  | 0 | [12 empty] | 0% | 0% | 0 | 0 | 0 | 0 | 0 | 0 | 0 | 0 |  |  | 0 | 0% | 0% | 0 | 0 | 0 | 0 | 0 | 0 | 0 | 0 | 0 | 0 | 0 | 0 | 0 | 0 | 0 | 0 | 0 | 0 |  |  | 0 | 0 | 0 | 0 | 0 | 0 | 0 | 0 | 0 | 0 | 0 | 0 | 0 | 0 | 0 | 0 | 0 | 0 | 0 | 0 | 0 | 0 | 0 | 0 | 0 | 0 | 0 | 0 | 0 | 0 | 0 | 0 | 0 | 0
232 |  | 1 |  |  |  |  | 0 |  |  |  | 0 | 0 |  |  |  | #N/A | #N/A |  | 0 | [12 empty] | 0% | 0% | 0 | 0 | 0 | 0 | 0 | 0 | 0 | 0 |  |  | 0 | 0% | 0% | 0 | 0 | 0 | 0 | 0 | 0 | 0 | 0 | 0 | 0 | 0 | 0 | 0 | 0 | 0 | 0 | 0 | 0 |  |  | 0 | 0 | 0 | 0 | 0 | 0 | 0 | 0 | 0 | 0 | 0 | 0 | 0 | 0 | 0 | 0 | 0 | 0 | 0 | 0 | 0 | 0 | 0 | 0 | 0 | 0 | 0 | 0 | 0 | 0 | 0 | 0 | 0 | 0
233 |  | 1 |  |  |  |  | 0 |  |  |  | 0 | 0 |  |  |  | #N/A | #N/A |  | 0 | [12 empty] | 0% | 0% | 0 | 0 | 0 | 0 | 0 | 0 | 0 | 0 |  |  | 0 | 0% | 0% | 0 | 0 | 0 | 0 | 0 | 0 | 0 | 0 | 0 | 0 | 0 | 0 | 0 | 0 | 0 | 0 | 0 | 0 |  |  | 0 | 0 | 0 | 0 | 0 | 0 | 0 | 0 | 0 | 0 | 0 | 0 | 0 | 0 | 0 | 0 | 0 | 0 | 0 | 0 | 0 | 0 | 0 | 0 | 0 | 0 | 0 | 0 | 0 | 0 | 0 | 0 | 0 | 0
234 |  | 1 |  |  |  |  | 0 |  |  |  | 0 | 0 |  |  |  | #N/A | #N/A |  | 0 | [12 empty] | 0% | 0% | 0 | 0 | 0 | 0 | 0 | 0 | 0 | 0 |  |  | 0 | 0% | 0% | 0 | 0 | 0 | 0 | 0 | 0 | 0 | 0 | 0 | 0 | 0 | 0 | 0 | 0 | 0 | 0 | 0 | 0 |  |  | 0 | 0 | 0 | 0 | 0 | 0 | 0 | 0 | 0 | 0 | 0 | 0 | 0 | 0 | 0 | 0 | 0 | 0 | 0 | 0 | 0 | 0 | 0 | 0 | 0 | 0 | 0 | 0 | 0 | 0 | 0 | 0 | 0 | 0
235 |  | 1 |  |  |  |  | 0 |  |  |  | 0 | 0 |  |  |  | #N/A | #N/A |  | 0 | [12 empty] | 0% | 0% | 0 | 0 | 0 | 0 | 0 | 0 | 0 | 0 |  |  | 0 | 0% | 0% | 0 | 0 | 0 | 0 | 0 | 0 | 0 | 0 | 0 | 0 | 0 | 0 | 0 | 0 | 0 | 0 | 0 | 0 |  |  | 0 | 0 | 0 | 0 | 0 | 0 | 0 | 0 | 0 | 0 | 0 | 0 | 0 | 0 | 0 | 0 | 0 | 0 | 0 | 0 | 0 | 0 | 0 | 0 | 0 | 0 | 0 | 0 | 0 | 0 | 0 | 0 | 0 | 0
236 |  | 1 |  |  |  |  | 0 |  |  |  | 0 | 0 |  |  |  | #N/A | #N/A |  | 0 | [12 empty] | 0% | 0% | 0 | 0 | 0 | 0 | 0 | 0 | 0 | 0 |  |  | 0 | 0% | 0% | 0 | 0 | 0 | 0 | 0 | 0 | 0 | 0 | 0 | 0 | 0 | 0 | 0 | 0 | 0 | 0 | 0 | 0 |  |  | 0 | 0 | 0 | 0 | 0 | 0 | 0 | 0 | 0 | 0 | 0 | 0 | 0 | 0 | 0 | 0 | 0 | 0 | 0 | 0 | 0 | 0 | 0 | 0 | 0 | 0 | 0 | 0 | 0 | 0 | 0 | 0 | 0 | 0
237 |  | 1 |  |  |  |  | 0 |  |  |  | 0 | 0 |  |  |  | #N/A | #N/A |  | 0 | [12 empty] | 0% | 0% | 0 | 0 | 0 | 0 | 0 | 0 | 0 | 0 |  |  | 0 | 0% | 0% | 0 | 0 | 0 | 0 | 0 | 0 | 0 | 0 | 0 | 0 | 0 | 0 | 0 | 0 | 0 | 0 | 0 | 0 |  |  | 0 | 0 | 0 | 0 | 0 | 0 | 0 | 0 | 0 | 0 | 0 | 0 | 0 | 0 | 0 | 0 | 0 | 0 | 0 | 0 | 0 | 0 | 0 | 0 | 0 | 0 | 0 | 0 | 0 | 0 | 0 | 0 | 0 | 0
238 |  | 1 |  |  |  |  | 0 |  |  |  | 0 | 0 |  |  |  | #N/A | #N/A |  | 0 | [12 empty] | 0% | 0% | 0 | 0 | 0 | 0 | 0 | 0 | 0 | 0 |  |  | 0 | 0% | 0% | 0 | 0 | 0 | 0 | 0 | 0 | 0 | 0 | 0 | 0 | 0 | 0 | 0 | 0 | 0 | 0 | 0 | 0 |  |  | 0 | 0 | 0 | 0 | 0 | 0 | 0 | 0 | 0 | 0 | 0 | 0 | 0 | 0 | 0 | 0 | 0 | 0 | 0 | 0 | 0 | 0 | 0 | 0 | 0 | 0 | 0 | 0 | 0 | 0 | 0 | 0 | 0 | 0
239 |  | 1 |  |  |  |  | 0 |  |  |  | 0 | 0 |  |  |  | #N/A | #N/A |  | 0 | [12 empty] | 0% | 0% | 0 | 0 | 0 | 0 | 0 | 0 | 0 | 0 |  |  | 0 | 0% | 0% | 0 | 0 | 0 | 0 | 0 | 0 | 0 | 0 | 0 | 0 | 0 | 0 | 0 | 0 | 0 | 0 | 0 | 0 |  |  | 0 | 0 | 0 | 0 | 0 | 0 | 0 | 0 | 0 | 0 | 0 | 0 | 0 | 0 | 0 | 0 | 0 | 0 | 0 | 0 | 0 | 0 | 0 | 0 | 0 | 0 | 0 | 0 | 0 | 0 | 0 | 0 | 0 | 0
240 |  | 1 |  |  |  |  | 0 |  |  |  | 0 | 0 |  |  |  | #N/A | #N/A |  | 0 | [12 empty] | 0% | 0% | 0 | 0 | 0 | 0 | 0 | 0 | 0 | 0 |  |  | 0 | 0% | 0% | 0 | 0 | 0 | 0 | 0 | 0 | 0 | 0 | 0 | 0 | 0 | 0 | 0 | 0 | 0 | 0 | 0 | 0 |  |  | 0 | 0 | 0 | 0 | 0 | 0 | 0 | 0 | 0 | 0 | 0 | 0 | 0 | 0 | 0 | 0 | 0 | 0 | 0 | 0 | 0 | 0 | 0 | 0 | 0 | 0 | 0 | 0 | 0 | 0 | 0 | 0 | 0 | 0
241 |  | 1 |  |  |  |  | 0 |  |  |  | 0 | 0 |  |  |  | #N/A | #N/A |  | 0 | [12 empty] | 0% | 0% | 0 | 0 | 0 | 0 | 0 | 0 | 0 | 0 |  |  | 0 | 0% | 0% | 0 | 0 | 0 | 0 | 0 | 0 | 0 | 0 | 0 | 0 | 0 | 0 | 0 | 0 | 0 | 0 | 0 | 0 |  |  | 0 | 0 | 0 | 0 | 0 | 0 | 0 | 0 | 0 | 0 | 0 | 0 | 0 | 0 | 0 | 0 | 0 | 0 | 0 | 0 | 0 | 0 | 0 | 0 | 0 | 0 | 0 | 0 | 0 | 0 | 0 | 0 | 0 | 0
242 |  | 1 |  |  |  |  | 0 |  |  |  | 0 | 0 |  |  |  | #N/A | #N/A |  | 0 | [12 empty] | 0% | 0% | 0 | 0 | 0 | 0 | 0 | 0 | 0 | 0 |  |  | 0 | 0% | 0% | 0 | 0 | 0 | 0 | 0 | 0 | 0 | 0 | 0 | 0 | 0 | 0 | 0 | 0 | 0 | 0 | 0 | 0 |  |  | 0 | 0 | 0 | 0 | 0 | 0 | 0 | 0 | 0 | 0 | 0 | 0 | 0 | 0 | 0 | 0 | 0 | 0 | 0 | 0 | 0 | 0 | 0 | 0 | 0 | 0 | 0 | 0 | 0 | 0 | 0 | 0 | 0 | 0
243 |  | 1 |  |  |  |  | 0 |  |  |  | 0 | 0 |  |  |  | #N/A | #N/A |  | 0 | [12 empty] | 0% | 0% | 0 | 0 | 0 | 0 | 0 | 0 | 0 | 0 |  |  | 0 | 0% | 0% | 0 | 0 | 0 | 0 | 0 | 0 | 0 | 0 | 0 | 0 | 0 | 0 | 0 | 0 | 0 | 0 | 0 | 0 |  |  | 0 | 0 | 0 | 0 | 0 | 0 | 0 | 0 | 0 | 0 | 0 | 0 | 0 | 0 | 0 | 0 | 0 | 0 | 0 | 0 | 0 | 0 | 0 | 0 | 0 | 0 | 0 | 0 | 0 | 0 | 0 | 0 | 0 | 0
244 |  | 1 |  |  |  |  | 0 |  |  |  | 0 | 0 |  |  |  | #N/A | #N/A |  | 0 | [12 empty] | 0% | 0% | 0 | 0 | 0 | 0 | 0 | 0 | 0 | 0 |  |  | 0 | 0% | 0% | 0 | 0 | 0 | 0 | 0 | 0 | 0 | 0 | 0 | 0 | 0 | 0 | 0 | 0 | 0 | 0 | 0 | 0 |  |  | 0 | 0 | 0 | 0 | 0 | 0 | 0 | 0 | 0 | 0 | 0 | 0 | 0 | 0 | 0 | 0 | 0 | 0 | 0 | 0 | 0 | 0 | 0 | 0 | 0 | 0 | 0 | 0 | 0 | 0 | 0 | 0 | 0 | 0
245 |  | 1 |  |  |  |  | 0 |  |  |  | 0 | 0 |  |  |  | #N/A | #N/A |  | 0 | [12 empty] | 0% | 0% | 0 | 0 | 0 | 0 | 0 | 0 | 0 | 0 |  |  | 0 | 0% | 0% | 0 | 0 | 0 | 0 | 0 | 0 | 0 | 0 | 0 | 0 | 0 | 0 | 0 | 0 | 0 | 0 | 0 | 0 |  |  | 0 | 0 | 0 | 0 | 0 | 0 | 0 | 0 | 0 | 0 | 0 | 0 | 0 | 0 | 0 | 0 | 0 | 0 | 0 | 0 | 0 | 0 | 0 | 0 | 0 | 0 | 0 | 0 | 0 | 0 | 0 | 0 | 0 | 0
246 |  | 1 |  |  |  |  | 0 |  |  |  | 0 | 0 |  |  |  | #N/A | #N/A |  | 0 | [12 empty] | 0% | 0% | 0 | 0 | 0 | 0 | 0 | 0 | 0 | 0 |  |  | 0 | 0% | 0% | 0 | 0 | 0 | 0 | 0 | 0 | 0 | 0 | 0 | 0 | 0 | 0 | 0 | 0 | 0 | 0 | 0 | 0 |  |  | 0 | 0 | 0 | 0 | 0 | 0 | 0 | 0 | 0 | 0 | 0 | 0 | 0 | 0 | 0 | 0 | 0 | 0 | 0 | 0 | 0 | 0 | 0 | 0 | 0 | 0 | 0 | 0 | 0 | 0 | 0 | 0 | 0 | 0
247 |  | 1 |  |  |  |  | 0 |  |  |  | 0 | 0 |  |  |  | #N/A | #N/A |  | 0 | [12 empty] | 0% | 0% | 0 | 0 | 0 | 0 | 0 | 0 | 0 | 0 |  |  | 0 | 0% | 0% | 0 | 0 | 0 | 0 | 0 | 0 | 0 | 0 | 0 | 0 | 0 | 0 | 0 | 0 | 0 | 0 | 0 | 0 |  |  | 0 | 0 | 0 | 0 | 0 | 0 | 0 | 0 | 0 | 0 | 0 | 0 | 0 | 0 | 0 | 0 | 0 | 0 | 0 | 0 | 0 | 0 | 0 | 0 | 0 | 0 | 0 | 0 | 0 | 0 | 0 | 0 | 0 | 0
248 |  | 1 |  |  |  |  | 0 |  |  |  | 0 | 0 |  |  |  | #N/A | #N/A |  | 0 | [12 empty] | 0% | 0% | 0 | 0 | 0 | 0 | 0 | 0 | 0 | 0 |  |  | 0 | 0% | 0% | 0 | 0 | 0 | 0 | 0 | 0 | 0 | 0 | 0 | 0 | 0 | 0 | 0 | 0 | 0 | 0 | 0 | 0 |  |  | 0 | 0 | 0 | 0 | 0 | 0 | 0 | 0 | 0 | 0 | 0 | 0 | 0 | 0 | 0 | 0 | 0 | 0 | 0 | 0 | 0 | 0 | 0 | 0 | 0 | 0 | 0 | 0 | 0 | 0 | 0 | 0 | 0 | 0
249 |  | 1 |  |  |  |  | 0 |  |  |  | 0 | 0 |  |  |  | #N/A | #N/A |  | 0 | [12 empty] | 0% | 0% | 0 | 0 | 0 | 0 | 0 | 0 | 0 | 0 |  |  | 0 | 0% | 0% | 0 | 0 | 0 | 0 | 0 | 0 | 0 | 0 | 0 | 0 | 0 | 0 | 0 | 0 | 0 | 0 | 0 | 0 |  |  | 0 | 0 | 0 | 0 | 0 | 0 | 0 | 0 | 0 | 0 | 0 | 0 | 0 | 0 | 0 | 0 | 0 | 0 | 0 | 0 | 0 | 0 | 0 | 0 | 0 | 0 | 0 | 0 | 0 | 0 | 0 | 0 | 0 | 0
250 |  | 1 |  |  |  |  | 0 |  |  |  | 0 | 0 |  |  |  | #N/A | #N/A |  | 0 | [12 empty] | 0% | 0% | 0 | 0 | 0 | 0 | 0 | 0 | 0 | 0 |  |  | 0 | 0% | 0% | 0 | 0 | 0 | 0 | 0 | 0 | 0 | 0 | 0 | 0 | 0 | 0 | 0 | 0 | 0 | 0 | 0 | 0 |  |  | 0 | 0 | 0 | 0 | 0 | 0 | 0 | 0 | 0 | 0 | 0 | 0 | 0 | 0 | 0 | 0 | 0 | 0 | 0 | 0 | 0 | 0 | 0 | 0 | 0 | 0 | 0 | 0 | 0 | 0 | 0 | 0 | 0 | 0
251 |  | 1 |  |  |  |  | 0 |  |  |  | 0 | 0 |  |  |  | #N/A | #N/A |  | 0 | [12 empty] | 0% | 0% | 0 | 0 | 0 | 0 | 0 | 0 | 0 | 0 |  |  | 0 | 0% | 0% | 0 | 0 | 0 | 0 | 0 | 0 | 0 | 0 | 0 | 0 | 0 | 0 | 0 | 0 | 0 | 0 | 0 | 0 |  |  | 0 | 0 | 0 | 0 | 0 | 0 | 0 | 0 | 0 | 0 | 0 | 0 | 0 | 0 | 0 | 0 | 0 | 0 | 0 | 0 | 0 | 0 | 0 | 0 | 0 | 0 | 0 | 0 | 0 | 0 | 0 | 0 | 0 | 0
252 |  | 1 |  |  |  |  | 0 |  |  |  | 0 | 0 |  |  |  | #N/A | #N/A |  | 0 | [12 empty] | 0% | 0% | 0 | 0 | 0 | 0 | 0 | 0 | 0 | 0 |  |  | 0 | 0% | 0% | 0 | 0 | 0 | 0 | 0 | 0 | 0 | 0 | 0 | 0 | 0 | 0 | 0 | 0 | 0 | 0 | 0 | 0 |  |  | 0 | 0 | 0 | 0 | 0 | 0 | 0 | 0 | 0 | 0 | 0 | 0 | 0 | 0 | 0 | 0 | 0 | 0 | 0 | 0 | 0 | 0 | 0 | 0 | 0 | 0 | 0 | 0 | 0 | 0 | 0 | 0 | 0 | 0
253 |  | 1 |  |  |  |  | 0 |  |  |  | 0 | 0 |  |  |  | #N/A | #N/A |  | 0 | [12 empty] | 0% | 0% | 0 | 0 | 0 | 0 | 0 | 0 | 0 | 0 |  |  | 0 | 0% | 0% | 0 | 0 | 0 | 0 | 0 | 0 | 0 | 0 | 0 | 0 | 0 | 0 | 0 | 0 | 0 | 0 | 0 | 0 |  |  | 0 | 0 | 0 | 0 | 0 | 0 | 0 | 0 | 0 | 0 | 0 | 0 | 0 | 0 | 0 | 0 | 0 | 0 | 0 | 0 | 0 | 0 | 0 | 0 | 0 | 0 | 0 | 0 | 0 | 0 | 0 | 0 | 0 | 0
254 |  | 1 |  |  |  |  | 0 |  |  |  | 0 | 0 |  |  |  | #N/A | #N/A |  | 0 | [12 empty] | 0% | 0% | 0 | 0 | 0 | 0 | 0 | 0 | 0 | 0 |  |  | 0 | 0% | 0% | 0 | 0 | 0 | 0 | 0 | 0 | 0 | 0 | 0 | 0 | 0 | 0 | 0 | 0 | 0 | 0 | 0 | 0 |  |  | 0 | 0 | 0 | 0 | 0 | 0 | 0 | 0 | 0 | 0 | 0 | 0 | 0 | 0 | 0 | 0 | 0 | 0 | 0 | 0 | 0 | 0 | 0 | 0 | 0 | 0 | 0 | 0 | 0 | 0 | 0 | 0 | 0 | 0
255 |  | 1 |  |  |  |  | 0 |  |  |  | 0 | 0 |  |  |  | #N/A | #N/A |  | 0 | [12 empty] | 0% | 0% | 0 | 0 | 0 | 0 | 0 | 0 | 0 | 0 |  |  | 0 | 0% | 0% | 0 | 0 | 0 | 0 | 0 | 0 | 0 | 0 | 0 | 0 | 0 | 0 | 0 | 0 | 0 | 0 | 0 | 0 |  |  | 0 | 0 | 0 | 0 | 0 | 0 | 0 | 0 | 0 | 0 | 0 | 0 | 0 | 0 | 0 | 0 | 0 | 0 | 0 | 0 | 0 | 0 | 0 | 0 | 0 | 0 | 0 | 0 | 0 | 0 | 0 | 0 | 0 | 0
256 |  | 1 |  |  |  |  | 0 |  |  |  | 0 | 0 |  |  |  | #N/A | #N/A |  | 0 | [12 empty] | 0% | 0% | 0 | 0 | 0 | 0 | 0 | 0 | 0 | 0 |  |  | 0 | 0% | 0% | 0 | 0 | 0 | 0 | 0 | 0 | 0 | 0 | 0 | 0 | 0 | 0 | 0 | 0 | 0 | 0 | 0 | 0 |  |  | 0 | 0 | 0 | 0 | 0 | 0 | 0 | 0 | 0 | 0 | 0 | 0 | 0 | 0 | 0 | 0 | 0 | 0 | 0 | 0 | 0 | 0 | 0 | 0 | 0 | 0 | 0 | 0 | 0 | 0 | 0 | 0 | 0 | 0
257 |  | 1 |  |  |  |  | 0 |  |  |  | 0 | 0 |  |  |  | #N/A | #N/A |  | 0 | [12 empty] | 0% | 0% | 0 | 0 | 0 | 0 | 0 | 0 | 0 | 0 |  |  | 0 | 0% | 0% | 0 | 0 | 0 | 0 | 0 | 0 | 0 | 0 | 0 | 0 | 0 | 0 | 0 | 0 | 0 | 0 | 0 | 0 |  |  | 0 | 0 | 0 | 0 | 0 | 0 | 0 | 0 | 0 | 0 | 0 | 0 | 0 | 0 | 0 | 0 | 0 | 0 | 0 | 0 | 0 | 0 | 0 | 0 | 0 | 0 | 0 | 0 | 0 | 0 | 0 | 0 | 0 | 0
258 |  | 1 |  |  |  |  | 0 |  |  |  | 0 | 0 |  |  |  | #N/A | #N/A |  | 0 | [12 empty] | 0% | 0% | 0 | 0 | 0 | 0 | 0 | 0 | 0 | 0 |  |  | 0 | 0% | 0% | 0 | 0 | 0 | 0 | 0 | 0 | 0 | 0 | 0 | 0 | 0 | 0 | 0 | 0 | 0 | 0 | 0 | 0 |  |  | 0 | 0 | 0 | 0 | 0 | 0 | 0 | 0 | 0 | 0 | 0 | 0 | 0 | 0 | 0 | 0 | 0 | 0 | 0 | 0 | 0 | 0 | 0 | 0 | 0 | 0 | 0 | 0 | 0 | 0 | 0 | 0 | 0 | 0
259 |  | 1 |  |  |  |  | 0 |  |  |  | 0 | 0 |  |  |  | #N/A | #N/A |  | 0 | [12 empty] | 0% | 0% | 0 | 0 | 0 | 0 | 0 | 0 | 0 | 0 |  |  | 0 | 0% | 0% | 0 | 0 | 0 | 0 | 0 | 0 | 0 | 0 | 0 | 0 | 0 | 0 | 0 | 0 | 0 | 0 | 0 | 0 |  |  | 0 | 0 | 0 | 0 | 0 | 0 | 0 | 0 | 0 | 0 | 0 | 0 | 0 | 0 | 0 | 0 | 0 | 0 | 0 | 0 | 0 | 0 | 0 | 0 | 0 | 0 | 0 | 0 | 0 | 0 | 0 | 0 | 0 | 0
260 |  | 1 |  |  |  |  | 0 |  |  |  | 0 | 0 |  |  |  | #N/A | #N/A |  | 0 | [12 empty] | 0% | 0% | 0 | 0 | 0 | 0 | 0 | 0 | 0 | 0 |  |  | 0 | 0% | 0% | 0 | 0 | 0 | 0 | 0 | 0 | 0 | 0 | 0 | 0 | 0 | 0 | 0 | 0 | 0 | 0 | 0 | 0 |  |  | 0 | 0 | 0 | 0 | 0 | 0 | 0 | 0 | 0 | 0 | 0 | 0 | 0 | 0 | 0 | 0 | 0 | 0 | 0 | 0 | 0 | 0 | 0 | 0 | 0 | 0 | 0 | 0 | 0 | 0 | 0 | 0 | 0 | 0
261 |  | 1 |  |  |  |  | 0 |  |  |  | 0 | 0 |  |  |  | #N/A | #N/A |  | 0 | [12 empty] | 0% | 0% | 0 | 0 | 0 | 0 | 0 | 0 | 0 | 0 |  |  | 0 | 0% | 0% | 0 | 0 | 0 | 0 | 0 | 0 | 0 | 0 | 0 | 0 | 0 | 0 | 0 | 0 | 0 | 0 | 0 | 0 |  |  | 0 | 0 | 0 | 0 | 0 | 0 | 0 | 0 | 0 | 0 | 0 | 0 | 0 | 0 | 0 | 0 | 0 | 0 | 0 | 0 | 0 | 0 | 0 | 0 | 0 | 0 | 0 | 0 | 0 | 0 | 0 | 0 | 0 | 0
262 |  | 1 |  |  |  |  | 0 |  |  |  | 0 | 0 |  |  |  | #N/A | #N/A |  | 0 | [12 empty] | 0% | 0% | 0 | 0 | 0 | 0 | 0 | 0 | 0 | 0 |  |  | 0 | 0% | 0% | 0 | 0 | 0 | 0 | 0 | 0 | 0 | 0 | 0 | 0 | 0 | 0 | 0 | 0 | 0 | 0 | 0 | 0 |  |  | 0 | 0 | 0 | 0 | 0 | 0 | 0 | 0 | 0 | 0 | 0 | 0 | 0 | 0 | 0 | 0 | 0 | 0 | 0 | 0 | 0 | 0 | 0 | 0 | 0 | 0 | 0 | 0 | 0 | 0 | 0 | 0 | 0 | 0
263 |  | 1 |  |  |  |  | 0 |  |  |  | 0 | 0 |  |  |  | #N/A | #N/A |  | 0 | [12 empty] | 0% | 0% | 0 | 0 | 0 | 0 | 0 | 0 | 0 | 0 |  |  | 0 | 0% | 0% | 0 | 0 | 0 | 0 | 0 | 0 | 0 | 0 | 0 | 0 | 0 | 0 | 0 | 0 | 0 | 0 | 0 | 0 |  |  | 0 | 0 | 0 | 0 | 0 | 0 | 0 | 0 | 0 | 0 | 0 | 0 | 0 | 0 | 0 | 0 | 0 | 0 | 0 | 0 | 0 | 0 | 0 | 0 | 0 | 0 | 0 | 0 | 0 | 0 | 0 | 0 | 0 | 0
264 |  | 1 |  |  |  |  | 0 |  |  |  | 0 | 0 |  |  |  | #N/A | #N/A |  | 0 | [12 empty] | 0% | 0% | 0 | 0 | 0 | 0 | 0 | 0 | 0 | 0 |  |  | 0 | 0% | 0% | 0 | 0 | 0 | 0 | 0 | 0 | 0 | 0 | 0 | 0 | 0 | 0 | 0 | 0 | 0 | 0 | 0 | 0 |  |  | 0 | 0 | 0 | 0 | 0 | 0 | 0 | 0 | 0 | 0 | 0 | 0 | 0 | 0 | 0 | 0 | 0 | 0 | 0 | 0 | 0 | 0 | 0 | 0 | 0 | 0 | 0 | 0 | 0 | 0 | 0 | 0 | 0 | 0
265 |  | 1 |  |  |  |  | 0 |  |  |  | 0 | 0 |  |  |  | #N/A | #N/A |  | 0 | [12 empty] | 0% | 0% | 0 | 0 | 0 | 0 | 0 | 0 | 0 | 0 |  |  | 0 | 0% | 0% | 0 | 0 | 0 | 0 | 0 | 0 | 0 | 0 | 0 | 0 | 0 | 0 | 0 | 0 | 0 | 0 | 0 | 0 |  |  | 0 | 0 | 0 | 0 | 0 | 0 | 0 | 0 | 0 | 0 | 0 | 0 | 0 | 0 | 0 | 0 | 0 | 0 | 0 | 0 | 0 | 0 | 0 | 0 | 0 | 0 | 0 | 0 | 0 | 0 | 0 | 0 | 0 | 0
266 |  | 1 |  |  |  |  | 0 |  |  |  | 0 | 0 |  |  |  | #N/A | #N/A |  | 0 | [12 empty] | 0% | 0% | 0 | 0 | 0 | 0 | 0 | 0 | 0 | 0 |  |  | 0 | 0% | 0% | 0 | 0 | 0 | 0 | 0 | 0 | 0 | 0 | 0 | 0 | 0 | 0 | 0 | 0 | 0 | 0 | 0 | 0 |  |  | 0 | 0 | 0 | 0 | 0 | 0 | 0 | 0 | 0 | 0 | 0 | 0 | 0 | 0 | 0 | 0 | 0 | 0 | 0 | 0 | 0 | 0 | 0 | 0 | 0 | 0 | 0 | 0 | 0 | 0 | 0 | 0 | 0 | 0
267 |  | 1 |  |  |  |  | 0 |  |  |  | 0 | 0 |  |  |  | #N/A | #N/A |  | 0 | [12 empty] | 0% | 0% | 0 | 0 | 0 | 0 | 0 | 0 | 0 | 0 |  |  | 0 | 0% | 0% | 0 | 0 | 0 | 0 | 0 | 0 | 0 | 0 | 0 | 0 | 0 | 0 | 0 | 0 | 0 | 0 | 0 | 0 |  |  | 0 | 0 | 0 | 0 | 0 | 0 | 0 | 0 | 0 | 0 | 0 | 0 | 0 | 0 | 0 | 0 | 0 | 0 | 0 | 0 | 0 | 0 | 0 | 0 | 0 | 0 | 0 | 0 | 0 | 0 | 0 | 0 | 0 | 0
268 |  | 1 |  |  |  |  | 0 |  |  |  | 0 | 0 |  |  |  | #N/A | #N/A |  | 0 | [12 empty] | 0% | 0% | 0 | 0 | 0 | 0 | 0 | 0 | 0 | 0 |  |  | 0 | 0% | 0% | 0 | 0 | 0 | 0 | 0 | 0 | 0 | 0 | 0 | 0 | 0 | 0 | 0 | 0 | 0 | 0 | 0 | 0 |  |  | 0 | 0 | 0 | 0 | 0 | 0 | 0 | 0 | 0 | 0 | 0 | 0 | 0 | 0 | 0 | 0 | 0 | 0 | 0 | 0 | 0 | 0 | 0 | 0 | 0 | 0 | 0 | 0 | 0 | 0 | 0 | 0 | 0 | 0
269 |  | 1 |  |  |  |  | 0 |  |  |  | 0 | 0 |  |  |  | #N/A | #N/A |  | 0 | [12 empty] | 0% | 0% | 0 | 0 | 0 | 0 | 0 | 0 | 0 | 0 |  |  | 0 | 0% | 0% | 0 | 0 | 0 | 0 | 0 | 0 | 0 | 0 | 0 | 0 | 0 | 0 | 0 | 0 | 0 | 0 | 0 | 0 |  |  | 0 | 0 | 0 | 0 | 0 | 0 | 0 | 0 | 0 | 0 | 0 | 0 | 0 | 0 | 0 | 0 | 0 | 0 | 0 | 0 | 0 | 0 | 0 | 0 | 0 | 0 | 0 | 0 | 0 | 0 | 0 | 0 | 0 | 0
270 |  | 1 |  |  |  |  | 0 |  |  |  | 0 | 0 |  |  |  | #N/A | #N/A |  | 0 | [12 empty] | 0% | 0% | 0 | 0 | 0 | 0 | 0 | 0 | 0 | 0 |  |  | 0 | 0% | 0% | 0 | 0 | 0 | 0 | 0 | 0 | 0 | 0 | 0 | 0 | 0 | 0 | 0 | 0 | 0 | 0 | 0 | 0 |  |  | 0 | 0 | 0 | 0 | 0 | 0 | 0 | 0 | 0 | 0 | 0 | 0 | 0 | 0 | 0 | 0 | 0 | 0 | 0 | 0 | 0 | 0 | 0 | 0 | 0 | 0 | 0 | 0 | 0 | 0 | 0 | 0 | 0 | 0
271 |  | 1 |  |  |  |  | 0 |  |  |  | 0 | 0 |  |  |  | #N/A | #N/A |  | 0 | [12 empty] | 0% | 0% | 0 | 0 | 0 | 0 | 0 | 0 | 0 | 0 |  |  | 0 | 0% | 0% | 0 | 0 | 0 | 0 | 0 | 0 | 0 | 0 | 0 | 0 | 0 | 0 | 0 | 0 | 0 | 0 | 0 | 0 |  |  | 0 | 0 | 0 | 0 | 0 | 0 | 0 | 0 | 0 | 0 | 0 | 0 | 0 | 0 | 0 | 0 | 0 | 0 | 0 | 0 | 0 | 0 | 0 | 0 | 0 | 0 | 0 | 0 | 0 | 0 | 0 | 0 | 0 | 0
272 |  | 1 |  |  |  |  | 0 |  |  |  | 0 | 0 |  |  |  | #N/A | #N/A |  | 0 | [12 empty] | 0% | 0% | 0 | 0 | 0 | 0 | 0 | 0 | 0 | 0 |  |  | 0 | 0% | 0% | 0 | 0 | 0 | 0 | 0 | 0 | 0 | 0 | 0 | 0 | 0 | 0 | 0 | 0 | 0 | 0 | 0 | 0 |  |  | 0 | 0 | 0 | 0 | 0 | 0 | 0 | 0 | 0 | 0 | 0 | 0 | 0 | 0 | 0 | 0 | 0 | 0 | 0 | 0 | 0 | 0 | 0 | 0 | 0 | 0 | 0 | 0 | 0 | 0 | 0 | 0 | 0 | 0
273 |  | 1 |  |  |  |  | 0 |  |  |  | 0 | 0 |  |  |  | #N/A | #N/A |  | 0 | [12 empty] | 0% | 0% | 0 | 0 | 0 | 0 | 0 | 0 | 0 | 0 |  |  | 0 | 0% | 0% | 0 | 0 | 0 | 0 | 0 | 0 | 0 | 0 | 0 | 0 | 0 | 0 | 0 | 0 | 0 | 0 | 0 | 0 |  |  | 0 | 0 | 0 | 0 | 0 | 0 | 0 | 0 | 0 | 0 | 0 | 0 | 0 | 0 | 0 | 0 | 0 | 0 | 0 | 0 | 0 | 0 | 0 | 0 | 0 | 0 | 0 | 0 | 0 | 0 | 0 | 0 | 0 | 0
274 |  | 1 |  |  |  |  | 0 |  |  |  | 0 | 0 |  |  |  | #N/A | #N/A |  | 0 | [12 empty] | 0% | 0% | 0 | 0 | 0 | 0 | 0 | 0 | 0 | 0 |  |  | 0 | 0% | 0% | 0 | 0 | 0 | 0 | 0 | 0 | 0 | 0 | 0 | 0 | 0 | 0 | 0 | 0 | 0 | 0 | 0 | 0 |  |  | 0 | 0 | 0 | 0 | 0 | 0 | 0 | 0 | 0 | 0 | 0 | 0 | 0 | 0 | 0 | 0 | 0 | 0 | 0 | 0 | 0 | 0 | 0 | 0 | 0 | 0 | 0 | 0 | 0 | 0 | 0 | 0 | 0 | 0
275 |  | 1 |  |  |  |  | 0 |  |  |  | 0 | 0 |  |  |  | #N/A | #N/A |  | 0 | [12 empty] | 0% | 0% | 0 | 0 | 0 | 0 | 0 | 0 | 0 | 0 |  |  | 0 | 0% | 0% | 0 | 0 | 0 | 0 | 0 | 0 | 0 | 0 | 0 | 0 | 0 | 0 | 0 | 0 | 0 | 0 | 0 | 0 |  |  | 0 | 0 | 0 | 0 | 0 | 0 | 0 | 0 | 0 | 0 | 0 | 0 | 0 | 0 | 0 | 0 | 0 | 0 | 0 | 0 | 0 | 0 | 0 | 0 | 0 | 0 | 0 | 0 | 0 | 0 | 0 | 0 | 0 | 0
276 |  | 1 |  |  |  |  | 0 |  |  |  | 0 | 0 |  |  |  | #N/A | #N/A |  | 0 | [12 empty] | 0% | 0% | 0 | 0 | 0 | 0 | 0 | 0 | 0 | 0 |  |  | 0 | 0% | 0% | 0 | 0 | 0 | 0 | 0 | 0 | 0 | 0 | 0 | 0 | 0 | 0 | 0 | 0 | 0 | 0 | 0 | 0 |  |  | 0 | 0 | 0 | 0 | 0 | 0 | 0 | 0 | 0 | 0 | 0 | 0 | 0 | 0 | 0 | 0 | 0 | 0 | 0 | 0 | 0 | 0 | 0 | 0 | 0 | 0 | 0 | 0 | 0 | 0 | 0 | 0 | 0 | 0
277 |  | 1 |  |  |  |  | 0 |  |  |  | 0 | 0 |  |  |  | #N/A | #N/A |  | 0 | [12 empty] | 0% | 0% | 0 | 0 | 0 | 0 | 0 | 0 | 0 | 0 |  |  | 0 | 0% | 0% | 0 | 0 | 0 | 0 | 0 | 0 | 0 | 0 | 0 | 0 | 0 | 0 | 0 | 0 | 0 | 0 | 0 | 0 |  |  | 0 | 0 | 0 | 0 | 0 | 0 | 0 | 0 | 0 | 0 | 0 | 0 | 0 | 0 | 0 | 0 | 0 | 0 | 0 | 0 | 0 | 0 | 0 | 0 | 0 | 0 | 0 | 0 | 0 | 0 | 0 | 0 | 0 | 0
278 |  | 1 |  |  |  |  | 0 |  |  |  | 0 | 0 |  |  |  | #N/A | #N/A |  | 0 | [12 empty] | 0% | 0% | 0 | 0 | 0 | 0 | 0 | 0 | 0 | 0 |  |  | 0 | 0% | 0% | 0 | 0 | 0 | 0 | 0 | 0 | 0 | 0 | 0 | 0 | 0 | 0 | 0 | 0 | 0 | 0 | 0 | 0 |  |  | 0 | 0 | 0 | 0 | 0 | 0 | 0 | 0 | 0 | 0 | 0 | 0 | 0 | 0 | 0 | 0 | 0 | 0 | 0 | 0 | 0 | 0 | 0 | 0 | 0 | 0 | 0 | 0 | 0 | 0 | 0 | 0 | 0 | 0
279 |  | 1 |  |  |  |  | 0 |  |  |  | 0 | 0 |  |  |  | #N/A | #N/A |  | 0 | [12 empty] | 0% | 0% | 0 | 0 | 0 | 0 | 0 | 0 | 0 | 0 |  |  | 0 | 0% | 0% | 0 | 0 | 0 | 0 | 0 | 0 | 0 | 0 | 0 | 0 | 0 | 0 | 0 | 0 | 0 | 0 | 0 | 0 |  |  | 0 | 0 | 0 | 0 | 0 | 0 | 0 | 0 | 0 | 0 | 0 | 0 | 0 | 0 | 0 | 0 | 0 | 0 | 0 | 0 | 0 | 0 | 0 | 0 | 0 | 0 | 0 | 0 | 0 | 0 | 0 | 0 | 0 | 0
280 |  | 1 |  |  |  |  | 0 |  |  |  | 0 | 0 |  |  |  | #N/A | #N/A |  | 0 | [12 empty] | 0% | 0% | 0 | 0 | 0 | 0 | 0 | 0 | 0 | 0 |  |  | 0 | 0% | 0% | 0 | 0 | 0 | 0 | 0 | 0 | 0 | 0 | 0 | 0 | 0 | 0 | 0 | 0 | 0 | 0 | 0 | 0 |  |  | 0 | 0 | 0 | 0 | 0 | 0 | 0 | 0 | 0 | 0 | 0 | 0 | 0 | 0 | 0 | 0 | 0 | 0 | 0 | 0 | 0 | 0 | 0 | 0 | 0 | 0 | 0 | 0 | 0 | 0 | 0 | 0 | 0 | 0
281 |  | 1 |  |  |  |  | 0 |  |  |  | 0 | 0 |  |  |  | #N/A | #N/A |  | 0 | [12 empty] | 0% | 0% | 0 | 0 | 0 | 0 | 0 | 0 | 0 | 0 |  |  | 0 | 0% | 0% | 0 | 0 | 0 | 0 | 0 | 0 | 0 | 0 | 0 | 0 | 0 | 0 | 0 | 0 | 0 | 0 | 0 | 0 |  |  | 0 | 0 | 0 | 0 | 0 | 0 | 0 | 0 | 0 | 0 | 0 | 0 | 0 | 0 | 0 | 0 | 0 | 0 | 0 | 0 | 0 | 0 | 0 | 0 | 0 | 0 | 0 | 0 | 0 | 0 | 0 | 0 | 0 | 0
282 |  | 1 |  |  |  |  | 0 |  |  |  | 0 | 0 |  |  |  | #N/A | #N/A |  | 0 | [12 empty] | 0% | 0% | 0 | 0 | 0 | 0 | 0 | 0 | 0 | 0 |  |  | 0 | 0% | 0% | 0 | 0 | 0 | 0 | 0 | 0 | 0 | 0 | 0 | 0 | 0 | 0 | 0 | 0 | 0 | 0 | 0 | 0 |  |  | 0 | 0 | 0 | 0 | 0 | 0 | 0 | 0 | 0 | 0 | 0 | 0 | 0 | 0 | 0 | 0 | 0 | 0 | 0 | 0 | 0 | 0 | 0 | 0 | 0 | 0 | 0 | 0 | 0 | 0 | 0 | 0 | 0 | 0
283 |  | 1 |  |  |  |  | 0 |  |  |  | 0 | 0 |  |  |  | #N/A | #N/A |  | 0 | [12 empty] | 0% | 0% | 0 | 0 | 0 | 0 | 0 | 0 | 0 | 0 |  |  | 0 | 0% | 0% | 0 | 0 | 0 | 0 | 0 | 0 | 0 | 0 | 0 | 0 | 0 | 0 | 0 | 0 | 0 | 0 | 0 | 0 |  |  | 0 | 0 | 0 | 0 | 0 | 0 | 0 | 0 | 0 | 0 | 0 | 0 | 0 | 0 | 0 | 0 | 0 | 0 | 0 | 0 | 0 | 0 | 0 | 0 | 0 | 0 | 0 | 0 | 0 | 0 | 0 | 0 | 0 | 0
284 |  | 1 |  |  |  |  | 0 |  |  |  | 0 | 0 |  |  |  | #N/A | #N/A |  | 0 | [12 empty] | 0% | 0% | 0 | 0 | 0 | 0 | 0 | 0 | 0 | 0 |  |  | 0 | 0% | 0% | 0 | 0 | 0 | 0 | 0 | 0 | 0 | 0 | 0 | 0 | 0 | 0 | 0 | 0 | 0 | 0 | 0 | 0 |  |  | 0 | 0 | 0 | 0 | 0 | 0 | 0 | 0 | 0 | 0 | 0 | 0 | 0 | 0 | 0 | 0 | 0 | 0 | 0 | 0 | 0 | 0 | 0 | 0 | 0 | 0 | 0 | 0 | 0 | 0 | 0 | 0 | 0 | 0
285 |  | 1 |  |  |  |  | 0 |  |  |  | 0 | 0 |  |  |  | #N/A | #N/A |  | 0 | [12 empty] | 0% | 0% | 0 | 0 | 0 | 0 | 0 | 0 | 0 | 0 |  |  | 0 | 0% | 0% | 0 | 0 | 0 | 0 | 0 | 0 | 0 | 0 | 0 | 0 | 0 | 0 | 0 | 0 | 0 | 0 | 0 | 0 |  |  | 0 | 0 | 0 | 0 | 0 | 0 | 0 | 0 | 0 | 0 | 0 | 0 | 0 | 0 | 0 | 0 | 0 | 0 | 0 | 0 | 0 | 0 | 0 | 0 | 0 | 0 | 0 | 0 | 0 | 0 | 0 | 0 | 0 | 0
286 |  | 1 |  |  |  |  | 0 |  |  |  | 0 | 0 |  |  |  | #N/A | #N/A |  | 0 | [12 empty] | 0% | 0% | 0 | 0 | 0 | 0 | 0 | 0 | 0 | 0 |  |  | 0 | 0% | 0% | 0 | 0 | 0 | 0 | 0 | 0 | 0 | 0 | 0 | 0 | 0 | 0 | 0 | 0 | 0 | 0 | 0 | 0 |  |  | 0 | 0 | 0 | 0 | 0 | 0 | 0 | 0 | 0 | 0 | 0 | 0 | 0 | 0 | 0 | 0 | 0 | 0 | 0 | 0 | 0 | 0 | 0 | 0 | 0 | 0 | 0 | 0 | 0 | 0 | 0 | 0 | 0 | 0
287 |  | 1 |  |  |  |  | 0 |  |  |  | 0 | 0 |  |  |  | #N/A | #N/A |  | 0 | [12 empty] | 0% | 0% | 0 | 0 | 0 | 0 | 0 | 0 | 0 | 0 |  |  | 0 | 0% | 0% | 0 | 0 | 0 | 0 | 0 | 0 | 0 | 0 | 0 | 0 | 0 | 0 | 0 | 0 | 0 | 0 | 0 | 0 |  |  | 0 | 0 | 0 | 0 | 0 | 0 | 0 | 0 | 0 | 0 | 0 | 0 | 0 | 0 | 0 | 0 | 0 | 0 | 0 | 0 | 0 | 0 | 0 | 0 | 0 | 0 | 0 | 0 | 0 | 0 | 0 | 0 | 0 | 0
288 |  | 1 |  |  |  |  | 0 |  |  |  | 0 | 0 |  |  |  | #N/A | #N/A |  | 0 | [12 empty] | 0% | 0% | 0 | 0 | 0 | 0 | 0 | 0 | 0 | 0 |  |  | 0 | 0% | 0% | 0 | 0 | 0 | 0 | 0 | 0 | 0 | 0 | 0 | 0 | 0 | 0 | 0 | 0 | 0 | 0 | 0 | 0 |  |  | 0 | 0 | 0 | 0 | 0 | 0 | 0 | 0 | 0 | 0 | 0 | 0 | 0 | 0 | 0 | 0 | 0 | 0 | 0 | 0 | 0 | 0 | 0 | 0 | 0 | 0 | 0 | 0 | 0 | 0 | 0 | 0 | 0 | 0
289 |  | 1 |  |  |  |  | 0 |  |  |  | 0 | 0 |  |  |  | #N/A | #N/A |  | 0 | [12 empty] | 0% | 0% | 0 | 0 | 0 | 0 | 0 | 0 | 0 | 0 |  |  | 0 | 0% | 0% | 0 | 0 | 0 | 0 | 0 | 0 | 0 | 0 | 0 | 0 | 0 | 0 | 0 | 0 | 0 | 0 | 0 | 0 |  |  | 0 | 0 | 0 | 0 | 0 | 0 | 0 | 0 | 0 | 0 | 0 | 0 | 0 | 0 | 0 | 0 | 0 | 0 | 0 | 0 | 0 | 0 | 0 | 0 | 0 | 0 | 0 | 0 | 0 | 0 | 0 | 0 | 0 | 0
290 |  | 1 |  |  |  |  | 0 |  |  |  | 0 | 0 |  |  |  | #N/A | #N/A |  | 0 | [12 empty] | 0% | 0% | 0 | 0 | 0 | 0 | 0 | 0 | 0 | 0 |  |  | 0 | 0% | 0% | 0 | 0 | 0 | 0 | 0 | 0 | 0 | 0 | 0 | 0 | 0 | 0 | 0 | 0 | 0 | 0 | 0 | 0 |  |  | 0 | 0 | 0 | 0 | 0 | 0 | 0 | 0 | 0 | 0 | 0 | 0 | 0 | 0 | 0 | 0 | 0 | 0 | 0 | 0 | 0 | 0 | 0 | 0 | 0 | 0 | 0 | 0 | 0 | 0 | 0 | 0 | 0 | 0
291 |  | 1 |  |  |  |  | 0 |  |  |  | 0 | 0 |  |  |  | #N/A | #N/A |  | 0 | [12 empty] | 0% | 0% | 0 | 0 | 0 | 0 | 0 | 0 | 0 | 0 |  |  | 0 | 0% | 0% | 0 | 0 | 0 | 0 | 0 | 0 | 0 | 0 | 0 | 0 | 0 | 0 | 0 | 0 | 0 | 0 | 0 | 0 |  |  | 0 | 0 | 0 | 0 | 0 | 0 | 0 | 0 | 0 | 0 | 0 | 0 | 0 | 0 | 0 | 0 | 0 | 0 | 0 | 0 | 0 | 0 | 0 | 0 | 0 | 0 | 0 | 0 | 0 | 0 | 0 | 0 | 0 | 0
292 |  | 1 |  |  |  |  | 0 |  |  |  | 0 | 0 |  |  |  | #N/A | #N/A |  | 0 | [12 empty] | 0% | 0% | 0 | 0 | 0 | 0 | 0 | 0 | 0 | 0 |  |  | 0 | 0% | 0% | 0 | 0 | 0 | 0 | 0 | 0 | 0 | 0 | 0 | 0 | 0 | 0 | 0 | 0 | 0 | 0 | 0 | 0 |  |  | 0 | 0 | 0 | 0 | 0 | 0 | 0 | 0 | 0 | 0 | 0 | 0 | 0 | 0 | 0 | 0 | 0 | 0 | 0 | 0 | 0 | 0 | 0 | 0 | 0 | 0 | 0 | 0 | 0 | 0 | 0 | 0 | 0 | 0
293 |  | 1 |  |  |  |  | 0 |  |  |  | 0 | 0 |  |  |  | #N/A | #N/A |  | 0 | [12 empty] | 0% | 0% | 0 | 0 | 0 | 0 | 0 | 0 | 0 | 0 |  |  | 0 | 0% | 0% | 0 | 0 | 0 | 0 | 0 | 0 | 0 | 0 | 0 | 0 | 0 | 0 | 0 | 0 | 0 | 0 | 0 | 0 |  |  | 0 | 0 | 0 | 0 | 0 | 0 | 0 | 0 | 0 | 0 | 0 | 0 | 0 | 0 | 0 | 0 | 0 | 0 | 0 | 0 | 0 | 0 | 0 | 0 | 0 | 0 | 0 | 0 | 0 | 0 | 0 | 0 | 0 | 0
294 |  | 1 |  |  |  |  | 0 |  |  |  | 0 | 0 |  |  |  | #N/A | #N/A |  | 0 | [12 empty] | 0% | 0% | 0 | 0 | 0 | 0 | 0 | 0 | 0 | 0 |  |  | 0 | 0% | 0% | 0 | 0 | 0 | 0 | 0 | 0 | 0 | 0 | 0 | 0 | 0 | 0 | 0 | 0 | 0 | 0 | 0 | 0 |  |  | 0 | 0 | 0 | 0 | 0 | 0 | 0 | 0 | 0 | 0 | 0 | 0 | 0 | 0 | 0 | 0 | 0 | 0 | 0 | 0 | 0 | 0 | 0 | 0 | 0 | 0 | 0 | 0 | 0 | 0 | 0 | 0 | 0 | 0
295 |  | 1 |  |  |  |  | 0 |  |  |  | 0 | 0 |  |  |  | #N/A | #N/A |  | 0 | [12 empty] | 0% | 0% | 0 | 0 | 0 | 0 | 0 | 0 | 0 | 0 |  |  | 0 | 0% | 0% | 0 | 0 | 0 | 0 | 0 | 0 | 0 | 0 | 0 | 0 | 0 | 0 | 0 | 0 | 0 | 0 | 0 | 0 |  |  | 0 | 0 | 0 | 0 | 0 | 0 | 0 | 0 | 0 | 0 | 0 | 0 | 0 | 0 | 0 | 0 | 0 | 0 | 0 | 0 | 0 | 0 | 0 | 0 | 0 | 0 | 0 | 0 | 0 | 0 | 0 | 0 | 0 | 0
296 |  | 1 |  |  |  |  | 0 |  |  |  | 0 | 0 |  |  |  | #N/A | #N/A |  | 0 | [12 empty] | 0% | 0% | 0 | 0 | 0 | 0 | 0 | 0 | 0 | 0 |  |  | 0 | 0% | 0% | 0 | 0 | 0 | 0 | 0 | 0 | 0 | 0 | 0 | 0 | 0 | 0 | 0 | 0 | 0 | 0 | 0 | 0 |  |  | 0 | 0 | 0 | 0 | 0 | 0 | 0 | 0 | 0 | 0 | 0 | 0 | 0 | 0 | 0 | 0 | 0 | 0 | 0 | 0 | 0 | 0 | 0 | 0 | 0 | 0 | 0 | 0 | 0 | 0 | 0 | 0 | 0 | 0
297 |  | 1 |  |  |  |  | 0 |  |  |  | 0 | 0 |  |  |  | #N/A | #N/A |  | 0 | [12 empty] | 0% | 0% | 0 | 0 | 0 | 0 | 0 | 0 | 0 | 0 |  |  | 0 | 0% | 0% | 0 | 0 | 0 | 0 | 0 | 0 | 0 | 0 | 0 | 0 | 0 | 0 | 0 | 0 | 0 | 0 | 0 | 0 |  |  | 0 | 0 | 0 | 0 | 0 | 0 | 0 | 0 | 0 | 0 | 0 | 0 | 0 | 0 | 0 | 0 | 0 | 0 | 0 | 0 | 0 | 0 | 0 | 0 | 0 | 0 | 0 | 0 | 0 | 0 | 0 | 0 | 0 | 0
298 |  | 1 |  |  |  |  | 0 |  |  |  | 0 | 0 |  |  |  | #N/A | #N/A |  | 0 | [12 empty] | 0% | 0% | 0 | 0 | 0 | 0 | 0 | 0 | 0 | 0 |  |  | 0 | 0% | 0% | 0 | 0 | 0 | 0 | 0 | 0 | 0 | 0 | 0 | 0 | 0 | 0 | 0 | 0 | 0 | 0 | 0 | 0 |  |  | 0 | 0 | 0 | 0 | 0 | 0 | 0 | 0 | 0 | 0 | 0 | 0 | 0 | 0 | 0 | 0 | 0 | 0 | 0 | 0 | 0 | 0 | 0 | 0 | 0 | 0 | 0 | 0 | 0 | 0 | 0 | 0 | 0 | 0
299 |  | 1 |  |  |  |  | 0 |  |  |  | 0 | 0 |  |  |  | #N/A | #N/A |  | 0 | [12 empty] | 0% | 0% | 0 | 0 | 0 | 0 | 0 | 0 | 0 | 0 |  |  | 0 | 0% | 0% | 0 | 0 | 0 | 0 | 0 | 0 | 0 | 0 | 0 | 0 | 0 | 0 | 0 | 0 | 0 | 0 | 0 | 0 |  |  | 0 | 0 | 0 | 0 | 0 | 0 | 0 | 0 | 0 | 0 | 0 | 0 | 0 | 0 | 0 | 0 | 0 | 0 | 0 | 0 | 0 | 0 | 0 | 0 | 0 | 0 | 0 | 0 | 0 | 0 | 0 | 0 | 0 | 0
300 |  | 1 |  |  |  |  | 0 |  |  |  | 0 | 0 |  |  |  | #N/A | #N/A |  | 0 | [12 empty] | 0% | 0% | 0 | 0 | 0 | 0 | 0 | 0 | 0 | 0 |  |  | 0 | 0% | 0% | 0 | 0 | 0 | 0 | 0 | 0 | 0 | 0 | 0 | 0 | 0 | 0 | 0 | 0 | 0 | 0 | 0 | 0 |  |  | 0 | 0 | 0 | 0 | 0 | 0 | 0 | 0 | 0 | 0 | 0 | 0 | 0 | 0 | 0 | 0 | 0 | 0 | 0 | 0 | 0 | 0 | 0 | 0 | 0 | 0 | 0 | 0 | 0 | 0 | 0 | 0 | 0 | 0
301 |  | 1 |  |  |  |  | 0 |  |  |  | 0 | 0 |  |  |  | #N/A | #N/A |  | 0 | [12 empty] | 0% | 0% | 0 | 0 | 0 | 0 | 0 | 0 | 0 | 0 |  |  | 0 | 0% | 0% | 0 | 0 | 0 | 0 | 0 | 0 | 0 | 0 | 0 | 0 | 0 | 0 | 0 | 0 | 0 | 0 | 0 | 0 |  |  | 0 | 0 | 0 | 0 | 0 | 0 | 0 | 0 | 0 | 0 | 0 | 0 | 0 | 0 | 0 | 0 | 0 | 0 | 0 | 0 | 0 | 0 | 0 | 0 | 0 | 0 | 0 | 0 | 0 | 0 | 0 | 0 | 0 | 0
302 |  | 1 |  |  |  |  | 0 |  |  |  | 0 | 0 |  |  |  | #N/A | #N/A |  | 0 | [12 empty] | 0% | 0% | 0 | 0 | 0 | 0 | 0 | 0 | 0 | 0 |  |  | 0 | 0% | 0% | 0 | 0 | 0 | 0 | 0 | 0 | 0 | 0 | 0 | 0 | 0 | 0 | 0 | 0 | 0 | 0 | 0 | 0 |  |  | 0 | 0 | 0 | 0 | 0 | 0 | 0 | 0 | 0 | 0 | 0 | 0 | 0 | 0 | 0 | 0 | 0 | 0 | 0 | 0 | 0 | 0 | 0 | 0 | 0 | 0 | 0 | 0 | 0 | 0 | 0 | 0 | 0 | 0
303 |  | 1 |  |  |  |  | 0 |  |  |  | 0 | 0 |  |  |  | #N/A | #N/A |  | 0 | [12 empty] | 0% | 0% | 0 | 0 | 0 | 0 | 0 | 0 | 0 | 0 |  |  | 0 | 0% | 0% | 0 | 0 | 0 | 0 | 0 | 0 | 0 | 0 | 0 | 0 | 0 | 0 | 0 | 0 | 0 | 0 | 0 | 0 |  |  | 0 | 0 | 0 | 0 | 0 | 0 | 0 | 0 | 0 | 0 | 0 | 0 | 0 | 0 | 0 | 0 | 0 | 0 | 0 | 0 | 0 | 0 | 0 | 0 | 0 | 0 | 0 | 0 | 0 | 0 | 0 | 0 | 0 | 0
304 |  | 1 |  |  |  |  | 0 |  |  |  | 0 | 0 |  |  |  | #N/A | #N/A |  | 0 | [12 empty] | 0% | 0% | 0 | 0 | 0 | 0 | 0 | 0 | 0 | 0 |  |  | 0 | 0% | 0% | 0 | 0 | 0 | 0 | 0 | 0 | 0 | 0 | 0 | 0 | 0 | 0 | 0 | 0 | 0 | 0 | 0 | 0 |  |  | 0 | 0 | 0 | 0 | 0 | 0 | 0 | 0 | 0 | 0 | 0 | 0 | 0 | 0 | 0 | 0 | 0 | 0 | 0 | 0 | 0 | 0 | 0 | 0 | 0 | 0 | 0 | 0 | 0 | 0 | 0 | 0 | 0 | 0
305 |  | 1 |  |  |  |  | 0 |  |  |  | 0 | 0 |  |  |  | #N/A | #N/A |  | 0 | [12 empty] | 0% | 0% | 0 | 0 | 0 | 0 | 0 | 0 | 0 | 0 |  |  | 0 | 0% | 0% | 0 | 0 | 0 | 0 | 0 | 0 | 0 | 0 | 0 | 0 | 0 | 0 | 0 | 0 | 0 | 0 | 0 | 0 |  |  | 0 | 0 | 0 | 0 | 0 | 0 | 0 | 0 | 0 | 0 | 0 | 0 | 0 | 0 | 0 | 0 | 0 | 0 | 0 | 0 | 0 | 0 | 0 | 0 | 0 | 0 | 0 | 0 | 0 | 0 | 0 | 0 | 0 | 0
306 |  | 1 |  |  |  |  | 0 |  |  |  | 0 | 0 |  |  |  | #N/A | #N/A |  | 0 | [12 empty] | 0% | 0% | 0 | 0 | 0 | 0 | 0 | 0 | 0 | 0 |  |  | 0 | 0% | 0% | 0 | 0 | 0 | 0 | 0 | 0 | 0 | 0 | 0 | 0 | 0 | 0 | 0 | 0 | 0 | 0 | 0 | 0 |  |  | 0 | 0 | 0 | 0 | 0 | 0 | 0 | 0 | 0 | 0 | 0 | 0 | 0 | 0 | 0 | 0 | 0 | 0 | 0 | 0 | 0 | 0 | 0 | 0 | 0 | 0 | 0 | 0 | 0 | 0 | 0 | 0 | 0 | 0
307 |  | 1 |  |  |  |  | 0 |  |  |  | 0 | 0 |  |  |  | #N/A | #N/A |  | 0 | [12 empty] | 0% | 0% | 0 | 0 | 0 | 0 | 0 | 0 | 0 | 0 |  |  | 0 | 0% | 0% | 0 | 0 | 0 | 0 | 0 | 0 | 0 | 0 | 0 | 0 | 0 | 0 | 0 | 0 | 0 | 0 | 0 | 0 |  |  | 0 | 0 | 0 | 0 | 0 | 0 | 0 | 0 | 0 | 0 | 0 | 0 | 0 | 0 | 0 | 0 | 0 | 0 | 0 | 0 | 0 | 0 | 0 | 0 | 0 | 0 | 0 | 0 | 0 | 0 | 0 | 0 | 0 | 0
308 |  | 1 |  |  |  |  | 0 |  |  |  | 0 | 0 |  |  |  | #N/A | #N/A |  | 0 | [12 empty] | 0% | 0% | 0 | 0 | 0 | 0 | 0 | 0 | 0 | 0 |  |  | 0 | 0% | 0% | 0 | 0 | 0 | 0 | 0 | 0 | 0 | 0 | 0 | 0 | 0 | 0 | 0 | 0 | 0 | 0 | 0 | 0 |  |  | 0 | 0 | 0 | 0 | 0 | 0 | 0 | 0 | 0 | 0 | 0 | 0 | 0 | 0 | 0 | 0 | 0 | 0 | 0 | 0 | 0 | 0 | 0 | 0 | 0 | 0 | 0 | 0 | 0 | 0 | 0 | 0 | 0 | 0
309 |  | 1 |  |  |  |  | 0 |  |  |  | 0 | 0 |  |  |  | #N/A | #N/A |  | 0 | [12 empty] | 0% | 0% | 0 | 0 | 0 | 0 | 0 | 0 | 0 | 0 |  |  | 0 | 0% | 0% | 0 | 0 | 0 | 0 | 0 | 0 | 0 | 0 | 0 | 0 | 0 | 0 | 0 | 0 | 0 | 0 | 0 | 0 |  |  | 0 | 0 | 0 | 0 | 0 | 0 | 0 | 0 | 0 | 0 | 0 | 0 | 0 | 0 | 0 | 0 | 0 | 0 | 0 | 0 | 0 | 0 | 0 | 0 | 0 | 0 | 0 | 0 | 0 | 0 | 0 | 0 | 0 | 0
310 |  | 1 |  |  |  |  | 0 |  |  |  | 0 | 0 |  |  |  | #N/A | #N/A |  | 0 | [12 empty] | 0% | 0% | 0 | 0 | 0 | 0 | 0 | 0 | 0 | 0 |  |  | 0 | 0% | 0% | 0 | 0 | 0 | 0 | 0 | 0 | 0 | 0 | 0 | 0 | 0 | 0 | 0 | 0 | 0 | 0 | 0 | 0 |  |  | 0 | 0 | 0 | 0 | 0 | 0 | 0 | 0 | 0 | 0 | 0 | 0 | 0 | 0 | 0 | 0 | 0 | 0 | 0 | 0 | 0 | 0 | 0 | 0 | 0 | 0 | 0 | 0 | 0 | 0 | 0 | 0 | 0 | 0
311 |  | 1 |  |  |  |  | 0 |  |  |  | 0 | 0 |  |  |  | #N/A | #N/A |  | 0 | [12 empty] | 0% | 0% | 0 | 0 | 0 | 0 | 0 | 0 | 0 | 0 |  |  | 0 | 0% | 0% | 0 | 0 | 0 | 0 | 0 | 0 | 0 | 0 | 0 | 0 | 0 | 0 | 0 | 0 | 0 | 0 | 0 | 0 |  |  | 0 | 0 | 0 | 0 | 0 | 0 | 0 | 0 | 0 | 0 | 0 | 0 | 0 | 0 | 0 | 0 | 0 | 0 | 0 | 0 | 0 | 0 | 0 | 0 | 0 | 0 | 0 | 0 | 0 | 0 | 0 | 0 | 0 | 0
312 |  | 1 |  |  |  |  | 0 |  |  |  | 0 | 0 |  |  |  | #N/A | #N/A |  | 0 | [12 empty] | 0% | 0% | 0 | 0 | 0 | 0 | 0 | 0 | 0 | 0 |  |  | 0 | 0% | 0% | 0 | 0 | 0 | 0 | 0 | 0 | 0 | 0 | 0 | 0 | 0 | 0 | 0 | 0 | 0 | 0 | 0 | 0 |  |  | 0 | 0 | 0 | 0 | 0 | 0 | 0 | 0 | 0 | 0 | 0 | 0 | 0 | 0 | 0 | 0 | 0 | 0 | 0 | 0 | 0 | 0 | 0 | 0 | 0 | 0 | 0 | 0 | 0 | 0 | 0 | 0 | 0 | 0
313 |  | 1 |  |  |  |  | 0 |  |  |  | 0 | 0 |  |  |  | #N/A | #N/A |  | 0 | [12 empty] | 0% | 0% | 0 | 0 | 0 | 0 | 0 | 0 | 0 | 0 |  |  | 0 | 0% | 0% | 0 | 0 | 0 | 0 | 0 | 0 | 0 | 0 | 0 | 0 | 0 | 0 | 0 | 0 | 0 | 0 | 0 | 0 |  |  | 0 | 0 | 0 | 0 | 0 | 0 | 0 | 0 | 0 | 0 | 0 | 0 | 0 | 0 | 0 | 0 | 0 | 0 | 0 | 0 | 0 | 0 | 0 | 0 | 0 | 0 | 0 | 0 | 0 | 0 | 0 | 0 | 0 | 0
314 |  | 1 |  |  |  |  | 0 |  |  |  | 0 | 0 |  |  |  | #N/A | #N/A |  | 0 | [12 empty] | 0% | 0% | 0 | 0 | 0 | 0 | 0 | 0 | 0 | 0 |  |  | 0 | 0% | 0% | 0 | 0 | 0 | 0 | 0 | 0 | 0 | 0 | 0 | 0 | 0 | 0 | 0 | 0 | 0 | 0 | 0 | 0 |  |  | 0 | 0 | 0 | 0 | 0 | 0 | 0 | 0 | 0 | 0 | 0 | 0 | 0 | 0 | 0 | 0 | 0 | 0 | 0 | 0 | 0 | 0 | 0 | 0 | 0 | 0 | 0 | 0 | 0 | 0 | 0 | 0 | 0 | 0
315 |  | 1 |  |  |  |  | 0 |  |  |  | 0 | 0 |  |  |  | #N/A | #N/A |  | 0 | [12 empty] | 0% | 0% | 0 | 0 | 0 | 0 | 0 | 0 | 0 | 0 |  |  | 0 | 0% | 0% | 0 | 0 | 0 | 0 | 0 | 0 | 0 | 0 | 0 | 0 | 0 | 0 | 0 | 0 | 0 | 0 | 0 | 0 |  |  | 0 | 0 | 0 | 0 | 0 | 0 | 0 | 0 | 0 | 0 | 0 | 0 | 0 | 0 | 0 | 0 | 0 | 0 | 0 | 0 | 0 | 0 | 0 | 0 | 0 | 0 | 0 | 0 | 0 | 0 | 0 | 0 | 0 | 0
316 |  | 1 |  |  |  |  | 0 |  |  |  | 0 | 0 |  |  |  | #N/A | #N/A |  | 0 | [12 empty] | 0% | 0% | 0 | 0 | 0 | 0 | 0 | 0 | 0 | 0 |  |  | 0 | 0% | 0% | 0 | 0 | 0 | 0 | 0 | 0 | 0 | 0 | 0 | 0 | 0 | 0 | 0 | 0 | 0 | 0 | 0 | 0 |  |  | 0 | 0 | 0 | 0 | 0 | 0 | 0 | 0 | 0 | 0 | 0 | 0 | 0 | 0 | 0 | 0 | 0 | 0 | 0 | 0 | 0 | 0 | 0 | 0 | 0 | 0 | 0 | 0 | 0 | 0 | 0 | 0 | 0 | 0
317 |  | 1 |  |  |  |  | 0 |  |  |  | 0 | 0 |  |  |  | #N/A | #N/A |  | 0 | [12 empty] | 0% | 0% | 0 | 0 | 0 | 0 | 0 | 0 | 0 | 0 |  |  | 0 | 0% | 0% | 0 | 0 | 0 | 0 | 0 | 0 | 0 | 0 | 0 | 0 | 0 | 0 | 0 | 0 | 0 | 0 | 0 | 0 |  |  | 0 | 0 | 0 | 0 | 0 | 0 | 0 | 0 | 0 | 0 | 0 | 0 | 0 | 0 | 0 | 0 | 0 | 0 | 0 | 0 | 0 | 0 | 0 | 0 | 0 | 0 | 0 | 0 | 0 | 0 | 0 | 0 | 0 | 0
318 |  | 1 |  |  |  |  | 0 |  |  |  | 0 | 0 |  |  |  | #N/A | #N/A |  | 0 | [12 empty] | 0% | 0% | 0 | 0 | 0 | 0 | 0 | 0 | 0 | 0 |  |  | 0 | 0% | 0% | 0 | 0 | 0 | 0 | 0 | 0 | 0 | 0 | 0 | 0 | 0 | 0 | 0 | 0 | 0 | 0 | 0 | 0 |  |  | 0 | 0 | 0 | 0 | 0 | 0 | 0 | 0 | 0 | 0 | 0 | 0 | 0 | 0 | 0 | 0 | 0 | 0 | 0 | 0 | 0 | 0 | 0 | 0 | 0 | 0 | 0 | 0 | 0 | 0 | 0 | 0 | 0 | 0
319 |  | 1 |  |  |  |  | 0 |  |  |  | 0 | 0 |  |  |  | #N/A | #N/A |  | 0 | [12 empty] | 0% | 0% | 0 | 0 | 0 | 0 | 0 | 0 | 0 | 0 |  |  | 0 | 0% | 0% | 0 | 0 | 0 | 0 | 0 | 0 | 0 | 0 | 0 | 0 | 0 | 0 | 0 | 0 | 0 | 0 | 0 | 0 |  |  | 0 | 0 | 0 | 0 | 0 | 0 | 0 | 0 | 0 | 0 | 0 | 0 | 0 | 0 | 0 | 0 | 0 | 0 | 0 | 0 | 0 | 0 | 0 | 0 | 0 | 0 | 0 | 0 | 0 | 0 | 0 | 0 | 0 | 0
320 |  | 1 |  |  |  |  | 0 |  |  |  | 0 | 0 |  |  |  | #N/A | #N/A |  | 0 | [12 empty] | 0% | 0% | 0 | 0 | 0 | 0 | 0 | 0 | 0 | 0 |  |  | 0 | 0% | 0% | 0 | 0 | 0 | 0 | 0 | 0 | 0 | 0 | 0 | 0 | 0 | 0 | 0 | 0 | 0 | 0 | 0 | 0 |  |  | 0 | 0 | 0 | 0 | 0 | 0 | 0 | 0 | 0 | 0 | 0 | 0 | 0 | 0 | 0 | 0 | 0 | 0 | 0 | 0 | 0 | 0 | 0 | 0 | 0 | 0 | 0 | 0 | 0 | 0 | 0 | 0 | 0 | 0
321 |  | 1 |  |  |  |  | 0 |  |  |  | 0 | 0 |  |  |  | #N/A | #N/A |  | 0 | [12 empty] | 0% | 0% | 0 | 0 | 0 | 0 | 0 | 0 | 0 | 0 |  |  | 0 | 0% | 0% | 0 | 0 | 0 | 0 | 0 | 0 | 0 | 0 | 0 | 0 | 0 | 0 | 0 | 0 | 0 | 0 | 0 | 0 |  |  | 0 | 0 | 0 | 0 | 0 | 0 | 0 | 0 | 0 | 0 | 0 | 0 | 0 | 0 | 0 | 0 | 0 | 0 | 0 | 0 | 0 | 0 | 0 | 0 | 0 | 0 | 0 | 0 | 0 | 0 | 0 | 0 | 0 | 0
322 |  | 1 |  |  |  |  | 0 |  |  |  | 0 | 0 |  |  |  | #N/A | #N/A |  | 0 | [12 empty] | 0% | 0% | 0 | 0 | 0 | 0 | 0 | 0 | 0 | 0 |  |  | 0 | 0% | 0% | 0 | 0 | 0 | 0 | 0 | 0 | 0 | 0 | 0 | 0 | 0 | 0 | 0 | 0 | 0 | 0 | 0 | 0 |  |  | 0 | 0 | 0 | 0 | 0 | 0 | 0 | 0 | 0 | 0 | 0 | 0 | 0 | 0 | 0 | 0 | 0 | 0 | 0 | 0 | 0 | 0 | 0 | 0 | 0 | 0 | 0 | 0 | 0 | 0 | 0 | 0 | 0 | 0
323 |  | 1 |  |  |  |  | 0 |  |  |  | 0 | 0 |  |  |  | #N/A | #N/A |  | 0 | [12 empty] | 0% | 0% | 0 | 0 | 0 | 0 | 0 | 0 | 0 | 0 |  |  | 0 | 0% | 0% | 0 | 0 | 0 | 0 | 0 | 0 | 0 | 0 | 0 | 0 | 0 | 0 | 0 | 0 | 0 | 0 | 0 | 0 |  |  | 0 | 0 | 0 | 0 | 0 | 0 | 0 | 0 | 0 | 0 | 0 | 0 | 0 | 0 | 0 | 0 | 0 | 0 | 0 | 0 | 0 | 0 | 0 | 0 | 0 | 0 | 0 | 0 | 0 | 0 | 0 | 0 | 0 | 0
324 |  | 1 |  |  |  |  | 0 |  |  |  | 0 | 0 |  |  |  | #N/A | #N/A |  | 0 | [12 empty] | 0% | 0% | 0 | 0 | 0 | 0 | 0 | 0 | 0 | 0 |  |  | 0 | 0% | 0% | 0 | 0 | 0 | 0 | 0 | 0 | 0 | 0 | 0 | 0 | 0 | 0 | 0 | 0 | 0 | 0 | 0 | 0 |  |  | 0 | 0 | 0 | 0 | 0 | 0 | 0 | 0 | 0 | 0 | 0 | 0 | 0 | 0 | 0 | 0 | 0 | 0 | 0 | 0 | 0 | 0 | 0 | 0 | 0 | 0 | 0 | 0 | 0 | 0 | 0 | 0 | 0 | 0
325 |  | 1 |  |  |  |  | 0 |  |  |  | 0 | 0 |  |  |  | #N/A | #N/A |  | 0 | [12 empty] | 0% | 0% | 0 | 0 | 0 | 0 | 0 | 0 | 0 | 0 |  |  | 0 | 0% | 0% | 0 | 0 | 0 | 0 | 0 | 0 | 0 | 0 | 0 | 0 | 0 | 0 | 0 | 0 | 0 | 0 | 0 | 0 |  |  | 0 | 0 | 0 | 0 | 0 | 0 | 0 | 0 | 0 | 0 | 0 | 0 | 0 | 0 | 0 | 0 | 0 | 0 | 0 | 0 | 0 | 0 | 0 | 0 | 0 | 0 | 0 | 0 | 0 | 0 | 0 | 0 | 0 | 0
326 |  | 1 |  |  |  |  | 0 |  |  |  | 0 | 0 |  |  |  | #N/A | #N/A |  | 0 | [12 empty] | 0% | 0% | 0 | 0 | 0 | 0 | 0 | 0 | 0 | 0 |  |  | 0 | 0% | 0% | 0 | 0 | 0 | 0 | 0 | 0 | 0 | 0 | 0 | 0 | 0 | 0 | 0 | 0 | 0 | 0 | 0 | 0 |  |  | 0 | 0 | 0 | 0 | 0 | 0 | 0 | 0 | 0 | 0 | 0 | 0 | 0 | 0 | 0 | 0 | 0 | 0 | 0 | 0 | 0 | 0 | 0 | 0 | 0 | 0 | 0 | 0 | 0 | 0 | 0 | 0 | 0 | 0
327 |  | 1 |  |  |  |  | 0 |  |  |  | 0 | 0 |  |  |  | #N/A | #N/A |  | 0 | [12 empty] | 0% | 0% | 0 | 0 | 0 | 0 | 0 | 0 | 0 | 0 |  |  | 0 | 0% | 0% | 0 | 0 | 0 | 0 | 0 | 0 | 0 | 0 | 0 | 0 | 0 | 0 | 0 | 0 | 0 | 0 | 0 | 0 |  |  | 0 | 0 | 0 | 0 | 0 | 0 | 0 | 0 | 0 | 0 | 0 | 0 | 0 | 0 | 0 | 0 | 0 | 0 | 0 | 0 | 0 | 0 | 0 | 0 | 0 | 0 | 0 | 0 | 0 | 0 | 0 | 0 | 0 | 0
328 |  | 1 |  |  |  |  | 0 |  |  |  | 0 | 0 |  |  |  | #N/A | #N/A |  | 0 | [12 empty] | 0% | 0% | 0 | 0 | 0 | 0 | 0 | 0 | 0 | 0 |  |  | 0 | 0% | 0% | 0 | 0 | 0 | 0 | 0 | 0 | 0 | 0 | 0 | 0 | 0 | 0 | 0 | 0 | 0 | 0 | 0 | 0 |  |  | 0 | 0 | 0 | 0 | 0 | 0 | 0 | 0 | 0 | 0 | 0 | 0 | 0 | 0 | 0 | 0 | 0 | 0 | 0 | 0 | 0 | 0 | 0 | 0 | 0 | 0 | 0 | 0 | 0 | 0 | 0 | 0 | 0 | 0
329 |  | 1 |  |  |  |  | 0 |  |  |  | 0 | 0 |  |  |  | #N/A | #N/A |  | 0 | [12 empty] | 0% | 0% | 0 | 0 | 0 | 0 | 0 | 0 | 0 | 0 |  |  | 0 | 0% | 0% | 0 | 0 | 0 | 0 | 0 | 0 | 0 | 0 | 0 | 0 | 0 | 0 | 0 | 0 | 0 | 0 | 0 | 0 |  |  | 0 | 0 | 0 | 0 | 0 | 0 | 0 | 0 | 0 | 0 | 0 | 0 | 0 | 0 | 0 | 0 | 0 | 0 | 0 | 0 | 0 | 0 | 0 | 0 | 0 | 0 | 0 | 0 | 0 | 0 | 0 | 0 | 0 | 0
330 |  | 1 |  |  |  |  | 0 |  |  |  | 0 | 0 |  |  |  | #N/A | #N/A |  | 0 | [12 empty] | 0% | 0% | 0 | 0 | 0 | 0 | 0 | 0 | 0 | 0 |  |  | 0 | 0% | 0% | 0 | 0 | 0 | 0 | 0 | 0 | 0 | 0 | 0 | 0 | 0 | 0 | 0 | 0 | 0 | 0 | 0 | 0 |  |  | 0 | 0 | 0 | 0 | 0 | 0 | 0 | 0 | 0 | 0 | 0 | 0 | 0 | 0 | 0 | 0 | 0 | 0 | 0 | 0 | 0 | 0 | 0 | 0 | 0 | 0 | 0 | 0 | 0 | 0 | 0 | 0 | 0 | 0
331 |  | 1 |  |  |  |  | 0 |  |  |  | 0 | 0 |  |  |  | #N/A | #N/A |  | 0 | [12 empty] | 0% | 0% | 0 | 0 | 0 | 0 | 0 | 0 | 0 | 0 |  |  | 0 | 0% | 0% | 0 | 0 | 0 | 0 | 0 | 0 | 0 | 0 | 0 | 0 | 0 | 0 | 0 | 0 | 0 | 0 | 0 | 0 |  |  | 0 | 0 | 0 | 0 | 0 | 0 | 0 | 0 | 0 | 0 | 0 | 0 | 0 | 0 | 0 | 0 | 0 | 0 | 0 | 0 | 0 | 0 | 0 | 0 | 0 | 0 | 0 | 0 | 0 | 0 | 0 | 0 | 0 | 0
332 |  | 1 |  |  |  |  | 0 |  |  |  | 0 | 0 |  |  |  | #N/A | #N/A |  | 0 | [12 empty] | 0% | 0% | 0 | 0 | 0 | 0 | 0 | 0 | 0 | 0 |  |  | 0 | 0% | 0% | 0 | 0 | 0 | 0 | 0 | 0 | 0 | 0 | 0 | 0 | 0 | 0 | 0 | 0 | 0 | 0 | 0 | 0 |  |  | 0 | 0 | 0 | 0 | 0 | 0 | 0 | 0 | 0 | 0 | 0 | 0 | 0 | 0 | 0 | 0 | 0 | 0 | 0 | 0 | 0 | 0 | 0 | 0 | 0 | 0 | 0 | 0 | 0 | 0 | 0 | 0 | 0 | 0
333 |  | 1 |  |  |  |  | 0 |  |  |  | 0 | 0 |  |  |  | #N/A | #N/A |  | 0 | [12 empty] | 0% | 0% | 0 | 0 | 0 | 0 | 0 | 0 | 0 | 0 |  |  | 0 | 0% | 0% | 0 | 0 | 0 | 0 | 0 | 0 | 0 | 0 | 0 | 0 | 0 | 0 | 0 | 0 | 0 | 0 | 0 | 0 |  |  | 0 | 0 | 0 | 0 | 0 | 0 | 0 | 0 | 0 | 0 | 0 | 0 | 0 | 0 | 0 | 0 | 0 | 0 | 0 | 0 | 0 | 0 | 0 | 0 | 0 | 0 | 0 | 0 | 0 | 0 | 0 | 0 | 0 | 0
334 |  | 1 |  |  |  |  | 0 |  |  |  | 0 | 0 |  |  |  | #N/A | #N/A |  | 0 | [12 empty] | 0% | 0% | 0 | 0 | 0 | 0 | 0 | 0 | 0 | 0 |  |  | 0 | 0% | 0% | 0 | 0 | 0 | 0 | 0 | 0 | 0 | 0 | 0 | 0 | 0 | 0 | 0 | 0 | 0 | 0 | 0 | 0 |  |  | 0 | 0 | 0 | 0 | 0 | 0 | 0 | 0 | 0 | 0 | 0 | 0 | 0 | 0 | 0 | 0 | 0 | 0 | 0 | 0 | 0 | 0 | 0 | 0 | 0 | 0 | 0 | 0 | 0 | 0 | 0 | 0 | 0 | 0
335 |  | 1 |  |  |  |  | 0 |  |  |  | 0 | 0 |  |  |  | #N/A | #N/A |  | 0 | [12 empty] | 0% | 0% | 0 | 0 | 0 | 0 | 0 | 0 | 0 | 0 |  |  | 0 | 0% | 0% | 0 | 0 | 0 | 0 | 0 | 0 | 0 | 0 | 0 | 0 | 0 | 0 | 0 | 0 | 0 | 0 | 0 | 0 |  |  | 0 | 0 | 0 | 0 | 0 | 0 | 0 | 0 | 0 | 0 | 0 | 0 | 0 | 0 | 0 | 0 | 0 | 0 | 0 | 0 | 0 | 0 | 0 | 0 | 0 | 0 | 0 | 0 | 0 | 0 | 0 | 0 | 0 | 0
336 |  | 1 |  |  |  |  | 0 |  |  |  | 0 | 0 |  |  |  | #N/A | #N/A |  | 0 | [12 empty] | 0% | 0% | 0 | 0 | 0 | 0 | 0 | 0 | 0 | 0 |  |  | 0 | 0% | 0% | 0 | 0 | 0 | 0 | 0 | 0 | 0 | 0 | 0 | 0 | 0 | 0 | 0 | 0 | 0 | 0 | 0 | 0 |  |  | 0 | 0 | 0 | 0 | 0 | 0 | 0 | 0 | 0 | 0 | 0 | 0 | 0 | 0 | 0 | 0 | 0 | 0 | 0 | 0 | 0 | 0 | 0 | 0 | 0 | 0 | 0 | 0 | 0 | 0 | 0 | 0 | 0 | 0
337 |  | 1 |  |  |  |  | 0 |  |  |  | 0 | 0 |  |  |  | #N/A | #N/A |  | 0 | [12 empty] | 0% | 0% | 0 | 0 | 0 | 0 | 0 | 0 | 0 | 0 |  |  | 0 | 0% | 0% | 0 | 0 | 0 | 0 | 0 | 0 | 0 | 0 | 0 | 0 | 0 | 0 | 0 | 0 | 0 | 0 | 0 | 0 |  |  | 0 | 0 | 0 | 0 | 0 | 0 | 0 | 0 | 0 | 0 | 0 | 0 | 0 | 0 | 0 | 0 | 0 | 0 | 0 | 0 | 0 | 0 | 0 | 0 | 0 | 0 | 0 | 0 | 0 | 0 | 0 | 0 | 0 | 0
338 |  | 1 |  |  |  |  | 0 |  |  |  | 0 | 0 |  |  |  | #N/A | #N/A |  | 0 | [12 empty] | 0% | 0% | 0 | 0 | 0 | 0 | 0 | 0 | 0 | 0 |  |  | 0 | 0% | 0% | 0 | 0 | 0 | 0 | 0 | 0 | 0 | 0 | 0 | 0 | 0 | 0 | 0 | 0 | 0 | 0 | 0 | 0 |  |  | 0 | 0 | 0 | 0 | 0 | 0 | 0 | 0 | 0 | 0 | 0 | 0 | 0 | 0 | 0 | 0 | 0 | 0 | 0 | 0 | 0 | 0 | 0 | 0 | 0 | 0 | 0 | 0 | 0 | 0 | 0 | 0 | 0 | 0
339 |  | 1 |  |  |  |  | 0 |  |  |  | 0 | 0 |  |  |  | #N/A | #N/A |  | 0 | [12 empty] | 0% | 0% | 0 | 0 | 0 | 0 | 0 | 0 | 0 | 0 |  |  | 0 | 0% | 0% | 0 | 0 | 0 | 0 | 0 | 0 | 0 | 0 | 0 | 0 | 0 | 0 | 0 | 0 | 0 | 0 | 0 | 0 |  |  | 0 | 0 | 0 | 0 | 0 | 0 | 0 | 0 | 0 | 0 | 0 | 0 | 0 | 0 | 0 | 0 | 0 | 0 | 0 | 0 | 0 | 0 | 0 | 0 | 0 | 0 | 0 | 0 | 0 | 0 | 0 | 0 | 0 | 0
340 |  | 1 |  |  |  |  | 0 |  |  |  | 0 | 0 |  |  |  | #N/A | #N/A |  | 0 | [12 empty] | 0% | 0% | 0 | 0 | 0 | 0 | 0 | 0 | 0 | 0 |  |  | 0 | 0% | 0% | 0 | 0 | 0 | 0 | 0 | 0 | 0 | 0 | 0 | 0 | 0 | 0 | 0 | 0 | 0 | 0 | 0 | 0 |  |  | 0 | 0 | 0 | 0 | 0 | 0 | 0 | 0 | 0 | 0 | 0 | 0 | 0 | 0 | 0 | 0 | 0 | 0 | 0 | 0 | 0 | 0 | 0 | 0 | 0 | 0 | 0 | 0 | 0 | 0 | 0 | 0 | 0 | 0
341 |  | 1 |  |  |  |  | 0 |  |  |  | 0 | 0 |  |  |  | #N/A | #N/A |  | 0 | [12 empty] | 0% | 0% | 0 | 0 | 0 | 0 | 0 | 0 | 0 | 0 |  |  | 0 | 0% | 0% | 0 | 0 | 0 | 0 | 0 | 0 | 0 | 0 | 0 | 0 | 0 | 0 | 0 | 0 | 0 | 0 | 0 | 0 |  |  | 0 | 0 | 0 | 0 | 0 | 0 | 0 | 0 | 0 | 0 | 0 | 0 | 0 | 0 | 0 | 0 | 0 | 0 | 0 | 0 | 0 | 0 | 0 | 0 | 0 | 0 | 0 | 0 | 0 | 0 | 0 | 0 | 0 | 0
342 |  | 1 |  |  |  |  | 0 |  |  |  | 0 | 0 |  |  |  | #N/A | #N/A |  | 0 | [12 empty] | 0% | 0% | 0 | 0 | 0 | 0 | 0 | 0 | 0 | 0 |  |  | 0 | 0% | 0% | 0 | 0 | 0 | 0 | 0 | 0 | 0 | 0 | 0 | 0 | 0 | 0 | 0 | 0 | 0 | 0 | 0 | 0 |  |  | 0 | 0 | 0 | 0 | 0 | 0 | 0 | 0 | 0 | 0 | 0 | 0 | 0 | 0 | 0 | 0 | 0 | 0 | 0 | 0 | 0 | 0 | 0 | 0 | 0 | 0 | 0 | 0 | 0 | 0 | 0 | 0 | 0 | 0
343 |  | 1 |  |  |  |  | 0 |  |  |  | 0 | 0 |  |  |  | #N/A | #N/A |  | 0 | [12 empty] | 0% | 0% | 0 | 0 | 0 | 0 | 0 | 0 | 0 | 0 |  |  | 0 | 0% | 0% | 0 | 0 | 0 | 0 | 0 | 0 | 0 | 0 | 0 | 0 | 0 | 0 | 0 | 0 | 0 | 0 | 0 | 0 |  |  | 0 | 0 | 0 | 0 | 0 | 0 | 0 | 0 | 0 | 0 | 0 | 0 | 0 | 0 | 0 | 0 | 0 | 0 | 0 | 0 | 0 | 0 | 0 | 0 | 0 | 0 | 0 | 0 | 0 | 0 | 0 | 0 | 0 | 0
344 |  | 1 |  |  |  |  | 0 |  |  |  | 0 | 0 |  |  |  | #N/A | #N/A |  | 0 | [12 empty] | 0% | 0% | 0 | 0 | 0 | 0 | 0 | 0 | 0 | 0 |  |  | 0 | 0% | 0% | 0 | 0 | 0 | 0 | 0 | 0 | 0 | 0 | 0 | 0 | 0 | 0 | 0 | 0 | 0 | 0 | 0 | 0 |  |  | 0 | 0 | 0 | 0 | 0 | 0 | 0 | 0 | 0 | 0 | 0 | 0 | 0 | 0 | 0 | 0 | 0 | 0 | 0 | 0 | 0 | 0 | 0 | 0 | 0 | 0 | 0 | 0 | 0 | 0 | 0 | 0 | 0 | 0
345 |  | 1 |  |  |  |  | 0 |  |  |  | 0 | 0 |  |  |  | #N/A | #N/A |  | 0 | [12 empty] | 0% | 0% | 0 | 0 | 0 | 0 | 0 | 0 | 0 | 0 |  |  | 0 | 0% | 0% | 0 | 0 | 0 | 0 | 0 | 0 | 0 | 0 | 0 | 0 | 0 | 0 | 0 | 0 | 0 | 0 | 0 | 0 |  |  | 0 | 0 | 0 | 0 | 0 | 0 | 0 | 0 | 0 | 0 | 0 | 0 | 0 | 0 | 0 | 0 | 0 | 0 | 0 | 0 | 0 | 0 | 0 | 0 | 0 | 0 | 0 | 0 | 0 | 0 | 0 | 0 | 0 | 0
346 |  | 1 |  |  |  |  | 0 |  |  |  | 0 | 0 |  |  |  | #N/A | #N/A |  | 0 | [12 empty] | 0% | 0% | 0 | 0 | 0 | 0 | 0 | 0 | 0 | 0 |  |  | 0 | 0% | 0% | 0 | 0 | 0 | 0 | 0 | 0 | 0 | 0 | 0 | 0 | 0 | 0 | 0 | 0 | 0 | 0 | 0 | 0 |  |  | 0 | 0 | 0 | 0 | 0 | 0 | 0 | 0 | 0 | 0 | 0 | 0 | 0 | 0 | 0 | 0 | 0 | 0 | 0 | 0 | 0 | 0 | 0 | 0 | 0 | 0 | 0 | 0 | 0 | 0 | 0 | 0 | 0 | 0
347 |  | 1 |  |  |  |  | 0 |  |  |  | 0 | 0 |  |  |  | #N/A | #N/A |  | 0 | [12 empty] | 0% | 0% | 0 | 0 | 0 | 0 | 0 | 0 | 0 | 0 |  |  | 0 | 0% | 0% | 0 | 0 | 0 | 0 | 0 | 0 | 0 | 0 | 0 | 0 | 0 | 0 | 0 | 0 | 0 | 0 | 0 | 0 |  |  | 0 | 0 | 0 | 0 | 0 | 0 | 0 | 0 | 0 | 0 | 0 | 0 | 0 | 0 | 0 | 0 | 0 | 0 | 0 | 0 | 0 | 0 | 0 | 0 | 0 | 0 | 0 | 0 | 0 | 0 | 0 | 0 | 0 | 0
348 |  | 1 |  |  |  |  | 0 |  |  |  | 0 | 0 |  |  |  | #N/A | #N/A |  | 0 | [12 empty] | 0% | 0% | 0 | 0 | 0 | 0 | 0 | 0 | 0 | 0 |  |  | 0 | 0% | 0% | 0 | 0 | 0 | 0 | 0 | 0 | 0 | 0 | 0 | 0 | 0 | 0 | 0 | 0 | 0 | 0 | 0 | 0 |  |  | 0 | 0 | 0 | 0 | 0 | 0 | 0 | 0 | 0 | 0 | 0 | 0 | 0 | 0 | 0 | 0 | 0 | 0 | 0 | 0 | 0 | 0 | 0 | 0 | 0 | 0 | 0 | 0 | 0 | 0 | 0 | 0 | 0 | 0
349 |  | 1 |  |  |  |  | 0 |  |  |  | 0 | 0 |  |  |  | #N/A | #N/A |  | 0 | [12 empty] | 0% | 0% | 0 | 0 | 0 | 0 | 0 | 0 | 0 | 0 |  |  | 0 | 0% | 0% | 0 | 0 | 0 | 0 | 0 | 0 | 0 | 0 | 0 | 0 | 0 | 0 | 0 | 0 | 0 | 0 | 0 | 0 |  |  | 0 | 0 | 0 | 0 | 0 | 0 | 0 | 0 | 0 | 0 | 0 | 0 | 0 | 0 | 0 | 0 | 0 | 0 | 0 | 0 | 0 | 0 | 0 | 0 | 0 | 0 | 0 | 0 | 0 | 0 | 0 | 0 | 0 | 0
350 |  | 1 |  |  |  |  | 0 |  |  |  | 0 | 0 |  |  |  | #N/A | #N/A |  | 0 | [12 empty] | 0% | 0% | 0 | 0 | 0 | 0 | 0 | 0 | 0 | 0 |  |  | 0 | 0% | 0% | 0 | 0 | 0 | 0 | 0 | 0 | 0 | 0 | 0 | 0 | 0 | 0 | 0 | 0 | 0 | 0 | 0 | 0 |  |  | 0 | 0 | 0 | 0 | 0 | 0 | 0 | 0 | 0 | 0 | 0 | 0 | 0 | 0 | 0 | 0 | 0 | 0 | 0 | 0 | 0 | 0 | 0 | 0 | 0 | 0 | 0 | 0 | 0 | 0 | 0 | 0 | 0 | 0
351 |  | 1 |  |  |  |  | 0 |  |  |  | 0 | 0 |  |  |  | #N/A | #N/A |  | 0 | [12 empty] | 0% | 0% | 0 | 0 | 0 | 0 | 0 | 0 | 0 | 0 |  |  | 0 | 0% | 0% | 0 | 0 | 0 | 0 | 0 | 0 | 0 | 0 | 0 | 0 | 0 | 0 | 0 | 0 | 0 | 0 | 0 | 0 |  |  | 0 | 0 | 0 | 0 | 0 | 0 | 0 | 0 | 0 | 0 | 0 | 0 | 0 | 0 | 0 | 0 | 0 | 0 | 0 | 0 | 0 | 0 | 0 | 0 | 0 | 0 | 0 | 0 | 0 | 0 | 0 | 0 | 0 | 0
352 |  | 1 |  |  |  |  | 0 |  |  |  | 0 | 0 |  |  |  | #N/A | #N/A |  | 0 | [12 empty] | 0% | 0% | 0 | 0 | 0 | 0 | 0 | 0 | 0 | 0 |  |  | 0 | 0% | 0% | 0 | 0 | 0 | 0 | 0 | 0 | 0 | 0 | 0 | 0 | 0 | 0 | 0 | 0 | 0 | 0 | 0 | 0 |  |  | 0 | 0 | 0 | 0 | 0 | 0 | 0 | 0 | 0 | 0 | 0 | 0 | 0 | 0 | 0 | 0 | 0 | 0 | 0 | 0 | 0 | 0 | 0 | 0 | 0 | 0 | 0 | 0 | 0 | 0 | 0 | 0 | 0 | 0
353 |  | 1 |  |  |  |  | 0 |  |  |  | 0 | 0 |  |  |  | #N/A | #N/A |  | 0 | [12 empty] | 0% | 0% | 0 | 0 | 0 | 0 | 0 | 0 | 0 | 0 |  |  | 0 | 0% | 0% | 0 | 0 | 0 | 0 | 0 | 0 | 0 | 0 | 0 | 0 | 0 | 0 | 0 | 0 | 0 | 0 | 0 | 0 |  |  | 0 | 0 | 0 | 0 | 0 | 0 | 0 | 0 | 0 | 0 | 0 | 0 | 0 | 0 | 0 | 0 | 0 | 0 | 0 | 0 | 0 | 0 | 0 | 0 | 0 | 0 | 0 | 0 | 0 | 0 | 0 | 0 | 0 | 0
354 |  | 1 |  |  |  |  | 0 |  |  |  | 0 | 0 |  |  |  | #N/A | #N/A |  | 0 | [12 empty] | 0% | 0% | 0 | 0 | 0 | 0 | 0 | 0 | 0 | 0 |  |  | 0 | 0% | 0% | 0 | 0 | 0 | 0 | 0 | 0 | 0 | 0 | 0 | 0 | 0 | 0 | 0 | 0 | 0 | 0 | 0 | 0 |  |  | 0 | 0 | 0 | 0 | 0 | 0 | 0 | 0 | 0 | 0 | 0 | 0 | 0 | 0 | 0 | 0 | 0 | 0 | 0 | 0 | 0 | 0 | 0 | 0 | 0 | 0 | 0 | 0 | 0 | 0 | 0 | 0 | 0 | 0
355 |  | 1 |  |  |  |  | 0 |  |  |  | 0 | 0 |  |  |  | #N/A | #N/A |  | 0 | [12 empty] | 0% | 0% | 0 | 0 | 0 | 0 | 0 | 0 | 0 | 0 |  |  | 0 | 0% | 0% | 0 | 0 | 0 | 0 | 0 | 0 | 0 | 0 | 0 | 0 | 0 | 0 | 0 | 0 | 0 | 0 | 0 | 0 |  |  | 0 | 0 | 0 | 0 | 0 | 0 | 0 | 0 | 0 | 0 | 0 | 0 | 0 | 0 | 0 | 0 | 0 | 0 | 0 | 0 | 0 | 0 | 0 | 0 | 0 | 0 | 0 | 0 | 0 | 0 | 0 | 0 | 0 | 0
356 |  | 1 |  |  |  |  | 0 |  |  |  | 0 | 0 |  |  |  | #N/A | #N/A |  | 0 | [12 empty] | 0% | 0% | 0 | 0 | 0 | 0 | 0 | 0 | 0 | 0 |  |  | 0 | 0% | 0% | 0 | 0 | 0 | 0 | 0 | 0 | 0 | 0 | 0 | 0 | 0 | 0 | 0 | 0 | 0 | 0 | 0 | 0 |  |  | 0 | 0 | 0 | 0 | 0 | 0 | 0 | 0 | 0 | 0 | 0 | 0 | 0 | 0 | 0 | 0 | 0 | 0 | 0 | 0 | 0 | 0 | 0 | 0 | 0 | 0 | 0 | 0 | 0 | 0 | 0 | 0 | 0 | 0
357 |  | 1 |  |  |  |  | 0 |  |  |  | 0 | 0 |  |  |  | #N/A | #N/A |  | 0 | [12 empty] | 0% | 0% | 0 | 0 | 0 | 0 | 0 | 0 | 0 | 0 |  |  | 0 | 0% | 0% | 0 | 0 | 0 | 0 | 0 | 0 | 0 | 0 | 0 | 0 | 0 | 0 | 0 | 0 | 0 | 0 | 0 | 0 |  |  | 0 | 0 | 0 | 0 | 0 | 0 | 0 | 0 | 0 | 0 | 0 | 0 | 0 | 0 | 0 | 0 | 0 | 0 | 0 | 0 | 0 | 0 | 0 | 0 | 0 | 0 | 0 | 0 | 0 | 0 | 0 | 0 | 0 | 0
358 |  | 1 |  |  |  |  | 0 |  |  |  | 0 | 0 |  |  |  | #N/A | #N/A |  | 0 | [12 empty] | 0% | 0% | 0 | 0 | 0 | 0 | 0 | 0 | 0 | 0 |  |  | 0 | 0% | 0% | 0 | 0 | 0 | 0 | 0 | 0 | 0 | 0 | 0 | 0 | 0 | 0 | 0 | 0 | 0 | 0 | 0 | 0 |  |  | 0 | 0 | 0 | 0 | 0 | 0 | 0 | 0 | 0 | 0 | 0 | 0 | 0 | 0 | 0 | 0 | 0 | 0 | 0 | 0 | 0 | 0 | 0 | 0 | 0 | 0 | 0 | 0 | 0 | 0 | 0 | 0 | 0 | 0
359 |  | 1 |  |  |  |  | 0 |  |  |  | 0 | 0 |  |  |  | #N/A | #N/A |  | 0 | [12 empty] | 0% | 0% | 0 | 0 | 0 | 0 | 0 | 0 | 0 | 0 |  |  | 0 | 0% | 0% | 0 | 0 | 0 | 0 | 0 | 0 | 0 | 0 | 0 | 0 | 0 | 0 | 0 | 0 | 0 | 0 | 0 | 0 |  |  | 0 | 0 | 0 | 0 | 0 | 0 | 0 | 0 | 0 | 0 | 0 | 0 | 0 | 0 | 0 | 0 | 0 | 0 | 0 | 0 | 0 | 0 | 0 | 0 | 0 | 0 | 0 | 0 | 0 | 0 | 0 | 0 | 0 | 0
360 |  | 1 |  |  |  |  | 0 |  |  |  | 0 | 0 |  |  |  | #N/A | #N/A |  | 0 | [12 empty] | 0% | 0% | 0 | 0 | 0 | 0 | 0 | 0 | 0 | 0 |  |  | 0 | 0% | 0% | 0 | 0 | 0 | 0 | 0 | 0 | 0 | 0 | 0 | 0 | 0 | 0 | 0 | 0 | 0 | 0 | 0 | 0 |  |  | 0 | 0 | 0 | 0 | 0 | 0 | 0 | 0 | 0 | 0 | 0 | 0 | 0 | 0 | 0 | 0 | 0 | 0 | 0 | 0 | 0 | 0 | 0 | 0 | 0 | 0 | 0 | 0 | 0 | 0 | 0 | 0 | 0 | 0
361 |  | 1 |  |  |  |  | 0 |  |  |  | 0 | 0 |  |  |  | #N/A | #N/A |  | 0 | [12 empty] | 0% | 0% | 0 | 0 | 0 | 0 | 0 | 0 | 0 | 0 |  |  | 0 | 0% | 0% | 0 | 0 | 0 | 0 | 0 | 0 | 0 | 0 | 0 | 0 | 0 | 0 | 0 | 0 | 0 | 0 | 0 | 0 |  |  | 0 | 0 | 0 | 0 | 0 | 0 | 0 | 0 | 0 | 0 | 0 | 0 | 0 | 0 | 0 | 0 | 0 | 0 | 0 | 0 | 0 | 0 | 0 | 0 | 0 | 0 | 0 | 0 | 0 | 0 | 0 | 0 | 0 | 0
362 |  | 1 |  |  |  |  | 0 |  |  |  | 0 | 0 |  |  |  | #N/A | #N/A |  | 0 | [12 empty] | 0% | 0% | 0 | 0 | 0 | 0 | 0 | 0 | 0 | 0 |  |  | 0 | 0% | 0% | 0 | 0 | 0 | 0 | 0 | 0 | 0 | 0 | 0 | 0 | 0 | 0 | 0 | 0 | 0 | 0 | 0 | 0 |  |  | 0 | 0 | 0 | 0 | 0 | 0 | 0 | 0 | 0 | 0 | 0 | 0 | 0 | 0 | 0 | 0 | 0 | 0 | 0 | 0 | 0 | 0 | 0 | 0 | 0 | 0 | 0 | 0 | 0 | 0 | 0 | 0 | 0 | 0
363 |  | 1 |  |  |  |  | 0 |  |  |  | 0 | 0 |  |  |  | #N/A | #N/A |  | 0 | [12 empty] | 0% | 0% | 0 | 0 | 0 | 0 | 0 | 0 | 0 | 0 |  |  | 0 | 0% | 0% | 0 | 0 | 0 | 0 | 0 | 0 | 0 | 0 | 0 | 0 | 0 | 0 | 0 | 0 | 0 | 0 | 0 | 0 |  |  | 0 | 0 | 0 | 0 | 0 | 0 | 0 | 0 | 0 | 0 | 0 | 0 | 0 | 0 | 0 | 0 | 0 | 0 | 0 | 0 | 0 | 0 | 0 | 0 | 0 | 0 | 0 | 0 | 0 | 0 | 0 | 0 | 0 | 0
364 |  | 1 |  |  |  |  | 0 |  |  |  | 0 | 0 |  |  |  | #N/A | #N/A |  | 0 | [12 empty] | 0% | 0% | 0 | 0 | 0 | 0 | 0 | 0 | 0 | 0 |  |  | 0 | 0% | 0% | 0 | 0 | 0 | 0 | 0 | 0 | 0 | 0 | 0 | 0 | 0 | 0 | 0 | 0 | 0 | 0 | 0 | 0 |  |  | 0 | 0 | 0 | 0 | 0 | 0 | 0 | 0 | 0 | 0 | 0 | 0 | 0 | 0 | 0 | 0 | 0 | 0 | 0 | 0 | 0 | 0 | 0 | 0 | 0 | 0 | 0 | 0 | 0 | 0 | 0 | 0 | 0 | 0
365 |  | 1 |  |  |  |  | 0 |  |  |  | 0 | 0 |  |  |  | #N/A | #N/A |  | 0 | [12 empty] | 0% | 0% | 0 | 0 | 0 | 0 | 0 | 0 | 0 | 0 |  |  | 0 | 0% | 0% | 0 | 0 | 0 | 0 | 0 | 0 | 0 | 0 | 0 | 0 | 0 | 0 | 0 | 0 | 0 | 0 | 0 | 0 |  |  | 0 | 0 | 0 | 0 | 0 | 0 | 0 | 0 | 0 | 0 | 0 | 0 | 0 | 0 | 0 | 0 | 0 | 0 | 0 | 0 | 0 | 0 | 0 | 0 | 0 | 0 | 0 | 0 | 0 | 0 | 0 | 0 | 0 | 0
366 |  | 1 |  |  |  |  | 0 |  |  |  | 0 | 0 |  |  |  | #N/A | #N/A |  | 0 | [12 empty] | 0% | 0% | 0 | 0 | 0 | 0 | 0 | 0 | 0 | 0 |  |  | 0 | 0% | 0% | 0 | 0 | 0 | 0 | 0 | 0 | 0 | 0 | 0 | 0 | 0 | 0 | 0 | 0 | 0 | 0 | 0 | 0 |  |  | 0 | 0 | 0 | 0 | 0 | 0 | 0 | 0 | 0 | 0 | 0 | 0 | 0 | 0 | 0 | 0 | 0 | 0 | 0 | 0 | 0 | 0 | 0 | 0 | 0 | 0 | 0 | 0 | 0 | 0 | 0 | 0 | 0 | 0
367 |  | 1 |  |  |  |  | 0 |  |  |  | 0 | 0 |  |  |  | #N/A | #N/A |  | 0 | [12 empty] | 0% | 0% | 0 | 0 | 0 | 0 | 0 | 0 | 0 | 0 |  |  | 0 | 0% | 0% | 0 | 0 | 0 | 0 | 0 | 0 | 0 | 0 | 0 | 0 | 0 | 0 | 0 | 0 | 0 | 0 | 0 | 0 |  |  | 0 | 0 | 0 | 0 | 0 | 0 | 0 | 0 | 0 | 0 | 0 | 0 | 0 | 0 | 0 | 0 | 0 | 0 | 0 | 0 | 0 | 0 | 0 | 0 | 0 | 0 | 0 | 0 | 0 | 0 | 0 | 0 | 0 | 0
368 |  | 1 |  |  |  |  | 0 |  |  |  | 0 | 0 |  |  |  | #N/A | #N/A |  | 0 | [12 empty] | 0% | 0% | 0 | 0 | 0 | 0 | 0 | 0 | 0 | 0 |  |  | 0 | 0% | 0% | 0 | 0 | 0 | 0 | 0 | 0 | 0 | 0 | 0 | 0 | 0 | 0 | 0 | 0 | 0 | 0 | 0 | 0 |  |  | 0 | 0 | 0 | 0 | 0 | 0 | 0 | 0 | 0 | 0 | 0 | 0 | 0 | 0 | 0 | 0 | 0 | 0 | 0 | 0 | 0 | 0 | 0 | 0 | 0 | 0 | 0 | 0 | 0 | 0 | 0 | 0 | 0 | 0
369 |  | 1 |  |  |  |  | 0 |  |  |  | 0 | 0 |  |  |  | #N/A | #N/A |  | 0 | [12 empty] | 0% | 0% | 0 | 0 | 0 | 0 | 0 | 0 | 0 | 0 |  |  | 0 | 0% | 0% | 0 | 0 | 0 | 0 | 0 | 0 | 0 | 0 | 0 | 0 | 0 | 0 | 0 | 0 | 0 | 0 | 0 | 0 |  |  | 0 | 0 | 0 | 0 | 0 | 0 | 0 | 0 | 0 | 0 | 0 | 0 | 0 | 0 | 0 | 0 | 0 | 0 | 0 | 0 | 0 | 0 | 0 | 0 | 0 | 0 | 0 | 0 | 0 | 0 | 0 | 0 | 0 | 0
370 |  | 1 |  |  |  |  | 0 |  |  |  | 0 | 0 |  |  |  | #N/A | #N/A |  | 0 | [12 empty] | 0% | 0% | 0 | 0 | 0 | 0 | 0 | 0 | 0 | 0 |  |  | 0 | 0% | 0% | 0 | 0 | 0 | 0 | 0 | 0 | 0 | 0 | 0 | 0 | 0 | 0 | 0 | 0 | 0 | 0 | 0 | 0 |  |  | 0 | 0 | 0 | 0 | 0 | 0 | 0 | 0 | 0 | 0 | 0 | 0 | 0 | 0 | 0 | 0 | 0 | 0 | 0 | 0 | 0 | 0 | 0 | 0 | 0 | 0 | 0 | 0 | 0 | 0 | 0 | 0 | 0 | 0
371 |  | 1 |  |  |  |  | 0 |  |  |  | 0 | 0 |  |  |  | #N/A | #N/A |  | 0 | [12 empty] | 0% | 0% | 0 | 0 | 0 | 0 | 0 | 0 | 0 | 0 |  |  | 0 | 0% | 0% | 0 | 0 | 0 | 0 | 0 | 0 | 0 | 0 | 0 | 0 | 0 | 0 | 0 | 0 | 0 | 0 | 0 | 0 |  |  | 0 | 0 | 0 | 0 | 0 | 0 | 0 | 0 | 0 | 0 | 0 | 0 | 0 | 0 | 0 | 0 | 0 | 0 | 0 | 0 | 0 | 0 | 0 | 0 | 0 | 0 | 0 | 0 | 0 | 0 | 0 | 0 | 0 | 0
372 |  | 1 |  |  |  |  | 0 |  |  |  | 0 | 0 |  |  |  | #N/A | #N/A |  | 0 | [12 empty] | 0% | 0% | 0 | 0 | 0 | 0 | 0 | 0 | 0 | 0 |  |  | 0 | 0% | 0% | 0 | 0 | 0 | 0 | 0 | 0 | 0 | 0 | 0 | 0 | 0 | 0 | 0 | 0 | 0 | 0 | 0 | 0 |  |  | 0 | 0 | 0 | 0 | 0 | 0 | 0 | 0 | 0 | 0 | 0 | 0 | 0 | 0 | 0 | 0 | 0 | 0 | 0 | 0 | 0 | 0 | 0 | 0 | 0 | 0 | 0 | 0 | 0 | 0 | 0 | 0 | 0 | 0
373 |  | 1 |  |  |  |  | 0 |  |  |  | 0 | 0 |  |  |  | #N/A | #N/A |  | 0 | [12 empty] | 0% | 0% | 0 | 0 | 0 | 0 | 0 | 0 | 0 | 0 |  |  | 0 | 0% | 0% | 0 | 0 | 0 | 0 | 0 | 0 | 0 | 0 | 0 | 0 | 0 | 0 | 0 | 0 | 0 | 0 | 0 | 0 |  |  | 0 | 0 | 0 | 0 | 0 | 0 | 0 | 0 | 0 | 0 | 0 | 0 | 0 | 0 | 0 | 0 | 0 | 0 | 0 | 0 | 0 | 0 | 0 | 0 | 0 | 0 | 0 | 0 | 0 | 0 | 0 | 0 | 0 | 0
374 |  | 1 |  |  |  |  | 0 |  |  |  | 0 | 0 |  |  |  | #N/A | #N/A |  | 0 | [12 empty] | 0% | 0% | 0 | 0 | 0 | 0 | 0 | 0 | 0 | 0 |  |  | 0 | 0% | 0% | 0 | 0 | 0 | 0 | 0 | 0 | 0 | 0 | 0 | 0 | 0 | 0 | 0 | 0 | 0 | 0 | 0 | 0 |  |  | 0 | 0 | 0 | 0 | 0 | 0 | 0 | 0 | 0 | 0 | 0 | 0 | 0 | 0 | 0 | 0 | 0 | 0 | 0 | 0 | 0 | 0 | 0 | 0 | 0 | 0 | 0 | 0 | 0 | 0 | 0 | 0 | 0 | 0
375 |  | 1 |  |  |  |  | 0 |  |  |  | 0 | 0 |  |  |  | #N/A | #N/A |  | 0 | [12 empty] | 0% | 0% | 0 | 0 | 0 | 0 | 0 | 0 | 0 | 0 |  |  | 0 | 0% | 0% | 0 | 0 | 0 | 0 | 0 | 0 | 0 | 0 | 0 | 0 | 0 | 0 | 0 | 0 | 0 | 0 | 0 | 0 |  |  | 0 | 0 | 0 | 0 | 0 | 0 | 0 | 0 | 0 | 0 | 0 | 0 | 0 | 0 | 0 | 0 | 0 | 0 | 0 | 0 | 0 | 0 | 0 | 0 | 0 | 0 | 0 | 0 | 0 | 0 | 0 | 0 | 0 | 0
376 |  | 1 |  |  |  |  | 0 |  |  |  | 0 | 0 |  |  |  | #N/A | #N/A |  | 0 | [12 empty] | 0% | 0% | 0 | 0 | 0 | 0 | 0 | 0 | 0 | 0 |  |  | 0 | 0% | 0% | 0 | 0 | 0 | 0 | 0 | 0 | 0 | 0 | 0 | 0 | 0 | 0 | 0 | 0 | 0 | 0 | 0 | 0 |  |  | 0 | 0 | 0 | 0 | 0 | 0 | 0 | 0 | 0 | 0 | 0 | 0 | 0 | 0 | 0 | 0 | 0 | 0 | 0 | 0 | 0 | 0 | 0 | 0 | 0 | 0 | 0 | 0 | 0 | 0 | 0 | 0 | 0 | 0
377 |  | 1 |  |  |  |  | 0 |  |  |  | 0 | 0 |  |  |  | #N/A | #N/A |  | 0 | [12 empty] | 0% | 0% | 0 | 0 | 0 | 0 | 0 | 0 | 0 | 0 |  |  | 0 | 0% | 0% | 0 | 0 | 0 | 0 | 0 | 0 | 0 | 0 | 0 | 0 | 0 | 0 | 0 | 0 | 0 | 0 | 0 | 0 |  |  | 0 | 0 | 0 | 0 | 0 | 0 | 0 | 0 | 0 | 0 | 0 | 0 | 0 | 0 | 0 | 0 | 0 | 0 | 0 | 0 | 0 | 0 | 0 | 0 | 0 | 0 | 0 | 0 | 0 | 0 | 0 | 0 | 0 | 0
378 |  | 1 |  |  |  |  | 0 |  |  |  | 0 | 0 |  |  |  | #N/A | #N/A |  | 0 | [12 empty] | 0% | 0% | 0 | 0 | 0 | 0 | 0 | 0 | 0 | 0 |  |  | 0 | 0% | 0% | 0 | 0 | 0 | 0 | 0 | 0 | 0 | 0 | 0 | 0 | 0 | 0 | 0 | 0 | 0 | 0 | 0 | 0 |  |  | 0 | 0 | 0 | 0 | 0 | 0 | 0 | 0 | 0 | 0 | 0 | 0 | 0 | 0 | 0 | 0 | 0 | 0 | 0 | 0 | 0 | 0 | 0 | 0 | 0 | 0 | 0 | 0 | 0 | 0 | 0 | 0 | 0 | 0
379 |  | 1 |  |  |  |  | 0 |  |  |  | 0 | 0 |  |  |  | #N/A | #N/A |  | 0 | [12 empty] | 0% | 0% | 0 | 0 | 0 | 0 | 0 | 0 | 0 | 0 |  |  | 0 | 0% | 0% | 0 | 0 | 0 | 0 | 0 | 0 | 0 | 0 | 0 | 0 | 0 | 0 | 0 | 0 | 0 | 0 | 0 | 0 |  |  | 0 | 0 | 0 | 0 | 0 | 0 | 0 | 0 | 0 | 0 | 0 | 0 | 0 | 0 | 0 | 0 | 0 | 0 | 0 | 0 | 0 | 0 | 0 | 0 | 0 | 0 | 0 | 0 | 0 | 0 | 0 | 0 | 0 | 0
380 |  | 1 |  |  |  |  | 0 |  |  |  | 0 | 0 |  |  |  | #N/A | #N/A |  | 0 | [12 empty] | 0% | 0% | 0 | 0 | 0 | 0 | 0 | 0 | 0 | 0 |  |  | 0 | 0% | 0% | 0 | 0 | 0 | 0 | 0 | 0 | 0 | 0 | 0 | 0 | 0 | 0 | 0 | 0 | 0 | 0 | 0 | 0 |  |  | 0 | 0 | 0 | 0 | 0 | 0 | 0 | 0 | 0 | 0 | 0 | 0 | 0 | 0 | 0 | 0 | 0 | 0 | 0 | 0 | 0 | 0 | 0 | 0 | 0 | 0 | 0 | 0 | 0 | 0 | 0 | 0 | 0 | 0
381 |  | 1 |  |  |  |  | 0 |  |  |  | 0 | 0 |  |  |  | #N/A | #N/A |  | 0 | [12 empty] | 0% | 0% | 0 | 0 | 0 | 0 | 0 | 0 | 0 | 0 |  |  | 0 | 0% | 0% | 0 | 0 | 0 | 0 | 0 | 0 | 0 | 0 | 0 | 0 | 0 | 0 | 0 | 0 | 0 | 0 | 0 | 0 |  |  | 0 | 0 | 0 | 0 | 0 | 0 | 0 | 0 | 0 | 0 | 0 | 0 | 0 | 0 | 0 | 0 | 0 | 0 | 0 | 0 | 0 | 0 | 0 | 0 | 0 | 0 | 0 | 0 | 0 | 0 | 0 | 0 | 0 | 0
382 |  | 1 |  |  |  |  | 0 |  |  |  | 0 | 0 |  |  |  | #N/A | #N/A |  | 0 | [12 empty] | 0% | 0% | 0 | 0 | 0 | 0 | 0 | 0 | 0 | 0 |  |  | 0 | 0% | 0% | 0 | 0 | 0 | 0 | 0 | 0 | 0 | 0 | 0 | 0 | 0 | 0 | 0 | 0 | 0 | 0 | 0 | 0 |  |  | 0 | 0 | 0 | 0 | 0 | 0 | 0 | 0 | 0 | 0 | 0 | 0 | 0 | 0 | 0 | 0 | 0 | 0 | 0 | 0 | 0 | 0 | 0 | 0 | 0 | 0 | 0 | 0 | 0 | 0 | 0 | 0 | 0 | 0
383 |  | 1 |  |  |  |  | 0 |  |  |  | 0 | 0 |  |  |  | #N/A | #N/A |  | 0 | [12 empty] | 0% | 0% | 0 | 0 | 0 | 0 | 0 | 0 | 0 | 0 |  |  | 0 | 0% | 0% | 0 | 0 | 0 | 0 | 0 | 0 | 0 | 0 | 0 | 0 | 0 | 0 | 0 | 0 | 0 | 0 | 0 | 0 |  |  | 0 | 0 | 0 | 0 | 0 | 0 | 0 | 0 | 0 | 0 | 0 | 0 | 0 | 0 | 0 | 0 | 0 | 0 | 0 | 0 | 0 | 0 | 0 | 0 | 0 | 0 | 0 | 0 | 0 | 0 | 0 | 0 | 0 | 0
384 |  | 1 |  |  |  |  | 0 |  |  |  | 0 | 0 |  |  |  | #N/A | #N/A |  | 0 | [12 empty] | 0% | 0% | 0 | 0 | 0 | 0 | 0 | 0 | 0 | 0 |  |  | 0 | 0% | 0% | 0 | 0 | 0 | 0 | 0 | 0 | 0 | 0 | 0 | 0 | 0 | 0 | 0 | 0 | 0 | 0 | 0 | 0 |  |  | 0 | 0 | 0 | 0 | 0 | 0 | 0 | 0 | 0 | 0 | 0 | 0 | 0 | 0 | 0 | 0 | 0 | 0 | 0 | 0 | 0 | 0 | 0 | 0 | 0 | 0 | 0 | 0 | 0 | 0 | 0 | 0 | 0 | 0
385 |  | 1 |  |  |  |  | 0 |  |  |  | 0 | 0 |  |  |  | #N/A | #N/A |  | 0 | [12 empty] | 0% | 0% | 0 | 0 | 0 | 0 | 0 | 0 | 0 | 0 |  |  | 0 | 0% | 0% | 0 | 0 | 0 | 0 | 0 | 0 | 0 | 0 | 0 | 0 | 0 | 0 | 0 | 0 | 0 | 0 | 0 | 0 |  |  | 0 | 0 | 0 | 0 | 0 | 0 | 0 | 0 | 0 | 0 | 0 | 0 | 0 | 0 | 0 | 0 | 0 | 0 | 0 | 0 | 0 | 0 | 0 | 0 | 0 | 0 | 0 | 0 | 0 | 0 | 0 | 0 | 0 | 0
386 |  | 1 |  |  |  |  | 0 |  |  |  | 0 | 0 |  |  |  | #N/A | #N/A |  | 0 | [12 empty] | 0% | 0% | 0 | 0 | 0 | 0 | 0 | 0 | 0 | 0 |  |  | 0 | 0% | 0% | 0 | 0 | 0 | 0 | 0 | 0 | 0 | 0 | 0 | 0 | 0 | 0 | 0 | 0 | 0 | 0 | 0 | 0 |  |  | 0 | 0 | 0 | 0 | 0 | 0 | 0 | 0 | 0 | 0 | 0 | 0 | 0 | 0 | 0 | 0 | 0 | 0 | 0 | 0 | 0 | 0 | 0 | 0 | 0 | 0 | 0 | 0 | 0 | 0 | 0 | 0 | 0 | 0
387 |  | 1 |  |  |  |  | 0 |  |  |  | 0 | 0 |  |  |  | #N/A | #N/A |  | 0 | [12 empty] | 0% | 0% | 0 | 0 | 0 | 0 | 0 | 0 | 0 | 0 |  |  | 0 | 0% | 0% | 0 | 0 | 0 | 0 | 0 | 0 | 0 | 0 | 0 | 0 | 0 | 0 | 0 | 0 | 0 | 0 | 0 | 0 |  |  | 0 | 0 | 0 | 0 | 0 | 0 | 0 | 0 | 0 | 0 | 0 | 0 | 0 | 0 | 0 | 0 | 0 | 0 | 0 | 0 | 0 | 0 | 0 | 0 | 0 | 0 | 0 | 0 | 0 | 0 | 0 | 0 | 0 | 0
388 |  | 1 |  |  |  |  | 0 |  |  |  | 0 | 0 |  |  |  | #N/A | #N/A |  | 0 | [12 empty] | 0% | 0% | 0 | 0 | 0 | 0 | 0 | 0 | 0 | 0 |  |  | 0 | 0% | 0% | 0 | 0 | 0 | 0 | 0 | 0 | 0 | 0 | 0 | 0 | 0 | 0 | 0 | 0 | 0 | 0 | 0 | 0 |  |  | 0 | 0 | 0 | 0 | 0 | 0 | 0 | 0 | 0 | 0 | 0 | 0 | 0 | 0 | 0 | 0 | 0 | 0 | 0 | 0 | 0 | 0 | 0 | 0 | 0 | 0 | 0 | 0 | 0 | 0 | 0 | 0 | 0 | 0
389 |  | 1 |  |  |  |  | 0 |  |  |  | 0 | 0 |  |  |  | #N/A | #N/A |  | 0 | [12 empty] | 0% | 0% | 0 | 0 | 0 | 0 | 0 | 0 | 0 | 0 |  |  | 0 | 0% | 0% | 0 | 0 | 0 | 0 | 0 | 0 | 0 | 0 | 0 | 0 | 0 | 0 | 0 | 0 | 0 | 0 | 0 | 0 |  |  | 0 | 0 | 0 | 0 | 0 | 0 | 0 | 0 | 0 | 0 | 0 | 0 | 0 | 0 | 0 | 0 | 0 | 0 | 0 | 0 | 0 | 0 | 0 | 0 | 0 | 0 | 0 | 0 | 0 | 0 | 0 | 0 | 0 | 0
390 |  | 1 |  |  |  |  | 0 |  |  |  | 0 | 0 |  |  |  | #N/A | #N/A |  | 0 | [12 empty] | 0% | 0% | 0 | 0 | 0 | 0 | 0 | 0 | 0 | 0 |  |  | 0 | 0% | 0% | 0 | 0 | 0 | 0 | 0 | 0 | 0 | 0 | 0 | 0 | 0 | 0 | 0 | 0 | 0 | 0 | 0 | 0 |  |  | 0 | 0 | 0 | 0 | 0 | 0 | 0 | 0 | 0 | 0 | 0 | 0 | 0 | 0 | 0 | 0 | 0 | 0 | 0 | 0 | 0 | 0 | 0 | 0 | 0 | 0 | 0 | 0 | 0 | 0 | 0 | 0 | 0 | 0
391 |  | 1 |  |  |  |  | 0 |  |  |  | 0 | 0 |  |  |  | #N/A | #N/A |  | 0 | [12 empty] | 0% | 0% | 0 | 0 | 0 | 0 | 0 | 0 | 0 | 0 |  |  | 0 | 0% | 0% | 0 | 0 | 0 | 0 | 0 | 0 | 0 | 0 | 0 | 0 | 0 | 0 | 0 | 0 | 0 | 0 | 0 | 0 |  |  | 0 | 0 | 0 | 0 | 0 | 0 | 0 | 0 | 0 | 0 | 0 | 0 | 0 | 0 | 0 | 0 | 0 | 0 | 0 | 0 | 0 | 0 | 0 | 0 | 0 | 0 | 0 | 0 | 0 | 0 | 0 | 0 | 0 | 0
392 |  | 1 |  |  |  |  | 0 |  |  |  | 0 | 0 |  |  |  | #N/A | #N/A |  | 0 | [12 empty] | 0% | 0% | 0 | 0 | 0 | 0 | 0 | 0 | 0 | 0 |  |  | 0 | 0% | 0% | 0 | 0 | 0 | 0 | 0 | 0 | 0 | 0 | 0 | 0 | 0 | 0 | 0 | 0 | 0 | 0 | 0 | 0 |  |  | 0 | 0 | 0 | 0 | 0 | 0 | 0 | 0 | 0 | 0 | 0 | 0 | 0 | 0 | 0 | 0 | 0 | 0 | 0 | 0 | 0 | 0 | 0 | 0 | 0 | 0 | 0 | 0 | 0 | 0 | 0 | 0 | 0 | 0
393 |  | 1 |  |  |  |  | 0 |  |  |  | 0 | 0 |  |  |  | #N/A | #N/A |  | 0 | [12 empty] | 0% | 0% | 0 | 0 | 0 | 0 | 0 | 0 | 0 | 0 |  |  | 0 | 0% | 0% | 0 | 0 | 0 | 0 | 0 | 0 | 0 | 0 | 0 | 0 | 0 | 0 | 0 | 0 | 0 | 0 | 0 | 0 |  |  | 0 | 0 | 0 | 0 | 0 | 0 | 0 | 0 | 0 | 0 | 0 | 0 | 0 | 0 | 0 | 0 | 0 | 0 | 0 | 0 | 0 | 0 | 0 | 0 | 0 | 0 | 0 | 0 | 0 | 0 | 0 | 0 | 0 | 0
394 |  | 1 |  |  |  |  | 0 |  |  |  | 0 | 0 |  |  |  | #N/A | #N/A |  | 0 | [12 empty] | 0% | 0% | 0 | 0 | 0 | 0 | 0 | 0 | 0 | 0 |  |  | 0 | 0% | 0% | 0 | 0 | 0 | 0 | 0 | 0 | 0 | 0 | 0 | 0 | 0 | 0 | 0 | 0 | 0 | 0 | 0 | 0 |  |  | 0 | 0 | 0 | 0 | 0 | 0 | 0 | 0 | 0 | 0 | 0 | 0 | 0 | 0 | 0 | 0 | 0 | 0 | 0 | 0 | 0 | 0 | 0 | 0 | 0 | 0 | 0 | 0 | 0 | 0 | 0 | 0 | 0 | 0
395 |  | 1 |  |  |  |  | 0 |  |  |  | 0 | 0 |  |  |  | #N/A | #N/A |  | 0 | [12 empty] | 0% | 0% | 0 | 0 | 0 | 0 | 0 | 0 | 0 | 0 |  |  | 0 | 0% | 0% | 0 | 0 | 0 | 0 | 0 | 0 | 0 | 0 | 0 | 0 | 0 | 0 | 0 | 0 | 0 | 0 | 0 | 0 |  |  | 0 | 0 | 0 | 0 | 0 | 0 | 0 | 0 | 0 | 0 | 0 | 0 | 0 | 0 | 0 | 0 | 0 | 0 | 0 | 0 | 0 | 0 | 0 | 0 | 0 | 0 | 0 | 0 | 0 | 0 | 0 | 0 | 0 | 0
396 |  | 1 |  |  |  |  | 0 |  |  |  | 0 | 0 |  |  |  | #N/A | #N/A |  | 0 | [12 empty] | 0% | 0% | 0 | 0 | 0 | 0 | 0 | 0 | 0 | 0 |  |  | 0 | 0% | 0% | 0 | 0 | 0 | 0 | 0 | 0 | 0 | 0 | 0 | 0 | 0 | 0 | 0 | 0 | 0 | 0 | 0 | 0 |  |  | 0 | 0 | 0 | 0 | 0 | 0 | 0 | 0 | 0 | 0 | 0 | 0 | 0 | 0 | 0 | 0 | 0 | 0 | 0 | 0 | 0 | 0 | 0 | 0 | 0 | 0 | 0 | 0 | 0 | 0 | 0 | 0 | 0 | 0
397 |  | 1 |  |  |  |  | 0 |  |  |  | 0 | 0 |  |  |  | #N/A | #N/A |  | 0 | [12 empty] | 0% | 0% | 0 | 0 | 0 | 0 | 0 | 0 | 0 | 0 |  |  | 0 | 0% | 0% | 0 | 0 | 0 | 0 | 0 | 0 | 0 | 0 | 0 | 0 | 0 | 0 | 0 | 0 | 0 | 0 | 0 | 0 |  |  | 0 | 0 | 0 | 0 | 0 | 0 | 0 | 0 | 0 | 0 | 0 | 0 | 0 | 0 | 0 | 0 | 0 | 0 | 0 | 0 | 0 | 0 | 0 | 0 | 0 | 0 | 0 | 0 | 0 | 0 | 0 | 0 | 0 | 0
398 |  | 1 |  |  |  |  | 0 |  |  |  | 0 | 0 |  |  |  | #N/A | #N/A |  | 0 | [12 empty] | 0% | 0% | 0 | 0 | 0 | 0 | 0 | 0 | 0 | 0 |  |  | 0 | 0% | 0% | 0 | 0 | 0 | 0 | 0 | 0 | 0 | 0 | 0 | 0 | 0 | 0 | 0 | 0 | 0 | 0 | 0 | 0 |  |  | 0 | 0 | 0 | 0 | 0 | 0 | 0 | 0 | 0 | 0 | 0 | 0 | 0 | 0 | 0 | 0 | 0 | 0 | 0 | 0 | 0 | 0 | 0 | 0 | 0 | 0 | 0 | 0 | 0 | 0 | 0 | 0 | 0 | 0
399 |  | 1 |  |  |  |  | 0 |  |  |  | 0 | 0 |  |  |  | #N/A | #N/A |  | 0 | [12 empty] | 0% | 0% | 0 | 0 | 0 | 0 | 0 | 0 | 0 | 0 |  |  | 0 | 0% | 0% | 0 | 0 | 0 | 0 | 0 | 0 | 0 | 0 | 0 | 0 | 0 | 0 | 0 | 0 | 0 | 0 | 0 | 0 |  |  | 0 | 0 | 0 | 0 | 0 | 0 | 0 | 0 | 0 | 0 | 0 | 0 | 0 | 0 | 0 | 0 | 0 | 0 | 0 | 0 | 0 | 0 | 0 | 0 | 0 | 0 | 0 | 0 | 0 | 0 | 0 | 0 | 0 | 0
400 |  | 1 |  |  |  |  | 0 |  |  |  | 0 | 0 |  |  |  | #N/A | #N/A |  | 0 | [12 empty] | 0% | 0% | 0 | 0 | 0 | 0 | 0 | 0 | 0 | 0 |  |  | 0 | 0% | 0% | 0 | 0 | 0 | 0 | 0 | 0 | 0 | 0 | 0 | 0 | 0 | 0 | 0 | 0 | 0 | 0 | 0 | 0 |  |  | 0 | 0 | 0 | 0 | 0 | 0 | 0 | 0 | 0 | 0 | 0 | 0 | 0 | 0 | 0 | 0 | 0 | 0 | 0 | 0 | 0 | 0 | 0 | 0 | 0 | 0 | 0 | 0 | 0 | 0 | 0 | 0 | 0 | 0
401 |  | 1 |  |  |  |  | 0 |  |  |  | 0 | 0 |  |  |  | #N/A | #N/A |  | 0 | [12 empty] | 0% | 0% | 0 | 0 | 0 | 0 | 0 | 0 | 0 | 0 |  |  | 0 | 0% | 0% | 0 | 0 | 0 | 0 | 0 | 0 | 0 | 0 | 0 | 0 | 0 | 0 | 0 | 0 | 0 | 0 | 0 | 0 |  |  | 0 | 0 | 0 | 0 | 0 | 0 | 0 | 0 | 0 | 0 | 0 | 0 | 0 | 0 | 0 | 0 | 0 | 0 | 0 | 0 | 0 | 0 | 0 | 0 | 0 | 0 | 0 | 0 | 0 | 0 | 0 | 0 | 0 | 0
402 |  | 1 |  |  |  |  | 0 |  |  |  | 0 | 0 |  |  |  | #N/A | #N/A |  | 0 | [12 empty] | 0% | 0% | 0 | 0 | 0 | 0 | 0 | 0 | 0 | 0 |  |  | 0 | 0% | 0% | 0 | 0 | 0 | 0 | 0 | 0 | 0 | 0 | 0 | 0 | 0 | 0 | 0 | 0 | 0 | 0 | 0 | 0 |  |  | 0 | 0 | 0 | 0 | 0 | 0 | 0 | 0 | 0 | 0 | 0 | 0 | 0 | 0 | 0 | 0 | 0 | 0 | 0 | 0 | 0 | 0 | 0 | 0 | 0 | 0 | 0 | 0 | 0 | 0 | 0 | 0 | 0 | 0
403 |  | 1 |  |  |  |  | 0 |  |  |  | 0 | 0 |  |  |  | #N/A | #N/A |  | 0 | [12 empty] | 0% | 0% | 0 | 0 | 0 | 0 | 0 | 0 | 0 | 0 |  |  | 0 | 0% | 0% | 0 | 0 | 0 | 0 | 0 | 0 | 0 | 0 | 0 | 0 | 0 | 0 | 0 | 0 | 0 | 0 | 0 | 0 |  |  | 0 | 0 | 0 | 0 | 0 | 0 | 0 | 0 | 0 | 0 | 0 | 0 | 0 | 0 | 0 | 0 | 0 | 0 | 0 | 0 | 0 | 0 | 0 | 0 | 0 | 0 | 0 | 0 | 0 | 0 | 0 | 0 | 0 | 0
404 |  | 1 |  |  |  |  | 0 |  |  |  | 0 | 0 |  |  |  | #N/A | #N/A |  | 0 | [12 empty] | 0% | 0% | 0 | 0 | 0 | 0 | 0 | 0 | 0 | 0 |  |  | 0 | 0% | 0% | 0 | 0 | 0 | 0 | 0 | 0 | 0 | 0 | 0 | 0 | 0 | 0 | 0 | 0 | 0 | 0 | 0 | 0 |  |  | 0 | 0 | 0 | 0 | 0 | 0 | 0 | 0 | 0 | 0 | 0 | 0 | 0 | 0 | 0 | 0 | 0 | 0 | 0 | 0 | 0 | 0 | 0 | 0 | 0 | 0 | 0 | 0 | 0 | 0 | 0 | 0 | 0 | 0
405 |  | 1 |  |  |  |  | 0 |  |  |  | 0 | 0 |  |  |  | #N/A | #N/A |  | 0 | [12 empty] | 0% | 0% | 0 | 0 | 0 | 0 | 0 | 0 | 0 | 0 |  |  | 0 | 0% | 0% | 0 | 0 | 0 | 0 | 0 | 0 | 0 | 0 | 0 | 0 | 0 | 0 | 0 | 0 | 0 | 0 | 0 | 0 |  |  | 0 | 0 | 0 | 0 | 0 | 0 | 0 | 0 | 0 | 0 | 0 | 0 | 0 | 0 | 0 | 0 | 0 | 0 | 0 | 0 | 0 | 0 | 0 | 0 | 0 | 0 | 0 | 0 | 0 | 0 | 0 | 0 | 0 | 0
406 |  | 1 |  |  |  |  | 0 |  |  |  | 0 | 0 |  |  |  | #N/A | #N/A |  | 0 | [12 empty] | 0% | 0% | 0 | 0 | 0 | 0 | 0 | 0 | 0 | 0 |  |  | 0 | 0% | 0% | 0 | 0 | 0 | 0 | 0 | 0 | 0 | 0 | 0 | 0 | 0 | 0 | 0 | 0 | 0 | 0 | 0 | 0 |  |  | 0 | 0 | 0 | 0 | 0 | 0 | 0 | 0 | 0 | 0 | 0 | 0 | 0 | 0 | 0 | 0 | 0 | 0 | 0 | 0 | 0 | 0 | 0 | 0 | 0 | 0 | 0 | 0 | 0 | 0 | 0 | 0 | 0 | 0
407 |  | 1 |  |  |  |  | 0 |  |  |  | 0 | 0 |  |  |  | #N/A | #N/A |  | 0 | [12 empty] | 0% | 0% | 0 | 0 | 0 | 0 | 0 | 0 | 0 | 0 |  |  | 0 | 0% | 0% | 0 | 0 | 0 | 0 | 0 | 0 | 0 | 0 | 0 | 0 | 0 | 0 | 0 | 0 | 0 | 0 | 0 | 0 |  |  | 0 | 0 | 0 | 0 | 0 | 0 | 0 | 0 | 0 | 0 | 0 | 0 | 0 | 0 | 0 | 0 | 0 | 0 | 0 | 0 | 0 | 0 | 0 | 0 | 0 | 0 | 0 | 0 | 0 | 0 | 0 | 0 | 0 | 0
408 |  | 1 |  |  |  |  | 0 |  |  |  | 0 | 0 |  |  |  | #N/A | #N/A |  | 0 | [12 empty] | 0% | 0% | 0 | 0 | 0 | 0 | 0 | 0 | 0 | 0 |  |  | 0 | 0% | 0% | 0 | 0 | 0 | 0 | 0 | 0 | 0 | 0 | 0 | 0 | 0 | 0 | 0 | 0 | 0 | 0 | 0 | 0 |  |  | 0 | 0 | 0 | 0 | 0 | 0 | 0 | 0 | 0 | 0 | 0 | 0 | 0 | 0 | 0 | 0 | 0 | 0 | 0 | 0 | 0 | 0 | 0 | 0 | 0 | 0 | 0 | 0 | 0 | 0 | 0 | 0 | 0 | 0
409 |  | 1 |  |  |  |  | 0 |  |  |  | 0 | 0 |  |  |  | #N/A | #N/A |  | 0 | [12 empty] | 0% | 0% | 0 | 0 | 0 | 0 | 0 | 0 | 0 | 0 |  |  | 0 | 0% | 0% | 0 | 0 | 0 | 0 | 0 | 0 | 0 | 0 | 0 | 0 | 0 | 0 | 0 | 0 | 0 | 0 | 0 | 0 |  |  | 0 | 0 | 0 | 0 | 0 | 0 | 0 | 0 | 0 | 0 | 0 | 0 | 0 | 0 | 0 | 0 | 0 | 0 | 0 | 0 | 0 | 0 | 0 | 0 | 0 | 0 | 0 | 0 | 0 | 0 | 0 | 0 | 0 | 0
410 |  | 1 |  |  |  |  | 0 |  |  |  | 0 | 0 |  |  |  | #N/A | #N/A |  | 0 | [12 empty] | 0% | 0% | 0 | 0 | 0 | 0 | 0 | 0 | 0 | 0 |  |  | 0 | 0% | 0% | 0 | 0 | 0 | 0 | 0 | 0 | 0 | 0 | 0 | 0 | 0 | 0 | 0 | 0 | 0 | 0 | 0 | 0 |  |  | 0 | 0 | 0 | 0 | 0 | 0 | 0 | 0 | 0 | 0 | 0 | 0 | 0 | 0 | 0 | 0 | 0 | 0 | 0 | 0 | 0 | 0 | 0 | 0 | 0 | 0 | 0 | 0 | 0 | 0 | 0 | 0 | 0 | 0
411 |  | 1 |  |  |  |  | 0 |  |  |  | 0 | 0 |  |  |  | #N/A | #N/A |  | 0 | [12 empty] | 0% | 0% | 0 | 0 | 0 | 0 | 0 | 0 | 0 | 0 |  |  | 0 | 0% | 0% | 0 | 0 | 0 | 0 | 0 | 0 | 0 | 0 | 0 | 0 | 0 | 0 | 0 | 0 | 0 | 0 | 0 | 0 |  |  | 0 | 0 | 0 | 0 | 0 | 0 | 0 | 0 | 0 | 0 | 0 | 0 | 0 | 0 | 0 | 0 | 0 | 0 | 0 | 0 | 0 | 0 | 0 | 0 | 0 | 0 | 0 | 0 | 0 | 0 | 0 | 0 | 0 | 0
412 |  | 1 |  |  |  |  | 0 |  |  |  | 0 | 0 |  |  |  | #N/A | #N/A |  | 0 | [12 empty] | 0% | 0% | 0 | 0 | 0 | 0 | 0 | 0 | 0 | 0 |  |  | 0 | 0% | 0% | 0 | 0 | 0 | 0 | 0 | 0 | 0 | 0 | 0 | 0 | 0 | 0 | 0 | 0 | 0 | 0 | 0 | 0 |  |  | 0 | 0 | 0 | 0 | 0 | 0 | 0 | 0 | 0 | 0 | 0 | 0 | 0 | 0 | 0 | 0 | 0 | 0 | 0 | 0 | 0 | 0 | 0 | 0 | 0 | 0 | 0 | 0 | 0 | 0 | 0 | 0 | 0 | 0
413 |  | 1 |  |  |  |  | 0 |  |  |  | 0 | 0 |  |  |  | #N/A | #N/A |  | 0 | [12 empty] | 0% | 0% | 0 | 0 | 0 | 0 | 0 | 0 | 0 | 0 |  |  | 0 | 0% | 0% | 0 | 0 | 0 | 0 | 0 | 0 | 0 | 0 | 0 | 0 | 0 | 0 | 0 | 0 | 0 | 0 | 0 | 0 |  |  | 0 | 0 | 0 | 0 | 0 | 0 | 0 | 0 | 0 | 0 | 0 | 0 | 0 | 0 | 0 | 0 | 0 | 0 | 0 | 0 | 0 | 0 | 0 | 0 | 0 | 0 | 0 | 0 | 0 | 0 | 0 | 0 | 0 | 0
414 |  | 1 |  |  |  |  | 0 |  |  |  | 0 | 0 |  |  |  | #N/A | #N/A |  | 0 | [12 empty] | 0% | 0% | 0 | 0 | 0 | 0 | 0 | 0 | 0 | 0 |  |  | 0 | 0% | 0% | 0 | 0 | 0 | 0 | 0 | 0 | 0 | 0 | 0 | 0 | 0 | 0 | 0 | 0 | 0 | 0 | 0 | 0 |  |  | 0 | 0 | 0 | 0 | 0 | 0 | 0 | 0 | 0 | 0 | 0 | 0 | 0 | 0 | 0 | 0 | 0 | 0 | 0 | 0 | 0 | 0 | 0 | 0 | 0 | 0 | 0 | 0 | 0 | 0 | 0 | 0 | 0 | 0
415 |  | 1 |  |  |  |  | 0 |  |  |  | 0 | 0 |  |  |  | #N/A | #N/A |  | 0 | [12 empty] | 0% | 0% | 0 | 0 | 0 | 0 | 0 | 0 | 0 | 0 |  |  | 0 | 0% | 0% | 0 | 0 | 0 | 0 | 0 | 0 | 0 | 0 | 0 | 0 | 0 | 0 | 0 | 0 | 0 | 0 | 0 | 0 |  |  | 0 | 0 | 0 | 0 | 0 | 0 | 0 | 0 | 0 | 0 | 0 | 0 | 0 | 0 | 0 | 0 | 0 | 0 | 0 | 0 | 0 | 0 | 0 | 0 | 0 | 0 | 0 | 0 | 0 | 0 | 0 | 0 | 0 | 0
416 |  | 1 |  |  |  |  | 0 |  |  |  | 0 | 0 |  |  |  | #N/A | #N/A |  | 0 | [12 empty] | 0% | 0% | 0 | 0 | 0 | 0 | 0 | 0 | 0 | 0 |  |  | 0 | 0% | 0% | 0 | 0 | 0 | 0 | 0 | 0 | 0 | 0 | 0 | 0 | 0 | 0 | 0 | 0 | 0 | 0 | 0 | 0 |  |  | 0 | 0 | 0 | 0 | 0 | 0 | 0 | 0 | 0 | 0 | 0 | 0 | 0 | 0 | 0 | 0 | 0 | 0 | 0 | 0 | 0 | 0 | 0 | 0 | 0 | 0 | 0 | 0 | 0 | 0 | 0 | 0 | 0 | 0
417 |  | 1 |  |  |  |  | 0 |  |  |  | 0 | 0 |  |  |  | #N/A | #N/A |  | 0 | [12 empty] | 0% | 0% | 0 | 0 | 0 | 0 | 0 | 0 | 0 | 0 |  |  | 0 | 0% | 0% | 0 | 0 | 0 | 0 | 0 | 0 | 0 | 0 | 0 | 0 | 0 | 0 | 0 | 0 | 0 | 0 | 0 | 0 |  |  | 0 | 0 | 0 | 0 | 0 | 0 | 0 | 0 | 0 | 0 | 0 | 0 | 0 | 0 | 0 | 0 | 0 | 0 | 0 | 0 | 0 | 0 | 0 | 0 | 0 | 0 | 0 | 0 | 0 | 0 | 0 | 0 | 0 | 0
418 |  | 1 |  |  |  |  | 0 |  |  |  | 0 | 0 |  |  |  | #N/A | #N/A |  | 0 | [12 empty] | 0% | 0% | 0 | 0 | 0 | 0 | 0 | 0 | 0 | 0 |  |  | 0 | 0% | 0% | 0 | 0 | 0 | 0 | 0 | 0 | 0 | 0 | 0 | 0 | 0 | 0 | 0 | 0 | 0 | 0 | 0 | 0 |  |  | 0 | 0 | 0 | 0 | 0 | 0 | 0 | 0 | 0 | 0 | 0 | 0 | 0 | 0 | 0 | 0 | 0 | 0 | 0 | 0 | 0 | 0 | 0 | 0 | 0 | 0 | 0 | 0 | 0 | 0 | 0 | 0 | 0 | 0
419 |  | 1 |  |  |  |  | 0 |  |  |  | 0 | 0 |  |  |  | #N/A | #N/A |  | 0 | [12 empty] | 0% | 0% | 0 | 0 | 0 | 0 | 0 | 0 | 0 | 0 |  |  | 0 | 0% | 0% | 0 | 0 | 0 | 0 | 0 | 0 | 0 | 0 | 0 | 0 | 0 | 0 | 0 | 0 | 0 | 0 | 0 | 0 |  |  | 0 | 0 | 0 | 0 | 0 | 0 | 0 | 0 | 0 | 0 | 0 | 0 | 0 | 0 | 0 | 0 | 0 | 0 | 0 | 0 | 0 | 0 | 0 | 0 | 0 | 0 | 0 | 0 | 0 | 0 | 0 | 0 | 0 | 0
420 |  | 1 |  |  |  |  | 0 |  |  |  | 0 | 0 |  |  |  | #N/A | #N/A |  | 0 | [12 empty] | 0% | 0% | 0 | 0 | 0 | 0 | 0 | 0 | 0 | 0 |  |  | 0 | 0% | 0% | 0 | 0 | 0 | 0 | 0 | 0 | 0 | 0 | 0 | 0 | 0 | 0 | 0 | 0 | 0 | 0 | 0 | 0 |  |  | 0 | 0 | 0 | 0 | 0 | 0 | 0 | 0 | 0 | 0 | 0 | 0 | 0 | 0 | 0 | 0 | 0 | 0 | 0 | 0 | 0 | 0 | 0 | 0 | 0 | 0 | 0 | 0 | 0 | 0 | 0 | 0 | 0 | 0
421 |  | 1 |  |  |  |  | 0 |  |  |  | 0 | 0 |  |  |  | #N/A | #N/A |  | 0 | [12 empty] | 0% | 0% | 0 | 0 | 0 | 0 | 0 | 0 | 0 | 0 |  |  | 0 | 0% | 0% | 0 | 0 | 0 | 0 | 0 | 0 | 0 | 0 | 0 | 0 | 0 | 0 | 0 | 0 | 0 | 0 | 0 | 0 |  |  | 0 | 0 | 0 | 0 | 0 | 0 | 0 | 0 | 0 | 0 | 0 | 0 | 0 | 0 | 0 | 0 | 0 | 0 | 0 | 0 | 0 | 0 | 0 | 0 | 0 | 0 | 0 | 0 | 0 | 0 | 0 | 0 | 0 | 0
422 |  | 1 |  |  |  |  | 0 |  |  |  | 0 | 0 |  |  |  | #N/A | #N/A |  | 0 | [12 empty] | 0% | 0% | 0 | 0 | 0 | 0 | 0 | 0 | 0 | 0 |  |  | 0 | 0% | 0% | 0 | 0 | 0 | 0 | 0 | 0 | 0 | 0 | 0 | 0 | 0 | 0 | 0 | 0 | 0 | 0 | 0 | 0 |  |  | 0 | 0 | 0 | 0 | 0 | 0 | 0 | 0 | 0 | 0 | 0 | 0 | 0 | 0 | 0 | 0 | 0 | 0 | 0 | 0 | 0 | 0 | 0 | 0 | 0 | 0 | 0 | 0 | 0 | 0 | 0 | 0 | 0 | 0
423 |  | 1 |  |  |  |  | 0 |  |  |  | 0 | 0 |  |  |  | #N/A | #N/A |  | 0 | [12 empty] | 0% | 0% | 0 | 0 | 0 | 0 | 0 | 0 | 0 | 0 |  |  | 0 | 0% | 0% | 0 | 0 | 0 | 0 | 0 | 0 | 0 | 0 | 0 | 0 | 0 | 0 | 0 | 0 | 0 | 0 | 0 | 0 |  |  | 0 | 0 | 0 | 0 | 0 | 0 | 0 | 0 | 0 | 0 | 0 | 0 | 0 | 0 | 0 | 0 | 0 | 0 | 0 | 0 | 0 | 0 | 0 | 0 | 0 | 0 | 0 | 0 | 0 | 0 | 0 | 0 | 0 | 0
424 |  | 1 |  |  |  |  | 0 |  |  |  | 0 | 0 |  |  |  | #N/A | #N/A |  | 0 | [12 empty] | 0% | 0% | 0 | 0 | 0 | 0 | 0 | 0 | 0 | 0 |  |  | 0 | 0% | 0% | 0 | 0 | 0 | 0 | 0 | 0 | 0 | 0 | 0 | 0 | 0 | 0 | 0 | 0 | 0 | 0 | 0 | 0 |  |  | 0 | 0 | 0 | 0 | 0 | 0 | 0 | 0 | 0 | 0 | 0 | 0 | 0 | 0 | 0 | 0 | 0 | 0 | 0 | 0 | 0 | 0 | 0 | 0 | 0 | 0 | 0 | 0 | 0 | 0 | 0 | 0 | 0 | 0
425 |  | 1 |  |  |  |  | 0 |  |  |  | 0 | 0 |  |  |  | #N/A | #N/A |  | 0 | [12 empty] | 0% | 0% | 0 | 0 | 0 | 0 | 0 | 0 | 0 | 0 |  |  | 0 | 0% | 0% | 0 | 0 | 0 | 0 | 0 | 0 | 0 | 0 | 0 | 0 | 0 | 0 | 0 | 0 | 0 | 0 | 0 | 0 |  |  | 0 | 0 | 0 | 0 | 0 | 0 | 0 | 0 | 0 | 0 | 0 | 0 | 0 | 0 | 0 | 0 | 0 | 0 | 0 | 0 | 0 | 0 | 0 | 0 | 0 | 0 | 0 | 0 | 0 | 0 | 0 | 0 | 0 | 0
426 |  | 1 |  |  |  |  | 0 |  |  |  | 0 | 0 |  |  |  | #N/A | #N/A |  | 0 | [12 empty] | 0% | 0% | 0 | 0 | 0 | 0 | 0 | 0 | 0 | 0 |  |  | 0 | 0% | 0% | 0 | 0 | 0 | 0 | 0 | 0 | 0 | 0 | 0 | 0 | 0 | 0 | 0 | 0 | 0 | 0 | 0 | 0 |  |  | 0 | 0 | 0 | 0 | 0 | 0 | 0 | 0 | 0 | 0 | 0 | 0 | 0 | 0 | 0 | 0 | 0 | 0 | 0 | 0 | 0 | 0 | 0 | 0 | 0 | 0 | 0 | 0 | 0 | 0 | 0 | 0 | 0 | 0
427 |  | 1 |  |  |  |  | 0 |  |  |  | 0 | 0 |  |  |  | #N/A | #N/A |  | 0 | [12 empty] | 0% | 0% | 0 | 0 | 0 | 0 | 0 | 0 | 0 | 0 |  |  | 0 | 0% | 0% | 0 | 0 | 0 | 0 | 0 | 0 | 0 | 0 | 0 | 0 | 0 | 0 | 0 | 0 | 0 | 0 | 0 | 0 |  |  | 0 | 0 | 0 | 0 | 0 | 0 | 0 | 0 | 0 | 0 | 0 | 0 | 0 | 0 | 0 | 0 | 0 | 0 | 0 | 0 | 0 | 0 | 0 | 0 | 0 | 0 | 0 | 0 | 0 | 0 | 0 | 0 | 0 | 0
428 |  | 1 |  |  |  |  | 0 |  |  |  | 0 | 0 |  |  |  | #N/A | #N/A |  | 0 | [12 empty] | 0% | 0% | 0 | 0 | 0 | 0 | 0 | 0 | 0 | 0 |  |  | 0 | 0% | 0% | 0 | 0 | 0 | 0 | 0 | 0 | 0 | 0 | 0 | 0 | 0 | 0 | 0 | 0 | 0 | 0 | 0 | 0 |  |  | 0 | 0 | 0 | 0 | 0 | 0 | 0 | 0 | 0 | 0 | 0 | 0 | 0 | 0 | 0 | 0 | 0 | 0 | 0 | 0 | 0 | 0 | 0 | 0 | 0 | 0 | 0 | 0 | 0 | 0 | 0 | 0 | 0 | 0
429 |  | 1 |  |  |  |  | 0 |  |  |  | 0 | 0 |  |  |  | #N/A | #N/A |  | 0 | [12 empty] | 0% | 0% | 0 | 0 | 0 | 0 | 0 | 0 | 0 | 0 |  |  | 0 | 0% | 0% | 0 | 0 | 0 | 0 | 0 | 0 | 0 | 0 | 0 | 0 | 0 | 0 | 0 | 0 | 0 | 0 | 0 | 0 |  |  | 0 | 0 | 0 | 0 | 0 | 0 | 0 | 0 | 0 | 0 | 0 | 0 | 0 | 0 | 0 | 0 | 0 | 0 | 0 | 0 | 0 | 0 | 0 | 0 | 0 | 0 | 0 | 0 | 0 | 0 | 0 | 0 | 0 | 0
430 |  | 1 |  |  |  |  | 0 |  |  |  | 0 | 0 |  |  |  | #N/A | #N/A |  | 0 | [12 empty] | 0% | 0% | 0 | 0 | 0 | 0 | 0 | 0 | 0 | 0 |  |  | 0 | 0% | 0% | 0 | 0 | 0 | 0 | 0 | 0 | 0 | 0 | 0 | 0 | 0 | 0 | 0 | 0 | 0 | 0 | 0 | 0 |  |  | 0 | 0 | 0 | 0 | 0 | 0 | 0 | 0 | 0 | 0 | 0 | 0 | 0 | 0 | 0 | 0 | 0 | 0 | 0 | 0 | 0 | 0 | 0 | 0 | 0 | 0 | 0 | 0 | 0 | 0 | 0 | 0 | 0 | 0
431 |  | 1 |  |  |  |  | 0 |  |  |  | 0 | 0 |  |  |  | #N/A | #N/A |  | 0 | [12 empty] | 0% | 0% | 0 | 0 | 0 | 0 | 0 | 0 | 0 | 0 |  |  | 0 | 0% | 0% | 0 | 0 | 0 | 0 | 0 | 0 | 0 | 0 | 0 | 0 | 0 | 0 | 0 | 0 | 0 | 0 | 0 | 0 |  |  | 0 | 0 | 0 | 0 | 0 | 0 | 0 | 0 | 0 | 0 | 0 | 0 | 0 | 0 | 0 | 0 | 0 | 0 | 0 | 0 | 0 | 0 | 0 | 0 | 0 | 0 | 0 | 0 | 0 | 0 | 0 | 0 | 0 | 0
432 |  | 1 |  |  |  |  | 0 |  |  |  | 0 | 0 |  |  |  | #N/A | #N/A |  | 0 | [12 empty] | 0% | 0% | 0 | 0 | 0 | 0 | 0 | 0 | 0 | 0 |  |  | 0 | 0% | 0% | 0 | 0 | 0 | 0 | 0 | 0 | 0 | 0 | 0 | 0 | 0 | 0 | 0 | 0 | 0 | 0 | 0 | 0 |  |  | 0 | 0 | 0 | 0 | 0 | 0 | 0 | 0 | 0 | 0 | 0 | 0 | 0 | 0 | 0 | 0 | 0 | 0 | 0 | 0 | 0 | 0 | 0 | 0 | 0 | 0 | 0 | 0 | 0 | 0 | 0 | 0 | 0 | 0
433 |  | 1 |  |  |  |  | 0 |  |  |  | 0 | 0 |  |  |  | #N/A | #N/A |  | 0 | [12 empty] | 0% | 0% | 0 | 0 | 0 | 0 | 0 | 0 | 0 | 0 |  |  | 0 | 0% | 0% | 0 | 0 | 0 | 0 | 0 | 0 | 0 | 0 | 0 | 0 | 0 | 0 | 0 | 0 | 0 | 0 | 0 | 0 |  |  | 0 | 0 | 0 | 0 | 0 | 0 | 0 | 0 | 0 | 0 | 0 | 0 | 0 | 0 | 0 | 0 | 0 | 0 | 0 | 0 | 0 | 0 | 0 | 0 | 0 | 0 | 0 | 0 | 0 | 0 | 0 | 0 | 0 | 0
434 |  | 1 |  |  |  |  | 0 |  |  |  | 0 | 0 |  |  |  | #N/A | #N/A |  | 0 | [12 empty] | 0% | 0% | 0 | 0 | 0 | 0 | 0 | 0 | 0 | 0 |  |  | 0 | 0% | 0% | 0 | 0 | 0 | 0 | 0 | 0 | 0 | 0 | 0 | 0 | 0 | 0 | 0 | 0 | 0 | 0 | 0 | 0 |  |  | 0 | 0 | 0 | 0 | 0 | 0 | 0 | 0 | 0 | 0 | 0 | 0 | 0 | 0 | 0 | 0 | 0 | 0 | 0 | 0 | 0 | 0 | 0 | 0 | 0 | 0 | 0 | 0 | 0 | 0 | 0 | 0 | 0 | 0
435 |  | 1 |  |  |  |  | 0 |  |  |  | 0 | 0 |  |  |  | #N/A | #N/A |  | 0 | [12 empty] | 0% | 0% | 0 | 0 | 0 | 0 | 0 | 0 | 0 | 0 |  |  | 0 | 0% | 0% | 0 | 0 | 0 | 0 | 0 | 0 | 0 | 0 | 0 | 0 | 0 | 0 | 0 | 0 | 0 | 0 | 0 | 0 |  |  | 0 | 0 | 0 | 0 | 0 | 0 | 0 | 0 | 0 | 0 | 0 | 0 | 0 | 0 | 0 | 0 | 0 | 0 | 0 | 0 | 0 | 0 | 0 | 0 | 0 | 0 | 0 | 0 | 0 | 0 | 0 | 0 | 0 | 0
436 |  | 1 |  |  |  |  | 0 |  |  |  | 0 | 0 |  |  |  | #N/A | #N/A |  | 0 | [12 empty] | 0% | 0% | 0 | 0 | 0 | 0 | 0 | 0 | 0 | 0 |  |  | 0 | 0% | 0% | 0 | 0 | 0 | 0 | 0 | 0 | 0 | 0 | 0 | 0 | 0 | 0 | 0 | 0 | 0 | 0 | 0 | 0 |  |  | 0 | 0 | 0 | 0 | 0 | 0 | 0 | 0 | 0 | 0 | 0 | 0 | 0 | 0 | 0 | 0 | 0 | 0 | 0 | 0 | 0 | 0 | 0 | 0 | 0 | 0 | 0 | 0 | 0 | 0 | 0 | 0 | 0 | 0
437 |  | 1 |  |  |  |  | 0 |  |  |  | 0 | 0 |  |  |  | #N/A | #N/A |  | 0 | [12 empty] | 0% | 0% | 0 | 0 | 0 | 0 | 0 | 0 | 0 | 0 |  |  | 0 | 0% | 0% | 0 | 0 | 0 | 0 | 0 | 0 | 0 | 0 | 0 | 0 | 0 | 0 | 0 | 0 | 0 | 0 | 0 | 0 |  |  | 0 | 0 | 0 | 0 | 0 | 0 | 0 | 0 | 0 | 0 | 0 | 0 | 0 | 0 | 0 | 0 | 0 | 0 | 0 | 0 | 0 | 0 | 0 | 0 | 0 | 0 | 0 | 0 | 0 | 0 | 0 | 0 | 0 | 0
438 |  | 1 |  |  |  |  | 0 |  |  |  | 0 | 0 |  |  |  | #N/A | #N/A |  | 0 | [12 empty] | 0% | 0% | 0 | 0 | 0 | 0 | 0 | 0 | 0 | 0 |  |  | 0 | 0% | 0% | 0 | 0 | 0 | 0 | 0 | 0 | 0 | 0 | 0 | 0 | 0 | 0 | 0 | 0 | 0 | 0 | 0 | 0 |  |  | 0 | 0 | 0 | 0 | 0 | 0 | 0 | 0 | 0 | 0 | 0 | 0 | 0 | 0 | 0 | 0 | 0 | 0 | 0 | 0 | 0 | 0 | 0 | 0 | 0 | 0 | 0 | 0 | 0 | 0 | 0 | 0 | 0 | 0
439 |  | 1 |  |  |  |  | 0 |  |  |  | 0 | 0 |  |  |  | #N/A | #N/A |  | 0 | [12 empty] | 0% | 0% | 0 | 0 | 0 | 0 | 0 | 0 | 0 | 0 |  |  | 0 | 0% | 0% | 0 | 0 | 0 | 0 | 0 | 0 | 0 | 0 | 0 | 0 | 0 | 0 | 0 | 0 | 0 | 0 | 0 | 0 |  |  | 0 | 0 | 0 | 0 | 0 | 0 | 0 | 0 | 0 | 0 | 0 | 0 | 0 | 0 | 0 | 0 | 0 | 0 | 0 | 0 | 0 | 0 | 0 | 0 | 0 | 0 | 0 | 0 | 0 | 0 | 0 | 0 | 0 | 0
440 |  | 1 |  |  |  |  | 0 |  |  |  | 0 | 0 |  |  |  | #N/A | #N/A |  | 0 | [12 empty] | 0% | 0% | 0 | 0 | 0 | 0 | 0 | 0 | 0 | 0 |  |  | 0 | 0% | 0% | 0 | 0 | 0 | 0 | 0 | 0 | 0 | 0 | 0 | 0 | 0 | 0 | 0 | 0 | 0 | 0 | 0 | 0 |  |  | 0 | 0 | 0 | 0 | 0 | 0 | 0 | 0 | 0 | 0 | 0 | 0 | 0 | 0 | 0 | 0 | 0 | 0 | 0 | 0 | 0 | 0 | 0 | 0 | 0 | 0 | 0 | 0 | 0 | 0 | 0 | 0 | 0 | 0
441 |  | 1 |  |  |  |  | 0 |  |  |  | 0 | 0 |  |  |  | #N/A | #N/A |  | 0 | [12 empty] | 0% | 0% | 0 | 0 | 0 | 0 | 0 | 0 | 0 | 0 |  |  | 0 | 0% | 0% | 0 | 0 | 0 | 0 | 0 | 0 | 0 | 0 | 0 | 0 | 0 | 0 | 0 | 0 | 0 | 0 | 0 | 0 |  |  | 0 | 0 | 0 | 0 | 0 | 0 | 0 | 0 | 0 | 0 | 0 | 0 | 0 | 0 | 0 | 0 | 0 | 0 | 0 | 0 | 0 | 0 | 0 | 0 | 0 | 0 | 0 | 0 | 0 | 0 | 0 | 0 | 0 | 0
442 |  | 1 |  |  |  |  | 0 |  |  |  | 0 | 0 |  |  |  | #N/A | #N/A |  | 0 | [12 empty] | 0% | 0% | 0 | 0 | 0 | 0 | 0 | 0 | 0 | 0 |  |  | 0 | 0% | 0% | 0 | 0 | 0 | 0 | 0 | 0 | 0 | 0 | 0 | 0 | 0 | 0 | 0 | 0 | 0 | 0 | 0 | 0 |  |  | 0 | 0 | 0 | 0 | 0 | 0 | 0 | 0 | 0 | 0 | 0 | 0 | 0 | 0 | 0 | 0 | 0 | 0 | 0 | 0 | 0 | 0 | 0 | 0 | 0 | 0 | 0 | 0 | 0 | 0 | 0 | 0 | 0 | 0
443 |  | 1 |  |  |  |  | 0 |  |  |  | 0 | 0 |  |  |  | #N/A | #N/A |  | 0 | [12 empty] | 0% | 0% | 0 | 0 | 0 | 0 | 0 | 0 | 0 | 0 |  |  | 0 | 0% | 0% | 0 | 0 | 0 | 0 | 0 | 0 | 0 | 0 | 0 | 0 | 0 | 0 | 0 | 0 | 0 | 0 | 0 | 0 |  |  | 0 | 0 | 0 | 0 | 0 | 0 | 0 | 0 | 0 | 0 | 0 | 0 | 0 | 0 | 0 | 0 | 0 | 0 | 0 | 0 | 0 | 0 | 0 | 0 | 0 | 0 | 0 | 0 | 0 | 0 | 0 | 0 | 0 | 0
444 |  | 1 |  |  |  |  | 0 |  |  |  | 0 | 0 |  |  |  | #N/A | #N/A |  | 0 | [12 empty] | 0% | 0% | 0 | 0 | 0 | 0 | 0 | 0 | 0 | 0 |  |  | 0 | 0% | 0% | 0 | 0 | 0 | 0 | 0 | 0 | 0 | 0 | 0 | 0 | 0 | 0 | 0 | 0 | 0 | 0 | 0 | 0 |  |  | 0 | 0 | 0 | 0 | 0 | 0 | 0 | 0 | 0 | 0 | 0 | 0 | 0 | 0 | 0 | 0 | 0 | 0 | 0 | 0 | 0 | 0 | 0 | 0 | 0 | 0 | 0 | 0 | 0 | 0 | 0 | 0 | 0 | 0
445 |  | 1 |  |  |  |  | 0 |  |  |  | 0 | 0 |  |  |  | #N/A | #N/A |  | 0 | [12 empty] | 0% | 0% | 0 | 0 | 0 | 0 | 0 | 0 | 0 | 0 |  |  | 0 | 0% | 0% | 0 | 0 | 0 | 0 | 0 | 0 | 0 | 0 | 0 | 0 | 0 | 0 | 0 | 0 | 0 | 0 | 0 | 0 |  |  | 0 | 0 | 0 | 0 | 0 | 0 | 0 | 0 | 0 | 0 | 0 | 0 | 0 | 0 | 0 | 0 | 0 | 0 | 0 | 0 | 0 | 0 | 0 | 0 | 0 | 0 | 0 | 0 | 0 | 0 | 0 | 0 | 0 | 0
446 |  | 1 |  |  |  |  | 0 |  |  |  | 0 | 0 |  |  |  | #N/A | #N/A |  | 0 | [12 empty] | 0% | 0% | 0 | 0 | 0 | 0 | 0 | 0 | 0 | 0 |  |  | 0 | 0% | 0% | 0 | 0 | 0 | 0 | 0 | 0 | 0 | 0 | 0 | 0 | 0 | 0 | 0 | 0 | 0 | 0 | 0 | 0 |  |  | 0 | 0 | 0 | 0 | 0 | 0 | 0 | 0 | 0 | 0 | 0 | 0 | 0 | 0 | 0 | 0 | 0 | 0 | 0 | 0 | 0 | 0 | 0 | 0 | 0 | 0 | 0 | 0 | 0 | 0 | 0 | 0 | 0 | 0
447 |  | 1 |  |  |  |  | 0 |  |  |  | 0 | 0 |  |  |  | #N/A | #N/A |  | 0 | [12 empty] | 0% | 0% | 0 | 0 | 0 | 0 | 0 | 0 | 0 | 0 |  |  | 0 | 0% | 0% | 0 | 0 | 0 | 0 | 0 | 0 | 0 | 0 | 0 | 0 | 0 | 0 | 0 | 0 | 0 | 0 | 0 | 0 |  |  | 0 | 0 | 0 | 0 | 0 | 0 | 0 | 0 | 0 | 0 | 0 | 0 | 0 | 0 | 0 | 0 | 0 | 0 | 0 | 0 | 0 | 0 | 0 | 0 | 0 | 0 | 0 | 0 | 0 | 0 | 0 | 0 | 0 | 0
448 |  | 1 |  |  |  |  | 0 |  |  |  | 0 | 0 |  |  |  | #N/A | #N/A |  | 0 | [12 empty] | 0% | 0% | 0 | 0 | 0 | 0 | 0 | 0 | 0 | 0 |  |  | 0 | 0% | 0% | 0 | 0 | 0 | 0 | 0 | 0 | 0 | 0 | 0 | 0 | 0 | 0 | 0 | 0 | 0 | 0 | 0 | 0 |  |  | 0 | 0 | 0 | 0 | 0 | 0 | 0 | 0 | 0 | 0 | 0 | 0 | 0 | 0 | 0 | 0 | 0 | 0 | 0 | 0 | 0 | 0 | 0 | 0 | 0 | 0 | 0 | 0 | 0 | 0 | 0 | 0 | 0 | 0
449 |  | 1 |  |  |  |  | 0 |  |  |  | 0 | 0 |  |  |  | #N/A | #N/A |  | 0 | [12 empty] | 0% | 0% | 0 | 0 | 0 | 0 | 0 | 0 | 0 | 0 |  |  | 0 | 0% | 0% | 0 | 0 | 0 | 0 | 0 | 0 | 0 | 0 | 0 | 0 | 0 | 0 | 0 | 0 | 0 | 0 | 0 | 0 |  |  | 0 | 0 | 0 | 0 | 0 | 0 | 0 | 0 | 0 | 0 | 0 | 0 | 0 | 0 | 0 | 0 | 0 | 0 | 0 | 0 | 0 | 0 | 0 | 0 | 0 | 0 | 0 | 0 | 0 | 0 | 0 | 0 | 0 | 0
450 |  | 1 |  |  |  |  | 0 |  |  |  | 0 | 0 |  |  |  | #N/A | #N/A |  | 0 | [12 empty] | 0% | 0% | 0 | 0 | 0 | 0 | 0 | 0 | 0 | 0 |  |  | 0 | 0% | 0% | 0 | 0 | 0 | 0 | 0 | 0 | 0 | 0 | 0 | 0 | 0 | 0 | 0 | 0 | 0 | 0 | 0 | 0 |  |  | 0 | 0 | 0 | 0 | 0 | 0 | 0 | 0 | 0 | 0 | 0 | 0 | 0 | 0 | 0 | 0 | 0 | 0 | 0 | 0 | 0 | 0 | 0 | 0 | 0 | 0 | 0 | 0 | 0 | 0 | 0 | 0 | 0 | 0
451 |  | 1 |  |  |  |  | 0 |  |  |  | 0 | 0 |  |  |  | #N/A | #N/A |  | 0 | [12 empty] | 0% | 0% | 0 | 0 | 0 | 0 | 0 | 0 | 0 | 0 |  |  | 0 | 0% | 0% | 0 | 0 | 0 | 0 | 0 | 0 | 0 | 0 | 0 | 0 | 0 | 0 | 0 | 0 | 0 | 0 | 0 | 0 |  |  | 0 | 0 | 0 | 0 | 0 | 0 | 0 | 0 | 0 | 0 | 0 | 0 | 0 | 0 | 0 | 0 | 0 | 0 | 0 | 0 | 0 | 0 | 0 | 0 | 0 | 0 | 0 | 0 | 0 | 0 | 0 | 0 | 0 | 0
452 |  | 1 |  |  |  |  | 0 |  |  |  | 0 | 0 |  |  |  | #N/A | #N/A |  | 0 | [12 empty] | 0% | 0% | 0 | 0 | 0 | 0 | 0 | 0 | 0 | 0 |  |  | 0 | 0% | 0% | 0 | 0 | 0 | 0 | 0 | 0 | 0 | 0 | 0 | 0 | 0 | 0 | 0 | 0 | 0 | 0 | 0 | 0 |  |  | 0 | 0 | 0 | 0 | 0 | 0 | 0 | 0 | 0 | 0 | 0 | 0 | 0 | 0 | 0 | 0 | 0 | 0 | 0 | 0 | 0 | 0 | 0 | 0 | 0 | 0 | 0 | 0 | 0 | 0 | 0 | 0 | 0 | 0
453 |  | 1 |  |  |  |  | 0 |  |  |  | 0 | 0 |  |  |  | #N/A | #N/A |  | 0 | [12 empty] | 0% | 0% | 0 | 0 | 0 | 0 | 0 | 0 | 0 | 0 |  |  | 0 | 0% | 0% | 0 | 0 | 0 | 0 | 0 | 0 | 0 | 0 | 0 | 0 | 0 | 0 | 0 | 0 | 0 | 0 | 0 | 0 |  |  | 0 | 0 | 0 | 0 | 0 | 0 | 0 | 0 | 0 | 0 | 0 | 0 | 0 | 0 | 0 | 0 | 0 | 0 | 0 | 0 | 0 | 0 | 0 | 0 | 0 | 0 | 0 | 0 | 0 | 0 | 0 | 0 | 0 | 0
454 |  | 1 |  |  |  |  | 0 |  |  |  | 0 | 0 |  |  |  | #N/A | #N/A |  | 0 | [12 empty] | 0% | 0% | 0 | 0 | 0 | 0 | 0 | 0 | 0 | 0 |  |  | 0 | 0% | 0% | 0 | 0 | 0 | 0 | 0 | 0 | 0 | 0 | 0 | 0 | 0 | 0 | 0 | 0 | 0 | 0 | 0 | 0 |  |  | 0 | 0 | 0 | 0 | 0 | 0 | 0 | 0 | 0 | 0 | 0 | 0 | 0 | 0 | 0 | 0 | 0 | 0 | 0 | 0 | 0 | 0 | 0 | 0 | 0 | 0 | 0 | 0 | 0 | 0 | 0 | 0 | 0 | 0
455 |  | 1 |  |  |  |  | 0 |  |  |  | 0 | 0 |  |  |  | #N/A | #N/A |  | 0 | [12 empty] | 0% | 0% | 0 | 0 | 0 | 0 | 0 | 0 | 0 | 0 |  |  | 0 | 0% | 0% | 0 | 0 | 0 | 0 | 0 | 0 | 0 | 0 | 0 | 0 | 0 | 0 | 0 | 0 | 0 | 0 | 0 | 0 |  |  | 0 | 0 | 0 | 0 | 0 | 0 | 0 | 0 | 0 | 0 | 0 | 0 | 0 | 0 | 0 | 0 | 0 | 0 | 0 | 0 | 0 | 0 | 0 | 0 | 0 | 0 | 0 | 0 | 0 | 0 | 0 | 0 | 0 | 0
456 |  | 1 |  |  |  |  | 0 |  |  |  | 0 | 0 |  |  |  | #N/A | #N/A |  | 0 | [12 empty] | 0% | 0% | 0 | 0 | 0 | 0 | 0 | 0 | 0 | 0 |  |  | 0 | 0% | 0% | 0 | 0 | 0 | 0 | 0 | 0 | 0 | 0 | 0 | 0 | 0 | 0 | 0 | 0 | 0 | 0 | 0 | 0 |  |  | 0 | 0 | 0 | 0 | 0 | 0 | 0 | 0 | 0 | 0 | 0 | 0 | 0 | 0 | 0 | 0 | 0 | 0 | 0 | 0 | 0 | 0 | 0 | 0 | 0 | 0 | 0 | 0 | 0 | 0 | 0 | 0 | 0 | 0
457 |  | 1 |  |  |  |  | 0 |  |  |  | 0 | 0 |  |  |  | #N/A | #N/A |  | 0 | [12 empty] | 0% | 0% | 0 | 0 | 0 | 0 | 0 | 0 | 0 | 0 |  |  | 0 | 0% | 0% | 0 | 0 | 0 | 0 | 0 | 0 | 0 | 0 | 0 | 0 | 0 | 0 | 0 | 0 | 0 | 0 | 0 | 0 |  |  | 0 | 0 | 0 | 0 | 0 | 0 | 0 | 0 | 0 | 0 | 0 | 0 | 0 | 0 | 0 | 0 | 0 | 0 | 0 | 0 | 0 | 0 | 0 | 0 | 0 | 0 | 0 | 0 | 0 | 0 | 0 | 0 | 0 | 0
458 |  | 1 |  |  |  |  | 0 |  |  |  | 0 | 0 |  |  |  | #N/A | #N/A |  | 0 | [12 empty] | 0% | 0% | 0 | 0 | 0 | 0 | 0 | 0 | 0 | 0 |  |  | 0 | 0% | 0% | 0 | 0 | 0 | 0 | 0 | 0 | 0 | 0 | 0 | 0 | 0 | 0 | 0 | 0 | 0 | 0 | 0 | 0 |  |  | 0 | 0 | 0 | 0 | 0 | 0 | 0 | 0 | 0 | 0 | 0 | 0 | 0 | 0 | 0 | 0 | 0 | 0 | 0 | 0 | 0 | 0 | 0 | 0 | 0 | 0 | 0 | 0 | 0 | 0 | 0 | 0 | 0 | 0
459 |  | 1 |  |  |  |  | 0 |  |  |  | 0 | 0 |  |  |  | #N/A | #N/A |  | 0 | [12 empty] | 0% | 0% | 0 | 0 | 0 | 0 | 0 | 0 | 0 | 0 |  |  | 0 | 0% | 0% | 0 | 0 | 0 | 0 | 0 | 0 | 0 | 0 | 0 | 0 | 0 | 0 | 0 | 0 | 0 | 0 | 0 | 0 |  |  | 0 | 0 | 0 | 0 | 0 | 0 | 0 | 0 | 0 | 0 | 0 | 0 | 0 | 0 | 0 | 0 | 0 | 0 | 0 | 0 | 0 | 0 | 0 | 0 | 0 | 0 | 0 | 0 | 0 | 0 | 0 | 0 | 0 | 0
460 |  | 1 |  |  |  |  | 0 |  |  |  | 0 | 0 |  |  |  | #N/A | #N/A |  | 0 | [12 empty] | 0% | 0% | 0 | 0 | 0 | 0 | 0 | 0 | 0 | 0 |  |  | 0 | 0% | 0% | 0 | 0 | 0 | 0 | 0 | 0 | 0 | 0 | 0 | 0 | 0 | 0 | 0 | 0 | 0 | 0 | 0 | 0 |  |  | 0 | 0 | 0 | 0 | 0 | 0 | 0 | 0 | 0 | 0 | 0 | 0 | 0 | 0 | 0 | 0 | 0 | 0 | 0 | 0 | 0 | 0 | 0 | 0 | 0 | 0 | 0 | 0 | 0 | 0 | 0 | 0 | 0 | 0
461 |  | 1 |  |  |  |  | 0 |  |  |  | 0 | 0 |  |  |  | #N/A | #N/A |  | 0 | [12 empty] | 0% | 0% | 0 | 0 | 0 | 0 | 0 | 0 | 0 | 0 |  |  | 0 | 0% | 0% | 0 | 0 | 0 | 0 | 0 | 0 | 0 | 0 | 0 | 0 | 0 | 0 | 0 | 0 | 0 | 0 | 0 | 0 |  |  | 0 | 0 | 0 | 0 | 0 | 0 | 0 | 0 | 0 | 0 | 0 | 0 | 0 | 0 | 0 | 0 | 0 | 0 | 0 | 0 | 0 | 0 | 0 | 0 | 0 | 0 | 0 | 0 | 0 | 0 | 0 | 0 | 0 | 0
462 |  | 1 |  |  |  |  | 0 |  |  |  | 0 | 0 |  |  |  | #N/A | #N/A |  | 0 | [12 empty] | 0% | 0% | 0 | 0 | 0 | 0 | 0 | 0 | 0 | 0 |  |  | 0 | 0% | 0% | 0 | 0 | 0 | 0 | 0 | 0 | 0 | 0 | 0 | 0 | 0 | 0 | 0 | 0 | 0 | 0 | 0 | 0 |  |  | 0 | 0 | 0 | 0 | 0 | 0 | 0 | 0 | 0 | 0 | 0 | 0 | 0 | 0 | 0 | 0 | 0 | 0 | 0 | 0 | 0 | 0 | 0 | 0 | 0 | 0 | 0 | 0 | 0 | 0 | 0 | 0 | 0 | 0
463 |  | 1 |  |  |  |  | 0 |  |  |  | 0 | 0 |  |  |  | #N/A | #N/A |  | 0 | [12 empty] | 0% | 0% | 0 | 0 | 0 | 0 | 0 | 0 | 0 | 0 |  |  | 0 | 0% | 0% | 0 | 0 | 0 | 0 | 0 | 0 | 0 | 0 | 0 | 0 | 0 | 0 | 0 | 0 | 0 | 0 | 0 | 0 |  |  | 0 | 0 | 0 | 0 | 0 | 0 | 0 | 0 | 0 | 0 | 0 | 0 | 0 | 0 | 0 | 0 | 0 | 0 | 0 | 0 | 0 | 0 | 0 | 0 | 0 | 0 | 0 | 0 | 0 | 0 | 0 | 0 | 0 | 0
464 |  | 1 |  |  |  |  | 0 |  |  |  | 0 | 0 |  |  |  | #N/A | #N/A |  | 0 | [12 empty] | 0% | 0% | 0 | 0 | 0 | 0 | 0 | 0 | 0 | 0 |  |  | 0 | 0% | 0% | 0 | 0 | 0 | 0 | 0 | 0 | 0 | 0 | 0 | 0 | 0 | 0 | 0 | 0 | 0 | 0 | 0 | 0 |  |  | 0 | 0 | 0 | 0 | 0 | 0 | 0 | 0 | 0 | 0 | 0 | 0 | 0 | 0 | 0 | 0 | 0 | 0 | 0 | 0 | 0 | 0 | 0 | 0 | 0 | 0 | 0 | 0 | 0 | 0 | 0 | 0 | 0 | 0
465 |  | 1 |  |  |  |  | 0 |  |  |  | 0 | 0 |  |  |  | #N/A | #N/A |  | 0 | [12 empty] | 0% | 0% | 0 | 0 | 0 | 0 | 0 | 0 | 0 | 0 |  |  | 0 | 0% | 0% | 0 | 0 | 0 | 0 | 0 | 0 | 0 | 0 | 0 | 0 | 0 | 0 | 0 | 0 | 0 | 0 | 0 | 0 |  |  | 0 | 0 | 0 | 0 | 0 | 0 | 0 | 0 | 0 | 0 | 0 | 0 | 0 | 0 | 0 | 0 | 0 | 0 | 0 | 0 | 0 | 0 | 0 | 0 | 0 | 0 | 0 | 0 | 0 | 0 | 0 | 0 | 0 | 0
466 |  | 1 |  |  |  |  | 0 |  |  |  | 0 | 0 |  |  |  | #N/A | #N/A |  | 0 | [12 empty] | 0% | 0% | 0 | 0 | 0 | 0 | 0 | 0 | 0 | 0 |  |  | 0 | 0% | 0% | 0 | 0 | 0 | 0 | 0 | 0 | 0 | 0 | 0 | 0 | 0 | 0 | 0 | 0 | 0 | 0 | 0 | 0 |  |  | 0 | 0 | 0 | 0 | 0 | 0 | 0 | 0 | 0 | 0 | 0 | 0 | 0 | 0 | 0 | 0 | 0 | 0 | 0 | 0 | 0 | 0 | 0 | 0 | 0 | 0 | 0 | 0 | 0 | 0 | 0 | 0 | 0 | 0
467 |  | 1 |  |  |  |  | 0 |  |  |  | 0 | 0 |  |  |  | #N/A | #N/A |  | 0 | [12 empty] | 0% | 0% | 0 | 0 | 0 | 0 | 0 | 0 | 0 | 0 |  |  | 0 | 0% | 0% | 0 | 0 | 0 | 0 | 0 | 0 | 0 | 0 | 0 | 0 | 0 | 0 | 0 | 0 | 0 | 0 | 0 | 0 |  |  | 0 | 0 | 0 | 0 | 0 | 0 | 0 | 0 | 0 | 0 | 0 | 0 | 0 | 0 | 0 | 0 | 0 | 0 | 0 | 0 | 0 | 0 | 0 | 0 | 0 | 0 | 0 | 0 | 0 | 0 | 0 | 0 | 0 | 0
468 |  | 1 |  |  |  |  | 0 |  |  |  | 0 | 0 |  |  |  | #N/A | #N/A |  | 0 | [12 empty] | 0% | 0% | 0 | 0 | 0 | 0 | 0 | 0 | 0 | 0 |  |  | 0 | 0% | 0% | 0 | 0 | 0 | 0 | 0 | 0 | 0 | 0 | 0 | 0 | 0 | 0 | 0 | 0 | 0 | 0 | 0 | 0 |  |  | 0 | 0 | 0 | 0 | 0 | 0 | 0 | 0 | 0 | 0 | 0 | 0 | 0 | 0 | 0 | 0 | 0 | 0 | 0 | 0 | 0 | 0 | 0 | 0 | 0 | 0 | 0 | 0 | 0 | 0 | 0 | 0 | 0 | 0
469 |  | 1 |  |  |  |  | 0 |  |  |  | 0 | 0 |  |  |  | #N/A | #N/A |  | 0 | [12 empty] | 0% | 0% | 0 | 0 | 0 | 0 | 0 | 0 | 0 | 0 |  |  | 0 | 0% | 0% | 0 | 0 | 0 | 0 | 0 | 0 | 0 | 0 | 0 | 0 | 0 | 0 | 0 | 0 | 0 | 0 | 0 | 0 |  |  | 0 | 0 | 0 | 0 | 0 | 0 | 0 | 0 | 0 | 0 | 0 | 0 | 0 | 0 | 0 | 0 | 0 | 0 | 0 | 0 | 0 | 0 | 0 | 0 | 0 | 0 | 0 | 0 | 0 | 0 | 0 | 0 | 0 | 0
470 |  | 1 |  |  |  |  | 0 |  |  |  | 0 | 0 |  |  |  | #N/A | #N/A |  | 0 | [12 empty] | 0% | 0% | 0 | 0 | 0 | 0 | 0 | 0 | 0 | 0 |  |  | 0 | 0% | 0% | 0 | 0 | 0 | 0 | 0 | 0 | 0 | 0 | 0 | 0 | 0 | 0 | 0 | 0 | 0 | 0 | 0 | 0 |  |  | 0 | 0 | 0 | 0 | 0 | 0 | 0 | 0 | 0 | 0 | 0 | 0 | 0 | 0 | 0 | 0 | 0 | 0 | 0 | 0 | 0 | 0 | 0 | 0 | 0 | 0 | 0 | 0 | 0 | 0 | 0 | 0 | 0 | 0
471 |  | 1 |  |  |  |  | 0 |  |  |  | 0 | 0 |  |  |  | #N/A | #N/A |  | 0 | [12 empty] | 0% | 0% | 0 | 0 | 0 | 0 | 0 | 0 | 0 | 0 |  |  | 0 | 0% | 0% | 0 | 0 | 0 | 0 | 0 | 0 | 0 | 0 | 0 | 0 | 0 | 0 | 0 | 0 | 0 | 0 | 0 | 0 |  |  | 0 | 0 | 0 | 0 | 0 | 0 | 0 | 0 | 0 | 0 | 0 | 0 | 0 | 0 | 0 | 0 | 0 | 0 | 0 | 0 | 0 | 0 | 0 | 0 | 0 | 0 | 0 | 0 | 0 | 0 | 0 | 0 | 0 | 0
472 |  | 1 |  |  |  |  | 0 |  |  |  | 0 | 0 |  |  |  | #N/A | #N/A |  | 0 | [12 empty] | 0% | 0% | 0 | 0 | 0 | 0 | 0 | 0 | 0 | 0 |  |  | 0 | 0% | 0% | 0 | 0 | 0 | 0 | 0 | 0 | 0 | 0 | 0 | 0 | 0 | 0 | 0 | 0 | 0 | 0 | 0 | 0 |  |  | 0 | 0 | 0 | 0 | 0 | 0 | 0 | 0 | 0 | 0 | 0 | 0 | 0 | 0 | 0 | 0 | 0 | 0 | 0 | 0 | 0 | 0 | 0 | 0 | 0 | 0 | 0 | 0 | 0 | 0 | 0 | 0 | 0 | 0
473 |  | 1 |  |  |  |  | 0 |  |  |  | 0 | 0 |  |  |  | #N/A | #N/A |  | 0 | [12 empty] | 0% | 0% | 0 | 0 | 0 | 0 | 0 | 0 | 0 | 0 |  |  | 0 | 0% | 0% | 0 | 0 | 0 | 0 | 0 | 0 | 0 | 0 | 0 | 0 | 0 | 0 | 0 | 0 | 0 | 0 | 0 | 0 |  |  | 0 | 0 | 0 | 0 | 0 | 0 | 0 | 0 | 0 | 0 | 0 | 0 | 0 | 0 | 0 | 0 | 0 | 0 | 0 | 0 | 0 | 0 | 0 | 0 | 0 | 0 | 0 | 0 | 0 | 0 | 0 | 0 | 0 | 0
474 |  | 1 |  |  |  |  | 0 |  |  |  | 0 | 0 |  |  |  | #N/A | #N/A |  | 0 | [12 empty] | 0% | 0% | 0 | 0 | 0 | 0 | 0 | 0 | 0 | 0 |  |  | 0 | 0% | 0% | 0 | 0 | 0 | 0 | 0 | 0 | 0 | 0 | 0 | 0 | 0 | 0 | 0 | 0 | 0 | 0 | 0 | 0 |  |  | 0 | 0 | 0 | 0 | 0 | 0 | 0 | 0 | 0 | 0 | 0 | 0 | 0 | 0 | 0 | 0 | 0 | 0 | 0 | 0 | 0 | 0 | 0 | 0 | 0 | 0 | 0 | 0 | 0 | 0 | 0 | 0 | 0 | 0
475 |  | 1 |  |  |  |  | 0 |  |  |  | 0 | 0 |  |  |  | #N/A | #N/A |  | 0 | [12 empty] | 0% | 0% | 0 | 0 | 0 | 0 | 0 | 0 | 0 | 0 |  |  | 0 | 0% | 0% | 0 | 0 | 0 | 0 | 0 | 0 | 0 | 0 | 0 | 0 | 0 | 0 | 0 | 0 | 0 | 0 | 0 | 0 |  |  | 0 | 0 | 0 | 0 | 0 | 0 | 0 | 0 | 0 | 0 | 0 | 0 | 0 | 0 | 0 | 0 | 0 | 0 | 0 | 0 | 0 | 0 | 0 | 0 | 0 | 0 | 0 | 0 | 0 | 0 | 0 | 0 | 0 | 0
476 |  | 1 |  |  |  |  | 0 |  |  |  | 0 | 0 |  |  |  | #N/A | #N/A |  | 0 | [12 empty] | 0% | 0% | 0 | 0 | 0 | 0 | 0 | 0 | 0 | 0 |  |  | 0 | 0% | 0% | 0 | 0 | 0 | 0 | 0 | 0 | 0 | 0 | 0 | 0 | 0 | 0 | 0 | 0 | 0 | 0 | 0 | 0 |  |  | 0 | 0 | 0 | 0 | 0 | 0 | 0 | 0 | 0 | 0 | 0 | 0 | 0 | 0 | 0 | 0 | 0 | 0 | 0 | 0 | 0 | 0 | 0 | 0 | 0 | 0 | 0 | 0 | 0 | 0 | 0 | 0 | 0 | 0
477 |  | 1 |  |  |  |  | 0 |  |  |  | 0 | 0 |  |  |  | #N/A | #N/A |  | 0 | [12 empty] | 0% | 0% | 0 | 0 | 0 | 0 | 0 | 0 | 0 | 0 |  |  | 0 | 0% | 0% | 0 | 0 | 0 | 0 | 0 | 0 | 0 | 0 | 0 | 0 | 0 | 0 | 0 | 0 | 0 | 0 | 0 | 0 |  |  | 0 | 0 | 0 | 0 | 0 | 0 | 0 | 0 | 0 | 0 | 0 | 0 | 0 | 0 | 0 | 0 | 0 | 0 | 0 | 0 | 0 | 0 | 0 | 0 | 0 | 0 | 0 | 0 | 0 | 0 | 0 | 0 | 0 | 0
478 |  | 1 |  |  |  |  | 0 |  |  |  | 0 | 0 |  |  |  | #N/A | #N/A |  | 0 | [12 empty] | 0% | 0% | 0 | 0 | 0 | 0 | 0 | 0 | 0 | 0 |  |  | 0 | 0% | 0% | 0 | 0 | 0 | 0 | 0 | 0 | 0 | 0 | 0 | 0 | 0 | 0 | 0 | 0 | 0 | 0 | 0 | 0 |  |  | 0 | 0 | 0 | 0 | 0 | 0 | 0 | 0 | 0 | 0 | 0 | 0 | 0 | 0 | 0 | 0 | 0 | 0 | 0 | 0 | 0 | 0 | 0 | 0 | 0 | 0 | 0 | 0 | 0 | 0 | 0 | 0 | 0 | 0
479 |  | 1 |  |  |  |  | 0 |  |  |  | 0 | 0 |  |  |  | #N/A | #N/A |  | 0 | [12 empty] | 0% | 0% | 0 | 0 | 0 | 0 | 0 | 0 | 0 | 0 |  |  | 0 | 0% | 0% | 0 | 0 | 0 | 0 | 0 | 0 | 0 | 0 | 0 | 0 | 0 | 0 | 0 | 0 | 0 | 0 | 0 | 0 |  |  | 0 | 0 | 0 | 0 | 0 | 0 | 0 | 0 | 0 | 0 | 0 | 0 | 0 | 0 | 0 | 0 | 0 | 0 | 0 | 0 | 0 | 0 | 0 | 0 | 0 | 0 | 0 | 0 | 0 | 0 | 0 | 0 | 0 | 0
480 |  | 1 |  |  |  |  | 0 |  |  |  | 0 | 0 |  |  |  | #N/A | #N/A |  | 0 | [12 empty] | 0% | 0% | 0 | 0 | 0 | 0 | 0 | 0 | 0 | 0 |  |  | 0 | 0% | 0% | 0 | 0 | 0 | 0 | 0 | 0 | 0 | 0 | 0 | 0 | 0 | 0 | 0 | 0 | 0 | 0 | 0 | 0 |  |  | 0 | 0 | 0 | 0 | 0 | 0 | 0 | 0 | 0 | 0 | 0 | 0 | 0 | 0 | 0 | 0 | 0 | 0 | 0 | 0 | 0 | 0 | 0 | 0 | 0 | 0 | 0 | 0 | 0 | 0 | 0 | 0 | 0 | 0
481 |  | 1 |  |  |  |  | 0 |  |  |  | 0 | 0 |  |  |  | #N/A | #N/A |  | 0 | [12 empty] | 0% | 0% | 0 | 0 | 0 | 0 | 0 | 0 | 0 | 0 |  |  | 0 | 0% | 0% | 0 | 0 | 0 | 0 | 0 | 0 | 0 | 0 | 0 | 0 | 0 | 0 | 0 | 0 | 0 | 0 | 0 | 0 |  |  | 0 | 0 | 0 | 0 | 0 | 0 | 0 | 0 | 0 | 0 | 0 | 0 | 0 | 0 | 0 | 0 | 0 | 0 | 0 | 0 | 0 | 0 | 0 | 0 | 0 | 0 | 0 | 0 | 0 | 0 | 0 | 0 | 0 | 0
482 |  | 1 |  |  |  |  | 0 |  |  |  | 0 | 0 |  |  |  | #N/A | #N/A |  | 0 | [12 empty] | 0% | 0% | 0 | 0 | 0 | 0 | 0 | 0 | 0 | 0 |  |  | 0 | 0% | 0% | 0 | 0 | 0 | 0 | 0 | 0 | 0 | 0 | 0 | 0 | 0 | 0 | 0 | 0 | 0 | 0 | 0 | 0 |  |  | 0 | 0 | 0 | 0 | 0 | 0 | 0 | 0 | 0 | 0 | 0 | 0 | 0 | 0 | 0 | 0 | 0 | 0 | 0 | 0 | 0 | 0 | 0 | 0 | 0 | 0 | 0 | 0 | 0 | 0 | 0 | 0 | 0 | 0
483 |  | 1 |  |  |  |  | 0 |  |  |  | 0 | 0 |  |  |  | #N/A | #N/A |  | 0 | [12 empty] | 0% | 0% | 0 | 0 | 0 | 0 | 0 | 0 | 0 | 0 |  |  | 0 | 0% | 0% | 0 | 0 | 0 | 0 | 0 | 0 | 0 | 0 | 0 | 0 | 0 | 0 | 0 | 0 | 0 | 0 | 0 | 0 |  |  | 0 | 0 | 0 | 0 | 0 | 0 | 0 | 0 | 0 | 0 | 0 | 0 | 0 | 0 | 0 | 0 | 0 | 0 | 0 | 0 | 0 | 0 | 0 | 0 | 0 | 0 | 0 | 0 | 0 | 0 | 0 | 0 | 0 | 0
484 |  | 1 |  |  |  |  | 0 |  |  |  | 0 | 0 |  |  |  | #N/A | #N/A |  | 0 | [12 empty] | 0% | 0% | 0 | 0 | 0 | 0 | 0 | 0 | 0 | 0 |  |  | 0 | 0% | 0% | 0 | 0 | 0 | 0 | 0 | 0 | 0 | 0 | 0 | 0 | 0 | 0 | 0 | 0 | 0 | 0 | 0 | 0 |  |  | 0 | 0 | 0 | 0 | 0 | 0 | 0 | 0 | 0 | 0 | 0 | 0 | 0 | 0 | 0 | 0 | 0 | 0 | 0 | 0 | 0 | 0 | 0 | 0 | 0 | 0 | 0 | 0 | 0 | 0 | 0 | 0 | 0 | 0
485 |  | 1 |  |  |  |  | 0 |  |  |  | 0 | 0 |  |  |  | #N/A | #N/A |  | 0 | [12 empty] | 0% | 0% | 0 | 0 | 0 | 0 | 0 | 0 | 0 | 0 |  |  | 0 | 0% | 0% | 0 | 0 | 0 | 0 | 0 | 0 | 0 | 0 | 0 | 0 | 0 | 0 | 0 | 0 | 0 | 0 | 0 | 0 |  |  | 0 | 0 | 0 | 0 | 0 | 0 | 0 | 0 | 0 | 0 | 0 | 0 | 0 | 0 | 0 | 0 | 0 | 0 | 0 | 0 | 0 | 0 | 0 | 0 | 0 | 0 | 0 | 0 | 0 | 0 | 0 | 0 | 0 | 0
486 |  | 1 |  |  |  |  | 0 |  |  |  | 0 | 0 |  |  |  | #N/A | #N/A |  | 0 | [12 empty] | 0% | 0% | 0 | 0 | 0 | 0 | 0 | 0 | 0 | 0 |  |  | 0 | 0% | 0% | 0 | 0 | 0 | 0 | 0 | 0 | 0 | 0 | 0 | 0 | 0 | 0 | 0 | 0 | 0 | 0 | 0 | 0 |  |  | 0 | 0 | 0 | 0 | 0 | 0 | 0 | 0 | 0 | 0 | 0 | 0 | 0 | 0 | 0 | 0 | 0 | 0 | 0 | 0 | 0 | 0 | 0 | 0 | 0 | 0 | 0 | 0 | 0 | 0 | 0 | 0 | 0 | 0
487 |  | 1 |  |  |  |  | 0 |  |  |  | 0 | 0 |  |  |  | #N/A | #N/A |  | 0 | [12 empty] | 0% | 0% | 0 | 0 | 0 | 0 | 0 | 0 | 0 | 0 |  |  | 0 | 0% | 0% | 0 | 0 | 0 | 0 | 0 | 0 | 0 | 0 | 0 | 0 | 0 | 0 | 0 | 0 | 0 | 0 | 0 | 0 |  |  | 0 | 0 | 0 | 0 | 0 | 0 | 0 | 0 | 0 | 0 | 0 | 0 | 0 | 0 | 0 | 0 | 0 | 0 | 0 | 0 | 0 | 0 | 0 | 0 | 0 | 0 | 0 | 0 | 0 | 0 | 0 | 0 | 0 | 0
488 |  | 1 |  |  |  |  | 0 |  |  |  | 0 | 0 |  |  |  | #N/A | #N/A |  | 0 | [12 empty] | 0% | 0% | 0 | 0 | 0 | 0 | 0 | 0 | 0 | 0 |  |  | 0 | 0% | 0% | 0 | 0 | 0 | 0 | 0 | 0 | 0 | 0 | 0 | 0 | 0 | 0 | 0 | 0 | 0 | 0 | 0 | 0 |  |  | 0 | 0 | 0 | 0 | 0 | 0 | 0 | 0 | 0 | 0 | 0 | 0 | 0 | 0 | 0 | 0 | 0 | 0 | 0 | 0 | 0 | 0 | 0 | 0 | 0 | 0 | 0 | 0 | 0 | 0 | 0 | 0 | 0 | 0
489 |  | 1 |  |  |  |  | 0 |  |  |  | 0 | 0 |  |  |  | #N/A | #N/A |  | 0 | [12 empty] | 0% | 0% | 0 | 0 | 0 | 0 | 0 | 0 | 0 | 0 |  |  | 0 | 0% | 0% | 0 | 0 | 0 | 0 | 0 | 0 | 0 | 0 | 0 | 0 | 0 | 0 | 0 | 0 | 0 | 0 | 0 | 0 |  |  | 0 | 0 | 0 | 0 | 0 | 0 | 0 | 0 | 0 | 0 | 0 | 0 | 0 | 0 | 0 | 0 | 0 | 0 | 0 | 0 | 0 | 0 | 0 | 0 | 0 | 0 | 0 | 0 | 0 | 0 | 0 | 0 | 0 | 0
490 |  | 1 |  |  |  |  | 0 |  |  |  | 0 | 0 |  |  |  | #N/A | #N/A |  | 0 | [12 empty] | 0% | 0% | 0 | 0 | 0 | 0 | 0 | 0 | 0 | 0 |  |  | 0 | 0% | 0% | 0 | 0 | 0 | 0 | 0 | 0 | 0 | 0 | 0 | 0 | 0 | 0 | 0 | 0 | 0 | 0 | 0 | 0 |  |  | 0 | 0 | 0 | 0 | 0 | 0 | 0 | 0 | 0 | 0 | 0 | 0 | 0 | 0 | 0 | 0 | 0 | 0 | 0 | 0 | 0 | 0 | 0 | 0 | 0 | 0 | 0 | 0 | 0 | 0 | 0 | 0 | 0 | 0
491 |  | 1 |  |  |  |  | 0 |  |  |  | 0 | 0 |  |  |  | #N/A | #N/A |  | 0 | [12 empty] | 0% | 0% | 0 | 0 | 0 | 0 | 0 | 0 | 0 | 0 |  |  | 0 | 0% | 0% | 0 | 0 | 0 | 0 | 0 | 0 | 0 | 0 | 0 | 0 | 0 | 0 | 0 | 0 | 0 | 0 | 0 | 0 |  |  | 0 | 0 | 0 | 0 | 0 | 0 | 0 | 0 | 0 | 0 | 0 | 0 | 0 | 0 | 0 | 0 | 0 | 0 | 0 | 0 | 0 | 0 | 0 | 0 | 0 | 0 | 0 | 0 | 0 | 0 | 0 | 0 | 0 | 0
492 |  | 1 |  |  |  |  | 0 |  |  |  | 0 | 0 |  |  |  | #N/A | #N/A |  | 0 | [12 empty] | 0% | 0% | 0 | 0 | 0 | 0 | 0 | 0 | 0 | 0 |  |  | 0 | 0% | 0% | 0 | 0 | 0 | 0 | 0 | 0 | 0 | 0 | 0 | 0 | 0 | 0 | 0 | 0 | 0 | 0 | 0 | 0 |  |  | 0 | 0 | 0 | 0 | 0 | 0 | 0 | 0 | 0 | 0 | 0 | 0 | 0 | 0 | 0 | 0 | 0 | 0 | 0 | 0 | 0 | 0 | 0 | 0 | 0 | 0 | 0 | 0 | 0 | 0 | 0 | 0 | 0 | 0
493 |  | 1 |  |  |  |  | 0 |  |  |  | 0 | 0 |  |  |  | #N/A | #N/A |  | 0 | [12 empty] | 0% | 0% | 0 | 0 | 0 | 0 | 0 | 0 | 0 | 0 |  |  | 0 | 0% | 0% | 0 | 0 | 0 | 0 | 0 | 0 | 0 | 0 | 0 | 0 | 0 | 0 | 0 | 0 | 0 | 0 | 0 | 0 |  |  | 0 | 0 | 0 | 0 | 0 | 0 | 0 | 0 | 0 | 0 | 0 | 0 | 0 | 0 | 0 | 0 | 0 | 0 | 0 | 0 | 0 | 0 | 0 | 0 | 0 | 0 | 0 | 0 | 0 | 0 | 0 | 0 | 0 | 0
494 |  | 1 |  |  |  |  | 0 |  |  |  | 0 | 0 |  |  |  | #N/A | #N/A |  | 0 | [12 empty] | 0% | 0% | 0 | 0 | 0 | 0 | 0 | 0 | 0 | 0 |  |  | 0 | 0% | 0% | 0 | 0 | 0 | 0 | 0 | 0 | 0 | 0 | 0 | 0 | 0 | 0 | 0 | 0 | 0 | 0 | 0 | 0 |  |  | 0 | 0 | 0 | 0 | 0 | 0 | 0 | 0 | 0 | 0 | 0 | 0 | 0 | 0 | 0 | 0 | 0 | 0 | 0 | 0 | 0 | 0 | 0 | 0 | 0 | 0 | 0 | 0 | 0 | 0 | 0 | 0 | 0 | 0
495 |  | 1 |  |  |  |  | 0 |  |  |  | 0 | 0 |  |  |  | #N/A | #N/A |  | 0 | [12 empty] | 0% | 0% | 0 | 0 | 0 | 0 | 0 | 0 | 0 | 0 |  |  | 0 | 0% | 0% | 0 | 0 | 0 | 0 | 0 | 0 | 0 | 0 | 0 | 0 | 0 | 0 | 0 | 0 | 0 | 0 | 0 | 0 |  |  | 0 | 0 | 0 | 0 | 0 | 0 | 0 | 0 | 0 | 0 | 0 | 0 | 0 | 0 | 0 | 0 | 0 | 0 | 0 | 0 | 0 | 0 | 0 | 0 | 0 | 0 | 0 | 0 | 0 | 0 | 0 | 0 | 0 | 0
496 |  | 1 |  |  |  |  | 0 |  |  |  | 0 | 0 |  |  |  | #N/A | #N/A |  | 0 | [12 empty] | 0% | 0% | 0 | 0 | 0 | 0 | 0 | 0 | 0 | 0 |  |  | 0 | 0% | 0% | 0 | 0 | 0 | 0 | 0 | 0 | 0 | 0 | 0 | 0 | 0 | 0 | 0 | 0 | 0 | 0 | 0 | 0 |  |  | 0 | 0 | 0 | 0 | 0 | 0 | 0 | 0 | 0 | 0 | 0 | 0 | 0 | 0 | 0 | 0 | 0 | 0 | 0 | 0 | 0 | 0 | 0 | 0 | 0 | 0 | 0 | 0 | 0 | 0 | 0 | 0 | 0 | 0
497 |  | 1 |  |  |  |  | 0 |  |  |  | 0 | 0 |  |  |  | #N/A | #N/A |  | 0 | [12 empty] | 0% | 0% | 0 | 0 | 0 | 0 | 0 | 0 | 0 | 0 |  |  | 0 | 0% | 0% | 0 | 0 | 0 | 0 | 0 | 0 | 0 | 0 | 0 | 0 | 0 | 0 | 0 | 0 | 0 | 0 | 0 | 0 |  |  | 0 | 0 | 0 | 0 | 0 | 0 | 0 | 0 | 0 | 0 | 0 | 0 | 0 | 0 | 0 | 0 | 0 | 0 | 0 | 0 | 0 | 0 | 0 | 0 | 0 | 0 | 0 | 0 | 0 | 0 | 0 | 0 | 0 | 0
498 |  | 1 |  |  |  |  | 0 |  |  |  | 0 | 0 |  |  |  | #N/A | #N/A |  | 0 | [12 empty] | 0% | 0% | 0 | 0 | 0 | 0 | 0 | 0 | 0 | 0 |  |  | 0 | 0% | 0% | 0 | 0 | 0 | 0 | 0 | 0 | 0 | 0 | 0 | 0 | 0 | 0 | 0 | 0 | 0 | 0 | 0 | 0 |  |  | 0 | 0 | 0 | 0 | 0 | 0 | 0 | 0 | 0 | 0 | 0 | 0 | 0 | 0 | 0 | 0 | 0 | 0 | 0 | 0 | 0 | 0 | 0 | 0 | 0 | 0 | 0 | 0 | 0 | 0 | 0 | 0 | 0 | 0
499 |  | 1 |  |  |  |  | 0 |  |  |  | 0 | 0 |  |  |  | #N/A | #N/A |  | 0 | [12 empty] | 0% | 0% | 0 | 0 | 0 | 0 | 0 | 0 | 0 | 0 |  |  | 0 | 0% | 0% | 0 | 0 | 0 | 0 | 0 | 0 | 0 | 0 | 0 | 0 | 0 | 0 | 0 | 0 | 0 | 0 | 0 | 0 |  |  | 0 | 0 | 0 | 0 | 0 | 0 | 0 | 0 | 0 | 0 | 0 | 0 | 0 | 0 | 0 | 0 | 0 | 0 | 0 | 0 | 0 | 0 | 0 | 0 | 0 | 0 | 0 | 0 | 0 | 0 | 0 | 0 | 0 | 0
500 |  | 1 |  |  |  |  | 0 |  |  |  | 0 | 0 |  |  |  | #N/A | #N/A |  | 0 | [12 empty] | 0% | 0% | 0 | 0 | 0 | 0 | 0 | 0 | 0 | 0 |  |  | 0 | 0% | 0% | 0 | 0 | 0 | 0 | 0 | 0 | 0 | 0 | 0 | 0 | 0 | 0 | 0 | 0 | 0 | 0 | 0 | 0 |  |  | 0 | 0 | 0 | 0 | 0 | 0 | 0 | 0 | 0 | 0 | 0 | 0 | 0 | 0 | 0 | 0 | 0 | 0 | 0 | 0 | 0 | 0 | 0 | 0 | 0 | 0 | 0 | 0 | 0 | 0 | 0 | 0 | 0 | 0
[11 empty] | 0 | 0 | [21 empty] | 0 | 0 | 0 | 0 | 0 | 0 | 0 | 0 | 0 | [8 empty] | 0 |  | 0 | 0 | [20 empty] | 0 | 0 | 0 | 0 | 0 | 0 | 0 | 0 | 0 | 0 | 0 | 0 | 0 | 0 | 0 | 0 | 0 | 0 | 0 | 0 | 0 | 0 | 0 | 0 | 0 | 0
Note on C5: Enter the number of idetntial areas that have the same luminaire types, quantities, controls, annual hours for both existing and proposed. Eg. Multiple identical classrooms in a school. You must have at least 1 entered.
Note on D5: Enter the closest space type to the room you are entering data for, or use "Other" if nothing matches.
Note on I5: Enter the existing controls in this room. This does not apply any hours reduction factor to the annual hours you enter in the "Annual usage hours" column.
Note on J5: These are the typical annual hours for the building type and space type you have chosen and is automatically entered. If there is no annual usage hours entered, then these will be the hours used for demand and energy calculations.
Note on K5: Enter annual hours of operation for the lighting in this area if it is different than the reference hours. If entered, these hours will be used for demand and energy calculations, instead of the reference hours. If nothing entered, reference hours will be used.
Note on AQ5: Input the cost of retrofit for each line OR Input the total project cost once in any cell of the column to calculate the financial results
Note on AT5: awai: True when the existing luminaire is an incandescent A-lamp between 75 and 100W inclusive. This means that no incentable savings are possible
Note on AW5: awai: True when the existing luminaire is an incandescent A-lamp between 40 and 74W inclusive. This means that no incentable savings are possible
Note on AX5: awai: Is True when existing luminaire is T12, then only T8 baseline wattages are used for kWh savings calculations
Note on AZ5: awai: CFL is only valid for savings if the retrofit luminaire is 20W less than the CFL luminaire input wattage
Note on BB5: awai: Get intermediate wattage if it is INC to CFL or T12 to T8

## Commissioning
| Commissioning Schedule |  |  | Please do not use cut and paste. Only use copy and paste within this worksheet.
| BC Hydro Power Smart ES Lighting Calculator, version 11.0 - 2022.06.20 |  |  | This worksheet is for post implementation declaration of commissioning completion. The data entered here does not affect kWh savings.
| Customer: |  |  | Project: |  |  |  | Date:
Proposed lighting system
№ | Room name | # of Identical Areas | Space Type | Luminaire type | Luminaire description |  |  | Qty | Power | Networked Lighting Controls Schedule Selection | [5 empty] | Occupancy /Vacancy Sensor Settings |  |  |  |  | Daylight Harvesting Settings |  |  | High End Trim Settings |  | Manual Dimming Settings |  | Time Switch/ Schedule |  |  |  | Demand Response Settings |  | Comments
|  | Default is 1 |  |  |  | Integral OS | Integral DS |  | W | Occ. Sensor | Daylight Harvesting | High End Trim | Manual /Scene Dimming | Time Switch/ Schedule | Demand Response | OCC Sensor Mode |  | Delay OFF (minutes) |  | Partial ON/OFF / Bi-level Dim/Pwr reduced | Triger Illuminance | Dim/Pwr reduced (%) |  | Dim/Pwr reduced (%) |  | Dim/Pwr reduced (%) |  | Override Delay (minutes) |  | Schedule (Lights OFF) |  | Event Pwr Red. (%)
[16 empty] | Select | Default | Select | Default | % | lux | Select | Default | Select | Default | Select | Default | Select | Default | From | To | Select | Default
1 | 0 |  | 0 | 0 |  | #N/A | #N/A | 0 | 0 | [7 empty] | Auto ON-Auto OFF | 5 | 10 |  |  |  | 15% | 20% | 20% | 45% | 20% |  | 120 | 5AM | 7PM | 15% | 15%
2 | 0 |  | 0 | 0 |  | #N/A | #N/A | 0 | 0 | [6 empty] | Auto ON-Partial OFF | Auto ON-Auto OFF | 10 | 10 | 50% |  | 15% | 15% | 20% | 20% | 20% | 20% | 60 | 120 | 9PM | 5AM | 15% | 15%
3 | 0 |  | 0 | 0 |  | #N/A | #N/A | 0 | 0 | [7 empty] | Auto ON-Auto OFF |  | 10 |  |  |  | 15% | 20% | 20% |  | 20% |  | 120 |  |  | 15% | 15%
4 | 0 |  | 0 | 0 |  | #N/A | #N/A | 0 | 0 | [7 empty] | Auto ON-Auto OFF |  | 10 |  |  |  | 15% | 20% | 20% |  | 20% |  | 120 |  |  | 15% | 15%
5 | 0 |  | 0 | 0 |  | #N/A | #N/A | 0 | 0 | [6 empty] | Auto ON-Partial OFF | Auto ON-Auto OFF | 10 | 10 | 50% |  |  | 15% | 20% | 20% |  | 20% |  | 120 |  |  | 15% | 15%
6 | 0 |  | 0 | 0 |  | #N/A | #N/A | 0 | 0 | [6 empty] | Auto ON-Partial OFF | Auto ON-Auto OFF | 10 | 10 | 50% |  |  | 15% | 20% | 20% |  | 20% |  | 120 |  |  | 15% | 15%
7 | 0 |  | 0 | 0 |  | #N/A | #N/A | 0 | 0 | [6 empty] | Auto ON-Partial OFF | Auto ON-Auto OFF | 10 | 10 | 50% |  |  | 15% | 20% | 20% |  | 20% |  | 120 |  |  | 15% | 15%
8 | 0 |  | 0 | 0 |  | #N/A | #N/A | 0 | 0 | [6 empty] | Auto ON-Partial OFF | Auto ON-Auto OFF | 10 | 10 | 50% |  |  | 15% | 20% | 20% |  | 20% |  | 120 |  |  | 15% | 15%
9 | 0 |  | 0 | 0 |  | #N/A | #N/A | 0 | 0 | [6 empty] | Auto ON-Partial OFF | Auto ON-Auto OFF | 10 | 10 | 50% |  |  | 15% | 20% | 20% |  | 20% |  | 120 |  |  | 15% | 15%
10 | 0 |  | 0 | 0 |  | #N/A | #N/A | 0 | 0 | [6 empty] | Auto ON-Partial OFF | Auto ON-Auto OFF | 10 | 10 | 50% |  |  | 15% | 20% | 20% |  | 20% |  | 120 |  |  | 15% | 15%
11 | 0 |  | 0 | 0 |  | #N/A | #N/A | 0 | 0 | [6 empty] | Auto ON-Partial OFF | Auto ON-Auto OFF | 10 | 10 | 50% |  |  | 15% | 20% | 20% |  | 20% |  | 120 |  |  | 15% | 15%
12 | 0 |  | 0 | 0 |  | #N/A | #N/A | 0 | 0 | [6 empty] | Auto ON-Partial OFF | Auto ON-Auto OFF | 10 | 10 | 50% |  |  | 15% | 20% | 20% |  | 20% |  | 120 |  |  | 15% | 15%
13 | 0 |  | 0 | 0 |  | #N/A | #N/A | 0 | 0 | [6 empty] | Auto ON-Partial OFF | Auto ON-Auto OFF | 10 | 10 | 50% |  |  | 15% | 20% | 20% |  | 20% |  | 120 |  |  | 15% | 15%
14 | 0 |  | 0 | 0 |  | #N/A | #N/A | 0 | 0 | [7 empty] | Auto ON-Auto OFF |  | 10 |  |  |  | 15% |  | 20% |  | 20% |  | 120 |  |  |  | 15%
15 | 0 |  | 0 | 0 |  | #N/A | #N/A | 0 | 0 | [7 empty] | Auto ON-Auto OFF |  | 10 |  |  |  | 15% |  | 20% |  | 20% |  | 120 |  |  |  | 15%
16 | 0 |  | 0 | 0 |  | #N/A | #N/A | 0 | 0 | [7 empty] | Auto ON-Auto OFF |  | 10 |  |  |  | 15% |  | 20% |  | 20% |  | 120 |  |  |  | 15%
17 | 0 |  | 0 | 0 |  | #N/A | #N/A | 0 | 0 | [7 empty] | Auto ON-Auto OFF |  | 10 |  |  |  | 15% |  | 20% |  | 20% |  | 120 |  |  |  | 15%
18 | 0 |  | 0 | 0 |  | #N/A | #N/A | 0 | 0 | [7 empty] | Auto ON-Auto OFF |  | 10 |  |  |  | 15% |  | 20% |  | 20% |  | 120 |  |  |  | 15%
19 | 0 |  | 0 | 0 |  | #N/A | #N/A | 0 | 0 | [7 empty] | Auto ON-Auto OFF |  | 10 |  |  |  | 15% |  | 20% |  | 20% |  | 120 |  |  |  | 15%
20 | 0 |  | 0 | 0 |  | #N/A | #N/A | 0 | 0 | [7 empty] | Auto ON-Auto OFF |  | 10 |  |  |  | 15% |  | 20% |  | 20% |  | 120 |  |  |  | 15%
21 | 0 |  | 0 | 0 |  | #N/A | #N/A | 0 | 0 | [7 empty] | Auto ON-Auto OFF |  | 10 |  |  |  | 15% |  | 20% |  | 20% |  | 120 |  |  |  | 15%
22 | 0 |  | 0 | 0 |  | #N/A | #N/A | 0 | 0 | [7 empty] | Auto ON-Auto OFF |  | 10 |  |  |  | 15% |  | 20% |  | 20% |  | 120 |  |  |  | 15%
23 | 0 |  | 0 | 0 |  | #N/A | #N/A | 0 | 0 | [7 empty] | Auto ON-Auto OFF |  | 10 |  |  |  | 15% |  | 20% |  | 20% |  | 120 |  |  |  | 15%
24 | 0 |  | 0 | 0 |  | #N/A | #N/A | 0 | 0 | [7 empty] | Auto ON-Auto OFF |  | 10 |  |  |  | 15% |  | 20% |  | 20% |  | 120 |  |  |  | 15%
25 | 0 |  | 0 | 0 |  | #N/A | #N/A | 0 | 0 | [7 empty] | Auto ON-Auto OFF |  | 10 |  |  |  | 15% |  | 20% |  | 20% |  | 120 |  |  |  | 15%
26 | 0 |  | 0 | 0 |  | #N/A | #N/A | 0 | 0 | [7 empty] | Auto ON-Auto OFF |  | 10 |  |  |  | 15% |  | 20% |  | 20% |  | 120 |  |  |  | 15%
27 | 0 |  | 0 | 0 |  | #N/A | #N/A | 0 | 0 | [7 empty] | Auto ON-Auto OFF |  | 10 |  |  |  | 15% |  | 20% |  | 20% |  | 120 |  |  |  | 15%
28 | 0 |  | 0 | 0 |  | #N/A | #N/A | 0 | 0 | [7 empty] | Auto ON-Auto OFF |  | 10 |  |  |  | 15% |  | 20% |  | 20% |  | 120 |  |  |  | 15%
29 | 0 |  | 0 | 0 |  | #N/A | #N/A | 0 | 0 | [7 empty] | Auto ON-Auto OFF |  | 10 |  |  |  | 15% |  | 20% |  | 20% |  | 120 |  |  |  | 15%
30 | 0 |  | 0 | 0 |  | #N/A | #N/A | 0 | 0 | [7 empty] | Auto ON-Auto OFF |  | 10 |  |  |  | 15% |  | 20% |  | 20% |  | 120 |  |  |  | 15%
31 | 0 |  | 0 | 0 |  | #N/A | #N/A | 0 | 0 | [7 empty] | Auto ON-Auto OFF |  | 10 |  |  |  | 15% |  | 20% |  | 20% |  | 120 |  |  |  | 15%
32 | 0 |  | 0 | 0 |  | #N/A | #N/A | 0 | 0 | [7 empty] | Auto ON-Auto OFF |  | 10 |  |  |  | 15% |  | 20% |  | 20% |  | 120 |  |  |  | 15%
33 | 0 |  | 0 | 0 |  | #N/A | #N/A | 0 | 0 | [7 empty] | Auto ON-Auto OFF |  | 10 |  |  |  | 15% |  | 20% |  | 20% |  | 120 |  |  |  | 15%
34 | 0 |  | 0 | 0 |  | #N/A | #N/A | 0 | 0 | [7 empty] | Auto ON-Auto OFF |  | 10 |  |  |  | 15% |  | 20% |  | 20% |  | 120 |  |  |  | 15%
35 | 0 |  | 0 | 0 |  | #N/A | #N/A | 0 | 0 | [7 empty] | Auto ON-Auto OFF |  | 10 |  |  |  | 15% |  | 20% |  | 20% |  | 120 |  |  |  | 15%
36 | 0 |  | 0 | 0 |  | #N/A | #N/A | 0 | 0 | [7 empty] | Auto ON-Auto OFF |  | 10 |  |  |  | 15% |  | 20% |  | 20% |  | 120 |  |  |  | 15%
37 | 0 |  | 0 | 0 |  | #N/A | #N/A | 0 | 0 | [7 empty] | Auto ON-Auto OFF |  | 10 |  |  |  | 15% |  | 20% |  | 20% |  | 120 |  |  |  | 15%
38 | 0 |  | 0 | 0 |  | #N/A | #N/A | 0 | 0 | [7 empty] | Auto ON-Auto OFF |  | 10 |  |  |  | 15% |  | 20% |  | 20% |  | 120 |  |  |  | 15%
39 | 0 |  | 0 | 0 |  | #N/A | #N/A | 0 | 0 | [7 empty] | Auto ON-Auto OFF |  | 10 |  |  |  | 15% |  | 20% |  | 20% |  | 120 |  |  |  | 15%
40 | 0 |  | 0 | 0 |  | #N/A | #N/A | 0 | 0 | [7 empty] | Auto ON-Auto OFF |  | 10 |  |  |  | 15% |  | 20% |  | 20% |  | 120 |  |  |  | 15%
41 | 0 |  | 0 | 0 |  | #N/A | #N/A | 0 | 0 | [7 empty] | Auto ON-Auto OFF |  | 10 |  |  |  | 15% |  | 20% |  | 20% |  | 120 |  |  |  | 15%
42 | 0 |  | 0 | 0 |  | #N/A | #N/A | 0 | 0 | [7 empty] | Auto ON-Auto OFF |  | 10 |  |  |  | 15% |  | 20% |  | 20% |  | 120 |  |  |  | 15%
43 | 0 |  | 0 | 0 |  | #N/A | #N/A | 0 | 0 | [7 empty] | Auto ON-Auto OFF |  | 10 |  |  |  | 15% |  | 20% |  | 20% |  | 120 |  |  |  | 15%
44 | 0 |  | 0 | 0 |  | #N/A | #N/A | 0 | 0 | [7 empty] | Auto ON-Auto OFF |  | 10 |  |  |  | 15% |  | 20% |  | 20% |  | 120 |  |  |  | 15%
45 | 0 |  | 0 | 0 |  | #N/A | #N/A | 0 | 0 | [7 empty] | Auto ON-Auto OFF |  | 10 |  |  |  | 15% |  | 20% |  | 20% |  | 120 |  |  |  | 15%
46 | 0 |  | 0 | 0 |  | #N/A | #N/A | 0 | 0 | [7 empty] | Auto ON-Auto OFF |  | 10 |  |  |  | 15% |  | 20% |  | 20% |  | 120 |  |  |  | 15%
47 | 0 |  | 0 | 0 |  | #N/A | #N/A | 0 | 0 | [7 empty] | Auto ON-Auto OFF |  | 10 |  |  |  | 15% |  | 20% |  | 20% |  | 120 |  |  |  | 15%
48 | 0 |  | 0 | 0 |  | #N/A | #N/A | 0 | 0 | [7 empty] | Auto ON-Auto OFF |  | 10 |  |  |  | 15% |  | 20% |  | 20% |  | 120 |  |  |  | 15%
49 | 0 |  | 0 | 0 |  | #N/A | #N/A | 0 | 0 | [7 empty] | Auto ON-Auto OFF |  | 10 |  |  |  | 15% |  | 20% |  | 20% |  | 120 |  |  |  | 15%
50 | 0 |  | 0 | 0 |  | #N/A | #N/A | 0 | 0 | [7 empty] | Auto ON-Auto OFF |  | 10 |  |  |  | 15% |  | 20% |  | 20% |  | 120 |  |  |  | 15%
51 | 0 |  | 0 | 0 |  | #N/A | #N/A | 0 | 0 | [7 empty] | Auto ON-Auto OFF |  | 10 |  |  |  | 15% |  | 20% |  | 20% |  | 120 |  |  |  | 15%
52 | 0 |  | 0 | 0 |  | #N/A | #N/A | 0 | 0 | [7 empty] | Auto ON-Auto OFF |  | 10 |  |  |  | 15% |  | 20% |  | 20% |  | 120 |  |  |  | 15%
53 | 0 |  | 0 | 0 |  | #N/A | #N/A | 0 | 0 | [7 empty] | Auto ON-Auto OFF |  | 10 |  |  |  | 15% |  | 20% |  | 20% |  | 120 |  |  |  | 15%
54 | 0 |  | 0 | 0 |  | #N/A | #N/A | 0 | 0 | [7 empty] | Auto ON-Auto OFF |  | 10 |  |  |  | 15% |  | 20% |  | 20% |  | 120 |  |  |  | 15%
55 | 0 |  | 0 | 0 |  | #N/A | #N/A | 0 | 0 | [7 empty] | Auto ON-Auto OFF |  | 10 |  |  |  | 15% |  | 20% |  | 20% |  | 120 |  |  |  | 15%
56 | 0 |  | 0 | 0 |  | #N/A | #N/A | 0 | 0 | [7 empty] | Auto ON-Auto OFF |  | 10 |  |  |  | 15% |  | 20% |  | 20% |  | 120 |  |  |  | 15%
57 | 0 |  | 0 | 0 |  | #N/A | #N/A | 0 | 0 | [7 empty] | Auto ON-Auto OFF |  | 10 |  |  |  | 15% |  | 20% |  | 20% |  | 120 |  |  |  | 15%
58 | 0 |  | 0 | 0 |  | #N/A | #N/A | 0 | 0 | [7 empty] | Auto ON-Auto OFF |  | 10 |  |  |  | 15% |  | 20% |  | 20% |  | 120 |  |  |  | 15%
59 | 0 |  | 0 | 0 |  | #N/A | #N/A | 0 | 0 | [7 empty] | Auto ON-Auto OFF |  | 10 |  |  |  | 15% |  | 20% |  | 20% |  | 120 |  |  |  | 15%
60 | 0 |  | 0 | 0 |  | #N/A | #N/A | 0 | 0 | [7 empty] | Auto ON-Auto OFF |  | 10 |  |  |  | 15% |  | 20% |  | 20% |  | 120 |  |  |  | 15%
61 | 0 |  | 0 | 0 |  | #N/A | #N/A | 0 | 0 | [7 empty] | Auto ON-Auto OFF |  | 10 |  |  |  | 15% |  | 20% |  | 20% |  | 120 |  |  |  | 15%
62 | 0 |  | 0 | 0 |  | #N/A | #N/A | 0 | 0 | [7 empty] | Auto ON-Auto OFF |  | 10 |  |  |  | 15% |  | 20% |  | 20% |  | 120 |  |  |  | 15%
63 | 0 |  | 0 | 0 |  | #N/A | #N/A | 0 | 0 | [7 empty] | Auto ON-Auto OFF |  | 10 |  |  |  | 15% |  | 20% |  | 20% |  | 120 |  |  |  | 15%
64 | 0 |  | 0 | 0 |  | #N/A | #N/A | 0 | 0 | [7 empty] | Auto ON-Auto OFF |  | 10 |  |  |  | 15% |  | 20% |  | 20% |  | 120 |  |  |  | 15%
65 | 0 |  | 0 | 0 |  | #N/A | #N/A | 0 | 0 | [7 empty] | Auto ON-Auto OFF |  | 10 |  |  |  | 15% |  | 20% |  | 20% |  | 120 |  |  |  | 15%
66 | 0 |  | 0 | 0 |  | #N/A | #N/A | 0 | 0 | [7 empty] | Auto ON-Auto OFF |  | 10 |  |  |  | 15% |  | 20% |  | 20% |  | 120 |  |  |  | 15%
67 | 0 |  | 0 | 0 |  | #N/A | #N/A | 0 | 0 | [7 empty] | Auto ON-Auto OFF |  | 10 |  |  |  | 15% |  | 20% |  | 20% |  | 120 |  |  |  | 15%
68 | 0 |  | 0 | 0 |  | #N/A | #N/A | 0 | 0 | [7 empty] | Auto ON-Auto OFF |  | 10 |  |  |  | 15% |  | 20% |  | 20% |  | 120 |  |  |  | 15%
69 | 0 |  | 0 | 0 |  | #N/A | #N/A | 0 | 0 | [7 empty] | Auto ON-Auto OFF |  | 10 |  |  |  | 15% |  | 20% |  | 20% |  | 120 |  |  |  | 15%
70 | 0 |  | 0 | 0 |  | #N/A | #N/A | 0 | 0 | [7 empty] | Auto ON-Auto OFF |  | 10 |  |  |  | 15% |  | 20% |  | 20% |  | 120 |  |  |  | 15%
71 | 0 |  | 0 | 0 |  | #N/A | #N/A | 0 | 0 | [7 empty] | Auto ON-Auto OFF |  | 10 |  |  |  | 15% |  | 20% |  | 20% |  | 120 |  |  |  | 15%
72 | 0 |  | 0 | 0 |  | #N/A | #N/A | 0 | 0 | [7 empty] | Auto ON-Auto OFF |  | 10 |  |  |  | 15% |  | 20% |  | 20% |  | 120 |  |  |  | 15%
73 | 0 |  | 0 | 0 |  | #N/A | #N/A | 0 | 0 | [7 empty] | Auto ON-Auto OFF |  | 10 |  |  |  | 15% |  | 20% |  | 20% |  | 120 |  |  |  | 15%
74 | 0 |  | 0 | 0 |  | #N/A | #N/A | 0 | 0 | [7 empty] | Auto ON-Auto OFF |  | 10 |  |  |  | 15% |  | 20% |  | 20% |  | 120 |  |  |  | 15%
75 | 0 |  | 0 | 0 |  | #N/A | #N/A | 0 | 0 | [7 empty] | Auto ON-Auto OFF |  | 10 |  |  |  | 15% |  | 20% |  | 20% |  | 120 |  |  |  | 15%
76 | 0 |  | 0 | 0 |  | #N/A | #N/A | 0 | 0 | [7 empty] | Auto ON-Auto OFF |  | 10 |  |  |  | 15% |  | 20% |  | 20% |  | 120 |  |  |  | 15%
77 | 0 |  | 0 | 0 |  | #N/A | #N/A | 0 | 0 | [7 empty] | Auto ON-Auto OFF |  | 10 |  |  |  | 15% |  | 20% |  | 20% |  | 120 |  |  |  | 15%
78 | 0 |  | 0 | 0 |  | #N/A | #N/A | 0 | 0 | [7 empty] | Auto ON-Auto OFF |  | 10 |  |  |  | 15% |  | 20% |  | 20% |  | 120 |  |  |  | 15%
79 | 0 |  | 0 | 0 |  | #N/A | #N/A | 0 | 0 | [7 empty] | Auto ON-Auto OFF |  | 10 |  |  |  | 15% |  | 20% |  | 20% |  | 120 |  |  |  | 15%
80 | 0 |  | 0 | 0 |  | #N/A | #N/A | 0 | 0 | [7 empty] | Auto ON-Auto OFF |  | 10 |  |  |  | 15% |  | 20% |  | 20% |  | 120 |  |  |  | 15%
81 | 0 |  | 0 | 0 |  | #N/A | #N/A | 0 | 0 | [7 empty] | Auto ON-Auto OFF |  | 10 |  |  |  | 15% |  | 20% |  | 20% |  | 120 |  |  |  | 15%
82 | 0 |  | 0 | 0 |  | #N/A | #N/A | 0 | 0 | [7 empty] | Auto ON-Auto OFF |  | 10 |  |  |  | 15% |  | 20% |  | 20% |  | 120 |  |  |  | 15%
83 | 0 |  | 0 | 0 |  | #N/A | #N/A | 0 | 0 | [7 empty] | Auto ON-Auto OFF |  | 10 |  |  |  | 15% |  | 20% |  | 20% |  | 120 |  |  |  | 15%
84 | 0 |  | 0 | 0 |  | #N/A | #N/A | 0 | 0 | [7 empty] | Auto ON-Auto OFF |  | 10 |  |  |  | 15% |  | 20% |  | 20% |  | 120 |  |  |  | 15%
85 | 0 |  | 0 | 0 |  | #N/A | #N/A | 0 | 0 | [7 empty] | Auto ON-Auto OFF |  | 10 |  |  |  | 15% |  | 20% |  | 20% |  | 120 |  |  |  | 15%
86 | 0 |  | 0 | 0 |  | #N/A | #N/A | 0 | 0 | [7 empty] | Auto ON-Auto OFF |  | 10 |  |  |  | 15% |  | 20% |  | 20% |  | 120 |  |  |  | 15%
87 | 0 |  | 0 | 0 |  | #N/A | #N/A | 0 | 0 | [7 empty] | Auto ON-Auto OFF |  | 10 |  |  |  | 15% |  | 20% |  | 20% |  | 120 |  |  |  | 15%
88 | 0 |  | 0 | 0 |  | #N/A | #N/A | 0 | 0 | [7 empty] | Auto ON-Auto OFF |  | 10 |  |  |  | 15% |  | 20% |  | 20% |  | 120 |  |  |  | 15%
89 | 0 |  | 0 | 0 |  | #N/A | #N/A | 0 | 0 | [7 empty] | Auto ON-Auto OFF |  | 10 |  |  |  | 15% |  | 20% |  | 20% |  | 120 |  |  |  | 15%
90 | 0 |  | 0 | 0 |  | #N/A | #N/A | 0 | 0 | [7 empty] | Auto ON-Auto OFF |  | 10 |  |  |  | 15% |  | 20% |  | 20% |  | 120 |  |  |  | 15%
91 | 0 |  | 0 | 0 |  | #N/A | #N/A | 0 | 0 | [7 empty] | Auto ON-Auto OFF |  | 10 |  |  |  | 15% |  | 20% |  | 20% |  | 120 |  |  |  | 15%
92 | 0 |  | 0 | 0 |  | #N/A | #N/A | 0 | 0 | [7 empty] | Auto ON-Auto OFF |  | 10 |  |  |  | 15% |  | 20% |  | 20% |  | 120 |  |  |  | 15%
93 | 0 |  | 0 | 0 |  | #N/A | #N/A | 0 | 0 | [7 empty] | Auto ON-Auto OFF |  | 10 |  |  |  | 15% |  | 20% |  | 20% |  | 120 |  |  |  | 15%
94 | 0 |  | 0 | 0 |  | #N/A | #N/A | 0 | 0 | [7 empty] | Auto ON-Auto OFF |  | 10 |  |  |  | 15% |  | 20% |  | 20% |  | 120 |  |  |  | 15%
95 | 0 |  | 0 | 0 |  | #N/A | #N/A | 0 | 0 | [7 empty] | Auto ON-Auto OFF |  | 10 |  |  |  | 15% |  | 20% |  | 20% |  | 120 |  |  |  | 15%
96 | 0 |  | 0 | 0 |  | #N/A | #N/A | 0 | 0 | [7 empty] | Auto ON-Auto OFF |  | 10 |  |  |  | 15% |  | 20% |  | 20% |  | 120 |  |  |  | 15%
97 | 0 |  | 0 | 0 |  | #N/A | #N/A | 0 | 0 | [7 empty] | Auto ON-Auto OFF |  | 10 |  |  |  | 15% |  | 20% |  | 20% |  | 120 |  |  |  | 15%
98 | 0 |  | 0 | 0 |  | #N/A | #N/A | 0 | 0 | [7 empty] | Auto ON-Auto OFF |  | 10 |  |  |  | 15% |  | 20% |  | 20% |  | 120 |  |  |  | 15%
99 | 0 |  | 0 | 0 |  | #N/A | #N/A | 0 | 0 | [7 empty] | Auto ON-Auto OFF |  | 10 |  |  |  | 15% |  | 20% |  | 20% |  | 120 |  |  |  | 15%
100 | 0 |  | 0 | 0 |  | #N/A | #N/A | 0 | 0 | [7 empty] | Auto ON-Auto OFF |  | 10 |  |  |  | 15% |  | 20% |  | 20% |  | 120 |  |  |  | 15%
101 | 0 |  | 0 | 0 |  | #N/A | #N/A | 0 | 0 | [7 empty] | Auto ON-Auto OFF |  | 10 |  |  |  | 15% |  | 20% |  | 20% |  | 120 |  |  |  | 15%
102 | 0 |  | 0 | 0 |  | #N/A | #N/A | 0 | 0 | [7 empty] | Auto ON-Auto OFF |  | 10 |  |  |  | 15% |  | 20% |  | 20% |  | 120 |  |  |  | 15%
103 | 0 |  | 0 | 0 |  | #N/A | #N/A | 0 | 0 | [7 empty] | Auto ON-Auto OFF |  | 10 |  |  |  | 15% |  | 20% |  | 20% |  | 120 |  |  |  | 15%
104 | 0 |  | 0 | 0 |  | #N/A | #N/A | 0 | 0 | [7 empty] | Auto ON-Auto OFF |  | 10 |  |  |  | 15% |  | 20% |  | 20% |  | 120 |  |  |  | 15%
105 | 0 |  | 0 | 0 |  | #N/A | #N/A | 0 | 0 | [7 empty] | Auto ON-Auto OFF |  | 10 |  |  |  | 15% |  | 20% |  | 20% |  | 120 |  |  |  | 15%
106 | 0 |  | 0 | 0 |  | #N/A | #N/A | 0 | 0 | [7 empty] | Auto ON-Auto OFF |  | 10 |  |  |  | 15% |  | 20% |  | 20% |  | 120 |  |  |  | 15%
107 | 0 |  | 0 | 0 |  | #N/A | #N/A | 0 | 0 | [7 empty] | Auto ON-Auto OFF |  | 10 |  |  |  | 15% |  | 20% |  | 20% |  | 120 |  |  |  | 15%
108 | 0 |  | 0 | 0 |  | #N/A | #N/A | 0 | 0 | [7 empty] | Auto ON-Auto OFF |  | 10 |  |  |  | 15% |  | 20% |  | 20% |  | 120 |  |  |  | 15%
109 | 0 |  | 0 | 0 |  | #N/A | #N/A | 0 | 0 | [7 empty] | Auto ON-Auto OFF |  | 10 |  |  |  | 15% |  | 20% |  | 20% |  | 120 |  |  |  | 15%
110 | 0 |  | 0 | 0 |  | #N/A | #N/A | 0 | 0 | [7 empty] | Auto ON-Auto OFF |  | 10 |  |  |  | 15% |  | 20% |  | 20% |  | 120 |  |  |  | 15%
111 | 0 |  | 0 | 0 |  | #N/A | #N/A | 0 | 0 | [7 empty] | Auto ON-Auto OFF |  | 10 |  |  |  | 15% |  | 20% |  | 20% |  | 120 |  |  |  | 15%
112 | 0 |  | 0 | 0 |  | #N/A | #N/A | 0 | 0 | [7 empty] | Auto ON-Auto OFF |  | 10 |  |  |  | 15% |  | 20% |  | 20% |  | 120 |  |  |  | 15%
113 | 0 |  | 0 | 0 |  | #N/A | #N/A | 0 | 0 | [7 empty] | Auto ON-Auto OFF |  | 10 |  |  |  | 15% |  | 20% |  | 20% |  | 120 |  |  |  | 15%
114 | 0 |  | 0 | 0 |  | #N/A | #N/A | 0 | 0 | [7 empty] | Auto ON-Auto OFF |  | 10 |  |  |  | 15% |  | 20% |  | 20% |  | 120 |  |  |  | 15%
115 | 0 |  | 0 | 0 |  | #N/A | #N/A | 0 | 0 | [7 empty] | Auto ON-Auto OFF |  | 10 |  |  |  | 15% |  | 20% |  | 20% |  | 120 |  |  |  | 15%
116 | 0 |  | 0 | 0 |  | #N/A | #N/A | 0 | 0 | [7 empty] | Auto ON-Auto OFF |  | 10 |  |  |  | 15% |  | 20% |  | 20% |  | 120 |  |  |  | 15%
117 | 0 |  | 0 | 0 |  | #N/A | #N/A | 0 | 0 | [7 empty] | Auto ON-Auto OFF |  | 10 |  |  |  | 15% |  | 20% |  | 20% |  | 120 |  |  |  | 15%
118 | 0 |  | 0 | 0 |  | #N/A | #N/A | 0 | 0 | [7 empty] | Auto ON-Auto OFF |  | 10 |  |  |  | 15% |  | 20% |  | 20% |  | 120 |  |  |  | 15%
119 | 0 |  | 0 | 0 |  | #N/A | #N/A | 0 | 0 | [7 empty] | Auto ON-Auto OFF |  | 10 |  |  |  | 15% |  | 20% |  | 20% |  | 120 |  |  |  | 15%
120 | 0 |  | 0 | 0 |  | #N/A | #N/A | 0 | 0 | [7 empty] | Auto ON-Auto OFF |  | 10 |  |  |  | 15% |  | 20% |  | 20% |  | 120 |  |  |  | 15%
121 | 0 |  | 0 | 0 |  | #N/A | #N/A | 0 | 0 | [7 empty] | Auto ON-Auto OFF |  | 10 |  |  |  | 15% |  | 20% |  | 20% |  | 120 |  |  |  | 15%
122 | 0 |  | 0 | 0 |  | #N/A | #N/A | 0 | 0 | [7 empty] | Auto ON-Auto OFF |  | 10 |  |  |  | 15% |  | 20% |  | 20% |  | 120 |  |  |  | 15%
123 | 0 |  | 0 | 0 |  | #N/A | #N/A | 0 | 0 | [7 empty] | Auto ON-Auto OFF |  | 10 |  |  |  | 15% |  | 20% |  | 20% |  | 120 |  |  |  | 15%
124 | 0 |  | 0 | 0 |  | #N/A | #N/A | 0 | 0 | [7 empty] | Auto ON-Auto OFF |  | 10 |  |  |  | 15% |  | 20% |  | 20% |  | 120 |  |  |  | 15%
125 | 0 |  | 0 | 0 |  | #N/A | #N/A | 0 | 0 | [7 empty] | Auto ON-Auto OFF |  | 10 |  |  |  | 15% |  | 20% |  | 20% |  | 120 |  |  |  | 15%
126 | 0 |  | 0 | 0 |  | #N/A | #N/A | 0 | 0 | [7 empty] | Auto ON-Auto OFF |  | 10 |  |  |  | 15% |  | 20% |  | 20% |  | 120 |  |  |  | 15%
127 | 0 |  | 0 | 0 |  | #N/A | #N/A | 0 | 0 | [7 empty] | Auto ON-Auto OFF |  | 10 |  |  |  | 15% |  | 20% |  | 20% |  | 120 |  |  |  | 15%
128 | 0 |  | 0 | 0 |  | #N/A | #N/A | 0 | 0 | [7 empty] | Auto ON-Auto OFF |  | 10 |  |  |  | 15% |  | 20% |  | 20% |  | 120 |  |  |  | 15%
129 | 0 |  | 0 | 0 |  | #N/A | #N/A | 0 | 0 | [7 empty] | Auto ON-Auto OFF |  | 10 |  |  |  | 15% |  | 20% |  | 20% |  | 120 |  |  |  | 15%
130 | 0 |  | 0 | 0 |  | #N/A | #N/A | 0 | 0 | [7 empty] | Auto ON-Auto OFF |  | 10 |  |  |  | 15% |  | 20% |  | 20% |  | 120 |  |  |  | 15%
131 | 0 |  | 0 | 0 |  | #N/A | #N/A | 0 | 0 | [7 empty] | Auto ON-Auto OFF |  | 10 |  |  |  | 15% |  | 20% |  | 20% |  | 120 |  |  |  | 15%
132 | 0 |  | 0 | 0 |  | #N/A | #N/A | 0 | 0 | [7 empty] | Auto ON-Auto OFF |  | 10 |  |  |  | 15% |  | 20% |  | 20% |  | 120 |  |  |  | 15%
133 | 0 |  | 0 | 0 |  | #N/A | #N/A | 0 | 0 | [7 empty] | Auto ON-Auto OFF |  | 10 |  |  |  | 15% |  | 20% |  | 20% |  | 120 |  |  |  | 15%
134 | 0 |  | 0 | 0 |  | #N/A | #N/A | 0 | 0 | [7 empty] | Auto ON-Auto OFF |  | 10 |  |  |  | 15% |  | 20% |  | 20% |  | 120 |  |  |  | 15%
135 | 0 |  | 0 | 0 |  | #N/A | #N/A | 0 | 0 | [7 empty] | Auto ON-Auto OFF |  | 10 |  |  |  | 15% |  | 20% |  | 20% |  | 120 |  |  |  | 15%
136 | 0 |  | 0 | 0 |  | #N/A | #N/A | 0 | 0 | [7 empty] | Auto ON-Auto OFF |  | 10 |  |  |  | 15% |  | 20% |  | 20% |  | 120 |  |  |  | 15%
137 | 0 |  | 0 | 0 |  | #N/A | #N/A | 0 | 0 | [7 empty] | Auto ON-Auto OFF |  | 10 |  |  |  | 15% |  | 20% |  | 20% |  | 120 |  |  |  | 15%
138 | 0 |  | 0 | 0 |  | #N/A | #N/A | 0 | 0 | [7 empty] | Auto ON-Auto OFF |  | 10 |  |  |  | 15% |  | 20% |  | 20% |  | 120 |  |  |  | 15%
139 | 0 |  | 0 | 0 |  | #N/A | #N/A | 0 | 0 | [7 empty] | Auto ON-Auto OFF |  | 10 |  |  |  | 15% |  | 20% |  | 20% |  | 120 |  |  |  | 15%
140 | 0 |  | 0 | 0 |  | #N/A | #N/A | 0 | 0 | [7 empty] | Auto ON-Auto OFF |  | 10 |  |  |  | 15% |  | 20% |  | 20% |  | 120 |  |  |  | 15%
141 | 0 |  | 0 | 0 |  | #N/A | #N/A | 0 | 0 | [7 empty] | Auto ON-Auto OFF |  | 10 |  |  |  | 15% |  | 20% |  | 20% |  | 120 |  |  |  | 15%
142 | 0 |  | 0 | 0 |  | #N/A | #N/A | 0 | 0 | [7 empty] | Auto ON-Auto OFF |  | 10 |  |  |  | 15% |  | 20% |  | 20% |  | 120 |  |  |  | 15%
143 | 0 |  | 0 | 0 |  | #N/A | #N/A | 0 | 0 | [7 empty] | Auto ON-Auto OFF |  | 10 |  |  |  | 15% |  | 20% |  | 20% |  | 120 |  |  |  | 15%
144 | 0 |  | 0 | 0 |  | #N/A | #N/A | 0 | 0 | [7 empty] | Auto ON-Auto OFF |  | 10 |  |  |  | 15% |  | 20% |  | 20% |  | 120 |  |  |  | 15%
145 | 0 |  | 0 | 0 |  | #N/A | #N/A | 0 | 0 | [7 empty] | Auto ON-Auto OFF |  | 10 |  |  |  | 15% |  | 20% |  | 20% |  | 120 |  |  |  | 15%
146 | 0 |  | 0 | 0 |  | #N/A | #N/A | 0 | 0 | [7 empty] | Auto ON-Auto OFF |  | 10 |  |  |  | 15% |  | 20% |  | 20% |  | 120 |  |  |  | 15%
147 | 0 |  | 0 | 0 |  | #N/A | #N/A | 0 | 0 | [7 empty] | Auto ON-Auto OFF |  | 10 |  |  |  | 15% |  | 20% |  | 20% |  | 120 |  |  |  | 15%
148 | 0 |  | 0 | 0 |  | #N/A | #N/A | 0 | 0 | [7 empty] | Auto ON-Auto OFF |  | 10 |  |  |  | 15% |  | 20% |  | 20% |  | 120 |  |  |  | 15%
149 | 0 |  | 0 | 0 |  | #N/A | #N/A | 0 | 0 | [7 empty] | Auto ON-Auto OFF |  | 10 |  |  |  | 15% |  | 20% |  | 20% |  | 120 |  |  |  | 15%
150 | 0 |  | 0 | 0 |  | #N/A | #N/A | 0 | 0 | [7 empty] | Auto ON-Auto OFF |  | 10 |  |  |  | 15% |  | 20% |  | 20% |  | 120 |  |  |  | 15%
151 | 0 |  | 0 | 0 |  | #N/A | #N/A | 0 | 0 | [7 empty] | Auto ON-Auto OFF |  | 10 |  |  |  | 15% |  | 20% |  | 20% |  | 120 |  |  |  | 15%
152 | 0 |  | 0 | 0 |  | #N/A | #N/A | 0 | 0 | [7 empty] | Auto ON-Auto OFF |  | 10 |  |  |  | 15% |  | 20% |  | 20% |  | 120 |  |  |  | 15%
153 | 0 |  | 0 | 0 |  | #N/A | #N/A | 0 | 0 | [7 empty] | Auto ON-Auto OFF |  | 10 |  |  |  | 15% |  | 20% |  | 20% |  | 120 |  |  |  | 15%
154 | 0 |  | 0 | 0 |  | #N/A | #N/A | 0 | 0 | [7 empty] | Auto ON-Auto OFF |  | 10 |  |  |  | 15% |  | 20% |  | 20% |  | 120 |  |  |  | 15%
155 | 0 |  | 0 | 0 |  | #N/A | #N/A | 0 | 0 | [7 empty] | Auto ON-Auto OFF |  | 10 |  |  |  | 15% |  | 20% |  | 20% |  | 120 |  |  |  | 15%
156 | 0 |  | 0 | 0 |  | #N/A | #N/A | 0 | 0 | [7 empty] | Auto ON-Auto OFF |  | 10 |  |  |  | 15% |  | 20% |  | 20% |  | 120 |  |  |  | 15%
157 | 0 |  | 0 | 0 |  | #N/A | #N/A | 0 | 0 | [7 empty] | Auto ON-Auto OFF |  | 10 |  |  |  | 15% |  | 20% |  | 20% |  | 120 |  |  |  | 15%
158 | 0 |  | 0 | 0 |  | #N/A | #N/A | 0 | 0 | [7 empty] | Auto ON-Auto OFF |  | 10 |  |  |  | 15% |  | 20% |  | 20% |  | 120 |  |  |  | 15%
159 | 0 |  | 0 | 0 |  | #N/A | #N/A | 0 | 0 | [7 empty] | Auto ON-Auto OFF |  | 10 |  |  |  | 15% |  | 20% |  | 20% |  | 120 |  |  |  | 15%
160 | 0 |  | 0 | 0 |  | #N/A | #N/A | 0 | 0 | [7 empty] | Auto ON-Auto OFF |  | 10 |  |  |  | 15% |  | 20% |  | 20% |  | 120 |  |  |  | 15%
161 | 0 |  | 0 | 0 |  | #N/A | #N/A | 0 | 0 | [7 empty] | Auto ON-Auto OFF |  | 10 |  |  |  | 15% |  | 20% |  | 20% |  | 120 |  |  |  | 15%
162 | 0 |  | 0 | 0 |  | #N/A | #N/A | 0 | 0 | [7 empty] | Auto ON-Auto OFF |  | 10 |  |  |  | 15% |  | 20% |  | 20% |  | 120 |  |  |  | 15%
163 | 0 |  | 0 | 0 |  | #N/A | #N/A | 0 | 0 | [7 empty] | Auto ON-Auto OFF |  | 10 |  |  |  | 15% |  | 20% |  | 20% |  | 120 |  |  |  | 15%
164 | 0 |  | 0 | 0 |  | #N/A | #N/A | 0 | 0 | [7 empty] | Auto ON-Auto OFF |  | 10 |  |  |  | 15% |  | 20% |  | 20% |  | 120 |  |  |  | 15%
165 | 0 |  | 0 | 0 |  | #N/A | #N/A | 0 | 0 | [7 empty] | Auto ON-Auto OFF |  | 10 |  |  |  | 15% |  | 20% |  | 20% |  | 120 |  |  |  | 15%
166 | 0 |  | 0 | 0 |  | #N/A | #N/A | 0 | 0 | [7 empty] | Auto ON-Auto OFF |  | 10 |  |  |  | 15% |  | 20% |  | 20% |  | 120 |  |  |  | 15%
167 | 0 |  | 0 | 0 |  | #N/A | #N/A | 0 | 0 | [7 empty] | Auto ON-Auto OFF |  | 10 |  |  |  | 15% |  | 20% |  | 20% |  | 120 |  |  |  | 15%
168 | 0 |  | 0 | 0 |  | #N/A | #N/A | 0 | 0 | [7 empty] | Auto ON-Auto OFF |  | 10 |  |  |  | 15% |  | 20% |  | 20% |  | 120 |  |  |  | 15%
169 | 0 |  | 0 | 0 |  | #N/A | #N/A | 0 | 0 | [7 empty] | Auto ON-Auto OFF |  | 10 |  |  |  | 15% |  | 20% |  | 20% |  | 120 |  |  |  | 15%
170 | 0 |  | 0 | 0 |  | #N/A | #N/A | 0 | 0 | [7 empty] | Auto ON-Auto OFF |  | 10 |  |  |  | 15% |  | 20% |  | 20% |  | 120 |  |  |  | 15%
171 | 0 |  | 0 | 0 |  | #N/A | #N/A | 0 | 0 | [7 empty] | Auto ON-Auto OFF |  | 10 |  |  |  | 15% |  | 20% |  | 20% |  | 120 |  |  |  | 15%
172 | 0 |  | 0 | 0 |  | #N/A | #N/A | 0 | 0 | [7 empty] | Auto ON-Auto OFF |  | 10 |  |  |  | 15% |  | 20% |  | 20% |  | 120 |  |  |  | 15%
173 | 0 |  | 0 | 0 |  | #N/A | #N/A | 0 | 0 | [7 empty] | Auto ON-Auto OFF |  | 10 |  |  |  | 15% |  | 20% |  | 20% |  | 120 |  |  |  | 15%
174 | 0 |  | 0 | 0 |  | #N/A | #N/A | 0 | 0 | [7 empty] | Auto ON-Auto OFF |  | 10 |  |  |  | 15% |  | 20% |  | 20% |  | 120 |  |  |  | 15%
175 | 0 |  | 0 | 0 |  | #N/A | #N/A | 0 | 0 | [7 empty] | Auto ON-Auto OFF |  | 10 |  |  |  | 15% |  | 20% |  | 20% |  | 120 |  |  |  | 15%
176 | 0 |  | 0 | 0 |  | #N/A | #N/A | 0 | 0 | [7 empty] | Auto ON-Auto OFF |  | 10 |  |  |  | 15% |  | 20% |  | 20% |  | 120 |  |  |  | 15%
177 | 0 |  | 0 | 0 |  | #N/A | #N/A | 0 | 0 | [7 empty] | Auto ON-Auto OFF |  | 10 |  |  |  | 15% |  | 20% |  | 20% |  | 120 |  |  |  | 15%
178 | 0 |  | 0 | 0 |  | #N/A | #N/A | 0 | 0 | [7 empty] | Auto ON-Auto OFF |  | 10 |  |  |  | 15% |  | 20% |  | 20% |  | 120 |  |  |  | 15%
179 | 0 |  | 0 | 0 |  | #N/A | #N/A | 0 | 0 | [7 empty] | Auto ON-Auto OFF |  | 10 |  |  |  | 15% |  | 20% |  | 20% |  | 120 |  |  |  | 15%
180 | 0 |  | 0 | 0 |  | #N/A | #N/A | 0 | 0 | [7 empty] | Auto ON-Auto OFF |  | 10 |  |  |  | 15% |  | 20% |  | 20% |  | 120 |  |  |  | 15%
181 | 0 |  | 0 | 0 |  | #N/A | #N/A | 0 | 0 | [7 empty] | Auto ON-Auto OFF |  | 10 |  |  |  | 15% |  | 20% |  | 20% |  | 120 |  |  |  | 15%
182 | 0 |  | 0 | 0 |  | #N/A | #N/A | 0 | 0 | [7 empty] | Auto ON-Auto OFF |  | 10 |  |  |  | 15% |  | 20% |  | 20% |  | 120 |  |  |  | 15%
183 | 0 |  | 0 | 0 |  | #N/A | #N/A | 0 | 0 | [7 empty] | Auto ON-Auto OFF |  | 10 |  |  |  | 15% |  | 20% |  | 20% |  | 120 |  |  |  | 15%
184 | 0 |  | 0 | 0 |  | #N/A | #N/A | 0 | 0 | [7 empty] | Auto ON-Auto OFF |  | 10 |  |  |  | 15% |  | 20% |  | 20% |  | 120 |  |  |  | 15%
185 | 0 |  | 0 | 0 |  | #N/A | #N/A | 0 | 0 | [7 empty] | Auto ON-Auto OFF |  | 10 |  |  |  | 15% |  | 20% |  | 20% |  | 120 |  |  |  | 15%
186 | 0 |  | 0 | 0 |  | #N/A | #N/A | 0 | 0 | [7 empty] | Auto ON-Auto OFF |  | 10 |  |  |  | 15% |  | 20% |  | 20% |  | 120 |  |  |  | 15%
187 | 0 |  | 0 | 0 |  | #N/A | #N/A | 0 | 0 | [7 empty] | Auto ON-Auto OFF |  | 10 |  |  |  | 15% |  | 20% |  | 20% |  | 120 |  |  |  | 15%
188 | 0 |  | 0 | 0 |  | #N/A | #N/A | 0 | 0 | [7 empty] | Auto ON-Auto OFF |  | 10 |  |  |  | 15% |  | 20% |  | 20% |  | 120 |  |  |  | 15%
189 | 0 |  | 0 | 0 |  | #N/A | #N/A | 0 | 0 | [7 empty] | Auto ON-Auto OFF |  | 10 |  |  |  | 15% |  | 20% |  | 20% |  | 120 |  |  |  | 15%
190 | 0 |  | 0 | 0 |  | #N/A | #N/A | 0 | 0 | [7 empty] | Auto ON-Auto OFF |  | 10 |  |  |  | 15% |  | 20% |  | 20% |  | 120 |  |  |  | 15%
191 | 0 |  | 0 | 0 |  | #N/A | #N/A | 0 | 0 | [7 empty] | Auto ON-Auto OFF |  | 10 |  |  |  | 15% |  | 20% |  | 20% |  | 120 |  |  |  | 15%
192 | 0 |  | 0 | 0 |  | #N/A | #N/A | 0 | 0 | [7 empty] | Auto ON-Auto OFF |  | 10 |  |  |  | 15% |  | 20% |  | 20% |  | 120 |  |  |  | 15%
193 | 0 |  | 0 | 0 |  | #N/A | #N/A | 0 | 0 | [7 empty] | Auto ON-Auto OFF |  | 10 |  |  |  | 15% |  | 20% |  | 20% |  | 120 |  |  |  | 15%
194 | 0 |  | 0 | 0 |  | #N/A | #N/A | 0 | 0 | [7 empty] | Auto ON-Auto OFF |  | 10 |  |  |  | 15% |  | 20% |  | 20% |  | 120 |  |  |  | 15%
195 | 0 |  | 0 | 0 |  | #N/A | #N/A | 0 | 0 | [7 empty] | Auto ON-Auto OFF |  | 10 |  |  |  | 15% |  | 20% |  | 20% |  | 120 |  |  |  | 15%
196 | 0 |  | 0 | 0 |  | #N/A | #N/A | 0 | 0 | [7 empty] | Auto ON-Auto OFF |  | 10 |  |  |  | 15% |  | 20% |  | 20% |  | 120 |  |  |  | 15%
197 | 0 |  | 0 | 0 |  | #N/A | #N/A | 0 | 0 | [7 empty] | Auto ON-Auto OFF |  | 10 |  |  |  | 15% |  | 20% |  | 20% |  | 120 |  |  |  | 15%
198 | 0 |  | 0 | 0 |  | #N/A | #N/A | 0 | 0 | [7 empty] | Auto ON-Auto OFF |  | 10 |  |  |  | 15% |  | 20% |  | 20% |  | 120 |  |  |  | 15%
199 | 0 |  | 0 | 0 |  | #N/A | #N/A | 0 | 0 | [7 empty] | Auto ON-Auto OFF |  | 10 |  |  |  | 15% |  | 20% |  | 20% |  | 120 |  |  |  | 15%
200 | 0 |  | 0 | 0 |  | #N/A | #N/A | 0 | 0 | [7 empty] | Auto ON-Auto OFF |  | 10 |  |  |  | 15% |  | 20% |  | 20% |  | 120 |  |  |  | 15%
201 | 0 |  | 0 | 0 |  | #N/A | #N/A | 0 | 0 | [7 empty] | Auto ON-Auto OFF |  | 10 |  |  |  | 15% |  | 20% |  | 20% |  | 120 |  |  |  | 15%
202 | 0 |  | 0 | 0 |  | #N/A | #N/A | 0 | 0 | [7 empty] | Auto ON-Auto OFF |  | 10 |  |  |  | 15% |  | 20% |  | 20% |  | 120 |  |  |  | 15%
203 | 0 |  | 0 | 0 |  | #N/A | #N/A | 0 | 0 | [7 empty] | Auto ON-Auto OFF |  | 10 |  |  |  | 15% |  | 20% |  | 20% |  | 120 |  |  |  | 15%
204 | 0 |  | 0 | 0 |  | #N/A | #N/A | 0 | 0 | [7 empty] | Auto ON-Auto OFF |  | 10 |  |  |  | 15% |  | 20% |  | 20% |  | 120 |  |  |  | 15%
205 | 0 |  | 0 | 0 |  | #N/A | #N/A | 0 | 0 | [7 empty] | Auto ON-Auto OFF |  | 10 |  |  |  | 15% |  | 20% |  | 20% |  | 120 |  |  |  | 15%
206 | 0 |  | 0 | 0 |  | #N/A | #N/A | 0 | 0 | [7 empty] | Auto ON-Auto OFF |  | 10 |  |  |  | 15% |  | 20% |  | 20% |  | 120 |  |  |  | 15%
207 | 0 |  | 0 | 0 |  | #N/A | #N/A | 0 | 0 | [7 empty] | Auto ON-Auto OFF |  | 10 |  |  |  | 15% |  | 20% |  | 20% |  | 120 |  |  |  | 15%
208 | 0 |  | 0 | 0 |  | #N/A | #N/A | 0 | 0 | [7 empty] | Auto ON-Auto OFF |  | 10 |  |  |  | 15% |  | 20% |  | 20% |  | 120 |  |  |  | 15%
209 | 0 |  | 0 | 0 |  | #N/A | #N/A | 0 | 0 | [7 empty] | Auto ON-Auto OFF |  | 10 |  |  |  | 15% |  | 20% |  | 20% |  | 120 |  |  |  | 15%
210 | 0 |  | 0 | 0 |  | #N/A | #N/A | 0 | 0 | [7 empty] | Auto ON-Auto OFF |  | 10 |  |  |  | 15% |  | 20% |  | 20% |  | 120 |  |  |  | 15%
211 | 0 |  | 0 | 0 |  | #N/A | #N/A | 0 | 0 | [7 empty] | Auto ON-Auto OFF |  | 10 |  |  |  | 15% |  | 20% |  | 20% |  | 120 |  |  |  | 15%
212 | 0 |  | 0 | 0 |  | #N/A | #N/A | 0 | 0 | [7 empty] | Auto ON-Auto OFF |  | 10 |  |  |  | 15% |  | 20% |  | 20% |  | 120 |  |  |  | 15%
213 | 0 |  | 0 | 0 |  | #N/A | #N/A | 0 | 0 | [7 empty] | Auto ON-Auto OFF |  | 10 |  |  |  | 15% |  | 20% |  | 20% |  | 120 |  |  |  | 15%
214 | 0 |  | 0 | 0 |  | #N/A | #N/A | 0 | 0 | [7 empty] | Auto ON-Auto OFF |  | 10 |  |  |  | 15% |  | 20% |  | 20% |  | 120 |  |  |  | 15%
215 | 0 |  | 0 | 0 |  | #N/A | #N/A | 0 | 0 | [7 empty] | Auto ON-Auto OFF |  | 10 |  |  |  | 15% |  | 20% |  | 20% |  | 120 |  |  |  | 15%
216 | 0 |  | 0 | 0 |  | #N/A | #N/A | 0 | 0 | [7 empty] | Auto ON-Auto OFF |  | 10 |  |  |  | 15% |  | 20% |  | 20% |  | 120 |  |  |  | 15%
217 | 0 |  | 0 | 0 |  | #N/A | #N/A | 0 | 0 | [7 empty] | Auto ON-Auto OFF |  | 10 |  |  |  | 15% |  | 20% |  | 20% |  | 120 |  |  |  | 15%
218 | 0 |  | 0 | 0 |  | #N/A | #N/A | 0 | 0 | [7 empty] | Auto ON-Auto OFF |  | 10 |  |  |  | 15% |  | 20% |  | 20% |  | 120 |  |  |  | 15%
219 | 0 |  | 0 | 0 |  | #N/A | #N/A | 0 | 0 | [7 empty] | Auto ON-Auto OFF |  | 10 |  |  |  | 15% |  | 20% |  | 20% |  | 120 |  |  |  | 15%
220 | 0 |  | 0 | 0 |  | #N/A | #N/A | 0 | 0 | [7 empty] | Auto ON-Auto OFF |  | 10 |  |  |  | 15% |  | 20% |  | 20% |  | 120 |  |  |  | 15%
221 | 0 |  | 0 | 0 |  | #N/A | #N/A | 0 | 0 | [7 empty] | Auto ON-Auto OFF |  | 10 |  |  |  | 15% |  | 20% |  | 20% |  | 120 |  |  |  | 15%
222 | 0 |  | 0 | 0 |  | #N/A | #N/A | 0 | 0 | [7 empty] | Auto ON-Auto OFF |  | 10 |  |  |  | 15% |  | 20% |  | 20% |  | 120 |  |  |  | 15%
223 | 0 |  | 0 | 0 |  | #N/A | #N/A | 0 | 0 | [7 empty] | Auto ON-Auto OFF |  | 10 |  |  |  | 15% |  | 20% |  | 20% |  | 120 |  |  |  | 15%
224 | 0 |  | 0 | 0 |  | #N/A | #N/A | 0 | 0 | [7 empty] | Auto ON-Auto OFF |  | 10 |  |  |  | 15% |  | 20% |  | 20% |  | 120 |  |  |  | 15%
225 | 0 |  | 0 | 0 |  | #N/A | #N/A | 0 | 0 | [7 empty] | Auto ON-Auto OFF |  | 10 |  |  |  | 15% |  | 20% |  | 20% |  | 120 |  |  |  | 15%
226 | 0 |  | 0 | 0 |  | #N/A | #N/A | 0 | 0 | [7 empty] | Auto ON-Auto OFF |  | 10 |  |  |  | 15% |  | 20% |  | 20% |  | 120 |  |  |  | 15%
227 | 0 |  | 0 | 0 |  | #N/A | #N/A | 0 | 0 | [7 empty] | Auto ON-Auto OFF |  | 10 |  |  |  | 15% |  | 20% |  | 20% |  | 120 |  |  |  | 15%
228 | 0 |  | 0 | 0 |  | #N/A | #N/A | 0 | 0 | [7 empty] | Auto ON-Auto OFF |  | 10 |  |  |  | 15% |  | 20% |  | 20% |  | 120 |  |  |  | 15%
229 | 0 |  | 0 | 0 |  | #N/A | #N/A | 0 | 0 | [7 empty] | Auto ON-Auto OFF |  | 10 |  |  |  | 15% |  | 20% |  | 20% |  | 120 |  |  |  | 15%
230 | 0 |  | 0 | 0 |  | #N/A | #N/A | 0 | 0 | [7 empty] | Auto ON-Auto OFF |  | 10 |  |  |  | 15% |  | 20% |  | 20% |  | 120 |  |  |  | 15%
231 | 0 |  | 0 | 0 |  | #N/A | #N/A | 0 | 0 | [7 empty] | Auto ON-Auto OFF |  | 10 |  |  |  | 15% |  | 20% |  | 20% |  | 120 |  |  |  | 15%
232 | 0 |  | 0 | 0 |  | #N/A | #N/A | 0 | 0 | [7 empty] | Auto ON-Auto OFF |  | 10 |  |  |  | 15% |  | 20% |  | 20% |  | 120 |  |  |  | 15%
233 | 0 |  | 0 | 0 |  | #N/A | #N/A | 0 | 0 | [7 empty] | Auto ON-Auto OFF |  | 10 |  |  |  | 15% |  | 20% |  | 20% |  | 120 |  |  |  | 15%
234 | 0 |  | 0 | 0 |  | #N/A | #N/A | 0 | 0 | [7 empty] | Auto ON-Auto OFF |  | 10 |  |  |  | 15% |  | 20% |  | 20% |  | 120 |  |  |  | 15%
235 | 0 |  | 0 | 0 |  | #N/A | #N/A | 0 | 0 | [7 empty] | Auto ON-Auto OFF |  | 10 |  |  |  | 15% |  | 20% |  | 20% |  | 120 |  |  |  | 15%
236 | 0 |  | 0 | 0 |  | #N/A | #N/A | 0 | 0 | [7 empty] | Auto ON-Auto OFF |  | 10 |  |  |  | 15% |  | 20% |  | 20% |  | 120 |  |  |  | 15%
237 | 0 |  | 0 | 0 |  | #N/A | #N/A | 0 | 0 | [7 empty] | Auto ON-Auto OFF |  | 10 |  |  |  | 15% |  | 20% |  | 20% |  | 120 |  |  |  | 15%
238 | 0 |  | 0 | 0 |  | #N/A | #N/A | 0 | 0 | [7 empty] | Auto ON-Auto OFF |  | 10 |  |  |  | 15% |  | 20% |  | 20% |  | 120 |  |  |  | 15%
239 | 0 |  | 0 | 0 |  | #N/A | #N/A | 0 | 0 | [7 empty] | Auto ON-Auto OFF |  | 10 |  |  |  | 15% |  | 20% |  | 20% |  | 120 |  |  |  | 15%
240 | 0 |  | 0 | 0 |  | #N/A | #N/A | 0 | 0 | [7 empty] | Auto ON-Auto OFF |  | 10 |  |  |  | 15% |  | 20% |  | 20% |  | 120 |  |  |  | 15%
241 | 0 |  | 0 | 0 |  | #N/A | #N/A | 0 | 0 | [7 empty] | Auto ON-Auto OFF |  | 10 |  |  |  | 15% |  | 20% |  | 20% |  | 120 |  |  |  | 15%
242 | 0 |  | 0 | 0 |  | #N/A | #N/A | 0 | 0 | [7 empty] | Auto ON-Auto OFF |  | 10 |  |  |  | 15% |  | 20% |  | 20% |  | 120 |  |  |  | 15%
243 | 0 |  | 0 | 0 |  | #N/A | #N/A | 0 | 0 | [7 empty] | Auto ON-Auto OFF |  | 10 |  |  |  | 15% |  | 20% |  | 20% |  | 120 |  |  |  | 15%
244 | 0 |  | 0 | 0 |  | #N/A | #N/A | 0 | 0 | [7 empty] | Auto ON-Auto OFF |  | 10 |  |  |  | 15% |  | 20% |  | 20% |  | 120 |  |  |  | 15%
245 | 0 |  | 0 | 0 |  | #N/A | #N/A | 0 | 0 | [7 empty] | Auto ON-Auto OFF |  | 10 |  |  |  | 15% |  | 20% |  | 20% |  | 120 |  |  |  | 15%
246 | 0 |  | 0 | 0 |  | #N/A | #N/A | 0 | 0 | [7 empty] | Auto ON-Auto OFF |  | 10 |  |  |  | 15% |  | 20% |  | 20% |  | 120 |  |  |  | 15%
247 | 0 |  | 0 | 0 |  | #N/A | #N/A | 0 | 0 | [7 empty] | Auto ON-Auto OFF |  | 10 |  |  |  | 15% |  | 20% |  | 20% |  | 120 |  |  |  | 15%
248 | 0 |  | 0 | 0 |  | #N/A | #N/A | 0 | 0 | [7 empty] | Auto ON-Auto OFF |  | 10 |  |  |  | 15% |  | 20% |  | 20% |  | 120 |  |  |  | 15%
249 | 0 |  | 0 | 0 |  | #N/A | #N/A | 0 | 0 | [7 empty] | Auto ON-Auto OFF |  | 10 |  |  |  | 15% |  | 20% |  | 20% |  | 120 |  |  |  | 15%
250 | 0 |  | 0 | 0 |  | #N/A | #N/A | 0 | 0 | [7 empty] | Auto ON-Auto OFF |  | 10 |  |  |  | 15% |  | 20% |  | 20% |  | 120 |  |  |  | 15%
251 | 0 |  | 0 | 0 |  | #N/A | #N/A | 0 | 0 | [7 empty] | Auto ON-Auto OFF |  | 10 |  |  |  | 15% |  | 20% |  | 20% |  | 120 |  |  |  | 15%
252 | 0 |  | 0 | 0 |  | #N/A | #N/A | 0 | 0 | [7 empty] | Auto ON-Auto OFF |  | 10 |  |  |  | 15% |  | 20% |  | 20% |  | 120 |  |  |  | 15%
253 | 0 |  | 0 | 0 |  | #N/A | #N/A | 0 | 0 | [7 empty] | Auto ON-Auto OFF |  | 10 |  |  |  | 15% |  | 20% |  | 20% |  | 120 |  |  |  | 15%
254 | 0 |  | 0 | 0 |  | #N/A | #N/A | 0 | 0 | [7 empty] | Auto ON-Auto OFF |  | 10 |  |  |  | 15% |  | 20% |  | 20% |  | 120 |  |  |  | 15%
255 | 0 |  | 0 | 0 |  | #N/A | #N/A | 0 | 0 | [7 empty] | Auto ON-Auto OFF |  | 10 |  |  |  | 15% |  | 20% |  | 20% |  | 120 |  |  |  | 15%
256 | 0 |  | 0 | 0 |  | #N/A | #N/A | 0 | 0 | [7 empty] | Auto ON-Auto OFF |  | 10 |  |  |  | 15% |  | 20% |  | 20% |  | 120 |  |  |  | 15%
257 | 0 |  | 0 | 0 |  | #N/A | #N/A | 0 | 0 | [7 empty] | Auto ON-Auto OFF |  | 10 |  |  |  | 15% |  | 20% |  | 20% |  | 120 |  |  |  | 15%
258 | 0 |  | 0 | 0 |  | #N/A | #N/A | 0 | 0 | [7 empty] | Auto ON-Auto OFF |  | 10 |  |  |  | 15% |  | 20% |  | 20% |  | 120 |  |  |  | 15%
259 | 0 |  | 0 | 0 |  | #N/A | #N/A | 0 | 0 | [7 empty] | Auto ON-Auto OFF |  | 10 |  |  |  | 15% |  | 20% |  | 20% |  | 120 |  |  |  | 15%
260 | 0 |  | 0 | 0 |  | #N/A | #N/A | 0 | 0 | [7 empty] | Auto ON-Auto OFF |  | 10 |  |  |  | 15% |  | 20% |  | 20% |  | 120 |  |  |  | 15%
261 | 0 |  | 0 | 0 |  | #N/A | #N/A | 0 | 0 | [7 empty] | Auto ON-Auto OFF |  | 10 |  |  |  | 15% |  | 20% |  | 20% |  | 120 |  |  |  | 15%
262 | 0 |  | 0 | 0 |  | #N/A | #N/A | 0 | 0 | [7 empty] | Auto ON-Auto OFF |  | 10 |  |  |  | 15% |  | 20% |  | 20% |  | 120 |  |  |  | 15%
263 | 0 |  | 0 | 0 |  | #N/A | #N/A | 0 | 0 | [7 empty] | Auto ON-Auto OFF |  | 10 |  |  |  | 15% |  | 20% |  | 20% |  | 120 |  |  |  | 15%
264 | 0 |  | 0 | 0 |  | #N/A | #N/A | 0 | 0 | [7 empty] | Auto ON-Auto OFF |  | 10 |  |  |  | 15% |  | 20% |  | 20% |  | 120 |  |  |  | 15%
265 | 0 |  | 0 | 0 |  | #N/A | #N/A | 0 | 0 | [7 empty] | Auto ON-Auto OFF |  | 10 |  |  |  | 15% |  | 20% |  | 20% |  | 120 |  |  |  | 15%
266 | 0 |  | 0 | 0 |  | #N/A | #N/A | 0 | 0 | [7 empty] | Auto ON-Auto OFF |  | 10 |  |  |  | 15% |  | 20% |  | 20% |  | 120 |  |  |  | 15%
267 | 0 |  | 0 | 0 |  | #N/A | #N/A | 0 | 0 | [7 empty] | Auto ON-Auto OFF |  | 10 |  |  |  | 15% |  | 20% |  | 20% |  | 120 |  |  |  | 15%
268 | 0 |  | 0 | 0 |  | #N/A | #N/A | 0 | 0 | [7 empty] | Auto ON-Auto OFF |  | 10 |  |  |  | 15% |  | 20% |  | 20% |  | 120 |  |  |  | 15%
269 | 0 |  | 0 | 0 |  | #N/A | #N/A | 0 | 0 | [7 empty] | Auto ON-Auto OFF |  | 10 |  |  |  | 15% |  | 20% |  | 20% |  | 120 |  |  |  | 15%
270 | 0 |  | 0 | 0 |  | #N/A | #N/A | 0 | 0 | [7 empty] | Auto ON-Auto OFF |  | 10 |  |  |  | 15% |  | 20% |  | 20% |  | 120 |  |  |  | 15%
271 | 0 |  | 0 | 0 |  | #N/A | #N/A | 0 | 0 | [7 empty] | Auto ON-Auto OFF |  | 10 |  |  |  | 15% |  | 20% |  | 20% |  | 120 |  |  |  | 15%
272 | 0 |  | 0 | 0 |  | #N/A | #N/A | 0 | 0 | [7 empty] | Auto ON-Auto OFF |  | 10 |  |  |  | 15% |  | 20% |  | 20% |  | 120 |  |  |  | 15%
273 | 0 |  | 0 | 0 |  | #N/A | #N/A | 0 | 0 | [7 empty] | Auto ON-Auto OFF |  | 10 |  |  |  | 15% |  | 20% |  | 20% |  | 120 |  |  |  | 15%
274 | 0 |  | 0 | 0 |  | #N/A | #N/A | 0 | 0 | [7 empty] | Auto ON-Auto OFF |  | 10 |  |  |  | 15% |  | 20% |  | 20% |  | 120 |  |  |  | 15%
275 | 0 |  | 0 | 0 |  | #N/A | #N/A | 0 | 0 | [7 empty] | Auto ON-Auto OFF |  | 10 |  |  |  | 15% |  | 20% |  | 20% |  | 120 |  |  |  | 15%
276 | 0 |  | 0 | 0 |  | #N/A | #N/A | 0 | 0 | [7 empty] | Auto ON-Auto OFF |  | 10 |  |  |  | 15% |  | 20% |  | 20% |  | 120 |  |  |  | 15%
277 | 0 |  | 0 | 0 |  | #N/A | #N/A | 0 | 0 | [7 empty] | Auto ON-Auto OFF |  | 10 |  |  |  | 15% |  | 20% |  | 20% |  | 120 |  |  |  | 15%
278 | 0 |  | 0 | 0 |  | #N/A | #N/A | 0 | 0 | [7 empty] | Auto ON-Auto OFF |  | 10 |  |  |  | 15% |  | 20% |  | 20% |  | 120 |  |  |  | 15%
279 | 0 |  | 0 | 0 |  | #N/A | #N/A | 0 | 0 | [7 empty] | Auto ON-Auto OFF |  | 10 |  |  |  | 15% |  | 20% |  | 20% |  | 120 |  |  |  | 15%
280 | 0 |  | 0 | 0 |  | #N/A | #N/A | 0 | 0 | [7 empty] | Auto ON-Auto OFF |  | 10 |  |  |  | 15% |  | 20% |  | 20% |  | 120 |  |  |  | 15%
281 | 0 |  | 0 | 0 |  | #N/A | #N/A | 0 | 0 | [7 empty] | Auto ON-Auto OFF |  | 10 |  |  |  | 15% |  | 20% |  | 20% |  | 120 |  |  |  | 15%
282 | 0 |  | 0 | 0 |  | #N/A | #N/A | 0 | 0 | [7 empty] | Auto ON-Auto OFF |  | 10 |  |  |  | 15% |  | 20% |  | 20% |  | 120 |  |  |  | 15%
283 | 0 |  | 0 | 0 |  | #N/A | #N/A | 0 | 0 | [7 empty] | Auto ON-Auto OFF |  | 10 |  |  |  | 15% |  | 20% |  | 20% |  | 120 |  |  |  | 15%
284 | 0 |  | 0 | 0 |  | #N/A | #N/A | 0 | 0 | [7 empty] | Auto ON-Auto OFF |  | 10 |  |  |  | 15% |  | 20% |  | 20% |  | 120 |  |  |  | 15%
285 | 0 |  | 0 | 0 |  | #N/A | #N/A | 0 | 0 | [7 empty] | Auto ON-Auto OFF |  | 10 |  |  |  | 15% |  | 20% |  | 20% |  | 120 |  |  |  | 15%
286 | 0 |  | 0 | 0 |  | #N/A | #N/A | 0 | 0 | [7 empty] | Auto ON-Auto OFF |  | 10 |  |  |  | 15% |  | 20% |  | 20% |  | 120 |  |  |  | 15%
287 | 0 |  | 0 | 0 |  | #N/A | #N/A | 0 | 0 | [7 empty] | Auto ON-Auto OFF |  | 10 |  |  |  | 15% |  | 20% |  | 20% |  | 120 |  |  |  | 15%
288 | 0 |  | 0 | 0 |  | #N/A | #N/A | 0 | 0 | [7 empty] | Auto ON-Auto OFF |  | 10 |  |  |  | 15% |  | 20% |  | 20% |  | 120 |  |  |  | 15%
289 | 0 |  | 0 | 0 |  | #N/A | #N/A | 0 | 0 | [7 empty] | Auto ON-Auto OFF |  | 10 |  |  |  | 15% |  | 20% |  | 20% |  | 120 |  |  |  | 15%
290 | 0 |  | 0 | 0 |  | #N/A | #N/A | 0 | 0 | [7 empty] | Auto ON-Auto OFF |  | 10 |  |  |  | 15% |  | 20% |  | 20% |  | 120 |  |  |  | 15%
291 | 0 |  | 0 | 0 |  | #N/A | #N/A | 0 | 0 | [7 empty] | Auto ON-Auto OFF |  | 10 |  |  |  | 15% |  | 20% |  | 20% |  | 120 |  |  |  | 15%
292 | 0 |  | 0 | 0 |  | #N/A | #N/A | 0 | 0 | [7 empty] | Auto ON-Auto OFF |  | 10 |  |  |  | 15% |  | 20% |  | 20% |  | 120 |  |  |  | 15%
293 | 0 |  | 0 | 0 |  | #N/A | #N/A | 0 | 0 | [7 empty] | Auto ON-Auto OFF |  | 10 |  |  |  | 15% |  | 20% |  | 20% |  | 120 |  |  |  | 15%
294 | 0 |  | 0 | 0 |  | #N/A | #N/A | 0 | 0 | [7 empty] | Auto ON-Auto OFF |  | 10 |  |  |  | 15% |  | 20% |  | 20% |  | 120 |  |  |  | 15%
295 | 0 |  | 0 | 0 |  | #N/A | #N/A | 0 | 0 | [7 empty] | Auto ON-Auto OFF |  | 10 |  |  |  | 15% |  | 20% |  | 20% |  | 120 |  |  |  | 15%
296 | 0 |  | 0 | 0 |  | #N/A | #N/A | 0 | 0 | [7 empty] | Auto ON-Auto OFF |  | 10 |  |  |  | 15% |  | 20% |  | 20% |  | 120 |  |  |  | 15%
297 | 0 |  | 0 | 0 |  | #N/A | #N/A | 0 | 0 | [7 empty] | Auto ON-Auto OFF |  | 10 |  |  |  | 15% |  | 20% |  | 20% |  | 120 |  |  |  | 15%
298 | 0 |  | 0 | 0 |  | #N/A | #N/A | 0 | 0 | [7 empty] | Auto ON-Auto OFF |  | 10 |  |  |  | 15% |  | 20% |  | 20% |  | 120 |  |  |  | 15%
299 | 0 |  | 0 | 0 |  | #N/A | #N/A | 0 | 0 | [7 empty] | Auto ON-Auto OFF |  | 10 |  |  |  | 15% |  | 20% |  | 20% |  | 120 |  |  |  | 15%
300 | 0 |  | 0 | 0 |  | #N/A | #N/A | 0 | 0 | [7 empty] | Auto ON-Auto OFF |  | 10 |  |  |  | 15% |  | 20% |  | 20% |  | 120 |  |  |  | 15%
301 | 0 |  | 0 | 0 |  | #N/A | #N/A | 0 | 0 | [7 empty] | Auto ON-Auto OFF |  | 10 |  |  |  | 15% |  | 20% |  | 20% |  | 120 |  |  |  | 15%
302 | 0 |  | 0 | 0 |  | #N/A | #N/A | 0 | 0 | [7 empty] | Auto ON-Auto OFF |  | 10 |  |  |  | 15% |  | 20% |  | 20% |  | 120 |  |  |  | 15%
303 | 0 |  | 0 | 0 |  | #N/A | #N/A | 0 | 0 | [7 empty] | Auto ON-Auto OFF |  | 10 |  |  |  | 15% |  | 20% |  | 20% |  | 120 |  |  |  | 15%
304 | 0 |  | 0 | 0 |  | #N/A | #N/A | 0 | 0 | [7 empty] | Auto ON-Auto OFF |  | 10 |  |  |  | 15% |  | 20% |  | 20% |  | 120 |  |  |  | 15%
305 | 0 |  | 0 | 0 |  | #N/A | #N/A | 0 | 0 | [7 empty] | Auto ON-Auto OFF |  | 10 |  |  |  | 15% |  | 20% |  | 20% |  | 120 |  |  |  | 15%
306 | 0 |  | 0 | 0 |  | #N/A | #N/A | 0 | 0 | [7 empty] | Auto ON-Auto OFF |  | 10 |  |  |  | 15% |  | 20% |  | 20% |  | 120 |  |  |  | 15%
307 | 0 |  | 0 | 0 |  | #N/A | #N/A | 0 | 0 | [7 empty] | Auto ON-Auto OFF |  | 10 |  |  |  | 15% |  | 20% |  | 20% |  | 120 |  |  |  | 15%
308 | 0 |  | 0 | 0 |  | #N/A | #N/A | 0 | 0 | [7 empty] | Auto ON-Auto OFF |  | 10 |  |  |  | 15% |  | 20% |  | 20% |  | 120 |  |  |  | 15%
309 | 0 |  | 0 | 0 |  | #N/A | #N/A | 0 | 0 | [7 empty] | Auto ON-Auto OFF |  | 10 |  |  |  | 15% |  | 20% |  | 20% |  | 120 |  |  |  | 15%
310 | 0 |  | 0 | 0 |  | #N/A | #N/A | 0 | 0 | [7 empty] | Auto ON-Auto OFF |  | 10 |  |  |  | 15% |  | 20% |  | 20% |  | 120 |  |  |  | 15%
311 | 0 |  | 0 | 0 |  | #N/A | #N/A | 0 | 0 | [7 empty] | Auto ON-Auto OFF |  | 10 |  |  |  | 15% |  | 20% |  | 20% |  | 120 |  |  |  | 15%
312 | 0 |  | 0 | 0 |  | #N/A | #N/A | 0 | 0 | [7 empty] | Auto ON-Auto OFF |  | 10 |  |  |  | 15% |  | 20% |  | 20% |  | 120 |  |  |  | 15%
313 | 0 |  | 0 | 0 |  | #N/A | #N/A | 0 | 0 | [7 empty] | Auto ON-Auto OFF |  | 10 |  |  |  | 15% |  | 20% |  | 20% |  | 120 |  |  |  | 15%
314 | 0 |  | 0 | 0 |  | #N/A | #N/A | 0 | 0 | [7 empty] | Auto ON-Auto OFF |  | 10 |  |  |  | 15% |  | 20% |  | 20% |  | 120 |  |  |  | 15%
315 | 0 |  | 0 | 0 |  | #N/A | #N/A | 0 | 0 | [7 empty] | Auto ON-Auto OFF |  | 10 |  |  |  | 15% |  | 20% |  | 20% |  | 120 |  |  |  | 15%
316 | 0 |  | 0 | 0 |  | #N/A | #N/A | 0 | 0 | [7 empty] | Auto ON-Auto OFF |  | 10 |  |  |  | 15% |  | 20% |  | 20% |  | 120 |  |  |  | 15%
317 | 0 |  | 0 | 0 |  | #N/A | #N/A | 0 | 0 | [7 empty] | Auto ON-Auto OFF |  | 10 |  |  |  | 15% |  | 20% |  | 20% |  | 120 |  |  |  | 15%
318 | 0 |  | 0 | 0 |  | #N/A | #N/A | 0 | 0 | [7 empty] | Auto ON-Auto OFF |  | 10 |  |  |  | 15% |  | 20% |  | 20% |  | 120 |  |  |  | 15%
319 | 0 |  | 0 | 0 |  | #N/A | #N/A | 0 | 0 | [7 empty] | Auto ON-Auto OFF |  | 10 |  |  |  | 15% |  | 20% |  | 20% |  | 120 |  |  |  | 15%
320 | 0 |  | 0 | 0 |  | #N/A | #N/A | 0 | 0 | [7 empty] | Auto ON-Auto OFF |  | 10 |  |  |  | 15% |  | 20% |  | 20% |  | 120 |  |  |  | 15%
321 | 0 |  | 0 | 0 |  | #N/A | #N/A | 0 | 0 | [7 empty] | Auto ON-Auto OFF |  | 10 |  |  |  | 15% |  | 20% |  | 20% |  | 120 |  |  |  | 15%
322 | 0 |  | 0 | 0 |  | #N/A | #N/A | 0 | 0 | [7 empty] | Auto ON-Auto OFF |  | 10 |  |  |  | 15% |  | 20% |  | 20% |  | 120 |  |  |  | 15%
323 | 0 |  | 0 | 0 |  | #N/A | #N/A | 0 | 0 | [7 empty] | Auto ON-Auto OFF |  | 10 |  |  |  | 15% |  | 20% |  | 20% |  | 120 |  |  |  | 15%
324 | 0 |  | 0 | 0 |  | #N/A | #N/A | 0 | 0 | [7 empty] | Auto ON-Auto OFF |  | 10 |  |  |  | 15% |  | 20% |  | 20% |  | 120 |  |  |  | 15%
325 | 0 |  | 0 | 0 |  | #N/A | #N/A | 0 | 0 | [7 empty] | Auto ON-Auto OFF |  | 10 |  |  |  | 15% |  | 20% |  | 20% |  | 120 |  |  |  | 15%
326 | 0 |  | 0 | 0 |  | #N/A | #N/A | 0 | 0 | [7 empty] | Auto ON-Auto OFF |  | 10 |  |  |  | 15% |  | 20% |  | 20% |  | 120 |  |  |  | 15%
327 | 0 |  | 0 | 0 |  | #N/A | #N/A | 0 | 0 | [7 empty] | Auto ON-Auto OFF |  | 10 |  |  |  | 15% |  | 20% |  | 20% |  | 120 |  |  |  | 15%
328 | 0 |  | 0 | 0 |  | #N/A | #N/A | 0 | 0 | [7 empty] | Auto ON-Auto OFF |  | 10 |  |  |  | 15% |  | 20% |  | 20% |  | 120 |  |  |  | 15%
329 | 0 |  | 0 | 0 |  | #N/A | #N/A | 0 | 0 | [7 empty] | Auto ON-Auto OFF |  | 10 |  |  |  | 15% |  | 20% |  | 20% |  | 120 |  |  |  | 15%
330 | 0 |  | 0 | 0 |  | #N/A | #N/A | 0 | 0 | [7 empty] | Auto ON-Auto OFF |  | 10 |  |  |  | 15% |  | 20% |  | 20% |  | 120 |  |  |  | 15%
331 | 0 |  | 0 | 0 |  | #N/A | #N/A | 0 | 0 | [7 empty] | Auto ON-Auto OFF |  | 10 |  |  |  | 15% |  | 20% |  | 20% |  | 120 |  |  |  | 15%
332 | 0 |  | 0 | 0 |  | #N/A | #N/A | 0 | 0 | [7 empty] | Auto ON-Auto OFF |  | 10 |  |  |  | 15% |  | 20% |  | 20% |  | 120 |  |  |  | 15%
333 | 0 |  | 0 | 0 |  | #N/A | #N/A | 0 | 0 | [7 empty] | Auto ON-Auto OFF |  | 10 |  |  |  | 15% |  | 20% |  | 20% |  | 120 |  |  |  | 15%
334 | 0 |  | 0 | 0 |  | #N/A | #N/A | 0 | 0 | [7 empty] | Auto ON-Auto OFF |  | 10 |  |  |  | 15% |  | 20% |  | 20% |  | 120 |  |  |  | 15%
335 | 0 |  | 0 | 0 |  | #N/A | #N/A | 0 | 0 | [7 empty] | Auto ON-Auto OFF |  | 10 |  |  |  | 15% |  | 20% |  | 20% |  | 120 |  |  |  | 15%
336 | 0 |  | 0 | 0 |  | #N/A | #N/A | 0 | 0 | [7 empty] | Auto ON-Auto OFF |  | 10 |  |  |  | 15% |  | 20% |  | 20% |  | 120 |  |  |  | 15%
337 | 0 |  | 0 | 0 |  | #N/A | #N/A | 0 | 0 | [7 empty] | Auto ON-Auto OFF |  | 10 |  |  |  | 15% |  | 20% |  | 20% |  | 120 |  |  |  | 15%
338 | 0 |  | 0 | 0 |  | #N/A | #N/A | 0 | 0 | [7 empty] | Auto ON-Auto OFF |  | 10 |  |  |  | 15% |  | 20% |  | 20% |  | 120 |  |  |  | 15%
339 | 0 |  | 0 | 0 |  | #N/A | #N/A | 0 | 0 | [7 empty] | Auto ON-Auto OFF |  | 10 |  |  |  | 15% |  | 20% |  | 20% |  | 120 |  |  |  | 15%
340 | 0 |  | 0 | 0 |  | #N/A | #N/A | 0 | 0 | [7 empty] | Auto ON-Auto OFF |  | 10 |  |  |  | 15% |  | 20% |  | 20% |  | 120 |  |  |  | 15%
341 | 0 |  | 0 | 0 |  | #N/A | #N/A | 0 | 0 | [7 empty] | Auto ON-Auto OFF |  | 10 |  |  |  | 15% |  | 20% |  | 20% |  | 120 |  |  |  | 15%
342 | 0 |  | 0 | 0 |  | #N/A | #N/A | 0 | 0 | [7 empty] | Auto ON-Auto OFF |  | 10 |  |  |  | 15% |  | 20% |  | 20% |  | 120 |  |  |  | 15%
343 | 0 |  | 0 | 0 |  | #N/A | #N/A | 0 | 0 | [7 empty] | Auto ON-Auto OFF |  | 10 |  |  |  | 15% |  | 20% |  | 20% |  | 120 |  |  |  | 15%
344 | 0 |  | 0 | 0 |  | #N/A | #N/A | 0 | 0 | [7 empty] | Auto ON-Auto OFF |  | 10 |  |  |  | 15% |  | 20% |  | 20% |  | 120 |  |  |  | 15%
345 | 0 |  | 0 | 0 |  | #N/A | #N/A | 0 | 0 | [7 empty] | Auto ON-Auto OFF |  | 10 |  |  |  | 15% |  | 20% |  | 20% |  | 120 |  |  |  | 15%
346 | 0 |  | 0 | 0 |  | #N/A | #N/A | 0 | 0 | [7 empty] | Auto ON-Auto OFF |  | 10 |  |  |  | 15% |  | 20% |  | 20% |  | 120 |  |  |  | 15%
347 | 0 |  | 0 | 0 |  | #N/A | #N/A | 0 | 0 | [7 empty] | Auto ON-Auto OFF |  | 10 |  |  |  | 15% |  | 20% |  | 20% |  | 120 |  |  |  | 15%
348 | 0 |  | 0 | 0 |  | #N/A | #N/A | 0 | 0 | [7 empty] | Auto ON-Auto OFF |  | 10 |  |  |  | 15% |  | 20% |  | 20% |  | 120 |  |  |  | 15%
349 | 0 |  | 0 | 0 |  | #N/A | #N/A | 0 | 0 | [7 empty] | Auto ON-Auto OFF |  | 10 |  |  |  | 15% |  | 20% |  | 20% |  | 120 |  |  |  | 15%
350 | 0 |  | 0 | 0 |  | #N/A | #N/A | 0 | 0 | [7 empty] | Auto ON-Auto OFF |  | 10 |  |  |  | 15% |  | 20% |  | 20% |  | 120 |  |  |  | 15%
351 | 0 |  | 0 | 0 |  | #N/A | #N/A | 0 | 0 | [7 empty] | Auto ON-Auto OFF |  | 10 |  |  |  | 15% |  | 20% |  | 20% |  | 120 |  |  |  | 15%
352 | 0 |  | 0 | 0 |  | #N/A | #N/A | 0 | 0 | [7 empty] | Auto ON-Auto OFF |  | 10 |  |  |  | 15% |  | 20% |  | 20% |  | 120 |  |  |  | 15%
353 | 0 |  | 0 | 0 |  | #N/A | #N/A | 0 | 0 | [7 empty] | Auto ON-Auto OFF |  | 10 |  |  |  | 15% |  | 20% |  | 20% |  | 120 |  |  |  | 15%
354 | 0 |  | 0 | 0 |  | #N/A | #N/A | 0 | 0 | [7 empty] | Auto ON-Auto OFF |  | 10 |  |  |  | 15% |  | 20% |  | 20% |  | 120 |  |  |  | 15%
355 | 0 |  | 0 | 0 |  | #N/A | #N/A | 0 | 0 | [7 empty] | Auto ON-Auto OFF |  | 10 |  |  |  | 15% |  | 20% |  | 20% |  | 120 |  |  |  | 15%
356 | 0 |  | 0 | 0 |  | #N/A | #N/A | 0 | 0 | [7 empty] | Auto ON-Auto OFF |  | 10 |  |  |  | 15% |  | 20% |  | 20% |  | 120 |  |  |  | 15%
357 | 0 |  | 0 | 0 |  | #N/A | #N/A | 0 | 0 | [7 empty] | Auto ON-Auto OFF |  | 10 |  |  |  | 15% |  | 20% |  | 20% |  | 120 |  |  |  | 15%
358 | 0 |  | 0 | 0 |  | #N/A | #N/A | 0 | 0 | [7 empty] | Auto ON-Auto OFF |  | 10 |  |  |  | 15% |  | 20% |  | 20% |  | 120 |  |  |  | 15%
359 | 0 |  | 0 | 0 |  | #N/A | #N/A | 0 | 0 | [7 empty] | Auto ON-Auto OFF |  | 10 |  |  |  | 15% |  | 20% |  | 20% |  | 120 |  |  |  | 15%
360 | 0 |  | 0 | 0 |  | #N/A | #N/A | 0 | 0 | [7 empty] | Auto ON-Auto OFF |  | 10 |  |  |  | 15% |  | 20% |  | 20% |  | 120 |  |  |  | 15%
361 | 0 |  | 0 | 0 |  | #N/A | #N/A | 0 | 0 | [7 empty] | Auto ON-Auto OFF |  | 10 |  |  |  | 15% |  | 20% |  | 20% |  | 120 |  |  |  | 15%
362 | 0 |  | 0 | 0 |  | #N/A | #N/A | 0 | 0 | [7 empty] | Auto ON-Auto OFF |  | 10 |  |  |  | 15% |  | 20% |  | 20% |  | 120 |  |  |  | 15%
363 | 0 |  | 0 | 0 |  | #N/A | #N/A | 0 | 0 | [7 empty] | Auto ON-Auto OFF |  | 10 |  |  |  | 15% |  | 20% |  | 20% |  | 120 |  |  |  | 15%
364 | 0 |  | 0 | 0 |  | #N/A | #N/A | 0 | 0 | [7 empty] | Auto ON-Auto OFF |  | 10 |  |  |  | 15% |  | 20% |  | 20% |  | 120 |  |  |  | 15%
365 | 0 |  | 0 | 0 |  | #N/A | #N/A | 0 | 0 | [7 empty] | Auto ON-Auto OFF |  | 10 |  |  |  | 15% |  | 20% |  | 20% |  | 120 |  |  |  | 15%
366 | 0 |  | 0 | 0 |  | #N/A | #N/A | 0 | 0 | [7 empty] | Auto ON-Auto OFF |  | 10 |  |  |  | 15% |  | 20% |  | 20% |  | 120 |  |  |  | 15%
367 | 0 |  | 0 | 0 |  | #N/A | #N/A | 0 | 0 | [7 empty] | Auto ON-Auto OFF |  | 10 |  |  |  | 15% |  | 20% |  | 20% |  | 120 |  |  |  | 15%
368 | 0 |  | 0 | 0 |  | #N/A | #N/A | 0 | 0 | [7 empty] | Auto ON-Auto OFF |  | 10 |  |  |  | 15% |  | 20% |  | 20% |  | 120 |  |  |  | 15%
369 | 0 |  | 0 | 0 |  | #N/A | #N/A | 0 | 0 | [7 empty] | Auto ON-Auto OFF |  | 10 |  |  |  | 15% |  | 20% |  | 20% |  | 120 |  |  |  | 15%
370 | 0 |  | 0 | 0 |  | #N/A | #N/A | 0 | 0 | [7 empty] | Auto ON-Auto OFF |  | 10 |  |  |  | 15% |  | 20% |  | 20% |  | 120 |  |  |  | 15%
371 | 0 |  | 0 | 0 |  | #N/A | #N/A | 0 | 0 | [7 empty] | Auto ON-Auto OFF |  | 10 |  |  |  | 15% |  | 20% |  | 20% |  | 120 |  |  |  | 15%
372 | 0 |  | 0 | 0 |  | #N/A | #N/A | 0 | 0 | [7 empty] | Auto ON-Auto OFF |  | 10 |  |  |  | 15% |  | 20% |  | 20% |  | 120 |  |  |  | 15%
373 | 0 |  | 0 | 0 |  | #N/A | #N/A | 0 | 0 | [7 empty] | Auto ON-Auto OFF |  | 10 |  |  |  | 15% |  | 20% |  | 20% |  | 120 |  |  |  | 15%
374 | 0 |  | 0 | 0 |  | #N/A | #N/A | 0 | 0 | [7 empty] | Auto ON-Auto OFF |  | 10 |  |  |  | 15% |  | 20% |  | 20% |  | 120 |  |  |  | 15%
375 | 0 |  | 0 | 0 |  | #N/A | #N/A | 0 | 0 | [7 empty] | Auto ON-Auto OFF |  | 10 |  |  |  | 15% |  | 20% |  | 20% |  | 120 |  |  |  | 15%
376 | 0 |  | 0 | 0 |  | #N/A | #N/A | 0 | 0 | [7 empty] | Auto ON-Auto OFF |  | 10 |  |  |  | 15% |  | 20% |  | 20% |  | 120 |  |  |  | 15%
377 | 0 |  | 0 | 0 |  | #N/A | #N/A | 0 | 0 | [7 empty] | Auto ON-Auto OFF |  | 10 |  |  |  | 15% |  | 20% |  | 20% |  | 120 |  |  |  | 15%
378 | 0 |  | 0 | 0 |  | #N/A | #N/A | 0 | 0 | [7 empty] | Auto ON-Auto OFF |  | 10 |  |  |  | 15% |  | 20% |  | 20% |  | 120 |  |  |  | 15%
379 | 0 |  | 0 | 0 |  | #N/A | #N/A | 0 | 0 | [7 empty] | Auto ON-Auto OFF |  | 10 |  |  |  | 15% |  | 20% |  | 20% |  | 120 |  |  |  | 15%
380 | 0 |  | 0 | 0 |  | #N/A | #N/A | 0 | 0 | [7 empty] | Auto ON-Auto OFF |  | 10 |  |  |  | 15% |  | 20% |  | 20% |  | 120 |  |  |  | 15%
381 | 0 |  | 0 | 0 |  | #N/A | #N/A | 0 | 0 | [7 empty] | Auto ON-Auto OFF |  | 10 |  |  |  | 15% |  | 20% |  | 20% |  | 120 |  |  |  | 15%
382 | 0 |  | 0 | 0 |  | #N/A | #N/A | 0 | 0 | [7 empty] | Auto ON-Auto OFF |  | 10 |  |  |  | 15% |  | 20% |  | 20% |  | 120 |  |  |  | 15%
383 | 0 |  | 0 | 0 |  | #N/A | #N/A | 0 | 0 | [7 empty] | Auto ON-Auto OFF |  | 10 |  |  |  | 15% |  | 20% |  | 20% |  | 120 |  |  |  | 15%
384 | 0 |  | 0 | 0 |  | #N/A | #N/A | 0 | 0 | [7 empty] | Auto ON-Auto OFF |  | 10 |  |  |  | 15% |  | 20% |  | 20% |  | 120 |  |  |  | 15%
385 | 0 |  | 0 | 0 |  | #N/A | #N/A | 0 | 0 | [7 empty] | Auto ON-Auto OFF |  | 10 |  |  |  | 15% |  | 20% |  | 20% |  | 120 |  |  |  | 15%
386 | 0 |  | 0 | 0 |  | #N/A | #N/A | 0 | 0 | [7 empty] | Auto ON-Auto OFF |  | 10 |  |  |  | 15% |  | 20% |  | 20% |  | 120 |  |  |  | 15%
387 | 0 |  | 0 | 0 |  | #N/A | #N/A | 0 | 0 | [7 empty] | Auto ON-Auto OFF |  | 10 |  |  |  | 15% |  | 20% |  | 20% |  | 120 |  |  |  | 15%
388 | 0 |  | 0 | 0 |  | #N/A | #N/A | 0 | 0 | [7 empty] | Auto ON-Auto OFF |  | 10 |  |  |  | 15% |  | 20% |  | 20% |  | 120 |  |  |  | 15%
389 | 0 |  | 0 | 0 |  | #N/A | #N/A | 0 | 0 | [7 empty] | Auto ON-Auto OFF |  | 10 |  |  |  | 15% |  | 20% |  | 20% |  | 120 |  |  |  | 15%
390 | 0 |  | 0 | 0 |  | #N/A | #N/A | 0 | 0 | [7 empty] | Auto ON-Auto OFF |  | 10 |  |  |  | 15% |  | 20% |  | 20% |  | 120 |  |  |  | 15%
391 | 0 |  | 0 | 0 |  | #N/A | #N/A | 0 | 0 | [7 empty] | Auto ON-Auto OFF |  | 10 |  |  |  | 15% |  | 20% |  | 20% |  | 120 |  |  |  | 15%
392 | 0 |  | 0 | 0 |  | #N/A | #N/A | 0 | 0 | [7 empty] | Auto ON-Auto OFF |  | 10 |  |  |  | 15% |  | 20% |  | 20% |  | 120 |  |  |  | 15%
393 | 0 |  | 0 | 0 |  | #N/A | #N/A | 0 | 0 | [7 empty] | Auto ON-Auto OFF |  | 10 |  |  |  | 15% |  | 20% |  | 20% |  | 120 |  |  |  | 15%
394 | 0 |  | 0 | 0 |  | #N/A | #N/A | 0 | 0 | [7 empty] | Auto ON-Auto OFF |  | 10 |  |  |  | 15% |  | 20% |  | 20% |  | 120 |  |  |  | 15%
395 | 0 |  | 0 | 0 |  | #N/A | #N/A | 0 | 0 | [7 empty] | Auto ON-Auto OFF |  | 10 |  |  |  | 15% |  | 20% |  | 20% |  | 120 |  |  |  | 15%
396 | 0 |  | 0 | 0 |  | #N/A | #N/A | 0 | 0 | [7 empty] | Auto ON-Auto OFF |  | 10 |  |  |  | 15% |  | 20% |  | 20% |  | 120 |  |  |  | 15%
397 | 0 |  | 0 | 0 |  | #N/A | #N/A | 0 | 0 | [7 empty] | Auto ON-Auto OFF |  | 10 |  |  |  | 15% |  | 20% |  | 20% |  | 120 |  |  |  | 15%
398 | 0 |  | 0 | 0 |  | #N/A | #N/A | 0 | 0 | [7 empty] | Auto ON-Auto OFF |  | 10 |  |  |  | 15% |  | 20% |  | 20% |  | 120 |  |  |  | 15%
399 | 0 |  | 0 | 0 |  | #N/A | #N/A | 0 | 0 | [7 empty] | Auto ON-Auto OFF |  | 10 |  |  |  | 15% |  | 20% |  | 20% |  | 120 |  |  |  | 15%
400 | 0 |  | 0 | 0 |  | #N/A | #N/A | 0 | 0 | [7 empty] | Auto ON-Auto OFF |  | 10 |  |  |  | 15% |  | 20% |  | 20% |  | 120 |  |  |  | 15%
401 | 0 |  | 0 | 0 |  | #N/A | #N/A | 0 | 0 | [7 empty] | Auto ON-Auto OFF |  | 10 |  |  |  | 15% |  | 20% |  | 20% |  | 120 |  |  |  | 15%
402 | 0 |  | 0 | 0 |  | #N/A | #N/A | 0 | 0 | [7 empty] | Auto ON-Auto OFF |  | 10 |  |  |  | 15% |  | 20% |  | 20% |  | 120 |  |  |  | 15%
403 | 0 |  | 0 | 0 |  | #N/A | #N/A | 0 | 0 | [7 empty] | Auto ON-Auto OFF |  | 10 |  |  |  | 15% |  | 20% |  | 20% |  | 120 |  |  |  | 15%
404 | 0 |  | 0 | 0 |  | #N/A | #N/A | 0 | 0 | [7 empty] | Auto ON-Auto OFF |  | 10 |  |  |  | 15% |  | 20% |  | 20% |  | 120 |  |  |  | 15%
405 | 0 |  | 0 | 0 |  | #N/A | #N/A | 0 | 0 | [7 empty] | Auto ON-Auto OFF |  | 10 |  |  |  | 15% |  | 20% |  | 20% |  | 120 |  |  |  | 15%
406 | 0 |  | 0 | 0 |  | #N/A | #N/A | 0 | 0 | [7 empty] | Auto ON-Auto OFF |  | 10 |  |  |  | 15% |  | 20% |  | 20% |  | 120 |  |  |  | 15%
407 | 0 |  | 0 | 0 |  | #N/A | #N/A | 0 | 0 | [7 empty] | Auto ON-Auto OFF |  | 10 |  |  |  | 15% |  | 20% |  | 20% |  | 120 |  |  |  | 15%
408 | 0 |  | 0 | 0 |  | #N/A | #N/A | 0 | 0 | [7 empty] | Auto ON-Auto OFF |  | 10 |  |  |  | 15% |  | 20% |  | 20% |  | 120 |  |  |  | 15%
409 | 0 |  | 0 | 0 |  | #N/A | #N/A | 0 | 0 | [7 empty] | Auto ON-Auto OFF |  | 10 |  |  |  | 15% |  | 20% |  | 20% |  | 120 |  |  |  | 15%
410 | 0 |  | 0 | 0 |  | #N/A | #N/A | 0 | 0 | [7 empty] | Auto ON-Auto OFF |  | 10 |  |  |  | 15% |  | 20% |  | 20% |  | 120 |  |  |  | 15%
411 | 0 |  | 0 | 0 |  | #N/A | #N/A | 0 | 0 | [7 empty] | Auto ON-Auto OFF |  | 10 |  |  |  | 15% |  | 20% |  | 20% |  | 120 |  |  |  | 15%
412 | 0 |  | 0 | 0 |  | #N/A | #N/A | 0 | 0 | [7 empty] | Auto ON-Auto OFF |  | 10 |  |  |  | 15% |  | 20% |  | 20% |  | 120 |  |  |  | 15%
413 | 0 |  | 0 | 0 |  | #N/A | #N/A | 0 | 0 | [7 empty] | Auto ON-Auto OFF |  | 10 |  |  |  | 15% |  | 20% |  | 20% |  | 120 |  |  |  | 15%
414 | 0 |  | 0 | 0 |  | #N/A | #N/A | 0 | 0 | [7 empty] | Auto ON-Auto OFF |  | 10 |  |  |  | 15% |  | 20% |  | 20% |  | 120 |  |  |  | 15%
415 | 0 |  | 0 | 0 |  | #N/A | #N/A | 0 | 0 | [7 empty] | Auto ON-Auto OFF |  | 10 |  |  |  | 15% |  | 20% |  | 20% |  | 120 |  |  |  | 15%
416 | 0 |  | 0 | 0 |  | #N/A | #N/A | 0 | 0 | [7 empty] | Auto ON-Auto OFF |  | 10 |  |  |  | 15% |  | 20% |  | 20% |  | 120 |  |  |  | 15%
417 | 0 |  | 0 | 0 |  | #N/A | #N/A | 0 | 0 | [7 empty] | Auto ON-Auto OFF |  | 10 |  |  |  | 15% |  | 20% |  | 20% |  | 120 |  |  |  | 15%
418 | 0 |  | 0 | 0 |  | #N/A | #N/A | 0 | 0 | [7 empty] | Auto ON-Auto OFF |  | 10 |  |  |  | 15% |  | 20% |  | 20% |  | 120 |  |  |  | 15%
419 | 0 |  | 0 | 0 |  | #N/A | #N/A | 0 | 0 | [7 empty] | Auto ON-Auto OFF |  | 10 |  |  |  | 15% |  | 20% |  | 20% |  | 120 |  |  |  | 15%
420 | 0 |  | 0 | 0 |  | #N/A | #N/A | 0 | 0 | [7 empty] | Auto ON-Auto OFF |  | 10 |  |  |  | 15% |  | 20% |  | 20% |  | 120 |  |  |  | 15%
421 | 0 |  | 0 | 0 |  | #N/A | #N/A | 0 | 0 | [7 empty] | Auto ON-Auto OFF |  | 10 |  |  |  | 15% |  | 20% |  | 20% |  | 120 |  |  |  | 15%
422 | 0 |  | 0 | 0 |  | #N/A | #N/A | 0 | 0 | [7 empty] | Auto ON-Auto OFF |  | 10 |  |  |  | 15% |  | 20% |  | 20% |  | 120 |  |  |  | 15%
423 | 0 |  | 0 | 0 |  | #N/A | #N/A | 0 | 0 | [7 empty] | Auto ON-Auto OFF |  | 10 |  |  |  | 15% |  | 20% |  | 20% |  | 120 |  |  |  | 15%
424 | 0 |  | 0 | 0 |  | #N/A | #N/A | 0 | 0 | [7 empty] | Auto ON-Auto OFF |  | 10 |  |  |  | 15% |  | 20% |  | 20% |  | 120 |  |  |  | 15%
425 | 0 |  | 0 | 0 |  | #N/A | #N/A | 0 | 0 | [7 empty] | Auto ON-Auto OFF |  | 10 |  |  |  | 15% |  | 20% |  | 20% |  | 120 |  |  |  | 15%
426 | 0 |  | 0 | 0 |  | #N/A | #N/A | 0 | 0 | [7 empty] | Auto ON-Auto OFF |  | 10 |  |  |  | 15% |  | 20% |  | 20% |  | 120 |  |  |  | 15%
427 | 0 |  | 0 | 0 |  | #N/A | #N/A | 0 | 0 | [7 empty] | Auto ON-Auto OFF |  | 10 |  |  |  | 15% |  | 20% |  | 20% |  | 120 |  |  |  | 15%
428 | 0 |  | 0 | 0 |  | #N/A | #N/A | 0 | 0 | [7 empty] | Auto ON-Auto OFF |  | 10 |  |  |  | 15% |  | 20% |  | 20% |  | 120 |  |  |  | 15%
429 | 0 |  | 0 | 0 |  | #N/A | #N/A | 0 | 0 | [7 empty] | Auto ON-Auto OFF |  | 10 |  |  |  | 15% |  | 20% |  | 20% |  | 120 |  |  |  | 15%
430 | 0 |  | 0 | 0 |  | #N/A | #N/A | 0 | 0 | [7 empty] | Auto ON-Auto OFF |  | 10 |  |  |  | 15% |  | 20% |  | 20% |  | 120 |  |  |  | 15%
431 | 0 |  | 0 | 0 |  | #N/A | #N/A | 0 | 0 | [7 empty] | Auto ON-Auto OFF |  | 10 |  |  |  | 15% |  | 20% |  | 20% |  | 120 |  |  |  | 15%
432 | 0 |  | 0 | 0 |  | #N/A | #N/A | 0 | 0 | [7 empty] | Auto ON-Auto OFF |  | 10 |  |  |  | 15% |  | 20% |  | 20% |  | 120 |  |  |  | 15%
433 | 0 |  | 0 | 0 |  | #N/A | #N/A | 0 | 0 | [7 empty] | Auto ON-Auto OFF |  | 10 |  |  |  | 15% |  | 20% |  | 20% |  | 120 |  |  |  | 15%
434 | 0 |  | 0 | 0 |  | #N/A | #N/A | 0 | 0 | [7 empty] | Auto ON-Auto OFF |  | 10 |  |  |  | 15% |  | 20% |  | 20% |  | 120 |  |  |  | 15%
435 | 0 |  | 0 | 0 |  | #N/A | #N/A | 0 | 0 | [7 empty] | Auto ON-Auto OFF |  | 10 |  |  |  | 15% |  | 20% |  | 20% |  | 120 |  |  |  | 15%
436 | 0 |  | 0 | 0 |  | #N/A | #N/A | 0 | 0 | [7 empty] | Auto ON-Auto OFF |  | 10 |  |  |  | 15% |  | 20% |  | 20% |  | 120 |  |  |  | 15%
437 | 0 |  | 0 | 0 |  | #N/A | #N/A | 0 | 0 | [7 empty] | Auto ON-Auto OFF |  | 10 |  |  |  | 15% |  | 20% |  | 20% |  | 120 |  |  |  | 15%
438 | 0 |  | 0 | 0 |  | #N/A | #N/A | 0 | 0 | [7 empty] | Auto ON-Auto OFF |  | 10 |  |  |  | 15% |  | 20% |  | 20% |  | 120 |  |  |  | 15%
439 | 0 |  | 0 | 0 |  | #N/A | #N/A | 0 | 0 | [7 empty] | Auto ON-Auto OFF |  | 10 |  |  |  | 15% |  | 20% |  | 20% |  | 120 |  |  |  | 15%
440 | 0 |  | 0 | 0 |  | #N/A | #N/A | 0 | 0 | [7 empty] | Auto ON-Auto OFF |  | 10 |  |  |  | 15% |  | 20% |  | 20% |  | 120 |  |  |  | 15%
441 | 0 |  | 0 | 0 |  | #N/A | #N/A | 0 | 0 | [7 empty] | Auto ON-Auto OFF |  | 10 |  |  |  | 15% |  | 20% |  | 20% |  | 120 |  |  |  | 15%
442 | 0 |  | 0 | 0 |  | #N/A | #N/A | 0 | 0 | [7 empty] | Auto ON-Auto OFF |  | 10 |  |  |  | 15% |  | 20% |  | 20% |  | 120 |  |  |  | 15%
443 | 0 |  | 0 | 0 |  | #N/A | #N/A | 0 | 0 | [7 empty] | Auto ON-Auto OFF |  | 10 |  |  |  | 15% |  | 20% |  | 20% |  | 120 |  |  |  | 15%
444 | 0 |  | 0 | 0 |  | #N/A | #N/A | 0 | 0 | [7 empty] | Auto ON-Auto OFF |  | 10 |  |  |  | 15% |  | 20% |  | 20% |  | 120 |  |  |  | 15%
445 | 0 |  | 0 | 0 |  | #N/A | #N/A | 0 | 0 | [7 empty] | Auto ON-Auto OFF |  | 10 |  |  |  | 15% |  | 20% |  | 20% |  | 120 |  |  |  | 15%
446 | 0 |  | 0 | 0 |  | #N/A | #N/A | 0 | 0 | [7 empty] | Auto ON-Auto OFF |  | 10 |  |  |  | 15% |  | 20% |  | 20% |  | 120 |  |  |  | 15%
447 | 0 |  | 0 | 0 |  | #N/A | #N/A | 0 | 0 | [7 empty] | Auto ON-Auto OFF |  | 10 |  |  |  | 15% |  | 20% |  | 20% |  | 120 |  |  |  | 15%
448 | 0 |  | 0 | 0 |  | #N/A | #N/A | 0 | 0 | [7 empty] | Auto ON-Auto OFF |  | 10 |  |  |  | 15% |  | 20% |  | 20% |  | 120 |  |  |  | 15%
449 | 0 |  | 0 | 0 |  | #N/A | #N/A | 0 | 0 | [7 empty] | Auto ON-Auto OFF |  | 10 |  |  |  | 15% |  | 20% |  | 20% |  | 120 |  |  |  | 15%
450 | 0 |  | 0 | 0 |  | #N/A | #N/A | 0 | 0 | [7 empty] | Auto ON-Auto OFF |  | 10 |  |  |  | 15% |  | 20% |  | 20% |  | 120 |  |  |  | 15%
451 | 0 |  | 0 | 0 |  | #N/A | #N/A | 0 | 0 | [7 empty] | Auto ON-Auto OFF |  | 10 |  |  |  | 15% |  | 20% |  | 20% |  | 120 |  |  |  | 15%
452 | 0 |  | 0 | 0 |  | #N/A | #N/A | 0 | 0 | [7 empty] | Auto ON-Auto OFF |  | 10 |  |  |  | 15% |  | 20% |  | 20% |  | 120 |  |  |  | 15%
453 | 0 |  | 0 | 0 |  | #N/A | #N/A | 0 | 0 | [7 empty] | Auto ON-Auto OFF |  | 10 |  |  |  | 15% |  | 20% |  | 20% |  | 120 |  |  |  | 15%
454 | 0 |  | 0 | 0 |  | #N/A | #N/A | 0 | 0 | [7 empty] | Auto ON-Auto OFF |  | 10 |  |  |  | 15% |  | 20% |  | 20% |  | 120 |  |  |  | 15%
455 | 0 |  | 0 | 0 |  | #N/A | #N/A | 0 | 0 | [7 empty] | Auto ON-Auto OFF |  | 10 |  |  |  | 15% |  | 20% |  | 20% |  | 120 |  |  |  | 15%
456 | 0 |  | 0 | 0 |  | #N/A | #N/A | 0 | 0 | [7 empty] | Auto ON-Auto OFF |  | 10 |  |  |  | 15% |  | 20% |  | 20% |  | 120 |  |  |  | 15%
457 | 0 |  | 0 | 0 |  | #N/A | #N/A | 0 | 0 | [7 empty] | Auto ON-Auto OFF |  | 10 |  |  |  | 15% |  | 20% |  | 20% |  | 120 |  |  |  | 15%
458 | 0 |  | 0 | 0 |  | #N/A | #N/A | 0 | 0 | [7 empty] | Auto ON-Auto OFF |  | 10 |  |  |  | 15% |  | 20% |  | 20% |  | 120 |  |  |  | 15%
459 | 0 |  | 0 | 0 |  | #N/A | #N/A | 0 | 0 | [7 empty] | Auto ON-Auto OFF |  | 10 |  |  |  | 15% |  | 20% |  | 20% |  | 120 |  |  |  | 15%
460 | 0 |  | 0 | 0 |  | #N/A | #N/A | 0 | 0 | [7 empty] | Auto ON-Auto OFF |  | 10 |  |  |  | 15% |  | 20% |  | 20% |  | 120 |  |  |  | 15%
461 | 0 |  | 0 | 0 |  | #N/A | #N/A | 0 | 0 | [7 empty] | Auto ON-Auto OFF |  | 10 |  |  |  | 15% |  | 20% |  | 20% |  | 120 |  |  |  | 15%
462 | 0 |  | 0 | 0 |  | #N/A | #N/A | 0 | 0 | [7 empty] | Auto ON-Auto OFF |  | 10 |  |  |  | 15% |  | 20% |  | 20% |  | 120 |  |  |  | 15%
463 | 0 |  | 0 | 0 |  | #N/A | #N/A | 0 | 0 | [7 empty] | Auto ON-Auto OFF |  | 10 |  |  |  | 15% |  | 20% |  | 20% |  | 120 |  |  |  | 15%
464 | 0 |  | 0 | 0 |  | #N/A | #N/A | 0 | 0 | [7 empty] | Auto ON-Auto OFF |  | 10 |  |  |  | 15% |  | 20% |  | 20% |  | 120 |  |  |  | 15%
465 | 0 |  | 0 | 0 |  | #N/A | #N/A | 0 | 0 | [7 empty] | Auto ON-Auto OFF |  | 10 |  |  |  | 15% |  | 20% |  | 20% |  | 120 |  |  |  | 15%
466 | 0 |  | 0 | 0 |  | #N/A | #N/A | 0 | 0 | [7 empty] | Auto ON-Auto OFF |  | 10 |  |  |  | 15% |  | 20% |  | 20% |  | 120 |  |  |  | 15%
467 | 0 |  | 0 | 0 |  | #N/A | #N/A | 0 | 0 | [7 empty] | Auto ON-Auto OFF |  | 10 |  |  |  | 15% |  | 20% |  | 20% |  | 120 |  |  |  | 15%
468 | 0 |  | 0 | 0 |  | #N/A | #N/A | 0 | 0 | [7 empty] | Auto ON-Auto OFF |  | 10 |  |  |  | 15% |  | 20% |  | 20% |  | 120 |  |  |  | 15%
469 | 0 |  | 0 | 0 |  | #N/A | #N/A | 0 | 0 | [7 empty] | Auto ON-Auto OFF |  | 10 |  |  |  | 15% |  | 20% |  | 20% |  | 120 |  |  |  | 15%
470 | 0 |  | 0 | 0 |  | #N/A | #N/A | 0 | 0 | [7 empty] | Auto ON-Auto OFF |  | 10 |  |  |  | 15% |  | 20% |  | 20% |  | 120 |  |  |  | 15%
471 | 0 |  | 0 | 0 |  | #N/A | #N/A | 0 | 0 | [7 empty] | Auto ON-Auto OFF |  | 10 |  |  |  | 15% |  | 20% |  | 20% |  | 120 |  |  |  | 15%
472 | 0 |  | 0 | 0 |  | #N/A | #N/A | 0 | 0 | [7 empty] | Auto ON-Auto OFF |  | 10 |  |  |  | 15% |  | 20% |  | 20% |  | 120 |  |  |  | 15%
473 | 0 |  | 0 | 0 |  | #N/A | #N/A | 0 | 0 | [7 empty] | Auto ON-Auto OFF |  | 10 |  |  |  | 15% |  | 20% |  | 20% |  | 120 |  |  |  | 15%
474 | 0 |  | 0 | 0 |  | #N/A | #N/A | 0 | 0 | [7 empty] | Auto ON-Auto OFF |  | 10 |  |  |  | 15% |  | 20% |  | 20% |  | 120 |  |  |  | 15%
475 | 0 |  | 0 | 0 |  | #N/A | #N/A | 0 | 0 | [7 empty] | Auto ON-Auto OFF |  | 10 |  |  |  | 15% |  | 20% |  | 20% |  | 120 |  |  |  | 15%
476 | 0 |  | 0 | 0 |  | #N/A | #N/A | 0 | 0 | [7 empty] | Auto ON-Auto OFF |  | 10 |  |  |  | 15% |  | 20% |  | 20% |  | 120 |  |  |  | 15%
477 | 0 |  | 0 | 0 |  | #N/A | #N/A | 0 | 0 | [7 empty] | Auto ON-Auto OFF |  | 10 |  |  |  | 15% |  | 20% |  | 20% |  | 120 |  |  |  | 15%
478 | 0 |  | 0 | 0 |  | #N/A | #N/A | 0 | 0 | [7 empty] | Auto ON-Auto OFF |  | 10 |  |  |  | 15% |  | 20% |  | 20% |  | 120 |  |  |  | 15%
479 | 0 |  | 0 | 0 |  | #N/A | #N/A | 0 | 0 | [7 empty] | Auto ON-Auto OFF |  | 10 |  |  |  | 15% |  | 20% |  | 20% |  | 120 |  |  |  | 15%
480 | 0 |  | 0 | 0 |  | #N/A | #N/A | 0 | 0 | [7 empty] | Auto ON-Auto OFF |  | 10 |  |  |  | 15% |  | 20% |  | 20% |  | 120 |  |  |  | 15%
481 | 0 |  | 0 | 0 |  | #N/A | #N/A | 0 | 0 | [7 empty] | Auto ON-Auto OFF |  | 10 |  |  |  | 15% |  | 20% |  | 20% |  | 120 |  |  |  | 15%
482 | 0 |  | 0 | 0 |  | #N/A | #N/A | 0 | 0 | [7 empty] | Auto ON-Auto OFF |  | 10 |  |  |  | 15% |  | 20% |  | 20% |  | 120 |  |  |  | 15%
483 | 0 |  | 0 | 0 |  | #N/A | #N/A | 0 | 0 | [7 empty] | Auto ON-Auto OFF |  | 10 |  |  |  | 15% |  | 20% |  | 20% |  | 120 |  |  |  | 15%
484 | 0 |  | 0 | 0 |  | #N/A | #N/A | 0 | 0 | [7 empty] | Auto ON-Auto OFF |  | 10 |  |  |  | 15% |  | 20% |  | 20% |  | 120 |  |  |  | 15%
485 | 0 |  | 0 | 0 |  | #N/A | #N/A | 0 | 0 | [7 empty] | Auto ON-Auto OFF |  | 10 |  |  |  | 15% |  | 20% |  | 20% |  | 120 |  |  |  | 15%
486 | 0 |  | 0 | 0 |  | #N/A | #N/A | 0 | 0 | [7 empty] | Auto ON-Auto OFF |  | 10 |  |  |  | 15% |  | 20% |  | 20% |  | 120 |  |  |  | 15%
487 | 0 |  | 0 | 0 |  | #N/A | #N/A | 0 | 0 | [7 empty] | Auto ON-Auto OFF |  | 10 |  |  |  | 15% |  | 20% |  | 20% |  | 120 |  |  |  | 15%
488 | 0 |  | 0 | 0 |  | #N/A | #N/A | 0 | 0 | [7 empty] | Auto ON-Auto OFF |  | 10 |  |  |  | 15% |  | 20% |  | 20% |  | 120 |  |  |  | 15%
489 | 0 |  | 0 | 0 |  | #N/A | #N/A | 0 | 0 | [7 empty] | Auto ON-Auto OFF |  | 10 |  |  |  | 15% |  | 20% |  | 20% |  | 120 |  |  |  | 15%
490 | 0 |  | 0 | 0 |  | #N/A | #N/A | 0 | 0 | [7 empty] | Auto ON-Auto OFF |  | 10 |  |  |  | 15% |  | 20% |  | 20% |  | 120 |  |  |  | 15%
491 | 0 |  | 0 | 0 |  | #N/A | #N/A | 0 | 0 | [7 empty] | Auto ON-Auto OFF |  | 10 |  |  |  | 15% |  | 20% |  | 20% |  | 120 |  |  |  | 15%
492 | 0 |  | 0 | 0 |  | #N/A | #N/A | 0 | 0 | [7 empty] | Auto ON-Auto OFF |  | 10 |  |  |  | 15% |  | 20% |  | 20% |  | 120 |  |  |  | 15%
493 | 0 |  | 0 | 0 |  | #N/A | #N/A | 0 | 0 | [7 empty] | Auto ON-Auto OFF |  | 10 |  |  |  | 15% |  | 20% |  | 20% |  | 120 |  |  |  | 15%
494 | 0 |  | 0 | 0 |  | #N/A | #N/A | 0 | 0 | [7 empty] | Auto ON-Auto OFF |  | 10 |  |  |  | 15% |  | 20% |  | 20% |  | 120 |  |  |  | 15%
495 | 0 |  | 0 | 0 |  | #N/A | #N/A | 0 | 0 | [7 empty] | Auto ON-Auto OFF |  | 10 |  |  |  | 15% |  | 20% |  | 20% |  | 120 |  |  |  | 15%
496 | 0 |  | 0 | 0 |  | #N/A | #N/A | 0 | 0 | [7 empty] | Auto ON-Auto OFF |  | 10 |  |  |  | 15% |  | 20% |  | 20% |  | 120 |  |  |  | 15%
497 | 0 |  | 0 | 0 |  | #N/A | #N/A | 0 | 0 | [7 empty] | Auto ON-Auto OFF |  | 10 |  |  |  | 15% |  | 20% |  | 20% |  | 120 |  |  |  | 15%
498 | 0 |  | 0 | 0 |  | #N/A | #N/A | 0 | 0 | [7 empty] | Auto ON-Auto OFF |  | 10 |  |  |  | 15% |  | 20% |  | 20% |  | 120 |  |  |  | 15%
499 | 0 |  | 0 | 0 |  | #N/A | #N/A | 0 | 0 | [7 empty] | Auto ON-Auto OFF |  | 10 |  |  |  | 15% |  | 20% |  | 20% |  | 120 |  |  |  | 15%
500 | 0 |  | 0 | 0 |  | #N/A | #N/A | 0 | 0 | [7 empty] | Auto ON-Auto OFF |  | 10 |  |  |  | 15% |  | 20% |  | 20% |  | 120 |  |  |  | 15%
Note on D5: Enter the closest space type to the room you are entering data for, or use "Other" if nothing matches.

## T12-T8 IW (hidden)
IW,W
T8 EB NBF
Baseline Lamp Tech | Lamp length, ft | # of lamps | T8Ref | T8Search | Comments
T5HO | 4 | 1 | T5HO41 | 55
T5HO | 4 | 2 | T5HO42 | 110
T5HO | 4 | 3 | T5HO43 | 165
T5HO | 4 | 4 | T5HO44 | 220
T5HO | 4 | 6 | T5HO46 | 330
T5HO | 4 | 8 | T5HO48 | 440
T8 | 2 | 1 | T821 | 17 | From 2FT-T8-17W-IS
T8 | 2 | 2 | T822 | 34
T8 | 2 | 3 | T823 | 47
T8 | 2 | 4 | T824 | 68
T8 | 2 | 5 | T825 | 81
T8 | 2 | 6 | T826 | 102
T8 | 2 | 8 | T828 | 136
T8 | 3 | 1 | T831 | 25 | From 3FT-T8-25W-IS
T8 | 3 | 2 | T832 | 46
T8 | 3 | 3 | T833 | 68
T8 | 3 | 4 | T834 | 89
T8 | 3 | 5 | T835 | 114
T8 | 3 | 6 | T836 | 136
T8 | 3 | 8 | T838 | 178
T8 | 4 | 1 | T841 | 24 | From 4FT-T8ES-25W IS
T8 | 4 | 2 | T842 | 46
T8 | 4 | 3 | T843 | 68
T8 | 4 | 4 | T844 | 88
T8 | 4 | 5 | T845 | 114
T8 | 4 | 6 | T846 | 138
T8 | 4 | 8 | T848 | 176
T8 | 8 | 1 | T881 | 56 | From 8FT-T8-59W-IS
T8 | 8 | 2 | T882 | 112
T8 | 8 | 3 | T883 | 168
T8 | 8 | 4 | T884 | 224
T8 | 8 | 5 | T885 | 280
T8 | 8 | 6 | T886 | 336
T8 | 8 | 8 | T888 | 448
T8 | U-Shape | 1 | T8U-Shape1 | 35 | From U-Shaped-T8/U-31W-Mag-RS
T8 | U-Shape | 2 | T8U-Shape2 | 71
T8 | U-Shape | 3 | T8U-Shape3 | 106
T8 | U-Shape | 4 | T8U-Shape4 | 142
T8 | U-Shape | 5 | T8U-Shape5 | 177
T8 | U-Shape | 6 | T8U-Shape6 | 213
T8 | U-Shape | 8 | T8U-Shape8 | 284
T8HO | 4 | 1 | T8HO41 | 56 | From 8FT-T8-59W-IS (closest equivalent for baseline)
T8HO | 4 | 2 | T8HO42 | 112
T8HO | 4 | 3 | T8HO43 | 168
T8HO | 4 | 4 | T8HO44 | 224
T8HO | 4 | 5 | T8HO45 | 280
T8HO | 4 | 6 | T8HO46 | 336
T8HO | 4 | 8 | T8HO48 | 448
T8HO | 8 | 1 | T8HO81 | 92 | From 8FT-T8HO-86W-IS
T8HO | 8 | 2 | T8HO82 | 153
T8HO | 8 | 3 | T8HO83 | 245
T8HO | 8 | 4 | T8HO84 | 306
T8HO | 8 | 5 | T8HO85 | 398
T8HO | 8 | 6 | T8HO86 | 459
T8HO | 8 | 8 | T8HO88 | 612
E-Halogen | 40 | 1 | E-Halogen401 | 28
E-Halogen | 40 | 2 | E-Halogen402 | 56
E-Halogen | 40 | 3 | E-Halogen403 | 84
E-Halogen | 40 | 4 | E-Halogen404 | 112
E-Halogen | 40 | 5 | E-Halogen405 | 140
E-Halogen | 40 | 6 | E-Halogen406 | 168
E-Halogen | 40 | 8 | E-Halogen408 | 224
E-Halogen | 60 | 1 | E-Halogen601 | 48
E-Halogen | 60 | 2 | E-Halogen602 | 96
E-Halogen | 60 | 3 | E-Halogen603 | 144
E-Halogen | 60 | 4 | E-Halogen604 | 192
E-Halogen | 60 | 5 | E-Halogen605 | 240
E-Halogen | 60 | 6 | E-Halogen606 | 288
E-Halogen | 60 | 8 | E-Halogen608 | 384

## Input data (hidden)
Input Data
Last revision date: | 2022-02-11 | (change each time)
BC Hydro Power Smart ES Lighting Calculator, version 11.0 - 2022.06.20
LamptypesOld | IndirectLength | Ballastref | BallastFactorRef | LamptypesNew | IndirectLengthNew | BallastrefNew | BallasttypesFL | BallasttypesHID | BallasttypesCFL | BallasttypesLED | BallasttypesNo | Ballastfactors | CandS | CandSnewbase | ECMs | EMLs | LampLength | LEDLength | HOLength | LampsperLuminaire | ExistControlTypes | NewControlTypes | ControlEMLs | BiLevelControlTypes | ProjectTypes | BiLevelECMs | EMLs | Text
CFL | BallasttypesNo | BallasttypesCFL | BallasttypesNo | Bi-level LED | BallasttypesNo | BallasttypesNo | Electronic | Electronic | Electronic | Fluor ballast | - | LBF | T12/T12ES | T8 | Bi-level stand-alone luminaire |  | 2 | 2 | 4 | 1 | DDC / BMS | DDC new | 8 | OS | Energy Study | NLC - no energy monitoring | 14 | Please do not use cut and paste. Only use copy and paste within this worksheet.
Hal/Incand A-lamp or MR16 | BallasttypesNo | BallasttypesNo | BallasttypesNo | LED luminaires | BallasttypesNo | BallasttypesNo | Magnetic | Pulsestart | Magnetic | Ext. LED driver |  | NBF | T12HO | T8HO | HID lamps only |  | 3 | 3 | 8 | 2 | Local timer | DDC re-scheduling | 2 | Programmable | Incentive Application | NLC - with energy monitoring | 14
Hal/Incand Reflector | BallasttypesNo | BallasttypesNo | BallasttypesNo | LED Tubular (T-LED) | LEDLength | BallasttypesLED |  | Standard |  | Int. LED driver |  | HBF | T8 | T8 | LED directional screw-in/snap-in replacement to reflector lamps |  | 4 | 4 |  | 3 | Local OS | Local timer | 8 | OS + Programmable | As-built | No Change | 0
HPS | BallasttypesNo | BallasttypesHID | BallasttypesNo | LED Screw-in/Snap-in | BallasttypesNo | BallasttypesNo | [6 empty] | T8HO | T8HO | LED exterior signage |  | 8 | 8 |  | 4 | Local DH photocell | Local OS | 8 | Manual
LED Luminaires | BallasttypesNo | BallasttypesNo | BallasttypesNo | LED + sensor luminaire (LLLC) | BallasttypesNo | BallasttypesNo | [6 empty] | T5HO | T5HO | LED lamp replacement for HID lamp |  | U-Shape |  |  | 6 | Photocell ext | Local DH photocell | 8
LED Tubular (T-LED) | LEDLength | BallasttypesLED | BallasttypesNo | LED / T-LED addressable lamp | BallasttypesNo | BallasttypesNo | [8 empty] | LED luminaire and retrofit kit |  |  |  |  | 8 | Photocell ext + timer | Photocell ext | 8
LED Screw-in/Snap-in | BallasttypesNo | BallasttypesNo | BallasttypesNo | MH | BallasttypesNo | BallasttypesHID | [8 empty] | LED refrigerated lighting system per door | [5 empty] | No controls | Photocell ext + timer | 8
MH | BallasttypesNo | BallasttypesHID | BallasttypesNo | T5/T5HO | LEDLength | BallasttypesNo | [8 empty] | LED tubular lamp (T-LED) | [6 empty] | No change to exist controls | 0
Other | BallasttypesNo | BallasttypesNo | BallasttypesNo | No Incentives | BallasttypesNo | BallasttypesNo | [8 empty] | Luminaire removal
T12/T12ES | LampLength | BallasttypesFL | Ballastfactors | Other | BallasttypesNo | BallasttypesNo | [8 empty] | Non-LED luminaire
T12HO | HOLength | BallasttypesFL | Ballastfactors | [11 empty] | No luminaire change
T5 | LEDLength | BallasttypesNo | Ballastfactors | [11 empty] | No incentives (MR16, Fluor, LED exit, A-type LED screw-in) | [5 empty] | Existing NLC (extend)
T5HO | LEDLength | BallasttypesNo | Ballastfactors
T8 | LampLength | BallasttypesFL | Ballastfactors
T8HO | HOLength | BallasttypesFL | Ballastfactors | [11 empty] | HID lamps only
LED adaptive (bi-level / tri-level)
YN | DelayOFF | PercentageList | BiLevelPercentageList | DemandResponsePercentageList | TimeList | OverrideDelay | OCCSensorMode
Y | 1 | 5% | 5% | 10% | 1AM | 30 | Auto ON-Auto OFF
N | 3 | 10% | 10% | 15% | 2AM | 60 | Auto ON-Partial OFF
| 5 | 15% | 15% | 20% | 3AM | 90 | Man. ON-Auto OFF
| 10 | 20% | 20% | 30% | 4AM | 120 | Man. ON-Partial OFF
| 20 | 25% | 25% | 40% | 5AM |  | Partial ON-Auto OFF
| 30 | 30% | 30% | 50% | 6AM
|  | 35% | 35% | 60% | 7AM
|  | 40% | 40% | 70% | 8AM
|  | 45% | 45% | 80% | 9AM
|  | 50% | 50% | 90% | 10AM
|  |  | 55% | 100% | 11AM
|  |  | 60% |  | 12PM
|  |  | 65% |  | 1PM
|  |  | 70% |  | 2PM
3PM
4PM
5PM
6PM
7PM
8PM
9PM
10PM
11PM
12AM
BC Hydro Peak Demand Hours Limit (if the pre-retrofit annual hours are greater than this amount, the kW savings are BCH peak demand savings)
3600
1800 | Winter Morning (7am - 11am)
4000 | Winter Evening (5pm - 9pm)
2500 | Summer daytime (Noon - 4pm)
No change
No incentives

## ASHRAE (hidden)
ASHRAE/IES Standard 90.1-2010 Part 9 Lighting
[8 empty] | 1 | 5 | 6 | 7
INTERIOR |  | EXTERIOR | [5 empty] | BUILDING TYPES
Proposed Effective Table |  | Proposed Effective Table | [5 empty] | Proposed Effective Table | * | * | *
Proposed Space Names | Annual Hours | Proposed Space Names | Zone 1 LPD (W/sqft ) [default units] | Zone 2 LPD (W/sqft ) [default units] | Zone 3 LPD (W/sqft ) [default units] | Zone 4 LPD (W/sqft ) [default units] | Zone N/A LPD (W/sqft) [active zone, active units] | Proposed Building Type Names | Common areas | Washroom/ Locker room | Stairway
Airport - Concourse | 8760 | Entry canopies | 0.25 | 0.25 | 0.4 | 0.4 | #VALUE! | Automotive facility | 3880 | 3100 | 2910
Atrium | 3880 | Landscaping | 0.04 | 0.05 | 0.05 | 0.05 | #VALUE! | Convention centre | 3880 | 3100 | 2910
Audience/Seating Area - For auditorium | 2980 | Main entries [linear] | 20 | 20 | 30 | 30 | #VALUE! | Courthouse | 2930 | 2340 | 2200
Audience/Seating Area - For Convention Centre | 3880 | Open outdoor sales areas, vehicle sales lots | 0.25 | 0.25 | 0.5 | 0.7 | #VALUE! | Data Centre | 8760 | 7010 | 6570
Audience/Seating Area - For Gymnasium | 2950 | Other (non-main) entries [linear] | 20 | 20 | 20 | 20 | #VALUE! | Dining: bar lounge/leisure | 5220 | 4180 | 3920
Audience/Seating Area - For Motion Picture Theatre | 2180 | Parking areas and drives | 0.04 | 0.06 | 0.1 | 0.13 | #VALUE! | Dining: cafeteria/fast food | 5220 | 4180 | 3920
Audience/Seating Area - For Performing Arts Theatre | 1040 | Pedestrian Tunnels | 0.15 | 0.15 | 0.2 | 0.3 | #VALUE! | Dining: family | 5220 | 4180 | 3920
Audience/Seating Area - For Sports Arena | 2950 | Sales canopies | 0.6 | 0.6 | 0.8 | 1 | #VALUE! | Dormitory | 8760 | 2380 | 5260
Audience/Seating Area - Penitentiary | 2930 | Stairways | 0.75 | 1 | 1 | 1 | #VALUE! | Exercise centre | 2950 | 2360 | 2660
Banking Activity Area/Bank Office | 2930 | Street frontage for vehicle sales lots [linear] | 0 | 10 | 10 | 30 | #VALUE! | Fire station | 8760 | 7010 | 6570
Classroom/Lecture/Training - for Penitentiary | 2330 | Walkways 10ft wide or greater, plazas | 0.14 | 0.14 | 0.16 | 0.2 | #VALUE! | Greenhouse | 0 | 0 | 0
Classroom/Lecture/Training - General | 2330 | Walkways less than 10ft wide [linear] | 0.7 | 0.7 | 0.8 | 1 | #VALUE! | Gymnasium | 2950 | 2360 | 2660
Conference/Meeting/Multipurpose | 3370 | Base site allowance, kW | 0.5 | 0.6 | 0.75 | 1.3 | #VALUE! | Health-care clinic | 2930 | 2340 | 2200
Confinement Cells | 5820 | [6 empty] | Hospital | 8760 | 7010 | 6570
Copy/ Print Room | 2930 | [6 empty] | Hotel | 8760 | 1630 | 6570
Corridor/Transition - For Hospital | 8760 | [6 empty] | Industrial | 0 | 0 | 0
Corridor/Transition - For Manufacturing | 3880 | [6 empty] | Library | 3880 | 3100 | 3490
Corridor/Transition - General | #N/A | [6 empty] | Manufacturing facility | 3880 | 3100 | 3490
Courtroom | 2930 | [6 empty] | Motel | 8760 | 1630 | 6570
Data Centre Server Room | 1000 | [6 empty] | Motion picture theatre | 2980 | 1740 | 2680
Dining Area - For Bar Lounge/Leisure Dining | 5220 | [6 empty] | Multifamily | 8760 | 7010 | 4820
Dining Area - For Family Dining | 5220 | [6 empty] | Museum | 3880 | 3100 | 3490
Dining Area - Other (cafeteria, etc) | 5220 | [6 empty] | Office | 2930 | 2340 | 2200
Dining Area - Penitentiary | 5220 | [6 empty] | Other | 0 | 0 | 0
Dormitory - Living/Sleeping Quarters | 2970 | [6 empty] | Parking garage | 8760 | 7010 | 5260
Dressing/Fitting Room - for Performance Arts Theatre | 2800 | [6 empty] | Penitentiary | 8760 | 2340 | 5260
Dressing/Fitting Room - for Retail | 3680 | [6 empty] | Performing arts theatre | 2980 | 830 | 2680
Electrical/Mechanical | 1000 | [6 empty] | Police station | 8760 | 7010 | 6570
Emergency Vehicle Garage | 8760 | [6 empty] | Post office | 3880 | 3100 | 2910
Exhibit Space - For Convention Centre | 3880 | [6 empty] | Religious building | 2180 | 1740 | 1960
Exterior / Outdoor | 4380 | [6 empty] | Retail | 3880 | 3100 | 3490
Fire Station Sleeping Quarters | 2970 | [6 empty] | School/ university | 2930 | 2340 | 2200
Food Preparation | 5220 | [6 empty] | Sports arena | 5220 | 4180 | 4700
Gym/Fitness Area | 2950 | [6 empty] | Town hall | 3370 | 2700 | 2530
Gymnasium/Fitness Centre Playing Area | 2950 | [6 empty] | Transportation | 8760 | 7010 | 7880
Hospital - Emergency | 8760 | [6 empty] | Warehouse | 2830 | 2260 | 2120
Hospital - Exam/Treatment | 3880 | [6 empty] | Workshop | 3880 | 3100 | 2910
Hospital - Laundry/Washing | 5220
Hospital - Lounge/Recreation | 3880
Hospital - Medical Supply | 8760
Hospital - Nursery | 8760
Hospital - Nurses' Station | 8760
Hospital - Operating Room | 8760
Hospital - Patient Room | 5820
Hospital - Pharmacy | 3880
Hospital - Physical Therapy | 3880
Hospital - Radiology/Imaging | 8760
Hospital - Recovery | 8760
Hotel - Guest Room | 2040
Judges' Chambers | 2930
Laboratory - For Classrooms | 3020
Laboratory - For Medical/Industrial/Research | 2930
Library - Reading Area | 3880
Library - Stacks | 3880
Loading Dock (interior) | 3880
Lobby - For Elevator | #N/A
Lobby - For Hotel | 8760
Lobby - For Motion Picture Theatre | 2950
Lobby - For Performing Arts Theatre | 2950
Lobby - Other | 3880
Locker Room | #N/A
Lounge/ Breakroom | 5220
Manufacturing - <25ft floor-to-ceiling height | 3880
Manufacturing - 25-50ft floor-to-ceiling height | 3880
Manufacturing - >50ft floor-to-ceiling height | 3880
Manufacturing - Detailed Manufacturing | 3880
Manufacturing - Equipment Room | 3880
Museum - General Exhibition | 3880
Museum - Restoration | 2930
Office Enclosed and ≤250ft2 | 2300
Office Enclosed and >250ft2 | 2300
Office Open Plan | 2930
Other | 0
Parking Garage Area | 6730
Post Office - Sorting Area | 2930
Religious Building - Audience/Seating | 2180
Religious Building - Fellowship Hall | 2180
Religious Building - Worship Pulpit, Choir | 2180
Retail - Mall Concourse | 3880
Retail - Sales Area | 3880
Sports Arena - for a Class I facility | 2950
Sports Arena - for a Class II facility | 2950
Sports Arena - for a Class III facility | 2950
Sports Arena - for a Class IV facility | 2950
Stairway | #N/A
Storage <50ft2 | 1910
Storage ≥50ft2 and ≤1000ft2 | 1910
Transportation - Audience/Seating | 8760
Transportation - Baggage Area | 8760
Transportation - Terminal Ticket Counter | 8760
Vehicle Maintenance Area | 3880
Warehouse Storage - for medium to bulky, palletized items | 2830
Warehouse Storage - for smaller, hand-carried items | 2830
Washroom | #N/A
Workshop | 3880

## Temp Comparison (hidden)
ASHRAE/IES Standard 90.1-2010 Part 9 Lighting
INTERIOR
Proposed Effective Table
|  | Proposed Space Names | Annual Hours
Airport - Concourse | 8760 | Airport - Concourse | 8760
Atrium | 3880 | Atrium | 3880
Audience/Seating Area - For auditorium | 2980 | Audience/Seating Area - For auditorium | 2980
Audience/Seating Area - For Convention Centre | 3880 | Audience/Seating Area - For Convention Centre | 3880
Audience/Seating Area - For Gymnasium | 2950 | Audience/Seating Area - For Gymnasium | 2950
Audience/Seating Area - For Motion Picture Theatre | 2180 | Audience/Seating Area - For Motion Picture Theatre | 2180
Audience/Seating Area - For Performing Arts Theatre | 1040 | Audience/Seating Area - For Performing Arts Theatre | 1040
Audience/Seating Area - For Sports Arena | 2950 | Audience/Seating Area - For Sports Arena | 2950
Audience/Seating Area - Penitentiary | 2930 | Audience/Seating Area - Penitentiary | 2930
|  | Automotive Repair Garage | 3880
Banking Activity Area/Bank Office | 2930 | Banking Activity Area/Bank Office | 2930
Classroom/Lecture/Training - for Penitentiary | 2330 | Classroom/Lecture/Training - for Penitentiary | 2330
Classroom/Lecture/Training - General | 2330 | Classroom/Lecture/Training - General | 2330
Conference/Meeting/Multipurpose | 3370 | Conference/Meeting/Multipurpose | 3370
Confinement Cells | 5820 | Confinement Cells | 5820
Copy/ Print Room | 2930 | Copy Room | 2930
Corridor/Transition - For Hospital | 8760 | Corridor/Transition - For Hospital | 8760
Corridor/Transition - For Manufacturing | 3880 | Corridor/Transition - For Manufacturing | 3880
Corridor/Transition - General | #N/A | Corridor/Transition - General | #N/A
|  | Court Sports Arena | 2950
Courtroom | 2930 | Courtroom | 2930
|  | Data Centre | 0
Dining Area - For Bar Lounge/Leisure Dining | 5220 | Dining Area - For Bar Lounge/Leisure Dining | 5220
Dining Area - For Family Dining | 5220 | Dining Area - For Family Dining | 5220
Dining Area - For Highway Lodging (DELETE) | 5220 | Dining Area - For Highway Lodging | 5220
Dining Area - For Hotel (DELETE) | 5220 | Dining Area - For Hotel | 5220
Dining Area - Other (cafeteria, etc) | 5220 | Dining Area - Other (cafetaria, etc) | 5220
Dining Area - Penitentiary | 5220 | Dining Area - Penitentiary | 5220
Dormitory - Living/Sleeping Quarters | 2970 | Dormitory - Living/Sleeping Quarters | 2970
Dressing/Fitting Room - for Performance Arts Theatre | 2800 | Dressing/Fitting Room - for Performance Arts Theatre | 2800
Dressing/Fitting Room - for Retail | 3680 | Dressing/Fitting Room - for Retail | 3680
Electrical/Mechanical | 1000 | Electrical/Mechanical | 1000
Emergency Vehicle Garage | 8760
Exhibit Space - For Convention Centre | 3880 | Exhibit Space - For Convention Centre | 3880
Exterior / Outdoor | 4380 | Exterior / Outdoor | 4380
|  | Fire Station Engine Room | 8760
Fire Station Sleeping Quarters | 2970 | Fire Station Sleeping Quarters | 2970
Food Preparation | 5220 | Food Preparation | 5220
Gym/Fitness Area | 2950 | Gym/Fitness Area | 2950
Gymnasium/Fitness Centre Playing Area | 2950 | Gymnasium/Fitness Centre Playing Area | 2950
Highway Lodging - Guest Room (DELETE) | 2040 | Highway Lodging - Guest Room | 2040
Hospital - Emergency | 8760 | Hospital - Emergency | 8760
Hospital - Exam/Treatment | 3880 | Hospital - Exam/Treatment | 3880
Hospital - Laundry/Washing | 5220 | Hospital - Laundry/Washing | 5220
Hospital - Lounge/Recreation | 3880 | Hospital - Lounge/Recreation | 3880
Hospital - Medical Supply | 8760 | Hospital - Medical Supply | 8760
Hospital - Nursery | 8760 | Hospital - Nursery | 8760
Hospital - Nurses' Station | 8760 | Hospital - Nurses' Station | 8760
Hospital - Operating Room | 8760 | Hospital - Operating Room | 8760
Hospital - Patient Room | 5820 | Hospital - Patient Room | 5820
Hospital - Pharmacy | 3880 | Hospital - Pharmacy | 3880
Hospital - Physical Therapy | 3880 | Hospital - Physical Therapy | 3880
Hospital - Radiology/Imaging | 8760 | Hospital - Radiology/Imaging | 8760
Hospital - Recovery | 8760 | Hospital - Recovery | 8760
Hotel - Guest Room | 2040 | Hotel - Guest Room | 2040
Judges' Chambers | 2930 | Judges' Chambers | 2930
Laboratory - For Classrooms | 3020 | Laboratory - For Classrooms | 3020
Laboratory - For Medical/Industrial/Research | 2930 | Laboratory - For Medical/Industrial/Research | 2930
Library - Card File and Cataloging (DELETE) | 3880 | Library - Card File and Cataloging | 3880
Library - Reading Area | 3880 | Library - Reading Area | 3880
Library - Stacks | 3880 | Library - Stacks | 3880
Loading Dock (interior) | 3880 | Loading Docks (interior) | 2830
Lobby - For Elevator | #N/A | Lobby - For Elevator | #N/A
Lobby - For Hotel | 8760 | Lobby - For Hotel | 8760
Lobby - For Motion Picture Theatre | 2950 | Lobby - For Motion Picture Theatre | 2950
Lobby - For Performing Arts Theatre | 2950 | Lobby - For Performing Arts Theatre | 2950
Lobby - Other | 3880 | Lobby - Other | 3880
Locker Room | #N/A | Locker Room | #N/A
Lounge/ Breakroom | 5220 | Lounge/Recreation | 5220
Manufacturing - <25ft floor-to-ceiling height | 3880
Manufacturing - 25-50ft floor-to-ceiling height | 3880
Manufacturing - >50ft floor-to-ceiling height | 3880
Manufacturing - Detailed Manufacturing | 3880 | Manufacturing - Detailed Manufacturing | 3880
Manufacturing - Equipment Room | 3880 | Manufacturing - Equipment Room | 3880
|  | Manufacturing - General | 3880
Museum - General Exhibition | 3880 | Museum - General Exhibition | 3880
Museum - Restoration | 2930 | Museum - Restoration | 2930
Office Enclosed and ≤250ft2 | 2300 | Office - Enclosed | 2300
Office Enclosed and >250ft2 | 2300
Office Open Plan | 2930 | Office - Open Plan | 2930
Other | 0 | Other | 0
Parking Garage Area | 6730 | Parking Garage Area | 6730
Post Office - Sorting Area | 2930 | Post Office - Sorting Area | 2930
Religious Building - Audience/Seating | 2180 | Religious Building - Audience/Seating | 2180
Religious Building - Fellowship Hall | 2180 | Religious Building - Fellowship Hall | 2180
Religious Building - Worship Pulpit, Choir | 2180 | Religious Building - Worship Pulpit, Choir | 2180
Retail - Mall Concourse | 3880 | Retail - Mall Concourse | 3880
Retail - Sales Area | 3880 | Retail - Sales Area | 3880
|  | Ring Sports Arena | 2950
Sports Arena - for a Class I facility | 2950
Sports Arena - for a Class II facility | 2950
Sports Arena - for a Class III facility | 2950
Sports Arena - for a Class IV facility | 2950
Stairway | #N/A | Stairway | #N/A
|  | Storage | 1910
Storage <50ft2 | 1910
Storage ≥50ft2 and ≤1000ft2 | 1910
Transportation - Audience/Seating | 8760 | Transportation - Audience/Seating | 8760
Transportation - Baggage Area | 8760 | Transportation - Baggage Area | 8760
Transportation - Terminal Ticket Counter | 8760 | Transportation - Terminal Ticket Counter | 8760
Vehicle Maintenance Area | 3880
|  | Warehouse Storage | 2830
Warehouse Storage - for medium to bulky, palletized items | 2830
Warehouse Storage - for smaller, hand-carried items | 2830
Washroom | #N/A | Washroom | #N/A
Workshop | 3880 | Workshop | 3880

## Coefficients (hidden)
[22 empty] | list Y/N |  |  |  |  | 2 | 0.8
INTERIOR | [8 empty] | 2 | [12 empty] | Y |  |  |  |  | 3 | 0.75
Proposed Effective Table | [21 empty] | N | Aggregate |  | Co-incidence |  | 4 | 0.7
Proposed Space Names | Annual Hours | Occ. Sensor | Demand | Time | Daylight Harvesting | Demand | Time | High End Trim | Demand | Time | Manual/Scene Dimming | Demand | Time | Time Switch/Schedule | Demand | Time | Demand Response |  | Bi-Level | Demand | Time |  | Demand | Time | Demand | Time | Total Demand Factor | Total Time Factor
Airport - Concourse | 8760 | N | 0 | 0 | Y | 0.3 | 0.5 | Y | 0.2 | 0 | N | 0 | 0 | Y | 0 | 0.2 | Y | 0.15 | N | 0 | 0 |  | 0.5 | 0.7 | 2 | 2 | 0.4 | 0.56
Atrium | 3880 | N | 0 | 0 | Y | 0.3 | 0.5 | Y | 0.2 | 0 | N | 0 | 0 | Y | 0 | 0.2 | Y | 0.15 | N | 0 | 0 |  | 0.5 | 0.7 | 2 | 2 | 0.4 | 0.56
Audience/Seating Area - For auditorium | 2980 | N | 0 | 0 | N | 0 | 0 | Y | 0.2 | 0 | Y | 0.2 | 0.2 | Y | 0 | 0.2 | N | 0 | N | 0 | 0 |  | 0.4 | 0.4 | 2 | 2 | 0.32 | 0.32
Audience/Seating Area - For Convention Centre | 3880 | N | 0 | 0 | N | 0 | 0 | Y | 0.2 | 0 | Y | 0.2 | 0.2 | Y | 0 | 0.2 | Y | 0.15 | N | 0 | 0 |  | 0.4 | 0.4 | 2 | 2 | 0.32 | 0.32
Audience/Seating Area - For Gymnasium | 2950 | Y | 0 | 0.3 | N | 0 | 0 | Y | 0.2 | 0 | Y | 0.2 | 0.2 | Y | 0 | 0.2 | N | 0 | N | 0 | 0 |  | 0.4 | 0.7 | 2 | 3 | 0.32 | 0.525
Audience/Seating Area - For Motion Picture Theatre | 2180 | N | 0 | 0 | N | 0 | 0 | Y | 0.2 | 0 | Y | 0.3 | 0.2 | Y | 0 | 0.2 | N | 0 | N | 0 | 0 |  | 0.5 | 0.4 | 2 | 2 | 0.4 | 0.32
Audience/Seating Area - For Performing Arts Theatre | 1040 | N | 0 | 0 | N | 0 | 0 | Y | 0.2 | 0 | Y | 0.3 | 0.2 | Y | 0 | 0.2 | N | 0 | N | 0 | 0 |  | 0.5 | 0.4 | 2 | 2 | 0.4 | 0.32
Audience/Seating Area - For Sports Arena | 2950 | N | 0 | 0 | N | 0 | 0 | Y | 0.2 | 0 | Y | 0.2 | 0.2 | Y | 0 | 0.2 | N | 0 | N | 0 | 0 |  | 0.4 | 0.4 | 2 | 2 | 0.32 | 0.32
Audience/Seating Area - Penitentiary | 2930 | N | 0 | 0 | N | 0 | 0 | Y | 0.2 | 0 | Y | 0.2 | 0.2 | Y | 0 | 0.2 | N | 0 | N | 0 | 0 |  | 0.4 | 0.4 | 2 | 2 | 0.32 | 0.32
Banking Activity Area/Bank Office | 2930 | N | 0 | 0 | Y | 0.15 | 0.5 | Y | 0.2 | 0 | N | 0 | 0 | Y | 0 | 0.2 | N | 0 | N | 0 | 0 |  | 0.35 | 0.7 | 2 | 2 | 0.28 | 0.56
Classroom/Lecture/Training - for Penitentiary | 2330 | Y | 0 | 0.2 | Y | 0.15 | 0.5 | Y | 0.2 | 0 | N | 0 | 0 | Y | 0 | 0.1 | N | 0 | N | 0 | 0 |  | 0.35 | 0.8 | 2 | 3 | 0.28 | 0.6
Classroom/Lecture/Training - General | 2330 | Y | 0 | 0.2 | Y | 0.25 | 0.5 | Y | 0.2 | 0 | Y | 0.2 | 0.3 | Y | 0 | 0.1 | Y | 0.15 | N | 0 | 0 |  | 0.65 | 1.1 | 3 | 4 | 0.4875 | 0.77
Conference/Meeting/Multipurpose | 3370 | Y | 0 | 0.3 | N | 0 | 0 | Y | 0.2 | 0 | Y | 0.2 | 0.3 | Y | 0 | 0.2 | Y | 0.15 | N | 0 | 0 |  | 0.4 | 0.8 | 2 | 3 | 0.32 | 0.6
Confinement Cells | 5820 | N | 0 | 0 | N | 0 | 0 | N | 0 | 0 | N | 0 | 0 | Y | 0 | 0.2 | N | 0 | N | 0 | 0 |  | 0 | 0.2 | 0 | 1 | 0 | 0.2
Copy/ Print Room | 2930 | Y | 0 | 0.3 | N | 0 | 0 | Y | 0.2 | 0 | N | 0 | 0 | Y | 0 | 0.2 | Y | 0.15 | N | 0 | 0 |  | 0.2 | 0.5 | 1 | 2 | 0.2 | 0.4
Corridor/Transition - For Hospital | 8760 | Y | 0.5 | 0.15 | N | 0 | 0 | Y | 0.2 | 0 | N | 0 | 0 | Y | 0 | 0.1 | Y | 0.15 | N | 0 | 0 |  | 0.7 | 0.25 | 2 | 2 | 0.56 | 0.2
Corridor/Transition - For Manufacturing | 3880 | N | 0 | 0 | N | 0 | 0 | Y | 0.2 | 0 | N | 0 | 0 | Y | 0 | 0.2 | Y | 0.15 | N | 0 | 0 |  | 0.2 | 0.2 | 1 | 1 | 0.2 | 0.2
Corridor/Transition - General | #N/A | Y | 0.5 | 0.15 | N | 0 | 0 | Y | 0.2 | 0 | N | 0 | 0 | Y | 0 | 0.1 | Y | 0.15 | N | 0 | 0 |  | 0.7 | 0.25 | 2 | 2 | 0.56 | 0.2
Courtroom | 2930 | N | 0 | 0 | N | 0 | 0 | Y | 0.2 | 0 | Y | 0.2 | 0.2 | Y | 0 | 0.2 | Y | 0.15 | N | 0 | 0 |  | 0.4 | 0.4 | 2 | 2 | 0.32 | 0.32
Data Centre Server Room | 1000 | Y | 0 | 0.7 | N | 0 | 0 | Y | 0.2 | 0 | N | 0 | 0 | Y | 0 | 0.2 | Y | 0.15 | N | 0 | 0 |  | 0.2 | 0.9 | 1 | 2 | 0.2 | 0.72
Dining Area - For Bar Lounge/Leisure Dining | 5220 | N | 0 | 0 | N | 0 | 0 | Y | 0.2 | 0 | Y | 0.2 | 0.5 | Y | 0 | 0.2 | Y | 0.15 | N | 0 | 0 |  | 0.4 | 0.7 | 2 | 2 | 0.32 | 0.56
Dining Area - For Family Dining | 5220 | N | 0 | 0 | N | 0 | 0 | Y | 0.2 | 0 | Y | 0.2 | 0.5 | Y | 0 | 0.2 | Y | 0.15 | N | 0 | 0 |  | 0.4 | 0.7 | 2 | 2 | 0.32 | 0.56
Dining Area - Other (cafeteria, etc) | 5220 | N | 0 | 0 | Y | 0.15 | 0.5 | Y | 0.2 | 0 | Y | 0.2 | 0.5 | Y | 0 | 0.2 | Y | 0.15 | N | 0 | 0 |  | 0.55 | 1.2 | 3 | 3 | 0.4125 | 0.9
Dining Area - Penitentiary | 5220 | N | 0 | 0 | N | 0 | 0 | Y | 0.2 | 0 | N | 0 | 0 | Y | 0 | 0.2 | Y | 0.15 | N | 0 | 0 |  | 0.2 | 0.2 | 1 | 1 | 0.2 | 0.2
Dormitory - Living/Sleeping Quarters | 2970 | N | 0 | 0 | N | 0 | 0 | Y | 0.2 | 0 | Y | 0.2 | 0.2 | Y | 0 | 0.2 | Y | 0.15 | N | 0 | 0 |  | 0.4 | 0.4 | 2 | 2 | 0.32 | 0.32
Dressing/Fitting Room - for Performance Arts Theatre | 2800 | Y | 0 | 0.3 | N | 0 | 0 | Y | 0.2 | 0 | Y | 0.2 | 0.2 | Y | 0 | 0.2 | Y | 0.15 | N | 0 | 0 |  | 0.4 | 0.7 | 2 | 3 | 0.32 | 0.525
Dressing/Fitting Room - for Retail | 3680 | Y | 0 | 0.2 | N | 0 | 0 | Y | 0.2 | 0 | N | 0 | 0 | Y | 0 | 0.1 | Y | 0.15 | N | 0 | 0 |  | 0.2 | 0.3 | 1 | 2 | 0.2 | 0.24
Electrical/Mechanical | 1000 | Y | 0 | 0.7 | N | 0 | 0 | Y | 0.2 | 0 | N | 0 | 0 | Y | 0 | 0.2 | Y | 0.15 | N | 0 | 0 |  | 0.2 | 0.9 | 1 | 2 | 0.2 | 0.72
Emergency Vehicle Garage | 8760 | N | 0 | 0 | Y | 0.15 | 0.5 | Y | 0.2 | 0 | N | 0 | 0 | Y | 0 | 0.2 | N | 0 | N | 0 | 0 |  | 0.35 | 0.7 | 2 | 2 | 0.28 | 0.56
Exhibit Space - For Convention Centre | 3880 | N | 0 | 0 | N | 0 | 0 | Y | 0.2 | 0 | N | 0 | 0 | Y | 0 | 0.2 | Y | 0.15 | N | 0 | 0 |  | 0.2 | 0.2 | 1 | 1 | 0.2 | 0.2
Exterior / Outdoor | 4380 | N | 0 | 0 | N | 0 | 0 | N | 0 | 0 | N | 0 | 0 | Y | 0 | 0.2 | Y | 0.15 | N | 0 | 0 |  | 0 | 0.2 | 0 | 1 | 0 | 0.2
Fire Station Sleeping Quarters | 2970 | Y | 0 | 0.3 | N | 0 | 0 | Y | 0.2 | 0 | Y | 0.2 | 0.2 | Y | 0 | 0.2 | Y | 0.15 | N | 0 | 0 |  | 0.4 | 0.7 | 2 | 3 | 0.32 | 0.525
Food Preparation | 5220 | Y | 0 | 0.3 | N | 0 | 0 | Y | 0.2 | 0 | N | 0 | 0 | Y | 0 | 0.2 | Y | 0.15 | N | 0 | 0 |  | 0.2 | 0.5 | 1 | 2 | 0.2 | 0.4
Gym/Fitness Area | 2950 | Y | 0 | 0.3 | Y | 0.25 | 0.5 | Y | 0.2 | 0 | N | 0 | 0 | Y | 0 | 0.2 | Y | 0.15 | N | 0 | 0 |  | 0.45 | 1 | 2 | 3 | 0.36 | 0.75
Gymnasium/Fitness Centre Playing Area | 2950 | N | 0 | 0 | Y | 0.15 | 0.5 | Y | 0.1 | 0 | Y | 0.2 | 0.2 | Y | 0 | 0.2 | Y | 0.15 | N | 0 | 0 |  | 0.45 | 0.9 | 3 | 3 | 0.3375 | 0.675
Hospital - Emergency | 8760 | N | 0 | 0 | N | 0 | 0 | N | 0 | 0 | N | 0 | 0 | Y | 0 | 0.2 | N | 0 | N | 0 | 0 |  | 0 | 0.2 | 0 | 1 | 0 | 0.2
Hospital - Exam/Treatment | 3880 | N | 0 | 0 | N | 0 | 0 | N | 0 | 0 | Y | 0.2 | 0.2 | Y | 0 | 0.2 | N | 0 | N | 0 | 0 |  | 0.2 | 0.4 | 1 | 2 | 0.2 | 0.32
Hospital - Laundry/Washing | 5220 | Y | 0 | 0.3 | N | 0 | 0 | Y | 0.2 | 0 | N | 0 | 0 | Y | 0 | 0.2 | Y | 0.15 | N | 0 | 0 |  | 0.2 | 0.5 | 1 | 2 | 0.2 | 0.4
Hospital - Lounge/Recreation | 3880 | Y | 0 | 0.3 | N | 0 | 0 | Y | 0.2 | 0 | Y | 0.2 | 0.5 | Y | 0 | 0.2 | Y | 0.15 | N | 0 | 0 |  | 0.4 | 1 | 2 | 3 | 0.32 | 0.75
Hospital - Medical Supply | 8760 | Y | 0 | 0.3 | N | 0 | 0 | N | 0 | 0 | Y | 0.2 | 0.2 | Y | 0 | 0.2 | Y | 0.15 | N | 0 | 0 |  | 0.2 | 0.7 | 1 | 3 | 0.2 | 0.525
Hospital - Nursery | 8760 | N | 0 | 0 | N | 0 | 0 | N | 0 | 0 | Y | 0.2 | 0.2 | Y | 0 | 0.2 | Y | 0.15 | N | 0 | 0 |  | 0.2 | 0.4 | 1 | 2 | 0.2 | 0.32
Hospital - Nurses' Station | 8760 | N | 0 | 0 | N | 0 | 0 | N | 0 | 0 | Y | 0.2 | 0.5 | Y | 0 | 0.2 | N | 0 | N | 0 | 0 |  | 0.2 | 0.7 | 1 | 2 | 0.2 | 0.56
Hospital - Operating Room | 8760 | N | 0 | 0 | N | 0 | 0 | N | 0 | 0 | Y | 0.5 | 0.5 | Y | 0 | 0.2 | N | 0 | N | 0 | 0 |  | 0.5 | 0.7 | 1 | 2 | 0.5 | 0.56
Hospital - Patient Room | 5820 | N | 0 | 0 | Y | 0.15 | 0.5 | Y | 0.2 | 0 | Y | 0.2 | 0.5 | Y | 0 | 0.2 | Y | 0.15 | N | 0 | 0 |  | 0.55 | 1.2 | 3 | 3 | 0.4125 | 0.9
Hospital - Pharmacy | 3880 | N | 0 | 0 | N | 0 | 0 | N | 0 | 0 | Y | 0.2 | 0.2 | Y | 0 | 0.2 | Y | 0.15 | N | 0 | 0 |  | 0.2 | 0.4 | 1 | 2 | 0.2 | 0.32
Hospital - Physical Therapy | 3880 | N | 0 | 0 | N | 0 | 0 | Y | 0.2 | 0 | Y | 0.2 | 0.2 | Y | 0 | 0.2 | N | 0 | N | 0 | 0 |  | 0.4 | 0.4 | 2 | 2 | 0.32 | 0.32
Hospital - Radiology/Imaging | 8760 | N | 0 | 0 | N | 0 | 0 | N | 0 | 0 | Y | 0.2 | 0.2 | Y | 0 | 0.2 | N | 0 | N | 0 | 0 |  | 0.2 | 0.4 | 1 | 2 | 0.2 | 0.32
Hospital - Recovery | 8760 | N | 0 | 0 | Y | 0.15 | 0.5 | Y | 0.2 | 0 | Y | 0.2 | 0.2 | Y | 0 | 0.2 | Y | 0.15 | N | 0 | 0 |  | 0.55 | 0.9 | 3 | 3 | 0.4125 | 0.675
Hotel - Guest Room | 2040 | Y | 0 | 0.3 | N | 0 | 0 | N | 0 | 0 | Y | 0.2 | 0.5 | Y | 0 | 0.2 | Y | 0.15 | N | 0 | 0 |  | 0.2 | 1 | 1 | 3 | 0.2 | 0.75
Judges' Chambers | 2930 | Y | 0 | 0.3 | Y | 0.25 | 0.5 | Y | 0.2 | 0 | Y | 0.2 | 0.2 | Y | 0 | 0.2 | Y | 0.15 | N | 0 | 0 |  | 0.65 | 1.2 | 3 | 4 | 0.4875 | 0.84
Laboratory - For Classrooms | 3020 | N | 0 | 0 | Y | 0.25 | 0.5 | Y | 0.2 | 0 | Y | 0.2 | 0.2 | Y | 0 | 0.2 | Y | 0.15 | N | 0 | 0 |  | 0.65 | 0.9 | 3 | 3 | 0.4875 | 0.675
Laboratory - For Medical/Industrial/Research | 2930 | N | 0 | 0 | N | 0 | 0 | Y | 0.2 | 0 | Y | 0.2 | 0.2 | Y | 0 | 0.2 | N | 0 | N | 0 | 0 |  | 0.4 | 0.4 | 2 | 2 | 0.32 | 0.32
Library - Reading Area | 3880 | N | 0 | 0 | Y | 0.15 | 0.5 | Y | 0.2 | 0 | N | 0 | 0 | Y | 0 | 0.2 | Y | 0.15 | N | 0 | 0 |  | 0.35 | 0.7 | 2 | 2 | 0.28 | 0.56
Library - Stacks | 3880 | Y | 0 | 0.3 | N | 0 | 0 | Y | 0.2 | 0 | N | 0 | 0 | Y | 0 | 0.2 | Y | 0.15 | N | 0 | 0 |  | 0.2 | 0.5 | 1 | 2 | 0.2 | 0.4
Loading Dock (interior) | 3880 | Y | 0 | 0.3 | Y | 0.1 | 0.5 | Y | 0.2 | 0 | N | 0 | 0 | N | 0 | 0.2 | Y | 0.15 | N | 0 | 0 |  | 0.3 | 1 | 2 | 3 | 0.24 | 0.75
Lobby - For Elevator | #N/A | N | 0 | 0 | N | 0 | 0 | Y | 0.2 | 0 | N | 0 | 0 | Y | 0 | 0.2 | Y | 0.15 | N | 0 | 0 |  | 0.2 | 0.2 | 1 | 1 | 0.2 | 0.2
Lobby - For Hotel | 8760 | N | 0 | 0 | N | 0 | 0 | Y | 0.2 | 0 | N | 0 | 0 | Y | 0 | 0.2 | Y | 0.15 | N | 0 | 0 |  | 0.2 | 0.2 | 1 | 1 | 0.2 | 0.2
Lobby - For Motion Picture Theatre | 2950 | N | 0 | 0 | N | 0 | 0 | Y | 0.2 | 0 | N | 0 | 0 | Y | 0 | 0.2 | Y | 0.15 | N | 0 | 0 |  | 0.2 | 0.2 | 1 | 1 | 0.2 | 0.2
Lobby - For Performing Arts Theatre | 2950 | N | 0 | 0 | N | 0 | 0 | Y | 0.2 | 0 | N | 0 | 0 | Y | 0 | 0.2 | Y | 0.15 | N | 0 | 0 |  | 0.2 | 0.2 | 1 | 1 | 0.2 | 0.2
Lobby - Other | 3880 | N | 0 | 0 | Y | 0.15 | 0.5 | Y | 0.2 | 0 | N | 0 | 0 | Y | 0 | 0.2 | Y | 0.15 | N | 0 | 0 |  | 0.35 | 0.7 | 2 | 2 | 0.28 | 0.56
Locker Room | #N/A | Y | 0 | 0.3 | N | 0 | 0 | Y | 0.2 | 0 | N | 0 | 0 | Y | 0 | 0.2 | Y | 0.15 | N | 0 | 0 |  | 0.2 | 0.5 | 1 | 2 | 0.2 | 0.4
Lounge/ Breakroom | 5220 | Y | 0 | 0.3 | Y | 0.25 | 0.5 | Y | 0.2 | 0 | Y | 0.2 | 0.3 | Y | 0 | 0.2 | Y | 0.15 | N | 0 | 0 |  | 0.65 | 1.3 | 3 | 4 | 0.4875 | 0.91
Manufacturing - <25ft floor-to-ceiling height | 3880 | N | 0 | 0 | Y | 0.15 | 0.5 | Y | 0.1 | 0 | N | 0 | 0 | Y | 0 | 0.2 | Y | 0.15 | N | 0 | 0 |  | 0.25 | 0.7 | 2 | 2 | 0.2 | 0.56
Manufacturing - 25-50ft floor-to-ceiling height | 3880 | N | 0 | 0 | Y | 0.15 | 0.5 | Y | 0.1 | 0 | N | 0 | 0 | Y | 0 | 0.2 | Y | 0.15 | N | 0 | 0 |  | 0.25 | 0.7 | 2 | 2 | 0.2 | 0.56
Manufacturing - >50ft floor-to-ceiling height | 3880 | N | 0 | 0 | Y | 0.15 | 0.5 | Y | 0.1 | 0 | N | 0 | 0 | Y | 0 | 0.2 | Y | 0.15 | N | 0 | 0 |  | 0.25 | 0.7 | 2 | 2 | 0.2 | 0.56
Manufacturing - Detailed Manufacturing | 3880 | N | 0 | 0 | N | 0 | 0 | Y | 0.1 | 0 | N | 0 | 0 | Y | 0 | 0.2 | Y | 0.15 | N | 0 | 0 |  | 0.1 | 0.2 | 1 | 1 | 0.1 | 0.2
Manufacturing - Equipment Room | 3880 | Y | 0 | 0.3 | N | 0 | 0 | Y | 0.1 | 0 | N | 0 | 0 | Y | 0 | 0.2 | Y | 0.15 | N | 0 | 0 |  | 0.1 | 0.5 | 1 | 2 | 0.1 | 0.4
Museum - General Exhibition | 3880 | N | 0 | 0 | N | 0 | 0 | Y | 0.2 | 0 | Y | 0.2 | 0.2 | Y | 0 | 0.2 | Y | 0.15 | N | 0 | 0 |  | 0.4 | 0.4 | 2 | 2 | 0.32 | 0.32
Museum - Restoration | 2930 | Y | 0 | 0.3 | N | 0 | 0 | N | 0 | 0 | Y | 0.2 | 0.2 | Y | 0 | 0.2 | Y | 0.15 | N | 0 | 0 |  | 0.2 | 0.7 | 1 | 3 | 0.2 | 0.525
Office Enclosed and ≤250ft2 | 2300 | Y | 0 | 0.3 | Y | 0.25 | 0.5 | Y | 0.2 | 0 | Y | 0.2 | 0.3 | Y | 0 | 0.2 | Y | 0.15 | N | 0 | 0 |  | 0.65 | 1.3 | 3 | 4 | 0.4875 | 0.91
Office Enclosed and >250ft2 | 2300 | Y | 0 | 0.3 | Y | 0.25 | 0.5 | Y | 0.2 | 0 | Y | 0.2 | 0.3 | Y | 0 | 0.2 | Y | 0.15 | N | 0 | 0 |  | 0.65 | 1.3 | 3 | 4 | 0.4875 | 0.91
Office Open Plan | 2930 | Y | 0 | 0.3 | Y | 0.15 | 0.5 | Y | 0.2 | 0 | Y | 0.2 | 0.2 | Y | 0 | 0.2 | Y | 0.15 | N | 0 | 0 |  | 0.55 | 1.2 | 3 | 4 | 0.4125 | 0.84
Other | 0 | Y | 0 | 0.3 | Y | 0.15 | 0.5 | Y | 0.2 | 0 | Y | 0.2 | 0.2 | Y | 0 | 0.2 | Y | 0.15 | N | 0 | 0 |  | 0.55 | 1.2 | 3 | 4 | 0.4125 | 0.84
Parking Garage Area | 6730 | Y | 0.3 | 0.4 | N | 0 | 0 | Y | 0.2 | 0 | N | 0 | 0 | Y | 0 | 0.2 | Y | 0.15 | N | 0 | 0 |  | 0.5 | 0.6 | 2 | 2 | 0.4 | 0.48
Post Office - Sorting Area | 2930 | N | 0 | 0 | Y | 0.15 | 0.5 | Y | 0.2 | 0 | N | 0 | 0 | Y | 0 | 0.2 | Y | 0.15 | N | 0 | 0 |  | 0.35 | 0.7 | 2 | 2 | 0.28 | 0.56
Religious Building - Audience/Seating | 2180 | N | 0 | 0 | Y | 0.25 | 0.5 | Y | 0.2 | 0 | Y | 0.2 | 0.2 | Y | 0 | 0.2 | Y | 0.15 | N | 0 | 0 |  | 0.65 | 0.9 | 3 | 3 | 0.4875 | 0.675
Religious Building - Fellowship Hall | 2180 | Y | 0.2 | 0.4 | N | 0 | 0 | Y | 0.2 | 0 | Y | 0.2 | 0.2 | Y | 0 | 0.2 | Y | 0.15 | N | 0 | 0 |  | 0.6 | 0.8 | 3 | 3 | 0.45 | 0.6
Religious Building - Worship Pulpit, Choir | 2180 | N | 0 | 0 | Y | 0.15 | 0.5 | Y | 0.2 | 0 | Y | 0.2 | 0.2 | Y | 0 | 0.2 | Y | 0.15 | N | 0 | 0 |  | 0.55 | 0.9 | 3 | 3 | 0.4125 | 0.675
Retail - Mall Concourse | 3880 | N | 0 | 0 | Y | 0.3 | 0.5 | Y | 0.2 | 0 | N | 0 | 0 | Y | 0 | 0.2 | Y | 0.15 | N | 0 | 0 |  | 0.5 | 0.7 | 2 | 2 | 0.4 | 0.56
Retail - Sales Area | 3880 | N | 0 | 0 | N | 0 | 0 | Y | 0.1 | 0 | N | 0 | 0 | Y | 0 | 0.2 | Y | 0.15 | N | 0 | 0 |  | 0.1 | 0.2 | 1 | 1 | 0.1 | 0.2
Sports Arena - for a Class I facility | 2950 | N | 0 | 0 | N | 0 | 0 | Y | 0.2 | 0 | N | 0 | 0 | Y | 0 | 0.2 | N | 0 | N | 0 | 0 |  | 0.2 | 0.2 | 1 | 1 | 0.2 | 0.2
Sports Arena - for a Class II facility | 2950 | N | 0 | 0 | N | 0 | 0 | Y | 0.2 | 0 | N | 0 | 0 | Y | 0 | 0.2 | N | 0 | N | 0 | 0 |  | 0.2 | 0.2 | 1 | 1 | 0.2 | 0.2
Sports Arena - for a Class III facility | 2950 | N | 0 | 0 | N | 0 | 0 | Y | 0.2 | 0 | N | 0 | 0 | Y | 0 | 0.2 | N | 0 | N | 0 | 0 |  | 0.2 | 0.2 | 1 | 1 | 0.2 | 0.2
Sports Arena - for a Class IV facility | 2950 | N | 0 | 0 | N | 0 | 0 | Y | 0.2 | 0 | N | 0 | 0 | Y | 0 | 0.2 | N | 0 | N | 0 | 0 |  | 0.2 | 0.2 | 1 | 1 | 0.2 | 0.2
Stairway | #N/A | Y | 0.5 | 0.7 | N | 0 | 0 | N | 0 | 0 | N | 0 | 0 | Y | 0 | 0.2 | N | 0 | Y | 0.5 | 0.7 |  | 0.5 | 0.9 | 1 | 2 | 0.5 | 0.72
Storage <50ft2 | 1910 | Y | 0 | 0.5 | N | 0 | 0 | Y | 0.2 | 0 | N | 0 | 0 | Y | 0 | 0.2 | Y | 0.15 | N | 0 | 0 |  | 0.2 | 0.7 | 1 | 2 | 0.2 | 0.56
Storage ≥50ft2 and ≤1000ft2 | 1910 | Y | 0 | 0.5 | N | 0 | 0 | Y | 0.2 | 0 | N | 0 | 0 | Y | 0 | 0.2 | Y | 0.15 | N | 0 | 0 |  | 0.2 | 0.7 | 1 | 2 | 0.2 | 0.56
Transportation - Audience/Seating | 8760 | N | 0 | 0 | Y | 0.3 | 0.5 | Y | 0.2 | 0 | N | 0 | 0 | Y | 0 | 0.2 | Y | 0.15 | N | 0 | 0 |  | 0.5 | 0.7 | 2 | 2 | 0.4 | 0.56
Transportation - Baggage Area | 8760 | N | 0 | 0 | N | 0 | 0 | Y | 0.2 | 0 | N | 0 | 0 | Y | 0 | 0.2 | Y | 0.15 | N | 0 | 0 |  | 0.2 | 0.2 | 1 | 1 | 0.2 | 0.2
Transportation - Terminal Ticket Counter | 8760 | N | 0 | 0 | N | 0 | 0 | Y | 0.2 | 0 | N | 0 | 0 | Y | 0 | 0.2 | Y | 0.15 | N | 0 | 0 |  | 0.2 | 0.2 | 1 | 1 | 0.2 | 0.2
Vehicle Maintenance Area | 3880 | N | 0 | 0 | N | 0 | 0 | Y | 0.1 | 0 | N | 0 | 0 | Y | 0 | 0.2 | Y | 0.15 | N | 0 | 0 |  | 0.1 | 0.2 | 1 | 1 | 0.1 | 0.2
Warehouse Storage - for medium to bulky, palletized items | 2830 | Y | 0.5 | 0.3 | Y | 0.15 | 0.5 | Y | 0.2 | 0 | N | 0 | 0 | Y | 0 | 0.2 | Y | 0.15 | N | 0 | 0 |  | 0.85 | 1 | 3 | 3 | 0.6375 | 0.75
Warehouse Storage - for smaller, hand-carried items | 2830 | Y | 0.5 | 0.3 | Y | 0.15 | 0.5 | Y | 0.2 | 0 | N | 0 | 0 | Y | 0 | 0.2 | Y | 0.15 | N | 0 | 0 |  | 0.85 | 1 | 3 | 3 | 0.6375 | 0.75
Washroom | #N/A | Y | 0 | 0.5 | N | 0 | 0 | Y | 0.1 | 0 | N | 0 | 0 | Y | 0 | 0.2 | Y | 0.15 | N | 0 | 0 |  | 0.1 | 0.7 | 1 | 2 | 0.1 | 0.56
Workshop | 3880 | N | 0 | 0 | N | 0 | 0 | Y | 0.2 | 0 | N | 0 | 0 | Y | 0 | 0.2 | N | 0 | N | 0 | 0 |  | 0.2 | 0.2 | 1 | 1 | 0.2 | 0.2
[26 empty] | aver | 0.29232 | 0.47621
[26 empty] | max | 0.6375 | 0.91
[26 empty] | min | 0 | 0.2
Note on AB6: Olivia Feng: Aggregate demand times the overlap factor (table above) gives this number
Note on AD6: Olivia Feng: Aggregate demand times the overlap factor (table above) gives this number

## Accepted ECMs
ACCEPTED ENERGY CONSERVATION MEASURES (ECMs)
BC Hydro reserves the right to update policies and program eligibility (June 2022)
Existing Lighting Technology | Proposed Upgrade Technology | ECM Name in Lighting Calculator | Accepted for Incentives
All non-LED technologies | Non-LED luminaire removal/ delamping | Luminaire Removal | Yes
CFL luminaire | LED luminaire/ retro-kit > 20W savings | LED luminaire and retrofit kit | Yes
CFL screw-in/plug-in lamp | LED screw-in/plug-in lamp | No incentives (MR16, Fluor, LED exit, A-type LED screw-in) | No
Controls - All technologies with existing controls | DDC re-scheduling | DDC re-scheduling in Control Type column | Yes
| LED luminaires with Bi-Level/Tri-level Controls | Bi-level stand-alone luminaire | Yes
| LED luminaires with NLC | NLC - no energy monitoring | Yes
|  | NLC - with energy monitoring | Yes
Controls - Non-LED technologies without existing controls | Only adding controls (no luminaire change) | No incentives (MR16, Fluor, LED exit, A-type LED screw-in) | No
| LED luminaire/ retro-kit and static controls (OS/ timer/ photocell, etc) | Correlated selection in Control Type column | Yes
| LED luminaires with Bi-Level/Tri-level Controls | Bi-level stand-alone luminaire | Yes
| LED luminaires with NLC | NLC - no energy monitoring | Yes
|  | NLC - with energy monitoring | Yes
Controls - LED technologies without existing controls | Add Bi-Level/Tri-level Controls | Bi-level stand-alone luminaire | Yes
| LED luminaires with NLC | NLC - no energy monitoring | Yes
|  | NLC - with energy monitoring | Yes
Exit signs | LED Exit Signs | No incentives (MR16, Fluor, LED exit, A-type LED screw-in) | No
Exterior non-LED signs | LED luminaire/ retro-kit | LED exterior signage | Yes
Fluorescent lamp | Fluorescent lamp | No incentives (MR16, Fluor, LED exit, A-type LED screw-in) | No
| T-LED | LED tubular lamp (T-LED) | Yes
Fluorescent luminaire | Fluorescent luminaire | No incentives (MR16, Fluor, LED exit, A-type LED screw-in) | No
| LED luminaire/ retro-kit | LED luminaire and retrofit kit | Yes
Fluorescent luminaire in refirgerated cases | LED luminaire/ retro-kit | LED refrigerated lighting system per door | Yes
HID lamp | HID - Energy Saving lamp | HID lamps only | Yes
| LED mogul lamp | LED lamp replacement for HID lamp | Yes
HID luminaire | Non-LED luminaire (HID/ induction/ plasma) | Non-LED luminaire | Yes
| LED luminaire/ retro-kit | LED luminaire and retrofit kit | Yes
Inc/Hal - GSL lamp (A-type) | CFL/ LED screw-in lamp | No incentives (MR16, Fluor, LED exit, A-type LED screw-in) | No
Inc/Hal - reflector lamp MR16 | LED screw-in MR16 lamp | No incentives (MR16, Fluor, LED exit, A-type LED screw-in) | No
Inc/Hal/CFL- reflector lamp (not MR16) | LED screw-in reflector lamp (not MR-16) | LED directional screw-in/snap-in replacement to reflector lamps | Yes
Inc/Hal/MR16 luminaire | CFL luminaire | No incentives (MR16, Fluor, LED exit, A-type LED screw-in) | No
| LED luminaire/ retro-kit | LED luminaire and retrofit kit | Yes
Non-LED luminaire (induction/plasma) | LED luminaire/ retro-kit | LED luminaire and retrofit kit | Yes

## Input W-Linear Fl
LINEAR FLUORESCENT LAMPS - INPUT WATTAGE DATA*
Nominal | Lamp Type | Nominal | Ballast | Low ballast factor ballasts (BF< 0.85) |  |  |  | Normal ballast factor ballasts (BF=0.85 - 1.00) |  |  |  | High ballast factor ballasts (BF>1.00)
length |  | wattage |  | Number of Lamps
|  | W |  | 1 | 2 | 3 | 4 | 1 | 2 | 3 | 4 | 1 | 2 | 3 | 4
T5
21.6" | T5 | 14 | PRS |  |  |  |  | 16 | 29 | 50 |  | 19 | 34
21.6" | T5HO | 24 | PRS |  |  |  |  | 27 | 52 |  |  | 29 | 55
33.4" | T5 | 21 | PRS |  |  |  |  | 23 | 42 |  |  | 25 | 49
33.4" | T5HO | 39 | PRS |  |  |  |  | 40 | 85 |  |  | 43 | 87
45.2" | T5 | 28 | PRS | [5 empty] | 59 |  |  | 33 | 64
45.2" | T5HO | 54 | PRS |  |  |  |  | 60 | 120 | 182 | 240 | 64 | 126 | 188
57.1" | T5 | 35 | PRS |  |  |  |  | 39 | 78 |  |  | 41 | 80
57.1" | T5HO | 80 | PRS |  |  |  |  | 89 |  |  |  | 91
T8 - HIGH EFFICIENCY ELECTRONIC BALLASTS
24" | T8 | 17 | IS | 15 | 27 | 38 | 52 | 16 | 31 | 42 | 58 | 19 | 38 | 45 | 75
24" | T8 | 17 | PRS | 14 | 25 |  |  | 16 | 29 | 43 | 57 | 19 | 39 | 45
36" | T8 | 25 | IS | 23 | 41 | 56 | 75 | 24 | 45 | 64 | 84 | 28 | 49 | 71
36" | T8 | 25 | PRS | 23 | 43 |  |  | 24 | 45 | 64 | 83 | 26
48" | T8 | 32 | IS | 25 | 48 | 71 | 95 | 28 | 55 | 83 | 108 | 33 | 66 | 109 | 141
48" | T8 | 32 | PRS | 25 | 47 | 71 | 93 | 33 | 56 | 83 | 110
48" | T8ES | 30 | IS | 24 | 45 | 68 | 89 | 26 | 52 | 78 | 102 | 30 | 59 | 87 | 133
48" | T8ES | 30 | PRS | 23 | 44 |  |  | 27 | 52 |  |  | 30 | 60
48" | T8ES | 28 | IS | 23 | 42 | 65 | 85 | 25 | 48 | 72 | 96 | 31 | 55 | 82 | 121
48" | T8ES | 28 | PRS | 23 | 41 | 62 | 80 | 26 | 49 | 72 | 97
48" | T8ES | 25 | IS | 22 | 38 | 58 | 77 | 23 | 44 | 65 | 87 | 27 | 51 | 75 | 113
48" | T8ES | 25 | PRS | 21 | 39 | 57 | 74 | 24 | 45 | 67 | 87
96" | T8 | 59 | IS |  | 95 |  |  | 58 | 108 |  |  | 68 | 144
96" | T8ES | 57 | IS |  | 89 |  |  |  | 102 |  |  | 64 | 134
96" | T8HO | 86 | IS |  |  |  |  | 92 | 151
96" | T8HO | 86 | PRS |  |  |  |  | 88
T8 - STANDARD ELECTRONIC BALLASTS
24" | T8 | 17 | IS | 16 | 29 | 44 | 54 | 17 | 34 | 47 |  | 21 | 41
24" | T8 | 17 | RS | 15 |  |  |  | 18 | 33 |  |  | 21 | 43
36" | T8 | 25 | IS | 23 | 43 | 59 | 76 | 25 | 46 | 68 | 89 | 29 | 52 | 74
36" | T8 | 25 | RS | 23 |  |  |  | 25 | 47 | 70 | 92 | 29 | 53 | 77 | 101
48" | T8 | 32 | IS | 29 | 51 | 76 | 98 | 31 | 59 | 86 | 112 | 35 | 74 | 111 | 145
48" | T8 | 32 | RS |  |  |  |  | 34 | 62 |  | 121
48" | T8ES | 30 | IS | 27 | 48 | 70 | 92 | 29 | 55 | 81 | 105 | 34 | 61 | 89
48" | T8ES | 28 | IS | 25 | 45 | 67 | 86 | 26 | 52 | 76 | 98 | 36 | 69
48" | T8ES | 25 | IS | 22 | 40 | 59 | 78 | 24 | 46 | 68 | 88 | 32 | 61 | 86
96" | T8 | 59 | IS | [5 empty] | 112 |  |  | 72 | 142
96" | T8ES | 57 | IS | [5 empty] | 104 |  |  | 68 | 140
96" | T8HO | 86 | IS |  |  |  |  | 92 | 153
96" | T8HO | 86 | RS |  |  |  |  | 100 | 160 |  |  |  | 185
T8 - ELECTROMAGNETIC BALLASTS
24" | T8 | 17 | Mag |  |  |  |  | 24 | 45
36" | T8 | 25 | Mag |  |  |  |  | 31 | 62 |  |  | 30 | 59
48" | T8 | 32 | Mag |  |  |  |  | 41 | 71 |  |  | 35 | 71 | 110 | 142
48" | T8HO | 44 | Mag | [5 empty] | 120
96" | T8HO | 86 | Mag |  |  |  |  | 114 | 172
U-shaped | T8/U | 16 | Mag-RS |  |  |  |  | 23 | 46
U-shaped | T8/U | 24 | Mag-RS |  |  |  |  | 32 | 62
U-shaped | T8/U | 31 | Mag-RS |  |  |  |  | 35 | 71
T12
24" | T12 | 20 | Mag |  |  |  |  | 25 | 50 | 75 | 112
36" | T12 | 30 | Mag |  |  |  |  | 41 | 73 | 114 | 146
48" | T12ES | 34 | Elec |  |  |  |  | 32 | 62 | 94 | 114
48" | T12ES | 34 | Mag |  |  |  |  | 41 | 74 | 115 | 148
48" | T12ES/U | 34 | Mag |  |  |  |  | 44 | 72 | 116 | 144
48" | T12HO | 60 | Mag |  |  |  |  | 84 | 133 | 190 | 237
96" | T12 Slimline | 60 | Mag |  |  |  |  | 75 | 126 | 201 | 252
96" | T12 Slimline | 75 | Mag |  |  |  |  | 93 | 158 | 251 | 316
96" | T12HOES | 95 | Mag |  |  |  |  | 113 | 227 | 340 | 454
96" | T12HO | 110 | Mag |  |  |  |  | 121 | 237 | 358 | 474
96" | T12VHOES | 185 | Mag |  |  |  |  | 205 | 310 | 515 | 620
96" | T12VHO | 215 | Mag |  |  |  |  | 218 | 337 | 555 | 674
* these input values represent average values across the industry and are used by BCH Power Smart as guidelines only | [11 empty] | BC Hydro Power Smart ES Lighting Calculator, version 11.0 - 2022.06.20

## Input W-HID
HID LAMPS - INPUT WATTAGE DATA
Envelope type | Base type | Nominal | Ballast | Input
|  | wattage |  | Wattage*
|  | W |  | W
Metal Halide, Core&Coil ballast
BD17/ED28 | E26/E39 | 175 | CWA | 210
ED28 | E39 | 250 | CWA | 291
ED37 | E39 | 400 | CWA | 455
BT37 | E39 | 750 | CWA | 810
BT37/BT56 | E39 | 1000 | CWA | 1080
BT56 | E39 | 1500 | CWA | 1590
BT56 | PosMogul | 1650 | CWA | 1760
Pulse Start Metal Halide and Ceramic Metal Halide, Core&Coil ballast
T6 | G12 | 39 | CWA | 58
ED17/BD17 | E26 | 50 | HX-HPF | 65
ED17/ED28 | E26 | 70 | CWA | 97
ED17/ED28 | E26 | 70 | HX-HPF | 90
ED17/ED28 | E26 | 100 | HX-HPF | 125
ED17/ED28 | E26 | 125 | HX-HPF | 150
ED17/ED28 | E26 | 150 | HX-HPF | 185
ED17/ED28 | E26 | 150 | CWA | 190
ED17/ED28 | E26 | 175 | CWA | 208
ED17/ED28/T15 | E39 | 200 | HX-HPF | 235
ED28 | E39 | 250 | CWA | 288
ED28/ED37 | E39 | 320 | CWA | 368
ED28/ED37 | E39 | 320 | HX-HPF | 365
ED28/ED37 | E39 | 350 | CWA | 400
ED28/ED37 | E39 | 350 | HX-HPF | 400
ED37 | E39 | 400 | CWA | 450
ED37 | E39 | 450 | HX-HPF | 510
ED37 | E39 | 575 | HX-HPF | 660
BT37 | E39 | 750 | CWA | 825
BT37 | E39 | 875 | CWA | 940
BT37/T25/BT56 | E39 | 1000 | CWA | 1080
Pulse Start Metal Halide and Ceramic Metal Halide, Electronic ballast
T4 | GU6.5 | 20 | El | 26
T6 | G12 | 39 | El | 45
BD17 | E26 | 50 | El | 56
BD17 | E26 | 70 | El | 78
BD17 | E26 | 100 | El | 112
BD17/ED28 | E26/E39 | 150 | El | 169
BD17/ED28 | E26/E39 | 175 | El | 194
ED28 | E39 | 250 | El | 278
ED28 | E39 | 320 | El | 346
ED37 | E39 | 350 | El | 376
ED28/ED37 | E39 | 400 | El | 432
High Pressure Sodium, Core&Coil ballast
B17 | E26 | 35 | R-HPF | 43
B17/ED23.5 | E26/E39 | 50 | HX-HPF | 62
B17/ED23.5 | E26/E39 | 70 | HX-HPF | 91
B17/ED23.5 | E26/E39 | 100 | HX-HPF | 130
B17/ED23.5 | E26/E39 | 150 | HX-HPF | 188
ED18 | E39 | 200 | HX-HPF | 240
ED18 | E39 | 250 | CWA | 295
ED18 | E39 | 310 | CWA | 365
ED18 | E39 | 400 | CWA | 455
T15 | E39 | 600 | CWA | 665
ED37 | E39 | 750 | CWA | 830
E25 | E39 | 1000 | CWA | 1100
* these input values represent average values across the industry and are used by BCH Power Smart as guidelines only
BC Hydro Power Smart ES Lighting Calculator, version 11.0 - 2022.06.20

## Input W-CFL
COMPACT FLUORESCENT LAMPS - INPUT WATTAGE DATA
Base ID | Tube/Base type | Nominal | Ballast | Input Wattage (ANSI)*
|  | wattage |  | Number of Lamps
|  | W |  | 1 | 2
W
Compact Fluorescent Lamps - Twin, Quad, Multiple
G23 | Twin, 2-pin | 7 | Mag | 10
G23 | Twin, 4-pin | 7 | El | 9 | 16
G23 | Twin or Quad, 2-pin | 9 | Mag | 10
G23 | Twin, 4-pin | 9 | El | 10 | 20
2G7 | Twin, 4-pin | 11 | El | 13
GX23 | Twin or Quad, 2-pin | 13 | Mag | 16 | 31
G24q | Quad or Multiple, 4-pin | 13 | El | 15 | 30
2GX7 | Twin, 4-pin | 13 | El | 15 | 26
G24d | Quad, 2-pin | 18 | Mag |  | 50
G24q | Quad or Multiple, 4-pin | 18 | El | 19 | 35
2G11 | Twin T5, 4-pin | 18 | El | 23 | 43
G24d | Quad, 2-pin | 26 | Mag | 30 | 61
G24q/GX24q | Quad or Multiple, 4-pin | 26 | El | 28 | 56
GX32d | T5 Quad, 2-pin | 28 | Mag | 32
GX24q | Multiple, 4-pin | 32 | El | 36 | 69
GX24q | Multiple, 4-pin | 42 | El | 50 | 91
GX24q | Multiple, 4-pin | 57 | El | 58
GX24q | Multiple, 4-pin | 70 | El | 73
Compact Fluorescent Lamps - Long Twin T5
2G11 | LongTwin T5, 4-pin | 18 | El | 23 | 43
2G11 | LongTwin T5, 4-pin | 24/27 | El | 27 | 52
2G10 | T5 F-lamp, 4-pin | 24/27 | El | 24 | 48
2G11 | LongTwin T5, 4-pin | 36/39 | El | 36 | 71
2G10 | T5 F-lamp, 4-pin | 36/39 | El | 34 | 68
2G11 | LongTwin T5, 4-pin | 40 | El | 41 | 75
2G11 | LongTwin T5, 4-pin | 50 | El | 58 | 112
2G11 | LongTwin T5, 4-pin | 55 | El | 60 | 112
Compact Fluorescent Lamps - 2D Lamps
GR10q | 2d, 4-pin | 10 | El | 15 | 26
GR10q | 2d, 4-pin | 16 | El | 19 | 33
GR10q | 2d, 4-pin | 21 | El | 24 | 43
GR8 | 2d, 4-pin | 28 | Mag | 37 | 61
GR10q | 2d, 4-pin | 28 | El | 31 | 64
GR10q | 2d, 4-pin | 38 | El | 33
GR10q | 2d, 4-pin | 55 | El | 52
Compact Fluorescent Lamps - T5 Circular
| T5 Circular | 22 | El | 25 | 50
| T5 Circular | 40 | El | 42 | 80
| T5 Circular | 22+40 | El | 66
| T5 Circular | 55 | El | 56 | 106
* These input values represent average values across the industry and are used by BCH Power Smart as guidelines only
BC Hydro Power Smart ES Lighting Calculator, version 11.0 - 2022.06.20