{"text_format":"1","workbook":"xlsx","n_sheets":11,"sheets":["Userguide","Summary","Lighting","Non-Lighting","Variables","LIndexTable","NLIndexTable","Engineering Invoice Review","Schedule B","Schedule C","Schedules Pivot"],"not_rendered":{"charts":0,"images":5,"macros":1,"external_links":0,"defined_names":38,"comments":0,"pivot_tables":4},"unopened":[],"bounds":{"document_bytes":16777216,"sheet_cells":100000,"rows_first":2000,"rows_last":500,"rows_between":2000,"halvings":0,"cell_chars":16384,"cell_head_chars":4096},"cells_cut":0,"cells_raw":0,"read":"whole","date_system":"1900"}

{"sheet":"Userguide","index":0,"n_rows":10,"n_cols":1,"rows_kept":10,"cut":false,"hidden":false,"merged":[[7,0,7,13],[9,0,9,13]]}
[]
[]
[]
[]
[]
[]
[]
["Welcome to the BC Hydro Rebate Calculator Tool"]
[]
[{"$f":"Summary!D2","v":"Electrical Rebate Calculator, version 6.0 -  2020-06-01"}]

{"sheet":"Summary","index":1,"n_rows":68,"n_cols":80,"rows_kept":68,"cut":false,"hidden":false,"merged":[[67,41,67,44],[67,45,67,49],[67,51,67,56],[67,58,67,63],[67,75,67,78],[67,16,67,19],[67,20,67,22],[67,24,67,27],[67,28,67,31],[67,33,67,36],[67,37,67,40],[65,37,65,40],[65,41,65,44],[65,45,65,49],[65,51,65,56],[65,58,65,63],[65,75,65,78],[64,41,64,44],[64,45,64,49],[64,51,64,56],[64,58,64,63],[64,75,64,78],[64,37,64,40],[65,16,65,19],[65,20,65,22],[65,24,65,27],[65,28,65,31],[65,33,65,36],[64,16,64,19],[64,20,64,22],[64,24,64,27],[64,28,64,31],[64,33,64,36],[62,37,62,40],[62,41,62,44],[62,45,62,49],[62,51,62,56],[62,58,62,63],[62,75,62,78],[61,41,61,44],[61,45,61,49],[61,51,61,56],[61,58,61,63],[61,75,61,78],[61,37,61,40],[62,16,62,19],[62,20,62,22],[62,24,62,27],[62,28,62,31],[62,33,62,36],[61,16,61,19],[61,20,61,22],[61,24,61,27],[61,28,61,31],[61,33,61,36],[60,37,60,40],[60,41,60,44],[60,45,60,49],[60,51,60,56],[60,58,60,63],[60,75,60,78],[59,41,59,44],[59,45,59,49],[59,51,59,56],[59,58,59,63],[59,75,59,78],[59,37,59,40],[60,16,60,19],[60,20,60,22],[60,24,60,27],[60,28,60,31],[60,33,60,36],[59,16,59,19],[59,20,59,22],[59,24,59,27],[59,28,59,31],[59,33,59,36],[58,37,58,40],[58,41,58,44],[58,45,58,49],[58,51,58,56],[58,58,58,63],[58,75,58,78],[56,41,56,44],[56,45,56,49],[56,51,56,56],[56,58,56,63],[56,75,56,78],[56,37,56,40],[58,16,58,19],[58,20,58,22],[58,24,58,27],[58,28,58,31],[58,33,58,36],[56,16,56,19],[56,20,56,22],[56,24,56,27],[56,28,56,31],[56,33,56,36],[55,45,55,49],[55,51,55,56],[55,58,55,63],[55,75,55,78],[54,41,54,44],[54,45,54,49],[54,51,54,56],[54,58,54,63],[54,75,54,78],[53,45,53,49],[53,51,53,56],[53,58,53,63],[53,75,53,78],[54,16,54,19],[54,20,54,22],[54,24,54,27],[54,28,54,31],[54,33,54,36],[54,37,54,40],[53,16,53,19],[53,20,53,22],[53,24,53,27],[53,28,53,31],[53,33,53,36],[53,37,53,40],[53,41,53,44],[55,16,55,19],[55,20,55,22],[55,24,55,27],[55,28,55,31],[55,33,55,36],[55,37,55,40],[55,41,55,44],[51,20,51,22],[51,24,51,27],[51,28,51,31],[51,33,51,36],[51,37,51,40],[51,41,51,44],[50,37,50,40],[50,41,50,44],[50,45,50,49],[50,58,50,63],[50,71,50,74],[51,45,51,49],[51,71,51,74],[51,75,51,78],[49,37,49,40],[49,41,49,44],[49,45,49,49],[49,58,49,63],[49,71,49,74],[49,75,49,78],[50,75,50,78],[47,45,47,49],[47,58,47,63],[47,71,47,74],[47,75,47,78],[48,20,48,22],[48,24,48,27],[48,28,48,31],[48,33,48,36],[48,37,48,40],[48,41,48,44],[47,20,47,22],[47,24,47,27],[47,28,47,31],[47,33,47,36],[47,37,47,40],[47,41,47,44],[48,45,48,49],[48,58,48,63],[48,71,48,74],[48,75,48,78],[46,37,46,40],[46,41,46,44],[46,45,46,49],[46,58,46,63],[46,71,46,74],[46,75,46,78],[43,37,43,40],[43,41,43,44],[43,45,43,49],[43,51,43,56],[43,75,43,78],[46,16,50,19],[46,20,46,22],[46,24,46,27],[46,28,46,31],[46,33,46,36],[43,7,43,15],[43,16,43,19],[43,20,43,22],[43,24,43,27],[43,28,43,31],[43,33,43,36],[49,20,49,22],[49,24,49,27],[49,28,49,31],[49,33,49,36],[50,20,50,22],[50,24,50,27],[50,28,50,31],[50,33,50,36],[39,71,39,74],[39,75,39,78],[42,7,42,15],[42,16,42,19],[42,20,42,22],[42,24,42,27],[42,28,42,31],[41,7,41,15],[41,16,41,19],[41,20,41,22],[41,24,41,27],[41,28,41,31],[42,33,42,36],[42,37,42,40],[42,41,42,44],[42,45,42,49],[42,51,42,56],[42,75,42,78],[41,37,41,40],[41,41,41,44],[41,45,41,49],[41,51,41,56],[41,75,41,78],[41,33,41,36],[40,3,43,6],[40,7,40,15],[40,16,40,19],[40,20,40,22],[40,24,40,27],[40,28,40,31],[38,71,38,78],[39,3,39,6],[39,7,39,15],[39,16,39,19],[39,20,39,22],[39,24,39,27],[39,28,39,31],[39,33,39,36],[39,37,39,40],[39,41,39,44],[40,33,40,36],[40,37,40,40],[40,41,40,44],[40,45,40,49],[40,51,40,56],[40,75,40,78],[39,45,39,49],[39,51,39,56],[37,37,37,40],[37,41,37,44],[37,45,37,49],[37,71,37,74],[37,75,37,78],[32,24,32,30],[36,3,37,15],[36,16,36,22],[36,24,36,31],[36,33,36,49],[36,51,37,56],[37,16,37,19],[37,20,37,22],[37,24,37,27],[37,28,37,31],[29,24,29,30],[30,24,30,30],[17,13,17,16],[22,24,22,30],[23,24,23,30],[24,24,24,30],[25,24,25,30],[37,33,37,36],[7,13,7,33],[8,13,8,33],[9,13,9,33],[11,13,11,33],[12,13,12,33],[13,13,13,33],[26,24,26,30],[27,24,27,30],[28,24,28,30],[15,13,15,28]]}
[]
[null,null,null,"Electrical Rebate Calculator, version 6.0 -  2020-06-01"]
[]
[]
[]
[null,null,null,"Energy Savings Project Information"]
[]
[null,null,null,null,null,null,null,null,null,null,null,null,"Organization",null,null,null,null,null,null,null,null,null,null,null,null,null,null,null,null,null,null,null,null,null,"*"]
[null,null,null,null,null,null,null,null,null,null,null,null,"Site Name",null,null,null,null,null,null,null,null,null,null,null,null,null,null,null,null,null,null,null,null,null,"*"]
[null,null,null,null,null,null,null,null,null,null,null,null,"Site Address",null,null,null,null,null,null,null,null,null,null,null,null,null,null,null,null,null,null,null,null,null,"*"]
[]
[null,null,null,null,null,null,null,null,null,null,null,null,"Project",null,null,null,null,null,null,null,null,null,null,null,null,null,null,null,null,null,null,null,null,null,"*"]
[null,null,null,null,null,null,null,null,null,null,null,null,"Firm Completing Calculator",null,null,null,null,null,null,null,null,null,null,null,null,null,null,null,null,null,null,null,null,null,"*"]
[null,null,null,null,null,null,null,null,null,null,null,null,"Implementation Contractor"]
[]
[null,null,null,null,null,null,null,null,null,null,null,null,"Date",null,null,null,null,null,null,null,null,null,null,null,null,null,null,null,null,"*"]
[]
[null,null,null,null,null,null,null,null,null,null,null,null,"Phase",null,null,null,null,"*"]
[]
[]
[null,null,null,"Estimated Project Cost and Savings"]
[]
[null,null,null,null,null,null,null,null,null,null,null,null,null,null,null,null,null,null,null,null,null,null,null,"Total Cost of Lighting Projects",null,null,null,null,null,null,null,"*","$",null,null,null,null,null,null,null,null,null,null,null,null,null,null,null,null,null,null,null,null,null,null,null,null,null,null,null,null,null,null,null,null,"Lighting"]
[null,null,null,null,null,null,null,null,null,null,null,null,null,null,null,null,null,null,null,null,null,null,null,"Total Project Cost*",{"$f":"SUM(Q40:T44)","v":0},null,null,null,null,null,null,null,"$",null,null,null,null,null,null,null,null,null,null,null,null,null,null,null,null,null,null,null,null,null,null,null,null,null,null,null,null,null,null,null,null,"Commercial Kitchen",null,null,null,null,null,"Commercial Kitchen","Commercial Kitchen","Commercial Kitchen","Commercial Kitchen"]
[null,null,null,null,null,null,null,null,null,null,null,null,null,null,null,null,null,null,null,null,null,null,null,"Estimated Total BC Hydro Rebate**",{"$f":"MIN(SUM(U40:U44),0.75*Y24)","v":0},null,null,null,null,null,null,null,"$",null,null,null,null,null,null,null,null,null,null,null,null,null,null,null,null,null,null,{"$f":"X24","v":"Total Project Cost*"},{"$f":"-Y24","v":0},null,null,null,null,null,null,null,null,null,null,null,null,"Refrigeration",null,null,null,null,null,"Refrigeration","Refrigeration","Refrigeration","Refrigeration"]
[null,null,null,null,null,null,null,null,null,null,null,null,null,null,null,null,null,null,null,null,null,null,null,"Estimated Total Annual Electrical Cost Savings  ",{"$f":"Y28*eRate+Y27*12*eDemand","v":0},null,null,null,null,null,null,null,"$ / year",null,null,null,null,null,null,null,null,null,null,null,null,null,null,null,null,null,null,{"$f":"X25","v":"Estimated Total BC Hydro Rebate**"},{"$f":"Y25","v":0},null,null,null,null,null,null,null,null,null,null,null,null,"Mechanical",null,null,null,null,null,"Mechanical","Mechanical","Mechanical","Mechanical"]
[null,null,null,null,null,null,null,null,null,null,null,null,null,null,null,null,null,null,null,null,null,null,null,"Total project demand savings*",{"$f":"SUM(AH40:AK44)","v":0},null,null,null,null,null,null,null,"kW",null,null,null,null,null,null,null,null,null,null,null,null,null,null,null,null,null,null,{"$f":"X26","v":"Estimated Total Annual Electrical Cost Savings  "},{"$f":"Y26","v":0},null,null,null,null,null,null,null,null,null,null,null,null,"HVAC",null,null,null,null,null,"HVAC","HVAC","HVAC","HVAC"]
[null,null,null,null,null,null,null,null,null,null,null,null,null,null,null,null,null,null,null,null,null,null,null,"Total project energy savings*",{"$f":"SUM(AL40:AO44)","v":0},null,null,null,null,null,null,null,"kWh / year"]
[null,null,null,null,null,null,null,null,null,null,null,null,null,null,null,null,null,null,null,null,null,null,null,"Savings funded by BC Hydro rebate*",{"$f":"SUM(AC40:AF44)","v":0},null,null,null,null,null,null,null,"kWh / year",null,null,null,null,null,null,null,null,null,null,null,null,null,null,null,null,null,null,{"$f":"X28","v":"Total project energy savings*"},{"$f":"Y28-Y29","v":0}]
[null,null,null,null,null,null,null,null,null,null,null,null,null,null,null,null,null,null,null,null,null,null,null,"Annual GHG Reduction*",{"$f":"SUM(AP40:AS44)","v":0},null,null,null,null,null,null,null,"Tons of CO2e/yr.",null,null,null,null,null,null,null,null,null,null,null,null,null,null,null,null,null,null,{"$f":"X29","v":"Savings funded by BC Hydro rebate*"},{"$f":"Y29","v":0}]
[null,null,null,null,null,null,null,null,null,null,null,null,null,null,null,null,null,null,null,null,null,null,null,"Simple Payback with BC Hydro Rebate",{"$f":"IFERROR((Y24-Y25)/Y26,\"\")","v":""},null,null,null,null,null,null,null,"Years"]
[]
[null,null,null,null,null,null,null,null,null,null,null,null,null,null,null,null,null,null,null,null,null,null,null,null,null,null,null,null,null,null,null,null,null,null,null,null,null,null,null,null,null,null,null,null,null,null,null,null,null,null,null,null,null,null,null,null,"* denotes mandatory fields"]
[null,null,null,null,null,null,null,null,null,null,null,null,null,null,null,null,null,null,null,null,null,null,null,null,null,null,null,null,null,null,null,null,null,null,null,null,null,null,null,null,null,null,null,null,null,null,null,null,null,null,null,null,null,null,null,null,"*Figures based on estimates",null,null,null,null,null,null,null,null,null,null,null,null,null,null,"Peak savings only come from Lighting measures; either prescribed or custom"]
[null,null,null,null,null,null,null,null,null,null,null,null,null,null,null,null,null,null,null,null,null,null,null,null,null,null,null,null,null,null,null,null,null,null,null,null,null,null,null,null,null,null,null,null,null,null,null,null,null,null,null,null,null,null,null,null,"**Total rebate is capped at 75% of total project cost",null,null,null,null,null,null,null,null,null,null,null,null,null,null,"Persistence is by ECM, not able to be grouped"]
[]
[null,null,null,"Retrofit Technologies",null,null,null,null,null,null,null,null,null,null,null,null,"Capital cost",null,null,null,null,null,null,null,"Incentable Savings",null,null,null,null,null,null,null,null,"Total Site Savings",null,null,null,null,null,null,null,null,null,null,null,null,null,null,null,null,null,"Paypack period with rebate (years)",null,null,null,null,null,null,null,null,null,null,null,null,null,"Put xRM rebate column",null,null,null,null,null,"Reporting fields to be added when copy made"]
[null,null,null,null,null,null,null,null,null,null,null,null,null,null,null,null,"Cost\n($)",null,null,null,"Rebate ($)",null,null,null,"Demand\n(kW)",null,null,null,"Energy\n(kWh/yr)",null,null,null,null,"Demand\n(kW)",null,null,null,"Energy\n(kWh/yr)",null,null,null,"GHG\ntCO2e/year",null,null,null,"Estimated Cost Savings ($)",null,null,null,null,null,null,null,null,null,null,null,null,null,null,null,null,null,null,null,null,null,null,null,null,null,"BC Hydro\n(Peak kW)",null,null,null,"Incented Savings",null,null,null,"Avg Measure persistence"]
[null,null,null,null,null,null,null,null,null,null,null,null,null,null,null,null,null,null,null,null,null,null,null,null,null,null,null,null,null,null,null,null,null,null,null,null,null,null,null,null,null,null,null,null,null,null,null,null,null,null,null,null,null,null,null,null,null,null,null,null,null,null,null,null,null,null,null,null,null,null,null,"Prescribed"]
[null,null,null,"Lighting",null,null,null,"Lighting",null,null,null,null,null,null,null,null,{"$f":"Y23","v":0},null,null,null,{"$f":"SUM(Table1323[BC Hydro Lighting Rebate])","v":0},null,null,null,{"$f":"SUM(Table1323[Rebate kW Savings])","v":0},null,null,null,{"$f":"SUM(Table1323[Rebate kWh savings],Table1323[Controls Rebate kWh Savings])","v":0},null,null,null,null,{"$f":"SUM(Table1323[Demand Savings, kW])","v":0},null,null,null,{"$f":"SUM(Table1323[Energy Savings, kWh])","v":0},null,null,null,{"$f":"AL40*(10.67/10^6)","v":0},null,null,null,{"$f":"AL40*eRate+AH40*12*eDemand","v":0},null,null,null,null,null,{"$f":"IFERROR((Q40-U40)/AT40,\"\")","v":""},null,null,null,null,null,null,null,null,null,null,null,null,null,null,null,null,null,null,null,{"$f":"SUM(BT47:BW52)","v":0},null,null,null,{"$f":"SUM(BX47:CA52)","v":0},null,null,null,{"$f":"IFERROR(#REF!/AC40,\"\")","v":""}]
[null,null,null,"Non-Lighting",null,null,null,"Commercial Kitchen",null,null,null,null,"Commercial Kitchen","Commercial Kitchen","Commercial Kitchen","Commercial Kitchen",{"$f":"SUMIF(Table13[Technology],H41,Table13[Total Capital Cost, $])","v":0},null,null,null,{"$f":"SUMIF(Table13[Technology],H41,Table13[Total Rebate])","v":0},null,null,null,{"$f":"SUMIF(Table13[Technology],H41,Table13[Demand Savings, kW])","v":0},null,null,null,{"$f":"SUMIF(Table13[Technology],H41,Table13[Energy Savings, kWh])","v":0},null,null,null,null,{"$f":"Y41","v":0},null,null,null,{"$f":"AC41","v":0},null,null,null,{"$f":"AC41*(10.67/10^6)","v":0},null,null,null,{"$f":"AL41*eRate+AH41*12*eDemand","v":0},null,null,null,null,null,{"$f":"IFERROR((Q41-U41)/AT41,\"\")","v":""},null,null,null,null,null,null,null,null,null,null,null,null,null,null,null,null,null,null,null,null,null,null,null,null,null,null,null,{"$f":"IFERROR(#REF!/AC41,\"\")","v":""}]
[null,null,null,null,null,null,null,"Refrigeration",null,null,null,null,"Refrigeration","Refrigeration","Refrigeration","Refrigeration",{"$f":"SUMIF(Table13[Technology],H42,Table13[Total Capital Cost, $])","v":0},null,null,null,{"$f":"SUMIF(Table13[Technology],H42,Table13[Total Rebate])","v":0},null,null,null,{"$f":"SUMIF(Table13[Technology],H42,Table13[Demand Savings, kW])","v":0},null,null,null,{"$f":"SUMIF(Table13[Technology],H42,Table13[Energy Savings, kWh])","v":0},null,null,null,null,{"$f":"Y42","v":0},null,null,null,{"$f":"AC42","v":0},null,null,null,{"$f":"AC42*(10.67/10^6)","v":0},null,null,null,{"$f":"AL42*eRate+AH42*12*eDemand","v":0},null,null,null,null,null,{"$f":"IFERROR((Q42-U42)/AT42,\"\")","v":""},null,null,null,null,null,null,null,null,null,null,null,null,null,null,null,null,null,null,null,null,null,null,null,null,null,null,null,{"$f":"IFERROR(#REF!/AC42,\"\")","v":""}]
[null,null,null,null,null,null,null,"Mechanical",null,null,null,null,"Mechanical","Mechanical","Mechanical","Mechanical",{"$f":"SUMIF(Table13[Technology],H43,Table13[Total Capital Cost, $])","v":0},null,null,null,{"$f":"SUMIF(Table13[Technology],H43,Table13[Total Rebate])","v":0},null,null,null,{"$f":"SUMIF(Table13[Technology],H43,Table13[Demand Savings, kW])","v":0},null,null,null,{"$f":"SUMIF(Table13[Technology],H43,Table13[Energy Savings, kWh])","v":0},null,null,null,null,{"$f":"Y43","v":0},null,null,null,{"$f":"AC43","v":0},null,null,null,{"$f":"AC43*(10.67/10^6)","v":0},null,null,null,{"$f":"AL43*eRate+AH43*12*eDemand","v":0},null,null,null,null,null,{"$f":"IFERROR((Q43-U43)/AT43,\"\")","v":""},null,null,null,null,null,null,null,null,null,null,null,null,null,null,null,null,null,null,null,null,null,null,null,null,null,null,null,{"$f":"IFERROR(#REF!/AC43,\"\")","v":""}]
[null,null,null,null,null,null,null,"HVAC",null,null,null,null,"HVAC","HVAC","HVAC","HVAC",{"$f":"SUMIF(Table13[Technology],H44,Table13[Total Capital Cost, $])","v":0},null,null,null,{"$f":"SUMIF(Table13[Technology],H44,Table13[Total Rebate])","v":0},null,null,null,{"$f":"SUMIF(Table13[Technology],H44,Table13[Demand Savings, kW])","v":0},null,null,null,{"$f":"SUMIF(Table13[Technology],H44,Table13[Energy Savings, kWh])","v":0},null,null,null,null,{"$f":"Y44","v":0},null,null,null,{"$f":"AC44","v":0},null,null,null,{"$f":"AC44*(10.67/10^6)","v":0},null,null,null,{"$f":"AL44*eRate+AH44*12*eDemand","v":0},null,null,null,null,null,{"$f":"IFERROR((Q44-U44)/AT44,\"\")","v":""},null,null,null,null,null,null,null,null,null,null,null,null,null,null,null,null,null,null,null,null,null,null,null,null,null,null,null,{"$f":"IFERROR(#REF!/AC44,\"\")","v":""}]
[]
[]
[null,null,null,"Lighting",null,null,null,null,null,null,null,null,null,null,null,"LED luminaire and retrofit kit",null,null,null,null,{"$f":"SUMIF(Table1323[Simplified Rebate Category],P47,Table1323[Lighting Rebate])","v":0},null,null,null,{"$f":"SUMIF(Table1323[Simplified Rebate Category],Summary!P47,Table1323[Rebate kW Savings])","v":0},null,null,null,{"$f":"SUMIF(Table1323[Simplified Rebate Category],Summary!P47,Table1323[Rebate kWh savings])","v":0},null,null,null,null,{"$f":"SUMIF(Table1323[Simplified Rebate Category],Summary!P47,Table1323[Demand Savings, kW])","v":0},null,null,null,{"$f":"SUMIF(Table1323[Simplified Rebate Category],Summary!P47,Table1323[Energy Savings, kWh])","v":0},null,null,null,{"$f":"AL47*(10.67/10^6)","v":0},null,null,null,{"$f":"AC47*0.1+Y47*5","v":0},null,null,null,null,null,null,null,null,null,null,null,null,null,null,null,null,null,null,null,null,null,null,null,null,null,{"$f":"SUMIF(Table1323[Simplified Rebate Category],Summary!P47,Table1323[BCH Peak kW])","v":0},null,null,null,{"$f":"SUMIF(Table1323[Simplified Rebate Category],Summary!P47,Table1323[Rebate kWh savings])","v":0},null,null,null,{"$f":"IFERROR(#REF!/AC47,\"\")","v":""}]
[null,null,null,null,null,null,null,null,null,null,null,null,null,null,null,"Tubular LED Lamps",null,null,null,null,{"$f":"SUMIF(Table1323[Simplified Rebate Category],P48,Table1323[Lighting Rebate])","v":0},null,null,null,{"$f":"SUMIF(Table1323[Simplified Rebate Category],Summary!P48,Table1323[Rebate kW Savings])","v":0},null,null,null,{"$f":"SUMIF(Table1323[Simplified Rebate Category],Summary!P48,Table1323[Rebate kWh savings])","v":0},null,null,null,null,{"$f":"SUMIF(Table1323[Simplified Rebate Category],Summary!P48,Table1323[Demand Savings, kW])","v":0},null,null,null,{"$f":"SUMIF(Table1323[Simplified Rebate Category],Summary!P48,Table1323[Energy Savings, kWh])","v":0},null,null,null,0,null,null,null,0,null,null,null,null,null,null,null,null,null,null,null,null,null,null,null,null,null,null,null,null,null,null,null,null,null,{"$f":"SUMIF(Table1323[Simplified Rebate Category],Summary!P48,Table1323[BCH Peak kW])","v":0},null,null,null,{"$f":"SUMIF(Table1323[Simplified Rebate Category],Summary!P48,Table1323[Rebate kWh savings])","v":0},null,null,null,{"$f":"IFERROR(#REF!/AC48,\"\")","v":""}]
[null,null,null,null,null,null,null,null,null,null,null,null,null,null,null,"LED replaceable reflector lamp",null,null,null,null,{"$f":"SUMIF(Table1323[Simplified Rebate Category],P49,Table1323[Lighting Rebate])","v":0},null,null,null,{"$f":"SUMIF(Table1323[Simplified Rebate Category],Summary!P49,Table1323[Rebate kW Savings])","v":0},null,null,null,{"$f":"SUMIF(Table1323[Simplified Rebate Category],Summary!P49,Table1323[Rebate kWh savings])","v":0},null,null,null,null,{"$f":"SUMIF(Table1323[Simplified Rebate Category],Summary!P49,Table1323[Demand Savings, kW])","v":0},null,null,null,{"$f":"SUMIF(Table1323[Simplified Rebate Category],Summary!P49,Table1323[Energy Savings, kWh])","v":0},null,null,null,0,null,null,null,0,null,null,null,null,null,null,null,null,null,null,null,null,null,null,null,null,null,null,null,null,null,null,null,null,null,{"$f":"SUMIF(Table1323[Simplified Rebate Category],Summary!P49,Table1323[BCH Peak kW])","v":0},null,null,null,{"$f":"SUMIF(Table1323[Simplified Rebate Category],Summary!P49,Table1323[Rebate kWh savings])","v":0},null,null,null,{"$f":"IFERROR(#REF!/AC49,\"\")","v":""}]
[null,null,null,null,null,null,null,null,null,null,null,null,null,null,null,"Exterior LED Signage",null,null,null,null,{"$f":"SUMIF(Table1323[Simplified Rebate Category],P50,Table1323[Lighting Rebate])","v":0},null,null,null,{"$f":"SUMIF(Table1323[Simplified Rebate Category],Summary!P50,Table1323[Rebate kW Savings])","v":0},null,null,null,{"$f":"SUMIF(Table1323[Simplified Rebate Category],Summary!P50,Table1323[Rebate kWh savings])","v":0},null,null,null,null,{"$f":"SUMIF(Table1323[Simplified Rebate Category],Summary!P50,Table1323[Demand Savings, kW])","v":0},null,null,null,{"$f":"SUMIF(Table1323[Simplified Rebate Category],Summary!P50,Table1323[Energy Savings, kWh])","v":0},null,null,null,0,null,null,null,0,null,null,null,null,null,null,null,null,null,null,null,null,null,null,null,null,null,null,null,null,null,null,null,null,null,{"$f":"SUMIF(Table1323[Simplified Rebate Category],Summary!P50,Table1323[BCH Peak kW])","v":0},null,null,null,{"$f":"SUMIF(Table1323[Simplified Rebate Category],Summary!P50,Table1323[Rebate kWh savings])","v":0},null,null,null,{"$f":"IFERROR(#REF!/AC50,\"\")","v":""}]
[null,null,null,null,null,null,null,null,null,null,null,null,null,null,null,"Controls",null,null,null,null,{"$f":"SUMIFS(Table1323[Controls Rebate],Table1323[Automatic Controls?],\"Yes\")","v":0},null,null,null,{"$f":"SUMIF(Table1323[Simplified Rebate Category],Summary!P51,Table1323[Rebate kW Savings])","v":0},null,null,null,{"$f":"SUM(Table1323[Controls Rebate kWh Savings])","v":0},null,null,null,null,{"$f":"SUMIF(Table1323[Simplified Rebate Category],Summary!P51,Table1323[Demand Savings, kW])","v":0},null,null,null,{"$f":"SUMIFS(Table1323[Controls Rebate kWh Savings],Table1323[Automatic Controls?],\"Yes\")","v":0},null,null,null,0,null,null,null,0,null,null,null,null,null,null,null,null,null,null,null,null,null,null,null,null,null,null,null,null,null,null,null,null,null,{"$f":"SUMIF(Table1323[Simplified Rebate Category],Summary!P51,Table1323[BCH Peak kW])","v":0},null,null,null,{"$f":"AC51","v":0},null,null,null,{"$f":"IFERROR(#REF!/AC51,\"\")","v":""}]
[null,null,null,null,null,null,null,null,null,null,null,null,null,null,null,"No Rebate",null,null,null,null,0,null,null,null,{"$f":"SUMIF(Table1323[Simplified Rebate Category],Summary!P52,Table1323[Rebate kW Savings])","v":0},null,null,null,{"$f":"SUMIF(Table1323[Simplified Rebate Category],Summary!P52,Table1323[Rebate kWh savings])","v":0},null,null,null,null,{"$f":"SUMIF(Table1323[Simplified Rebate Category],Summary!P52,Table1323[Demand Savings, kW])","v":0},null,null,null,{"$f":"SUMIF(Table1323[Simplified Rebate Category],Summary!P52,Table1323[Energy Savings, kWh])","v":0},null,null,null,0,null,null,null,0,null,null,null,null,null,null,null,null,null,null,null,null,null,null,null,null,null,null,null,null,null,null,null,null,null,{"$f":"SUMIF(Table1323[Simplified Rebate Category],Summary!P52,Table1323[BCH Peak kW])","v":0},null,null,null,{"$f":"AC52","v":0}]
[]
[null,null,null,"Commercial Kitchen",null,null,null,null,null,null,null,null,null,null,null,"Efficient food preparation equipment",{"$f":"SUMIF(Table13[Simplified Rebate Category],P54,Table13[Total Capital Cost, $])","v":0},null,null,null,{"$f":"SUMIF(Table13[Simplified Rebate Category],P54,Table13[Total Rebate])","v":0},null,null,null,{"$f":"SUMIF(Table13[Simplified Rebate Category],Summary!P49,Table13[Demand Savings, kW])","v":0},null,null,null,{"$f":"SUMIF(Table13[Simplified Rebate Category],Summary!P54,Table13[Energy Savings, kWh])","v":0},null,null,null,null,{"$f":"SUMIF(Table13[Simplified Rebate Category],Summary!Y49,Table13[Demand Savings, kW])","v":0},null,null,null,{"$f":"SUMIF(Table13[Simplified Rebate Category],Summary!Y54,Table13[Energy Savings, kWh])","v":0},null,null,null,{"$f":"AC54*(10.67/10^6)","v":0},null,null,null,{"$f":"AC54*0.1+Y54*5","v":0},null,null,null,null,null,{"$f":"(Q54-U54)/AT54","v":{"$error":"#DIV/0!"}},null,null,null,null,null,null,{"$f":"IFERROR((Q54-U54)/AT54,\"\")","v":""},null,null,null,null,null,null,null,null,null,null,null,null,null,null,null,null,null,null,null,null,{"$f":"IFERROR(#REF!/AC54,\"\")","v":""}]
[null,null,null,null,null,null,null,null,null,null,null,null,null,null,null,"Efficient door type dishwashing",{"$f":"SUMIF(Table13[Simplified Rebate Category],P55,Table13[Total Capital Cost, $])","v":0},null,null,null,{"$f":"SUMIF(Table13[Simplified Rebate Category],P55,Table13[Total Rebate])","v":0},null,null,null,{"$f":"SUMIF(Table13[Simplified Rebate Category],Summary!P50,Table13[Demand Savings, kW])","v":0},null,null,null,{"$f":"SUMIF(Table13[Simplified Rebate Category],Summary!P55,Table13[Energy Savings, kWh])","v":0},null,null,null,null,{"$f":"SUMIF(Table13[Simplified Rebate Category],Summary!Y50,Table13[Demand Savings, kW])","v":0},null,null,null,{"$f":"SUMIF(Table13[Simplified Rebate Category],Summary!Y55,Table13[Energy Savings, kWh])","v":0},null,null,null,{"$f":"AC55*(10.67/10^6)","v":0},null,null,null,{"$f":"AC55*0.1+Y55*5","v":0},null,null,null,null,null,{"$f":"(Q55-U55)/AT55","v":{"$error":"#DIV/0!"}},null,null,null,null,null,null,{"$f":"IFERROR((Q55-U55)/AT55,\"\")","v":""},null,null,null,null,null,null,null,null,null,null,null,null,null,null,null,null,null,null,null,null,{"$f":"IFERROR(#REF!/AC55,\"\")","v":""}]
[null,null,null,null,null,null,null,null,null,null,null,null,null,null,null,"Efficient conveyor dishwasher",{"$f":"SUMIF(Table13[Simplified Rebate Category],P56,Table13[Total Capital Cost, $])","v":0},null,null,null,{"$f":"SUMIF(Table13[Simplified Rebate Category],P56,Table13[Total Rebate])","v":0},null,null,null,{"$f":"SUMIF(Table13[Simplified Rebate Category],Summary!P51,Table13[Demand Savings, kW])","v":0},null,null,null,{"$f":"SUMIF(Table13[Simplified Rebate Category],Summary!P56,Table13[Energy Savings, kWh])","v":0},null,null,null,null,{"$f":"SUMIF(Table13[Simplified Rebate Category],Summary!Y51,Table13[Demand Savings, kW])","v":0},null,null,null,{"$f":"SUMIF(Table13[Simplified Rebate Category],Summary!Y56,Table13[Energy Savings, kWh])","v":0},null,null,null,{"$f":"AC56*(10.67/10^6)","v":0},null,null,null,{"$f":"AC56*0.1+Y56*5","v":0},null,null,null,null,null,{"$f":"(Q56-U56)/AT56","v":{"$error":"#DIV/0!"}},null,null,null,null,null,null,{"$f":"IFERROR((Q56-U56)/AT56,\"\")","v":""},null,null,null,null,null,null,null,null,null,null,null,null,null,null,null,null,null,null,null,null,{"$f":"IFERROR(#REF!/AC56,\"\")","v":""}]
[null,null,null,null,null,null,null,null,null,null,null,null,null,null,null,"Insulated Hot Food Holding Cabinet",{"$f":"SUMIF(Table13[Simplified Rebate Category],P57,Table13[Total Capital Cost, $])","v":0},null,null,null,{"$f":"SUMIF(Table13[Simplified Rebate Category],P57,Table13[Total Rebate])","v":0},null,null,null,{"$f":"SUMIF(Table13[Simplified Rebate Category],Summary!P40,Table13[Demand Savings, kW])","v":0},null,null,null,{"$f":"SUMIF(Table13[Simplified Rebate Category],Summary!P57,Table13[Energy Savings, kWh])","v":0},null,null,null,null,{"$f":"SUMIF(Table13[Simplified Rebate Category],Summary!Y40,Table13[Demand Savings, kW])","v":0},null,null,null,{"$f":"SUMIF(Table13[Simplified Rebate Category],Summary!Y57,Table13[Energy Savings, kWh])","v":0},null,null,null,{"$f":"AC57*(10.67/10^6)","v":0},null,null,null,{"$f":"AC57*0.1+Y57*5","v":0},null,null,null,null,null,{"$f":"(Q57-U57)/AT57","v":{"$error":"#DIV/0!"}},null,null,null,null,null,null,{"$f":"IFERROR((Q57-U57)/AT57,\"\")","v":""},null,null,null,null,null,null,null,null,null,null,null,null,null,null,null,null,null,null,null,null,{"$f":"IFERROR(#REF!/AC57,\"\")","v":""}]
[]
[null,null,null,"Refrigeration",null,null,null,null,null,null,null,null,null,null,null,"Anti-sweat heater humidistat control",{"$f":"SUMIF(Table13[Simplified Rebate Category],P59,Table13[Total Capital Cost, $])","v":0},null,null,null,{"$f":"SUMIF(Table13[Simplified Rebate Category],P59,Table13[Total Rebate])","v":0},null,null,null,{"$f":"SUMIF(Table13[Simplified Rebate Category],Summary!#REF!,Table13[Demand Savings, kW])","v":0},null,null,null,{"$f":"SUMIF(Table13[Simplified Rebate Category],Summary!P59,Table13[Energy Savings, kWh])","v":0},null,null,null,null,{"$f":"SUMIF(Table13[Simplified Rebate Category],Summary!#REF!,Table13[Demand Savings, kW])","v":0},null,null,null,{"$f":"SUMIF(Table13[Simplified Rebate Category],Summary!Y59,Table13[Energy Savings, kWh])","v":0},null,null,null,{"$f":"AC59*(10.67/10^6)","v":0},null,null,null,{"$f":"AC59*0.1+Y59*5","v":0},null,null,null,null,null,{"$f":"(Q59-U59)/AT59","v":{"$error":"#DIV/0!"}},null,null,null,null,null,null,{"$f":"IFERROR((Q59-U59)/AT59,\"\")","v":""},null,null,null,null,null,null,null,null,null,null,null,null,null,null,null,null,null,null,null,null,{"$f":"IFERROR(#REF!/AC59,\"\")","v":""}]
[null,null,null,null,null,null,null,null,null,null,null,null,null,null,null,"Electronically commutated fan motor system",{"$f":"SUMIF(Table13[Simplified Rebate Category],P60,Table13[Total Capital Cost, $])","v":0},null,null,null,{"$f":"SUMIF(Table13[Simplified Rebate Category],P60,Table13[Total Rebate])","v":0},null,null,null,{"$f":"SUMIF(Table13[Simplified Rebate Category],Summary!#REF!,Table13[Demand Savings, kW])","v":0},null,null,null,{"$f":"SUMIF(Table13[Simplified Rebate Category],Summary!P60,Table13[Energy Savings, kWh])","v":0},null,null,null,null,{"$f":"SUMIF(Table13[Simplified Rebate Category],Summary!#REF!,Table13[Demand Savings, kW])","v":0},null,null,null,{"$f":"SUMIF(Table13[Simplified Rebate Category],Summary!Y60,Table13[Energy Savings, kWh])","v":0},null,null,null,{"$f":"AC60*(10.67/10^6)","v":0},null,null,null,{"$f":"AC60*0.1+Y60*5","v":0},null,null,null,null,null,{"$f":"(Q60-U60)/AT60","v":{"$error":"#DIV/0!"}},null,null,null,null,null,null,{"$f":"IFERROR((Q60-U60)/AT60,\"\")","v":""},null,null,null,null,null,null,null,null,null,null,null,null,null,null,null,null,null,null,null,null,{"$f":"IFERROR(#REF!/AC60,\"\")","v":""}]
[null,null,null,null,null,null,null,null,null,null,null,null,null,null,null,"Night covers, air curtain",{"$f":"SUMIF(Table13[Simplified Rebate Category],P61,Table13[Total Capital Cost, $])","v":0},null,null,null,{"$f":"SUMIF(Table13[Simplified Rebate Category],P61,Table13[Total Rebate])","v":0},null,null,null,{"$f":"SUMIF(Table13[Simplified Rebate Category],Summary!P54,Table13[Demand Savings, kW])","v":0},null,null,null,{"$f":"SUMIF(Table13[Simplified Rebate Category],Summary!P61,Table13[Energy Savings, kWh])","v":0},null,null,null,null,{"$f":"SUMIF(Table13[Simplified Rebate Category],Summary!Y54,Table13[Demand Savings, kW])","v":0},null,null,null,{"$f":"SUMIF(Table13[Simplified Rebate Category],Summary!Y61,Table13[Energy Savings, kWh])","v":0},null,null,null,{"$f":"AC61*(10.67/10^6)","v":0},null,null,null,{"$f":"AC61*0.1+Y61*5","v":0},null,null,null,null,null,{"$f":"(Q61-U61)/AT61","v":{"$error":"#DIV/0!"}},null,null,null,null,null,null,{"$f":"IFERROR((Q61-U61)/AT61,\"\")","v":""},null,null,null,null,null,null,null,null,null,null,null,null,null,null,null,null,null,null,null,null,{"$f":"IFERROR(#REF!/AC61,\"\")","v":""}]
[null,null,null,null,null,null,null,null,null,null,null,null,null,null,null,"Refrigerators",{"$f":"SUMIF(Table13[Simplified Rebate Category],P62,Table13[Total Capital Cost, $])","v":0},null,null,null,{"$f":"SUMIF(Table13[Simplified Rebate Category],P62,Table13[Total Rebate])","v":0},null,null,null,{"$f":"SUMIF(Table13[Simplified Rebate Category],Summary!P55,Table13[Demand Savings, kW])","v":0},null,null,null,{"$f":"SUMIF(Table13[Simplified Rebate Category],Summary!P62,Table13[Energy Savings, kWh])","v":0},null,null,null,null,{"$f":"SUMIF(Table13[Simplified Rebate Category],Summary!Y55,Table13[Demand Savings, kW])","v":0},null,null,null,{"$f":"SUMIF(Table13[Simplified Rebate Category],Summary!Y62,Table13[Energy Savings, kWh])","v":0},null,null,null,{"$f":"AC62*(10.67/10^6)","v":0},null,null,null,{"$f":"AC62*0.1+Y62*5","v":0},null,null,null,null,null,{"$f":"(Q62-U62)/AT62","v":{"$error":"#DIV/0!"}},null,null,null,null,null,null,{"$f":"IFERROR((Q62-U62)/AT62,\"\")","v":""},null,null,null,null,null,null,null,null,null,null,null,null,null,null,null,null,null,null,null,null,{"$f":"IFERROR(#REF!/AC62,\"\")","v":""}]
[null,null,null,null,null,null,null,null,null,null,null,null,null,null,null,"Refrigerator display case with doors, low/medium temp",{"$f":"SUMIF(Table13[Simplified Rebate Category],P63,Table13[Total Capital Cost, $])","v":0},null,null,null,{"$f":"SUMIF(Table13[Simplified Rebate Category],P63,Table13[Total Rebate])","v":0},null,null,null,{"$f":"SUMIF(Table13[Simplified Rebate Category],Summary!P56,Table13[Demand Savings, kW])","v":0},null,null,null,{"$f":"SUMIF(Table13[Simplified Rebate Category],Summary!P63,Table13[Energy Savings, kWh])","v":0},null,null,null,null,{"$f":"SUMIF(Table13[Simplified Rebate Category],Summary!Y56,Table13[Demand Savings, kW])","v":0},null,null,null,{"$f":"SUMIF(Table13[Simplified Rebate Category],Summary!Y63,Table13[Energy Savings, kWh])","v":0},null,null,null,{"$f":"AC63*(10.67/10^6)","v":0},null,null,null,{"$f":"AC63*0.1+Y63*5","v":0},null,null,null,null,null,{"$f":"(Q63-U63)/AT63","v":{"$error":"#DIV/0!"}},null,null,null,null,null,null,{"$f":"IFERROR((Q63-U63)/AT63,\"\")","v":""},null,null,null,null,null,null,null,null,null,null,null,null,null,null,null,null,null,null,null,null,{"$f":"IFERROR(#REF!/AC63,\"\")","v":""}]
[]
[null,null,null,"Mechanical",null,null,null,null,null,null,null,null,null,null,null,"Domestic hot water boiler upgrade; Efficient boiler",{"$f":"SUMIF(Table13[Simplified Rebate Category],P65,Table13[Total Capital Cost, $])","v":0},null,null,null,{"$f":"SUMIF(Table13[Simplified Rebate Category],P65,Table13[Total Rebate])","v":0},null,null,null,{"$f":"SUMIF(Table13[Simplified Rebate Category],Summary!P41,Table13[Demand Savings, kW])","v":0},null,null,null,{"$f":"SUMIF(Table13[Simplified Rebate Category],Summary!P65,Table13[Energy Savings, kWh])","v":0},null,null,null,null,{"$f":"SUMIF(Table13[Simplified Rebate Category],Summary!Y41,Table13[Demand Savings, kW])","v":0},null,null,null,{"$f":"SUMIF(Table13[Simplified Rebate Category],Summary!Y65,Table13[Energy Savings, kWh])","v":0},null,null,null,{"$f":"AC65*(10.67/10^6)","v":0},null,null,null,{"$f":"AC65*0.1+Y65*5","v":0},null,null,null,null,null,{"$f":"(Q65-U65)/AT65","v":{"$error":"#DIV/0!"}},null,null,null,null,null,null,{"$f":"IFERROR((Q65-U65)/AT65,\"\")","v":""},null,null,null,null,null,null,null,null,null,null,null,null,null,null,null,null,null,null,null,null,{"$f":"IFERROR(#REF!/AC65,\"\")","v":""}]
[null,null,null,null,null,null,null,null,null,null,null,null,null,null,null,"Adjustable speed drive on pump or fan",{"$f":"SUMIF(Table13[Simplified Rebate Category],P66,Table13[Total Capital Cost, $])","v":0},null,null,null,{"$f":"SUMIF(Table13[Simplified Rebate Category],P66,Table13[Total Rebate])","v":0},null,null,null,{"$f":"SUMIF(Table13[Simplified Rebate Category],Summary!P59,Table13[Demand Savings, kW])","v":0},null,null,null,{"$f":"SUMIF(Table13[Simplified Rebate Category],Summary!P66,Table13[Energy Savings, kWh])","v":0},null,null,null,null,{"$f":"SUMIF(Table13[Simplified Rebate Category],Summary!Y59,Table13[Demand Savings, kW])","v":0},null,null,null,{"$f":"SUMIF(Table13[Simplified Rebate Category],Summary!Y66,Table13[Energy Savings, kWh])","v":0},null,null,null,{"$f":"AC66*(10.67/10^6)","v":0},null,null,null,{"$f":"AC66*0.1+Y66*5","v":0},null,null,null,null,null,{"$f":"(Q66-U66)/AT66","v":{"$error":"#DIV/0!"}},null,null,null,null,null,null,{"$f":"IFERROR((Q66-U66)/AT66,\"\")","v":""},null,null,null,null,null,null,null,null,null,null,null,null,null,null,null,null,null,null,null,null,{"$f":"IFERROR(#REF!/AC66,\"\")","v":""}]
[]
[null,null,null,"HVAC",null,null,null,null,null,null,null,null,null,null,null,"Heating equipment upgrade including heat pumps and packaged HVAC",{"$f":"SUMIF(Table13[Simplified Rebate Category],P68,Table13[Total Capital Cost, $])","v":0},null,null,null,{"$f":"SUMIF(Table13[Simplified Rebate Category],P68,Table13[Total Rebate])","v":0},null,null,null,{"$f":"SUMIF(Table13[Simplified Rebate Category],Summary!P61,Table13[Demand Savings, kW])","v":0},null,null,null,{"$f":"SUMIF(Table13[Simplified Rebate Category],Summary!P68,Table13[Energy Savings, kWh])","v":0},null,null,null,null,{"$f":"SUMIF(Table13[Simplified Rebate Category],Summary!Y61,Table13[Demand Savings, kW])","v":0},null,null,null,{"$f":"SUMIF(Table13[Simplified Rebate Category],Summary!Y68,Table13[Energy Savings, kWh])","v":0},null,null,null,{"$f":"AC68*(10.67/10^6)","v":0},null,null,null,{"$f":"AC68*0.1+Y68*5","v":0},null,null,null,null,null,{"$f":"(Q68-U68)/AT68","v":{"$error":"#DIV/0!"}},null,null,null,null,null,null,{"$f":"IFERROR((Q68-U68)/AT68,\"\")","v":""},null,null,null,null,null,null,null,null,null,null,null,null,null,null,null,null,null,null,null,null,{"$f":"IFERROR(#REF!/AC68,\"\")","v":""}]

{"sheet":"Lighting","index":2,"n_rows":304,"n_cols":36,"rows_kept":304,"cut":false,"hidden":false,"merged":[[0,28,2,29],[0,2,2,10],[0,26,2,27],[0,19,2,21],[0,14,2,18],[0,11,2,13],[0,22,2,25]]}
[null,null,"Baseline / Existing Lighting System",null,null,null,null,null,null,null,null,"BC Hydro Rebate Selection",null,null,"Retrofit Lighting System",null,null,null,null,"BC Hydro Rebate Summary",null,null,"Energy and Demand Savings Funded by Rebate",null,null,null,"Lighting Project Totals",null,"BC Housing"]
[]
[]
[null,"No","Space Type","Space Description","Lighting Technology","Lamp / Luminaire Category","Quantity of luminaires","Baseline W defined by user","Baseline Operating hours","Assumed Baseline W by source","Assumed hours from space type","Rebate Category","Rebate per luminaire, ($)","Rebate Unit","Retrofit W defined by user (no rebate)","LED Luminaire W by rebate","LED lamp/luminaire retrofit part #","Automatic Controls?","Number of occupancy sensors","Lighting Rebate","Controls Rebate","BC Hydro Lighting Rebate","Rebate kW Savings","Rebate kWh savings","Controls Rebate kWh Savings","Total Lighting Rebate Energy Savings","Demand Savings, kW","Energy Savings, kWh","BC Housing Site kW Savings","BC Housing Site kWh Savings","Simplified Rebate Category","Schedule Order","BCH Peak kW","Part #","Rebate Unit Qty","BC Hydro xRM ECM"]
[null,{"$f":"IF(Table1323[[#This Row],[Space Type]]=\"\",\"\",\"L-\"&ROW(1:1))","v":""},null,null,null,null,null,null,null,{"$f":"IFERROR(IF(Table1323[[#This Row],[Space Type]]=\"\",\"\",IF(Table1323[[#This Row],[Lamp / Luminaire Category]]=\"No eligible rebate\",\"\",IF(Table1323[[#This Row],[Rebate Category]]=\"\",\"select rebate\",INDEX(Table1[Actual Baseline W],MATCH(Table1323[[#This Row],[Lamp / Luminaire Category]]&Table1323[[#This Row],[Rebate Category]],Table1[PrescribedSource - Rebate ID],0))))),\"\")","v":""},{"$f":"IFERROR(IF(Table1323[[#This Row],[No]]=\"\",\"\",IF(Table1323[[#This Row],[Space Type]]=\"\",\"select Space Type\",IF(Table1323[[#This Row],[Baseline Operating hours]]<>\"\",\"user defined\",INDEX(Table5[Hours],MATCH(Table1323[[#This Row],[Space Type]],Table5[Space Type],0))))),\"\")","v":""},null,{"$f":"IFERROR(INDEX(Table1[Rebate],MATCH(Table1323[[#This Row],[Lamp / Luminaire Category]]&Table1323[[#This Row],[Rebate Category]],Table1[PrescribedSource - Rebate ID],0)),\"\")","v":""},{"$f":"IFERROR(INDEX(Table1[Rebate Unit],MATCH(Table1323[[#This Row],[Lamp / Luminaire Category]]&Table1323[[#This Row],[Rebate Category]],Table1[PrescribedSource - Rebate ID],0)),\"\")","v":""},null,{"$f":"IFERROR(IF(Table1323[[#This Row],[Lamp / Luminaire Category]]=\"No eligible rebate\",\"no rebate\",INDEX(Table1[Retrofit W],MATCH(Table1323[[#This Row],[Lamp / Luminaire Category]]&Table1323[[#This Row],[Rebate Category]],Table1[PrescribedSource - Rebate ID],0))),\"\")","v":""},null,null,null,{"$f":"IFERROR(INDEX(Table1[Rebate],MATCH(Table1323[[#This Row],[Lamp / Luminaire Category]]&Table1323[[#This Row],[Rebate Category]],Table1[PrescribedSource - Rebate ID],0))*Table1323[[#This Row],[Quantity of luminaires]],0)","v":0},{"$f":"IF(OR(Table1323[[#This Row],[Automatic Controls?]]=\"Fixture integrated Occupancy / Daylight Harvesting sensor\",Table1323[[#This Row],[Automatic Controls?]]=\"Ceiling / wall mounted Occupancy / Daylight Harvesting sensor\",Table1323[[#This Row],[Automatic Controls?]]=\"Timer\"),45*Table1323[[#This Row],[Number of occupancy sensors]],\"\")","v":""},{"$f":"IFERROR(IF(Table1323[[#This Row],[Controls Rebate]]=\"\",0,Table1323[[#This Row],[Controls Rebate]])+Table1323[[#This Row],[Lighting Rebate]],\"\")","v":0},{"$f":"IFERROR(INDEX(Table1[Rebate Savings],MATCH(Table1323[[#This Row],[Lamp / Luminaire Category]]&Table1323[[#This Row],[Rebate Category]],Table1[PrescribedSource - Rebate ID],0))*Table1323[[#This Row],[Quantity of luminaires]]/1000,0)","v":0},{"$f":"IFERROR(Table1323[[#This Row],[Rebate kW Savings]]*IF(Table1323[[#This Row],[Assumed hours from space type]]=\"user defined\",Table1323[[#This Row],[Baseline Operating hours]],Table1323[[#This Row],[Assumed hours from space type]]),0)","v":0},{"$f":"IF(OR(Table1323[[#This Row],[Automatic Controls?]]=\"Fixture integrated occupancy sensor\",Table1323[[#This Row],[Automatic Controls?]]=\"Ceiling / wall mounted occupancy sensor\"),Table1323[[#This Row],[Quantity of luminaires]]*IF(Table1323[[#This Row],[Rebate Category]]<>\"\",INDEX(Table1[Retrofit W],MATCH(Table1323[[#This Row],[Rebate Category]],Table1[BC Hydro Rebate Category],0)),Table1323[[#This Row],[Retrofit W defined by user (no rebate)]])/1000*IF(Table1323[[#This Row],[Assumed hours from space type]]=\"user defined\",Table1323[[#This Row],[Baseline Operating hours]],Table1323[[#This Row],[Assumed hours from space type]])*0.2,0)","v":0},{"$f":"Table1323[[#This Row],[Rebate kWh savings]]+Table1323[[#This Row],[Controls Rebate kWh Savings]]","v":0},{"$f":"IFERROR(IF(Table1323[[#This Row],[Quantity of luminaires]]=\"\",\"\",IF(Table1323[[#This Row],[Lamp / Luminaire Category]]=\"No eligible rebate\",(Table1323[[#This Row],[Baseline W defined by user]]-Table1323[[#This Row],[Retrofit W defined by user (no rebate)]])*Table1323[[#This Row],[Quantity of luminaires]]/1000,(Table1323[[#This Row],[Assumed Baseline W by source]]-Table1323[[#This Row],[LED Luminaire W by rebate]])*Table1323[[#This Row],[Quantity of luminaires]]/1000)),0)","v":""},{"$f":"IFERROR(IF(Table1323[[#This Row],[Lamp / Luminaire Category]]=\"No eligible rebate\",Table1323[[#This Row],[Quantity of luminaires]]*(Table1323[[#This Row],[Baseline W defined by user]]-Table1323[[#This Row],[Retrofit W defined by user (no rebate)]])/1000*IF(Table1323[[#This Row],[Assumed hours from space type]]=\"user defined\",Table1323[[#This Row],[Baseline Operating hours]],Table1323[[#This Row],[Assumed hours from space type]])+Table1323[[#This Row],[Controls Rebate kWh Savings]],Table1323[[#This Row],[Quantity of luminaires]]*(INDEX(Table1[Actual Baseline W],MATCH(Table1323[[#This Row],[Lamp / Luminaire Category]]&Table1323[[#This Row],[Rebate Category]],Table1[PrescribedSource - Rebate ID],0))/1000-Table1323[[#This Row],[LED Luminaire W by rebate]]/1000)*IF(Table1323[[#This Row],[Assumed hours from space type]]=\"user defined\",Table1323[[#This Row],[Baseline Operating hours]],Table1323[[#This Row],[Assumed hours from space type]])+Table1323[[#This Row],[Controls Rebate kWh Savings]]),0)","v":0},{"$f":"IFERROR(IF(Table1323[[#This Row],[Rebate kW Savings]]=0,Table1323[[#This Row],[Demand Savings, kW]],INDEX(Table1[Actual Savings],MATCH(Table1323[[#This Row],[Lamp / Luminaire Category]]&Table1323[[#This Row],[Rebate Category]],Table1[PrescribedSource - Rebate ID],0))*Table1323[[#This Row],[Quantity of luminaires]]/1000),0)","v":""},{"$f":"IFERROR(Table1323[[#This Row],[BC Housing Site kW Savings]]*IF(Table1323[[#This Row],[Assumed hours from space type]]=\"user defined\",Table1323[[#This Row],[Baseline Operating hours]],Table1323[[#This Row],[Assumed hours from space type]])+Table1323[[#This Row],[Controls Rebate kWh Savings]],0)","v":0},{"$f":"IFERROR(IF(Table1323[[#This Row],[Lamp / Luminaire Category]]=\"No eligible rebate\",Table1323[[#This Row],[Lighting Technology]]&\" retrofit with no rebate\",Table1323[[#This Row],[Rebate Category]]),\"\")","v":0},{"$f":"IF(Table1323[[#This Row],[Lamp / Luminaire Category]]=\"No eligible rebate\",1,0)","v":0},{"$f":"IFERROR(IF(IF(Table1323[[#This Row],[Assumed hours from space type]]=\"user defined\",Table1323[[#This Row],[Baseline Operating hours]],Table1323[[#This Row],[Assumed hours from space type]])<3600,0,IF(AND(IF(Table1323[[#This Row],[Assumed hours from space type]]=\"user defined\",Table1323[[#This Row],[Baseline Operating hours]],Table1323[[#This Row],[Assumed hours from space type]])>=3600,OR(Table1323[[#This Row],[Automatic Controls?]]=\"None\",Table1323[[#This Row],[Automatic Controls?]]=\"\")),IF(Table1323[[#This Row],[Lamp / Luminaire Category]]=\"No eligible rebate\",Table1323[[#This Row],[Baseline W defined by user]]-Table1323[[#This Row],[Retrofit W defined by user (no rebate)]],Table1323[[#This Row],[Assumed Baseline W by source]]-Table1323[[#This Row],[LED Luminaire W by rebate]]),IF(AND(IF(Table1323[[#This Row],[Assumed hours from space type]]=\"user defined\",Table1323[[#This Row],[Baseline Operating hours]],Table1323[[#This Row],[Assumed hours from space type]])>=(3600/0.8),OR(Table1323[[#This Row],[Automatic Controls?]]=\"Fixture integrated occupancy sensor\",Table1323[[#This Row],[Automatic Controls?]]=\"Ceiling / wall mounted occupancy sensor\")),IF(Table1323[[#This Row],[Lamp / Luminaire Category]]=\"No eligible rebate\",(Table1323[[#This Row],[Baseline W defined by user]]-Table1323[[#This Row],[Retrofit W defined by user (no rebate)]]),Table1323[[#This Row],[Assumed Baseline W by source]]-Table1323[[#This Row],[LED Luminaire W by rebate]]),IF(AND(IF(Table1323[[#This Row],[Assumed hours from space type]]=\"user defined\",Table1323[[#This Row],[Baseline Operating hours]],Table1323[[#This Row],[Assumed hours from space type]])<(3600/0.8),OR(Table1323[[#This Row],[Automatic Controls?]]=\"Fixture integrated occupancy sensor\",Table1323[[#This Row],[Automatic Controls?]]=\"Ceiling / wall mounted occupancy sensor\")),IF(Table1323[[#This Row],[Lamp / Luminaire Category]]=\"No eligible rebate\",Table1323[[#This Row],[Baseline W defined by user]],Table1323[[#This Row],[Assumed Baseline W by source]])))))*Table1323[[#This Row],[Quantity of luminaires]]/1000,\"\")","v":""},{"$f":"Table1323[[#This Row],[LED lamp/luminaire retrofit part '#]]","v":0},{"$f":"IF(Table1323[[#This Row],[Rebate Unit]]=\"per lamp\",INDEX(Table1[Number of Lamps],MATCH(Table1323[[#This Row],[Lamp / Luminaire Category]]&Table1323[[#This Row],[Rebate Category]],Table1[PrescribedSource - Rebate ID],0)),1)*Table1323[[#This Row],[Quantity of luminaires]]","v":0},{"$f":"IFERROR(IF(Table1323[[#This Row],[Lamp / Luminaire Category]]=\"No eligible rebate\",\"no eligible rebate\",INDEX(Table1[BC Hydro xRM ECM],MATCH(Table1323[[#This Row],[Lamp / Luminaire Category]]&Table1323[[#This Row],[Rebate Category]],Table1[PrescribedSource - Rebate ID],0))),\"\")","v":""}]
[null,{"$f":"IF(Table1323[[#This Row],[Space Type]]=\"\",\"\",\"L-\"&ROW(2:2))","v":""},null,null,null,null,null,null,null,{"$f":"IFERROR(IF(Table1323[[#This Row],[Space Type]]=\"\",\"\",IF(Table1323[[#This Row],[Lamp / Luminaire Category]]=\"No eligible rebate\",\"\",IF(Table1323[[#This Row],[Rebate Category]]=\"\",\"select rebate\",INDEX(Table1[Actual Baseline W],MATCH(Table1323[[#This Row],[Lamp / Luminaire Category]]&Table1323[[#This Row],[Rebate Category]],Table1[PrescribedSource - Rebate ID],0))))),\"\")","v":""},{"$f":"IFERROR(IF(Table1323[[#This Row],[No]]=\"\",\"\",IF(Table1323[[#This Row],[Space Type]]=\"\",\"select Space Type\",IF(Table1323[[#This Row],[Baseline Operating hours]]<>\"\",\"user defined\",INDEX(Table5[Hours],MATCH(Table1323[[#This Row],[Space Type]],Table5[Space Type],0))))),\"\")","v":""},null,{"$f":"IFERROR(INDEX(Table1[Rebate],MATCH(Table1323[[#This Row],[Lamp / Luminaire Category]]&Table1323[[#This Row],[Rebate Category]],Table1[PrescribedSource - Rebate ID],0)),\"\")","v":""},{"$f":"IFERROR(INDEX(Table1[Rebate Unit],MATCH(Table1323[[#This Row],[Lamp / Luminaire Category]]&Table1323[[#This Row],[Rebate Category]],Table1[PrescribedSource - Rebate ID],0)),\"\")","v":""},null,{"$f":"IFERROR(IF(Table1323[[#This Row],[Lamp / Luminaire Category]]=\"No eligible rebate\",\"no rebate\",INDEX(Table1[Retrofit W],MATCH(Table1323[[#This Row],[Lamp / Luminaire Category]]&Table1323[[#This Row],[Rebate Category]],Table1[PrescribedSource - Rebate ID],0))),\"\")","v":""},null,null,null,{"$f":"IFERROR(INDEX(Table1[Rebate],MATCH(Table1323[[#This Row],[Lamp / Luminaire Category]]&Table1323[[#This Row],[Rebate Category]],Table1[PrescribedSource - Rebate ID],0))*Table1323[[#This Row],[Quantity of luminaires]],0)","v":0},{"$f":"IF(OR(Table1323[[#This Row],[Automatic Controls?]]=\"Fixture integrated Occupancy / Daylight Harvesting sensor\",Table1323[[#This Row],[Automatic Controls?]]=\"Ceiling / wall mounted Occupancy / Daylight Harvesting sensor\",Table1323[[#This Row],[Automatic Controls?]]=\"Timer\"),45*Table1323[[#This Row],[Number of occupancy sensors]],\"\")","v":""},{"$f":"IFERROR(IF(Table1323[[#This Row],[Controls Rebate]]=\"\",0,Table1323[[#This Row],[Controls Rebate]])+Table1323[[#This Row],[Lighting Rebate]],\"\")","v":0},{"$f":"IFERROR(INDEX(Table1[Rebate Savings],MATCH(Table1323[[#This Row],[Lamp / Luminaire Category]]&Table1323[[#This Row],[Rebate Category]],Table1[PrescribedSource - Rebate ID],0))*Table1323[[#This Row],[Quantity of luminaires]]/1000,0)","v":0},{"$f":"IFERROR(Table1323[[#This Row],[Rebate kW Savings]]*IF(Table1323[[#This Row],[Assumed hours from space type]]=\"user defined\",Table1323[[#This Row],[Baseline Operating hours]],Table1323[[#This Row],[Assumed hours from space type]]),0)","v":0},{"$f":"IF(OR(Table1323[[#This Row],[Automatic Controls?]]=\"Fixture integrated occupancy sensor\",Table1323[[#This Row],[Automatic Controls?]]=\"Ceiling / wall mounted occupancy sensor\"),Table1323[[#This Row],[Quantity of luminaires]]*IF(Table1323[[#This Row],[Rebate Category]]<>\"\",INDEX(Table1[Retrofit W],MATCH(Table1323[[#This Row],[Rebate Category]],Table1[BC Hydro Rebate Category],0)),Table1323[[#This Row],[Retrofit W defined by user (no rebate)]])/1000*IF(Table1323[[#This Row],[Assumed hours from space type]]=\"user defined\",Table1323[[#This Row],[Baseline Operating hours]],Table1323[[#This Row],[Assumed hours from space type]])*0.2,0)","v":0},{"$f":"Table1323[[#This Row],[Rebate kWh savings]]+Table1323[[#This Row],[Controls Rebate kWh Savings]]","v":0},{"$f":"IFERROR(IF(Table1323[[#This Row],[Quantity of luminaires]]=\"\",\"\",IF(Table1323[[#This Row],[Lamp / Luminaire Category]]=\"No eligible rebate\",(Table1323[[#This Row],[Baseline W defined by user]]-Table1323[[#This Row],[Retrofit W defined by user (no rebate)]])*Table1323[[#This Row],[Quantity of luminaires]]/1000,(Table1323[[#This Row],[Assumed Baseline W by source]]-Table1323[[#This Row],[LED Luminaire W by rebate]])*Table1323[[#This Row],[Quantity of luminaires]]/1000)),0)","v":""},{"$f":"IFERROR(IF(Table1323[[#This Row],[Lamp / Luminaire Category]]=\"No eligible rebate\",Table1323[[#This Row],[Quantity of luminaires]]*(Table1323[[#This Row],[Baseline W defined by user]]-Table1323[[#This Row],[Retrofit W defined by user (no rebate)]])/1000*IF(Table1323[[#This Row],[Assumed hours from space type]]=\"user defined\",Table1323[[#This Row],[Baseline Operating hours]],Table1323[[#This Row],[Assumed hours from space type]])+Table1323[[#This Row],[Controls Rebate kWh Savings]],Table1323[[#This Row],[Quantity of luminaires]]*(INDEX(Table1[Actual Baseline W],MATCH(Table1323[[#This Row],[Lamp / Luminaire Category]]&Table1323[[#This Row],[Rebate Category]],Table1[PrescribedSource - Rebate ID],0))/1000-Table1323[[#This Row],[LED Luminaire W by rebate]]/1000)*IF(Table1323[[#This Row],[Assumed hours from space type]]=\"user defined\",Table1323[[#This Row],[Baseline Operating hours]],Table1323[[#This Row],[Assumed hours from space type]])+Table1323[[#This Row],[Controls Rebate kWh Savings]]),0)","v":0},{"$f":"IFERROR(IF(Table1323[[#This Row],[Rebate kW Savings]]=0,Table1323[[#This Row],[Demand Savings, kW]],INDEX(Table1[Actual Savings],MATCH(Table1323[[#This Row],[Lamp / Luminaire Category]]&Table1323[[#This Row],[Rebate Category]],Table1[PrescribedSource - Rebate ID],0))*Table1323[[#This Row],[Quantity of luminaires]]/1000),0)","v":""},{"$f":"IFERROR(Table1323[[#This Row],[BC Housing Site kW Savings]]*IF(Table1323[[#This Row],[Assumed hours from space type]]=\"user defined\",Table1323[[#This Row],[Baseline Operating hours]],Table1323[[#This Row],[Assumed hours from space type]])+Table1323[[#This Row],[Controls Rebate kWh Savings]],0)","v":0},{"$f":"IFERROR(IF(Table1323[[#This Row],[Lamp / Luminaire Category]]=\"No eligible rebate\",Table1323[[#This Row],[Lighting Technology]]&\" retrofit with no rebate\",Table1323[[#This Row],[Rebate Category]]),\"\")","v":0},{"$f":"IF(Table1323[[#This Row],[Lamp / Luminaire Category]]=\"No eligible rebate\",1,0)","v":0},{"$f":"IFERROR(IF(IF(Table1323[[#This Row],[Assumed hours from space type]]=\"user defined\",Table1323[[#This Row],[Baseline Operating hours]],Table1323[[#This Row],[Assumed hours from space type]])<3600,0,IF(AND(IF(Table1323[[#This Row],[Assumed hours from space type]]=\"user defined\",Table1323[[#This Row],[Baseline Operating hours]],Table1323[[#This Row],[Assumed hours from space type]])>=3600,OR(Table1323[[#This Row],[Automatic Controls?]]=\"None\",Table1323[[#This Row],[Automatic Controls?]]=\"\")),IF(Table1323[[#This Row],[Lamp / Luminaire Category]]=\"No eligible rebate\",Table1323[[#This Row],[Baseline W defined by user]]-Table1323[[#This Row],[Retrofit W defined by user (no rebate)]],Table1323[[#This Row],[Assumed Baseline W by source]]-Table1323[[#This Row],[LED Luminaire W by rebate]]),IF(AND(IF(Table1323[[#This Row],[Assumed hours from space type]]=\"user defined\",Table1323[[#This Row],[Baseline Operating hours]],Table1323[[#This Row],[Assumed hours from space type]])>=(3600/0.8),OR(Table1323[[#This Row],[Automatic Controls?]]=\"Fixture integrated occupancy sensor\",Table1323[[#This Row],[Automatic Controls?]]=\"Ceiling / wall mounted occupancy sensor\")),IF(Table1323[[#This Row],[Lamp / Luminaire Category]]=\"No eligible rebate\",(Table1323[[#This Row],[Baseline W defined by user]]-Table1323[[#This Row],[Retrofit W defined by user (no rebate)]]),Table1323[[#This Row],[Assumed Baseline W by source]]-Table1323[[#This Row],[LED Luminaire W by rebate]]),IF(AND(IF(Table1323[[#This Row],[Assumed hours from space type]]=\"user defined\",Table1323[[#This Row],[Baseline Operating hours]],Table1323[[#This Row],[Assumed hours from space type]])<(3600/0.8),OR(Table1323[[#This Row],[Automatic Controls?]]=\"Fixture integrated occupancy sensor\",Table1323[[#This Row],[Automatic Controls?]]=\"Ceiling / wall mounted occupancy sensor\")),IF(Table1323[[#This Row],[Lamp / Luminaire Category]]=\"No eligible rebate\",Table1323[[#This Row],[Baseline W defined by user]],Table1323[[#This Row],[Assumed Baseline W by source]])))))*Table1323[[#This Row],[Quantity of luminaires]]/1000,\"\")","v":""},{"$f":"Table1323[[#This Row],[LED lamp/luminaire retrofit part '#]]","v":0},{"$f":"IF(Table1323[[#This Row],[Rebate Unit]]=\"per lamp\",INDEX(Table1[Number of Lamps],MATCH(Table1323[[#This Row],[Lamp / Luminaire Category]]&Table1323[[#This Row],[Rebate Category]],Table1[PrescribedSource - Rebate ID],0)),1)*Table1323[[#This Row],[Quantity of luminaires]]","v":0},{"$f":"IFERROR(IF(Table1323[[#This Row],[Lamp / Luminaire Category]]=\"No eligible rebate\",\"no eligible rebate\",INDEX(Table1[BC Hydro xRM ECM],MATCH(Table1323[[#This Row],[Lamp / Luminaire Category]]&Table1323[[#This Row],[Rebate Category]],Table1[PrescribedSource - Rebate ID],0))),\"\")","v":""}]
[null,{"$f":"IF(Table1323[[#This Row],[Space Type]]=\"\",\"\",\"L-\"&ROW(3:3))","v":""},null,null,null,null,null,null,null,{"$f":"IFERROR(IF(Table1323[[#This Row],[Space Type]]=\"\",\"\",IF(Table1323[[#This Row],[Lamp / Luminaire Category]]=\"No eligible rebate\",\"\",IF(Table1323[[#This Row],[Rebate Category]]=\"\",\"select rebate\",INDEX(Table1[Actual Baseline W],MATCH(Table1323[[#This Row],[Lamp / Luminaire Category]]&Table1323[[#This Row],[Rebate Category]],Table1[PrescribedSource - Rebate ID],0))))),\"\")","v":""},{"$f":"IFERROR(IF(Table1323[[#This Row],[No]]=\"\",\"\",IF(Table1323[[#This Row],[Space Type]]=\"\",\"select Space Type\",IF(Table1323[[#This Row],[Baseline Operating hours]]<>\"\",\"user defined\",INDEX(Table5[Hours],MATCH(Table1323[[#This Row],[Space Type]],Table5[Space Type],0))))),\"\")","v":""},null,{"$f":"IFERROR(INDEX(Table1[Rebate],MATCH(Table1323[[#This Row],[Lamp / Luminaire Category]]&Table1323[[#This Row],[Rebate Category]],Table1[PrescribedSource - Rebate ID],0)),\"\")","v":""},{"$f":"IFERROR(INDEX(Table1[Rebate Unit],MATCH(Table1323[[#This Row],[Lamp / Luminaire Category]]&Table1323[[#This Row],[Rebate Category]],Table1[PrescribedSource - Rebate ID],0)),\"\")","v":""},null,{"$f":"IFERROR(IF(Table1323[[#This Row],[Lamp / Luminaire Category]]=\"No eligible rebate\",\"no rebate\",INDEX(Table1[Retrofit W],MATCH(Table1323[[#This Row],[Lamp / Luminaire Category]]&Table1323[[#This Row],[Rebate Category]],Table1[PrescribedSource - Rebate ID],0))),\"\")","v":""},null,null,null,{"$f":"IFERROR(INDEX(Table1[Rebate],MATCH(Table1323[[#This Row],[Lamp / Luminaire Category]]&Table1323[[#This Row],[Rebate Category]],Table1[PrescribedSource - Rebate ID],0))*Table1323[[#This Row],[Quantity of luminaires]],0)","v":0},{"$f":"IF(OR(Table1323[[#This Row],[Automatic Controls?]]=\"Fixture integrated Occupancy / Daylight Harvesting sensor\",Table1323[[#This Row],[Automatic Controls?]]=\"Ceiling / wall mounted Occupancy / Daylight Harvesting sensor\",Table1323[[#This Row],[Automatic Controls?]]=\"Timer\"),45*Table1323[[#This Row],[Number of occupancy sensors]],\"\")","v":""},{"$f":"IFERROR(IF(Table1323[[#This Row],[Controls Rebate]]=\"\",0,Table1323[[#This Row],[Controls Rebate]])+Table1323[[#This Row],[Lighting Rebate]],\"\")","v":0},{"$f":"IFERROR(INDEX(Table1[Rebate Savings],MATCH(Table1323[[#This Row],[Lamp / Luminaire Category]]&Table1323[[#This Row],[Rebate Category]],Table1[PrescribedSource - Rebate ID],0))*Table1323[[#This Row],[Quantity of luminaires]]/1000,0)","v":0},{"$f":"IFERROR(Table1323[[#This Row],[Rebate kW Savings]]*IF(Table1323[[#This Row],[Assumed hours from space type]]=\"user defined\",Table1323[[#This Row],[Baseline Operating hours]],Table1323[[#This Row],[Assumed hours from space type]]),0)","v":0},{"$f":"IF(OR(Table1323[[#This Row],[Automatic Controls?]]=\"Fixture integrated occupancy sensor\",Table1323[[#This Row],[Automatic Controls?]]=\"Ceiling / wall mounted occupancy sensor\"),Table1323[[#This Row],[Quantity of luminaires]]*IF(Table1323[[#This Row],[Rebate Category]]<>\"\",INDEX(Table1[Retrofit W],MATCH(Table1323[[#This Row],[Rebate Category]],Table1[BC Hydro Rebate Category],0)),Table1323[[#This Row],[Retrofit W defined by user (no rebate)]])/1000*IF(Table1323[[#This Row],[Assumed hours from space type]]=\"user defined\",Table1323[[#This Row],[Baseline Operating hours]],Table1323[[#This Row],[Assumed hours from space type]])*0.2,0)","v":0},{"$f":"Table1323[[#This Row],[Rebate kWh savings]]+Table1323[[#This Row],[Controls Rebate kWh Savings]]","v":0},{"$f":"IFERROR(IF(Table1323[[#This Row],[Quantity of luminaires]]=\"\",\"\",IF(Table1323[[#This Row],[Lamp / Luminaire Category]]=\"No eligible rebate\",(Table1323[[#This Row],[Baseline W defined by user]]-Table1323[[#This Row],[Retrofit W defined by user (no rebate)]])*Table1323[[#This Row],[Quantity of luminaires]]/1000,(Table1323[[#This Row],[Assumed Baseline W by source]]-Table1323[[#This Row],[LED Luminaire W by rebate]])*Table1323[[#This Row],[Quantity of luminaires]]/1000)),0)","v":""},{"$f":"IFERROR(IF(Table1323[[#This Row],[Lamp / Luminaire Category]]=\"No eligible rebate\",Table1323[[#This Row],[Quantity of luminaires]]*(Table1323[[#This Row],[Baseline W defined by user]]-Table1323[[#This Row],[Retrofit W defined by user (no rebate)]])/1000*IF(Table1323[[#This Row],[Assumed hours from space type]]=\"user defined\",Table1323[[#This Row],[Baseline Operating hours]],Table1323[[#This Row],[Assumed hours from space type]])+Table1323[[#This Row],[Controls Rebate kWh Savings]],Table1323[[#This Row],[Quantity of luminaires]]*(INDEX(Table1[Actual Baseline W],MATCH(Table1323[[#This Row],[Lamp / Luminaire Category]]&Table1323[[#This Row],[Rebate Category]],Table1[PrescribedSource - Rebate ID],0))/1000-Table1323[[#This Row],[LED Luminaire W by rebate]]/1000)*IF(Table1323[[#This Row],[Assumed hours from space type]]=\"user defined\",Table1323[[#This Row],[Baseline Operating hours]],Table1323[[#This Row],[Assumed hours from space type]])+Table1323[[#This Row],[Controls Rebate kWh Savings]]),0)","v":0},{"$f":"IFERROR(IF(Table1323[[#This Row],[Rebate kW Savings]]=0,Table1323[[#This Row],[Demand Savings, kW]],INDEX(Table1[Actual Savings],MATCH(Table1323[[#This Row],[Lamp / Luminaire Category]]&Table1323[[#This Row],[Rebate Category]],Table1[PrescribedSource - Rebate ID],0))*Table1323[[#This Row],[Quantity of luminaires]]/1000),0)","v":""},{"$f":"IFERROR(Table1323[[#This Row],[BC Housing Site kW Savings]]*IF(Table1323[[#This Row],[Assumed hours from space type]]=\"user defined\",Table1323[[#This Row],[Baseline Operating hours]],Table1323[[#This Row],[Assumed hours from space type]])+Table1323[[#This Row],[Controls Rebate kWh Savings]],0)","v":0},{"$f":"IFERROR(IF(Table1323[[#This Row],[Lamp / Luminaire Category]]=\"No eligible rebate\",Table1323[[#This Row],[Lighting Technology]]&\" retrofit with no rebate\",Table1323[[#This Row],[Rebate Category]]),\"\")","v":0},{"$f":"IF(Table1323[[#This Row],[Lamp / Luminaire Category]]=\"No eligible rebate\",1,0)","v":0},{"$f":"IFERROR(IF(IF(Table1323[[#This Row],[Assumed hours from space type]]=\"user defined\",Table1323[[#This Row],[Baseline Operating hours]],Table1323[[#This Row],[Assumed hours from space type]])<3600,0,IF(AND(IF(Table1323[[#This Row],[Assumed hours from space type]]=\"user defined\",Table1323[[#This Row],[Baseline Operating hours]],Table1323[[#This Row],[Assumed hours from space type]])>=3600,OR(Table1323[[#This Row],[Automatic Controls?]]=\"None\",Table1323[[#This Row],[Automatic Controls?]]=\"\")),IF(Table1323[[#This Row],[Lamp / Luminaire Category]]=\"No eligible rebate\",Table1323[[#This Row],[Baseline W defined by user]]-Table1323[[#This Row],[Retrofit W defined by user (no rebate)]],Table1323[[#This Row],[Assumed Baseline W by source]]-Table1323[[#This Row],[LED Luminaire W by rebate]]),IF(AND(IF(Table1323[[#This Row],[Assumed hours from space type]]=\"user defined\",Table1323[[#This Row],[Baseline Operating hours]],Table1323[[#This Row],[Assumed hours from space type]])>=(3600/0.8),OR(Table1323[[#This Row],[Automatic Controls?]]=\"Fixture integrated occupancy sensor\",Table1323[[#This Row],[Automatic Controls?]]=\"Ceiling / wall mounted occupancy sensor\")),IF(Table1323[[#This Row],[Lamp / Luminaire Category]]=\"No eligible rebate\",(Table1323[[#This Row],[Baseline W defined by user]]-Table1323[[#This Row],[Retrofit W defined by user (no rebate)]]),Table1323[[#This Row],[Assumed Baseline W by source]]-Table1323[[#This Row],[LED Luminaire W by rebate]]),IF(AND(IF(Table1323[[#This Row],[Assumed hours from space type]]=\"user defined\",Table1323[[#This Row],[Baseline Operating hours]],Table1323[[#This Row],[Assumed hours from space type]])<(3600/0.8),OR(Table1323[[#This Row],[Automatic Controls?]]=\"Fixture integrated occupancy sensor\",Table1323[[#This Row],[Automatic Controls?]]=\"Ceiling / wall mounted occupancy sensor\")),IF(Table1323[[#This Row],[Lamp / Luminaire Category]]=\"No eligible rebate\",Table1323[[#This Row],[Baseline W defined by user]],Table1323[[#This Row],[Assumed Baseline W by source]])))))*Table1323[[#This Row],[Quantity of luminaires]]/1000,\"\")","v":""},{"$f":"Table1323[[#This Row],[LED lamp/luminaire retrofit part '#]]","v":0},{"$f":"IF(Table1323[[#This Row],[Rebate Unit]]=\"per lamp\",INDEX(Table1[Number of Lamps],MATCH(Table1323[[#This Row],[Lamp / Luminaire Category]]&Table1323[[#This Row],[Rebate Category]],Table1[PrescribedSource - Rebate ID],0)),1)*Table1323[[#This Row],[Quantity of luminaires]]","v":0},{"$f":"IFERROR(IF(Table1323[[#This Row],[Lamp / Luminaire Category]]=\"No eligible rebate\",\"no eligible rebate\",INDEX(Table1[BC Hydro xRM ECM],MATCH(Table1323[[#This Row],[Lamp / Luminaire Category]]&Table1323[[#This Row],[Rebate Category]],Table1[PrescribedSource - Rebate ID],0))),\"\")","v":""}]
[null,{"$f":"IF(Table1323[[#This Row],[Space Type]]=\"\",\"\",\"L-\"&ROW(4:4))","v":""},null,null,null,null,null,null,null,{"$f":"IFERROR(IF(Table1323[[#This Row],[Space Type]]=\"\",\"\",IF(Table1323[[#This Row],[Lamp / Luminaire Category]]=\"No eligible rebate\",\"\",IF(Table1323[[#This Row],[Rebate Category]]=\"\",\"select rebate\",INDEX(Table1[Actual Baseline W],MATCH(Table1323[[#This Row],[Lamp / Luminaire Category]]&Table1323[[#This Row],[Rebate Category]],Table1[PrescribedSource - Rebate ID],0))))),\"\")","v":""},{"$f":"IFERROR(IF(Table1323[[#This Row],[No]]=\"\",\"\",IF(Table1323[[#This Row],[Space Type]]=\"\",\"select Space Type\",IF(Table1323[[#This Row],[Baseline Operating hours]]<>\"\",\"user defined\",INDEX(Table5[Hours],MATCH(Table1323[[#This Row],[Space Type]],Table5[Space Type],0))))),\"\")","v":""},null,{"$f":"IFERROR(INDEX(Table1[Rebate],MATCH(Table1323[[#This Row],[Lamp / Luminaire Category]]&Table1323[[#This Row],[Rebate Category]],Table1[PrescribedSource - Rebate ID],0)),\"\")","v":""},{"$f":"IFERROR(INDEX(Table1[Rebate Unit],MATCH(Table1323[[#This Row],[Lamp / Luminaire Category]]&Table1323[[#This Row],[Rebate Category]],Table1[PrescribedSource - Rebate ID],0)),\"\")","v":""},null,{"$f":"IFERROR(IF(Table1323[[#This Row],[Lamp / Luminaire Category]]=\"No eligible rebate\",\"no rebate\",INDEX(Table1[Retrofit W],MATCH(Table1323[[#This Row],[Lamp / Luminaire Category]]&Table1323[[#This Row],[Rebate Category]],Table1[PrescribedSource - Rebate ID],0))),\"\")","v":""},null,null,null,{"$f":"IFERROR(INDEX(Table1[Rebate],MATCH(Table1323[[#This Row],[Lamp / Luminaire Category]]&Table1323[[#This Row],[Rebate Category]],Table1[PrescribedSource - Rebate ID],0))*Table1323[[#This Row],[Quantity of luminaires]],0)","v":0},{"$f":"IF(OR(Table1323[[#This Row],[Automatic Controls?]]=\"Fixture integrated Occupancy / Daylight Harvesting sensor\",Table1323[[#This Row],[Automatic Controls?]]=\"Ceiling / wall mounted Occupancy / Daylight Harvesting sensor\",Table1323[[#This Row],[Automatic Controls?]]=\"Timer\"),45*Table1323[[#This Row],[Number of occupancy sensors]],\"\")","v":""},{"$f":"IFERROR(IF(Table1323[[#This Row],[Controls Rebate]]=\"\",0,Table1323[[#This Row],[Controls Rebate]])+Table1323[[#This Row],[Lighting Rebate]],\"\")","v":0},{"$f":"IFERROR(INDEX(Table1[Rebate Savings],MATCH(Table1323[[#This Row],[Lamp / Luminaire Category]]&Table1323[[#This Row],[Rebate Category]],Table1[PrescribedSource - Rebate ID],0))*Table1323[[#This Row],[Quantity of luminaires]]/1000,0)","v":0},{"$f":"IFERROR(Table1323[[#This Row],[Rebate kW Savings]]*IF(Table1323[[#This Row],[Assumed hours from space type]]=\"user defined\",Table1323[[#This Row],[Baseline Operating hours]],Table1323[[#This Row],[Assumed hours from space type]]),0)","v":0},{"$f":"IF(OR(Table1323[[#This Row],[Automatic Controls?]]=\"Fixture integrated occupancy sensor\",Table1323[[#This Row],[Automatic Controls?]]=\"Ceiling / wall mounted occupancy sensor\"),Table1323[[#This Row],[Quantity of luminaires]]*IF(Table1323[[#This Row],[Rebate Category]]<>\"\",INDEX(Table1[Retrofit W],MATCH(Table1323[[#This Row],[Rebate Category]],Table1[BC Hydro Rebate Category],0)),Table1323[[#This Row],[Retrofit W defined by user (no rebate)]])/1000*IF(Table1323[[#This Row],[Assumed hours from space type]]=\"user defined\",Table1323[[#This Row],[Baseline Operating hours]],Table1323[[#This Row],[Assumed hours from space type]])*0.2,0)","v":0},{"$f":"Table1323[[#This Row],[Rebate kWh savings]]+Table1323[[#This Row],[Controls Rebate kWh Savings]]","v":0},{"$f":"IFERROR(IF(Table1323[[#This Row],[Quantity of luminaires]]=\"\",\"\",IF(Table1323[[#This Row],[Lamp / Luminaire Category]]=\"No eligible rebate\",(Table1323[[#This Row],[Baseline W defined by user]]-Table1323[[#This Row],[Retrofit W defined by user (no rebate)]])*Table1323[[#This Row],[Quantity of luminaires]]/1000,(Table1323[[#This Row],[Assumed Baseline W by source]]-Table1323[[#This Row],[LED Luminaire W by rebate]])*Table1323[[#This Row],[Quantity of luminaires]]/1000)),0)","v":""},{"$f":"IFERROR(IF(Table1323[[#This Row],[Lamp / Luminaire Category]]=\"No eligible rebate\",Table1323[[#This Row],[Quantity of luminaires]]*(Table1323[[#This Row],[Baseline W defined by user]]-Table1323[[#This Row],[Retrofit W defined by user (no rebate)]])/1000*IF(Table1323[[#This Row],[Assumed hours from space type]]=\"user defined\",Table1323[[#This Row],[Baseline Operating hours]],Table1323[[#This Row],[Assumed hours from space type]])+Table1323[[#This Row],[Controls Rebate kWh Savings]],Table1323[[#This Row],[Quantity of luminaires]]*(INDEX(Table1[Actual Baseline W],MATCH(Table1323[[#This Row],[Lamp / Luminaire Category]]&Table1323[[#This Row],[Rebate Category]],Table1[PrescribedSource - Rebate ID],0))/1000-Table1323[[#This Row],[LED Luminaire W by rebate]]/1000)*IF(Table1323[[#This Row],[Assumed hours from space type]]=\"user defined\",Table1323[[#This Row],[Baseline Operating hours]],Table1323[[#This Row],[Assumed hours from space type]])+Table1323[[#This Row],[Controls Rebate kWh Savings]]),0)","v":0},{"$f":"IFERROR(IF(Table1323[[#This Row],[Rebate kW Savings]]=0,Table1323[[#This Row],[Demand Savings, kW]],INDEX(Table1[Actual Savings],MATCH(Table1323[[#This Row],[Lamp / Luminaire Category]]&Table1323[[#This Row],[Rebate Category]],Table1[PrescribedSource - Rebate ID],0))*Table1323[[#This Row],[Quantity of luminaires]]/1000),0)","v":""},{"$f":"IFERROR(Table1323[[#This Row],[BC Housing Site kW Savings]]*IF(Table1323[[#This Row],[Assumed hours from space type]]=\"user defined\",Table1323[[#This Row],[Baseline Operating hours]],Table1323[[#This Row],[Assumed hours from space type]])+Table1323[[#This Row],[Controls Rebate kWh Savings]],0)","v":0},{"$f":"IFERROR(IF(Table1323[[#This Row],[Lamp / Luminaire Category]]=\"No eligible rebate\",Table1323[[#This Row],[Lighting Technology]]&\" retrofit with no rebate\",Table1323[[#This Row],[Rebate Category]]),\"\")","v":0},{"$f":"IF(Table1323[[#This Row],[Lamp / Luminaire Category]]=\"No eligible rebate\",1,0)","v":0},{"$f":"IFERROR(IF(IF(Table1323[[#This Row],[Assumed hours from space type]]=\"user defined\",Table1323[[#This Row],[Baseline Operating hours]],Table1323[[#This Row],[Assumed hours from space type]])<3600,0,IF(AND(IF(Table1323[[#This Row],[Assumed hours from space type]]=\"user defined\",Table1323[[#This Row],[Baseline Operating hours]],Table1323[[#This Row],[Assumed hours from space type]])>=3600,OR(Table1323[[#This Row],[Automatic Controls?]]=\"None\",Table1323[[#This Row],[Automatic Controls?]]=\"\")),IF(Table1323[[#This Row],[Lamp / Luminaire Category]]=\"No eligible rebate\",Table1323[[#This Row],[Baseline W defined by user]]-Table1323[[#This Row],[Retrofit W defined by user (no rebate)]],Table1323[[#This Row],[Assumed Baseline W by source]]-Table1323[[#This Row],[LED Luminaire W by rebate]]),IF(AND(IF(Table1323[[#This Row],[Assumed hours from space type]]=\"user defined\",Table1323[[#This Row],[Baseline Operating hours]],Table1323[[#This Row],[Assumed hours from space type]])>=(3600/0.8),OR(Table1323[[#This Row],[Automatic Controls?]]=\"Fixture integrated occupancy sensor\",Table1323[[#This Row],[Automatic Controls?]]=\"Ceiling / wall mounted occupancy sensor\")),IF(Table1323[[#This Row],[Lamp / Luminaire Category]]=\"No eligible rebate\",(Table1323[[#This Row],[Baseline W defined by user]]-Table1323[[#This Row],[Retrofit W defined by user (no rebate)]]),Table1323[[#This Row],[Assumed Baseline W by source]]-Table1323[[#This Row],[LED Luminaire W by rebate]]),IF(AND(IF(Table1323[[#This Row],[Assumed hours from space type]]=\"user defined\",Table1323[[#This Row],[Baseline Operating hours]],Table1323[[#This Row],[Assumed hours from space type]])<(3600/0.8),OR(Table1323[[#This Row],[Automatic Controls?]]=\"Fixture integrated occupancy sensor\",Table1323[[#This Row],[Automatic Controls?]]=\"Ceiling / wall mounted occupancy sensor\")),IF(Table1323[[#This Row],[Lamp / Luminaire Category]]=\"No eligible rebate\",Table1323[[#This Row],[Baseline W defined by user]],Table1323[[#This Row],[Assumed Baseline W by source]])))))*Table1323[[#This Row],[Quantity of luminaires]]/1000,\"\")","v":""},{"$f":"Table1323[[#This Row],[LED lamp/luminaire retrofit part '#]]","v":0},{"$f":"IF(Table1323[[#This Row],[Rebate Unit]]=\"per lamp\",INDEX(Table1[Number of Lamps],MATCH(Table1323[[#This Row],[Lamp / Luminaire Category]]&Table1323[[#This Row],[Rebate Category]],Table1[PrescribedSource - Rebate ID],0)),1)*Table1323[[#This Row],[Quantity of luminaires]]","v":0},{"$f":"IFERROR(IF(Table1323[[#This Row],[Lamp / Luminaire Category]]=\"No eligible rebate\",\"no eligible rebate\",INDEX(Table1[BC Hydro xRM ECM],MATCH(Table1323[[#This Row],[Lamp / Luminaire Category]]&Table1323[[#This Row],[Rebate Category]],Table1[PrescribedSource - Rebate ID],0))),\"\")","v":""}]
[null,{"$f":"IF(Table1323[[#This Row],[Space Type]]=\"\",\"\",\"L-\"&ROW(5:5))","v":""},null,null,null,null,null,null,null,{"$f":"IFERROR(IF(Table1323[[#This Row],[Space Type]]=\"\",\"\",IF(Table1323[[#This Row],[Lamp / Luminaire Category]]=\"No eligible rebate\",\"\",IF(Table1323[[#This Row],[Rebate Category]]=\"\",\"select rebate\",INDEX(Table1[Actual Baseline W],MATCH(Table1323[[#This Row],[Lamp / Luminaire Category]]&Table1323[[#This Row],[Rebate Category]],Table1[PrescribedSource - Rebate ID],0))))),\"\")","v":""},{"$f":"IFERROR(IF(Table1323[[#This Row],[No]]=\"\",\"\",IF(Table1323[[#This Row],[Space Type]]=\"\",\"select Space Type\",IF(Table1323[[#This Row],[Baseline Operating hours]]<>\"\",\"user defined\",INDEX(Table5[Hours],MATCH(Table1323[[#This Row],[Space Type]],Table5[Space Type],0))))),\"\")","v":""},null,{"$f":"IFERROR(INDEX(Table1[Rebate],MATCH(Table1323[[#This Row],[Lamp / Luminaire Category]]&Table1323[[#This Row],[Rebate Category]],Table1[PrescribedSource - Rebate ID],0)),\"\")","v":""},{"$f":"IFERROR(INDEX(Table1[Rebate Unit],MATCH(Table1323[[#This Row],[Lamp / Luminaire Category]]&Table1323[[#This Row],[Rebate Category]],Table1[PrescribedSource - Rebate ID],0)),\"\")","v":""},null,{"$f":"IFERROR(IF(Table1323[[#This Row],[Lamp / Luminaire Category]]=\"No eligible rebate\",\"no rebate\",INDEX(Table1[Retrofit W],MATCH(Table1323[[#This Row],[Lamp / Luminaire Category]]&Table1323[[#This Row],[Rebate Category]],Table1[PrescribedSource - Rebate ID],0))),\"\")","v":""},null,null,null,{"$f":"IFERROR(INDEX(Table1[Rebate],MATCH(Table1323[[#This Row],[Lamp / Luminaire Category]]&Table1323[[#This Row],[Rebate Category]],Table1[PrescribedSource - Rebate ID],0))*Table1323[[#This Row],[Quantity of luminaires]],0)","v":0},{"$f":"IF(OR(Table1323[[#This Row],[Automatic Controls?]]=\"Fixture integrated Occupancy / Daylight Harvesting sensor\",Table1323[[#This Row],[Automatic Controls?]]=\"Ceiling / wall mounted Occupancy / Daylight Harvesting sensor\",Table1323[[#This Row],[Automatic Controls?]]=\"Timer\"),45*Table1323[[#This Row],[Number of occupancy sensors]],\"\")","v":""},{"$f":"IFERROR(IF(Table1323[[#This Row],[Controls Rebate]]=\"\",0,Table1323[[#This Row],[Controls Rebate]])+Table1323[[#This Row],[Lighting Rebate]],\"\")","v":0},{"$f":"IFERROR(INDEX(Table1[Rebate Savings],MATCH(Table1323[[#This Row],[Lamp / Luminaire Category]]&Table1323[[#This Row],[Rebate Category]],Table1[PrescribedSource - Rebate ID],0))*Table1323[[#This Row],[Quantity of luminaires]]/1000,0)","v":0},{"$f":"IFERROR(Table1323[[#This Row],[Rebate kW Savings]]*IF(Table1323[[#This Row],[Assumed hours from space type]]=\"user defined\",Table1323[[#This Row],[Baseline Operating hours]],Table1323[[#This Row],[Assumed hours from space type]]),0)","v":0},{"$f":"IF(OR(Table1323[[#This Row],[Automatic Controls?]]=\"Fixture integrated occupancy sensor\",Table1323[[#This Row],[Automatic Controls?]]=\"Ceiling / wall mounted occupancy sensor\"),Table1323[[#This Row],[Quantity of luminaires]]*IF(Table1323[[#This Row],[Rebate Category]]<>\"\",INDEX(Table1[Retrofit W],MATCH(Table1323[[#This Row],[Rebate Category]],Table1[BC Hydro Rebate Category],0)),Table1323[[#This Row],[Retrofit W defined by user (no rebate)]])/1000*IF(Table1323[[#This Row],[Assumed hours from space type]]=\"user defined\",Table1323[[#This Row],[Baseline Operating hours]],Table1323[[#This Row],[Assumed hours from space type]])*0.2,0)","v":0},{"$f":"Table1323[[#This Row],[Rebate kWh savings]]+Table1323[[#This Row],[Controls Rebate kWh Savings]]","v":0},{"$f":"IFERROR(IF(Table1323[[#This Row],[Quantity of luminaires]]=\"\",\"\",IF(Table1323[[#This Row],[Lamp / Luminaire Category]]=\"No eligible rebate\",(Table1323[[#This Row],[Baseline W defined by user]]-Table1323[[#This Row],[Retrofit W defined by user (no rebate)]])*Table1323[[#This Row],[Quantity of luminaires]]/1000,(Table1323[[#This Row],[Assumed Baseline W by source]]-Table1323[[#This Row],[LED Luminaire W by rebate]])*Table1323[[#This Row],[Quantity of luminaires]]/1000)),0)","v":""},{"$f":"IFERROR(IF(Table1323[[#This Row],[Lamp / Luminaire Category]]=\"No eligible rebate\",Table1323[[#This Row],[Quantity of luminaires]]*(Table1323[[#This Row],[Baseline W defined by user]]-Table1323[[#This Row],[Retrofit W defined by user (no rebate)]])/1000*IF(Table1323[[#This Row],[Assumed hours from space type]]=\"user defined\",Table1323[[#This Row],[Baseline Operating hours]],Table1323[[#This Row],[Assumed hours from space type]])+Table1323[[#This Row],[Controls Rebate kWh Savings]],Table1323[[#This Row],[Quantity of luminaires]]*(INDEX(Table1[Actual Baseline W],MATCH(Table1323[[#This Row],[Lamp / Luminaire Category]]&Table1323[[#This Row],[Rebate Category]],Table1[PrescribedSource - Rebate ID],0))/1000-Table1323[[#This Row],[LED Luminaire W by rebate]]/1000)*IF(Table1323[[#This Row],[Assumed hours from space type]]=\"user defined\",Table1323[[#This Row],[Baseline Operating hours]],Table1323[[#This Row],[Assumed hours from space type]])+Table1323[[#This Row],[Controls Rebate kWh Savings]]),0)","v":0},{"$f":"IFERROR(IF(Table1323[[#This Row],[Rebate kW Savings]]=0,Table1323[[#This Row],[Demand Savings, kW]],INDEX(Table1[Actual Savings],MATCH(Table1323[[#This Row],[Lamp / Luminaire Category]]&Table1323[[#This Row],[Rebate Category]],Table1[PrescribedSource - Rebate ID],0))*Table1323[[#This Row],[Quantity of luminaires]]/1000),0)","v":""},{"$f":"IFERROR(Table1323[[#This Row],[BC Housing Site kW Savings]]*IF(Table1323[[#This Row],[Assumed hours from space type]]=\"user defined\",Table1323[[#This Row],[Baseline Operating hours]],Table1323[[#This Row],[Assumed hours from space type]])+Table1323[[#This Row],[Controls Rebate kWh Savings]],0)","v":0},{"$f":"IFERROR(IF(Table1323[[#This Row],[Lamp / Luminaire Category]]=\"No eligible rebate\",Table1323[[#This Row],[Lighting Technology]]&\" retrofit with no rebate\",Table1323[[#This Row],[Rebate Category]]),\"\")","v":0},{"$f":"IF(Table1323[[#This Row],[Lamp / Luminaire Category]]=\"No eligible rebate\",1,0)","v":0},{"$f":"IFERROR(IF(IF(Table1323[[#This Row],[Assumed hours from space type]]=\"user defined\",Table1323[[#This Row],[Baseline Operating hours]],Table1323[[#This Row],[Assumed hours from space type]])<3600,0,IF(AND(IF(Table1323[[#This Row],[Assumed hours from space type]]=\"user defined\",Table1323[[#This Row],[Baseline Operating hours]],Table1323[[#This Row],[Assumed hours from space type]])>=3600,OR(Table1323[[#This Row],[Automatic Controls?]]=\"None\",Table1323[[#This Row],[Automatic Controls?]]=\"\")),IF(Table1323[[#This Row],[Lamp / Luminaire Category]]=\"No eligible rebate\",Table1323[[#This Row],[Baseline W defined by user]]-Table1323[[#This Row],[Retrofit W defined by user (no rebate)]],Table1323[[#This Row],[Assumed Baseline W by source]]-Table1323[[#This Row],[LED Luminaire W by rebate]]),IF(AND(IF(Table1323[[#This Row],[Assumed hours from space type]]=\"user defined\",Table1323[[#This Row],[Baseline Operating hours]],Table1323[[#This Row],[Assumed hours from space type]])>=(3600/0.8),OR(Table1323[[#This Row],[Automatic Controls?]]=\"Fixture integrated occupancy sensor\",Table1323[[#This Row],[Automatic Controls?]]=\"Ceiling / wall mounted occupancy sensor\")),IF(Table1323[[#This Row],[Lamp / Luminaire Category]]=\"No eligible rebate\",(Table1323[[#This Row],[Baseline W defined by user]]-Table1323[[#This Row],[Retrofit W defined by user (no rebate)]]),Table1323[[#This Row],[Assumed Baseline W by source]]-Table1323[[#This Row],[LED Luminaire W by rebate]]),IF(AND(IF(Table1323[[#This Row],[Assumed hours from space type]]=\"user defined\",Table1323[[#This Row],[Baseline Operating hours]],Table1323[[#This Row],[Assumed hours from space type]])<(3600/0.8),OR(Table1323[[#This Row],[Automatic Controls?]]=\"Fixture integrated occupancy sensor\",Table1323[[#This Row],[Automatic Controls?]]=\"Ceiling / wall mounted occupancy sensor\")),IF(Table1323[[#This Row],[Lamp / Luminaire Category]]=\"No eligible rebate\",Table1323[[#This Row],[Baseline W defined by user]],Table1323[[#This Row],[Assumed Baseline W by source]])))))*Table1323[[#This Row],[Quantity of luminaires]]/1000,\"\")","v":""},{"$f":"Table1323[[#This Row],[LED lamp/luminaire retrofit part '#]]","v":0},{"$f":"IF(Table1323[[#This Row],[Rebate Unit]]=\"per lamp\",INDEX(Table1[Number of Lamps],MATCH(Table1323[[#This Row],[Lamp / Luminaire Category]]&Table1323[[#This Row],[Rebate Category]],Table1[PrescribedSource - Rebate ID],0)),1)*Table1323[[#This Row],[Quantity of luminaires]]","v":0},{"$f":"IFERROR(IF(Table1323[[#This Row],[Lamp / Luminaire Category]]=\"No eligible rebate\",\"no eligible rebate\",INDEX(Table1[BC Hydro xRM ECM],MATCH(Table1323[[#This Row],[Lamp / Luminaire Category]]&Table1323[[#This Row],[Rebate Category]],Table1[PrescribedSource - Rebate ID],0))),\"\")","v":""}]
[null,{"$f":"IF(Table1323[[#This Row],[Space Type]]=\"\",\"\",\"L-\"&ROW(6:6))","v":""},null,null,null,null,null,null,null,{"$f":"IFERROR(IF(Table1323[[#This Row],[Space Type]]=\"\",\"\",IF(Table1323[[#This Row],[Lamp / Luminaire Category]]=\"No eligible rebate\",\"\",IF(Table1323[[#This Row],[Rebate Category]]=\"\",\"select rebate\",INDEX(Table1[Actual Baseline W],MATCH(Table1323[[#This Row],[Lamp / Luminaire Category]]&Table1323[[#This Row],[Rebate Category]],Table1[PrescribedSource - Rebate ID],0))))),\"\")","v":""},{"$f":"IFERROR(IF(Table1323[[#This Row],[No]]=\"\",\"\",IF(Table1323[[#This Row],[Space Type]]=\"\",\"select Space Type\",IF(Table1323[[#This Row],[Baseline Operating hours]]<>\"\",\"user defined\",INDEX(Table5[Hours],MATCH(Table1323[[#This Row],[Space Type]],Table5[Space Type],0))))),\"\")","v":""},null,{"$f":"IFERROR(INDEX(Table1[Rebate],MATCH(Table1323[[#This Row],[Lamp / Luminaire Category]]&Table1323[[#This Row],[Rebate Category]],Table1[PrescribedSource - Rebate ID],0)),\"\")","v":""},{"$f":"IFERROR(INDEX(Table1[Rebate Unit],MATCH(Table1323[[#This Row],[Lamp / Luminaire Category]]&Table1323[[#This Row],[Rebate Category]],Table1[PrescribedSource - Rebate ID],0)),\"\")","v":""},null,{"$f":"IFERROR(IF(Table1323[[#This Row],[Lamp / Luminaire Category]]=\"No eligible rebate\",\"no rebate\",INDEX(Table1[Retrofit W],MATCH(Table1323[[#This Row],[Lamp / Luminaire Category]]&Table1323[[#This Row],[Rebate Category]],Table1[PrescribedSource - Rebate ID],0))),\"\")","v":""},null,null,null,{"$f":"IFERROR(INDEX(Table1[Rebate],MATCH(Table1323[[#This Row],[Lamp / Luminaire Category]]&Table1323[[#This Row],[Rebate Category]],Table1[PrescribedSource - Rebate ID],0))*Table1323[[#This Row],[Quantity of luminaires]],0)","v":0},{"$f":"IF(OR(Table1323[[#This Row],[Automatic Controls?]]=\"Fixture integrated Occupancy / Daylight Harvesting sensor\",Table1323[[#This Row],[Automatic Controls?]]=\"Ceiling / wall mounted Occupancy / Daylight Harvesting sensor\",Table1323[[#This Row],[Automatic Controls?]]=\"Timer\"),45*Table1323[[#This Row],[Number of occupancy sensors]],\"\")","v":""},{"$f":"IFERROR(IF(Table1323[[#This Row],[Controls Rebate]]=\"\",0,Table1323[[#This Row],[Controls Rebate]])+Table1323[[#This Row],[Lighting Rebate]],\"\")","v":0},{"$f":"IFERROR(INDEX(Table1[Rebate Savings],MATCH(Table1323[[#This Row],[Lamp / Luminaire Category]]&Table1323[[#This Row],[Rebate Category]],Table1[PrescribedSource - Rebate ID],0))*Table1323[[#This Row],[Quantity of luminaires]]/1000,0)","v":0},{"$f":"IFERROR(Table1323[[#This Row],[Rebate kW Savings]]*IF(Table1323[[#This Row],[Assumed hours from space type]]=\"user defined\",Table1323[[#This Row],[Baseline Operating hours]],Table1323[[#This Row],[Assumed hours from space type]]),0)","v":0},{"$f":"IF(OR(Table1323[[#This Row],[Automatic Controls?]]=\"Fixture integrated occupancy sensor\",Table1323[[#This Row],[Automatic Controls?]]=\"Ceiling / wall mounted occupancy sensor\"),Table1323[[#This Row],[Quantity of luminaires]]*IF(Table1323[[#This Row],[Rebate Category]]<>\"\",INDEX(Table1[Retrofit W],MATCH(Table1323[[#This Row],[Rebate Category]],Table1[BC Hydro Rebate Category],0)),Table1323[[#This Row],[Retrofit W defined by user (no rebate)]])/1000*IF(Table1323[[#This Row],[Assumed hours from space type]]=\"user defined\",Table1323[[#This Row],[Baseline Operating hours]],Table1323[[#This Row],[Assumed hours from space type]])*0.2,0)","v":0},{"$f":"Table1323[[#This Row],[Rebate kWh savings]]+Table1323[[#This Row],[Controls Rebate kWh Savings]]","v":0},{"$f":"IFERROR(IF(Table1323[[#This Row],[Quantity of luminaires]]=\"\",\"\",IF(Table1323[[#This Row],[Lamp / Luminaire Category]]=\"No eligible rebate\",(Table1323[[#This Row],[Baseline W defined by user]]-Table1323[[#This Row],[Retrofit W defined by user (no rebate)]])*Table1323[[#This Row],[Quantity of luminaires]]/1000,(Table1323[[#This Row],[Assumed Baseline W by source]]-Table1323[[#This Row],[LED Luminaire W by rebate]])*Table1323[[#This Row],[Quantity of luminaires]]/1000)),0)","v":""},{"$f":"IFERROR(IF(Table1323[[#This Row],[Lamp / Luminaire Category]]=\"No eligible rebate\",Table1323[[#This Row],[Quantity of luminaires]]*(Table1323[[#This Row],[Baseline W defined by user]]-Table1323[[#This Row],[Retrofit W defined by user (no rebate)]])/1000*IF(Table1323[[#This Row],[Assumed hours from space type]]=\"user defined\",Table1323[[#This Row],[Baseline Operating hours]],Table1323[[#This Row],[Assumed hours from space type]])+Table1323[[#This Row],[Controls Rebate kWh Savings]],Table1323[[#This Row],[Quantity of luminaires]]*(INDEX(Table1[Actual Baseline W],MATCH(Table1323[[#This Row],[Lamp / Luminaire Category]]&Table1323[[#This Row],[Rebate Category]],Table1[PrescribedSource - Rebate ID],0))/1000-Table1323[[#This Row],[LED Luminaire W by rebate]]/1000)*IF(Table1323[[#This Row],[Assumed hours from space type]]=\"user defined\",Table1323[[#This Row],[Baseline Operating hours]],Table1323[[#This Row],[Assumed hours from space type]])+Table1323[[#This Row],[Controls Rebate kWh Savings]]),0)","v":0},{"$f":"IFERROR(IF(Table1323[[#This Row],[Rebate kW Savings]]=0,Table1323[[#This Row],[Demand Savings, kW]],INDEX(Table1[Actual Savings],MATCH(Table1323[[#This Row],[Lamp / Luminaire Category]]&Table1323[[#This Row],[Rebate Category]],Table1[PrescribedSource - Rebate ID],0))*Table1323[[#This Row],[Quantity of luminaires]]/1000),0)","v":""},{"$f":"IFERROR(Table1323[[#This Row],[BC Housing Site kW Savings]]*IF(Table1323[[#This Row],[Assumed hours from space type]]=\"user defined\",Table1323[[#This Row],[Baseline Operating hours]],Table1323[[#This Row],[Assumed hours from space type]])+Table1323[[#This Row],[Controls Rebate kWh Savings]],0)","v":0},{"$f":"IFERROR(IF(Table1323[[#This Row],[Lamp / Luminaire Category]]=\"No eligible rebate\",Table1323[[#This Row],[Lighting Technology]]&\" retrofit with no rebate\",Table1323[[#This Row],[Rebate Category]]),\"\")","v":0},{"$f":"IF(Table1323[[#This Row],[Lamp / Luminaire Category]]=\"No eligible rebate\",1,0)","v":0},{"$f":"IFERROR(IF(IF(Table1323[[#This Row],[Assumed hours from space type]]=\"user defined\",Table1323[[#This Row],[Baseline Operating hours]],Table1323[[#This Row],[Assumed hours from space type]])<3600,0,IF(AND(IF(Table1323[[#This Row],[Assumed hours from space type]]=\"user defined\",Table1323[[#This Row],[Baseline Operating hours]],Table1323[[#This Row],[Assumed hours from space type]])>=3600,OR(Table1323[[#This Row],[Automatic Controls?]]=\"None\",Table1323[[#This Row],[Automatic Controls?]]=\"\")),IF(Table1323[[#This Row],[Lamp / Luminaire Category]]=\"No eligible rebate\",Table1323[[#This Row],[Baseline W defined by user]]-Table1323[[#This Row],[Retrofit W defined by user (no rebate)]],Table1323[[#This Row],[Assumed Baseline W by source]]-Table1323[[#This Row],[LED Luminaire W by rebate]]),IF(AND(IF(Table1323[[#This Row],[Assumed hours from space type]]=\"user defined\",Table1323[[#This Row],[Baseline Operating hours]],Table1323[[#This Row],[Assumed hours from space type]])>=(3600/0.8),OR(Table1323[[#This Row],[Automatic Controls?]]=\"Fixture integrated occupancy sensor\",Table1323[[#This Row],[Automatic Controls?]]=\"Ceiling / wall mounted occupancy sensor\")),IF(Table1323[[#This Row],[Lamp / Luminaire Category]]=\"No eligible rebate\",(Table1323[[#This Row],[Baseline W defined by user]]-Table1323[[#This Row],[Retrofit W defined by user (no rebate)]]),Table1323[[#This Row],[Assumed Baseline W by source]]-Table1323[[#This Row],[LED Luminaire W by rebate]]),IF(AND(IF(Table1323[[#This Row],[Assumed hours from space type]]=\"user defined\",Table1323[[#This Row],[Baseline Operating hours]],Table1323[[#This Row],[Assumed hours from space type]])<(3600/0.8),OR(Table1323[[#This Row],[Automatic Controls?]]=\"Fixture integrated occupancy sensor\",Table1323[[#This Row],[Automatic Controls?]]=\"Ceiling / wall mounted occupancy sensor\")),IF(Table1323[[#This Row],[Lamp / Luminaire Category]]=\"No eligible rebate\",Table1323[[#This Row],[Baseline W defined by user]],Table1323[[#This Row],[Assumed Baseline W by source]])))))*Table1323[[#This Row],[Quantity of luminaires]]/1000,\"\")","v":""},{"$f":"Table1323[[#This Row],[LED lamp/luminaire retrofit part '#]]","v":0},{"$f":"IF(Table1323[[#This Row],[Rebate Unit]]=\"per lamp\",INDEX(Table1[Number of Lamps],MATCH(Table1323[[#This Row],[Lamp / Luminaire Category]]&Table1323[[#This Row],[Rebate Category]],Table1[PrescribedSource - Rebate ID],0)),1)*Table1323[[#This Row],[Quantity of luminaires]]","v":0},{"$f":"IFERROR(IF(Table1323[[#This Row],[Lamp / Luminaire Category]]=\"No eligible rebate\",\"no eligible rebate\",INDEX(Table1[BC Hydro xRM ECM],MATCH(Table1323[[#This Row],[Lamp / Luminaire Category]]&Table1323[[#This Row],[Rebate Category]],Table1[PrescribedSource - Rebate ID],0))),\"\")","v":""}]
[null,{"$f":"IF(Table1323[[#This Row],[Space Type]]=\"\",\"\",\"L-\"&ROW(7:7))","v":""},null,null,null,null,null,null,null,{"$f":"IFERROR(IF(Table1323[[#This Row],[Space Type]]=\"\",\"\",IF(Table1323[[#This Row],[Lamp / Luminaire Category]]=\"No eligible rebate\",\"\",IF(Table1323[[#This Row],[Rebate Category]]=\"\",\"select rebate\",INDEX(Table1[Actual Baseline W],MATCH(Table1323[[#This Row],[Lamp / Luminaire Category]]&Table1323[[#This Row],[Rebate Category]],Table1[PrescribedSource - Rebate ID],0))))),\"\")","v":""},{"$f":"IFERROR(IF(Table1323[[#This Row],[No]]=\"\",\"\",IF(Table1323[[#This Row],[Space Type]]=\"\",\"select Space Type\",IF(Table1323[[#This Row],[Baseline Operating hours]]<>\"\",\"user defined\",INDEX(Table5[Hours],MATCH(Table1323[[#This Row],[Space Type]],Table5[Space Type],0))))),\"\")","v":""},null,{"$f":"IFERROR(INDEX(Table1[Rebate],MATCH(Table1323[[#This Row],[Lamp / Luminaire Category]]&Table1323[[#This Row],[Rebate Category]],Table1[PrescribedSource - Rebate ID],0)),\"\")","v":""},{"$f":"IFERROR(INDEX(Table1[Rebate Unit],MATCH(Table1323[[#This Row],[Lamp / Luminaire Category]]&Table1323[[#This Row],[Rebate Category]],Table1[PrescribedSource - Rebate ID],0)),\"\")","v":""},null,{"$f":"IFERROR(IF(Table1323[[#This Row],[Lamp / Luminaire Category]]=\"No eligible rebate\",\"no rebate\",INDEX(Table1[Retrofit W],MATCH(Table1323[[#This Row],[Lamp / Luminaire Category]]&Table1323[[#This Row],[Rebate Category]],Table1[PrescribedSource - Rebate ID],0))),\"\")","v":""},null,null,null,{"$f":"IFERROR(INDEX(Table1[Rebate],MATCH(Table1323[[#This Row],[Lamp / Luminaire Category]]&Table1323[[#This Row],[Rebate Category]],Table1[PrescribedSource - Rebate ID],0))*Table1323[[#This Row],[Quantity of luminaires]],0)","v":0},{"$f":"IF(OR(Table1323[[#This Row],[Automatic Controls?]]=\"Fixture integrated Occupancy / Daylight Harvesting sensor\",Table1323[[#This Row],[Automatic Controls?]]=\"Ceiling / wall mounted Occupancy / Daylight Harvesting sensor\",Table1323[[#This Row],[Automatic Controls?]]=\"Timer\"),45*Table1323[[#This Row],[Number of occupancy sensors]],\"\")","v":""},{"$f":"IFERROR(IF(Table1323[[#This Row],[Controls Rebate]]=\"\",0,Table1323[[#This Row],[Controls Rebate]])+Table1323[[#This Row],[Lighting Rebate]],\"\")","v":0},{"$f":"IFERROR(INDEX(Table1[Rebate Savings],MATCH(Table1323[[#This Row],[Lamp / Luminaire Category]]&Table1323[[#This Row],[Rebate Category]],Table1[PrescribedSource - Rebate ID],0))*Table1323[[#This Row],[Quantity of luminaires]]/1000,0)","v":0},{"$f":"IFERROR(Table1323[[#This Row],[Rebate kW Savings]]*IF(Table1323[[#This Row],[Assumed hours from space type]]=\"user defined\",Table1323[[#This Row],[Baseline Operating hours]],Table1323[[#This Row],[Assumed hours from space type]]),0)","v":0},{"$f":"IF(OR(Table1323[[#This Row],[Automatic Controls?]]=\"Fixture integrated occupancy sensor\",Table1323[[#This Row],[Automatic Controls?]]=\"Ceiling / wall mounted occupancy sensor\"),Table1323[[#This Row],[Quantity of luminaires]]*IF(Table1323[[#This Row],[Rebate Category]]<>\"\",INDEX(Table1[Retrofit W],MATCH(Table1323[[#This Row],[Rebate Category]],Table1[BC Hydro Rebate Category],0)),Table1323[[#This Row],[Retrofit W defined by user (no rebate)]])/1000*IF(Table1323[[#This Row],[Assumed hours from space type]]=\"user defined\",Table1323[[#This Row],[Baseline Operating hours]],Table1323[[#This Row],[Assumed hours from space type]])*0.2,0)","v":0},{"$f":"Table1323[[#This Row],[Rebate kWh savings]]+Table1323[[#This Row],[Controls Rebate kWh Savings]]","v":0},{"$f":"IFERROR(IF(Table1323[[#This Row],[Quantity of luminaires]]=\"\",\"\",IF(Table1323[[#This Row],[Lamp / Luminaire Category]]=\"No eligible rebate\",(Table1323[[#This Row],[Baseline W defined by user]]-Table1323[[#This Row],[Retrofit W defined by user (no rebate)]])*Table1323[[#This Row],[Quantity of luminaires]]/1000,(Table1323[[#This Row],[Assumed Baseline W by source]]-Table1323[[#This Row],[LED Luminaire W by rebate]])*Table1323[[#This Row],[Quantity of luminaires]]/1000)),0)","v":""},{"$f":"IFERROR(IF(Table1323[[#This Row],[Lamp / Luminaire Category]]=\"No eligible rebate\",Table1323[[#This Row],[Quantity of luminaires]]*(Table1323[[#This Row],[Baseline W defined by user]]-Table1323[[#This Row],[Retrofit W defined by user (no rebate)]])/1000*IF(Table1323[[#This Row],[Assumed hours from space type]]=\"user defined\",Table1323[[#This Row],[Baseline Operating hours]],Table1323[[#This Row],[Assumed hours from space type]])+Table1323[[#This Row],[Controls Rebate kWh Savings]],Table1323[[#This Row],[Quantity of luminaires]]*(INDEX(Table1[Actual Baseline W],MATCH(Table1323[[#This Row],[Lamp / Luminaire Category]]&Table1323[[#This Row],[Rebate Category]],Table1[PrescribedSource - Rebate ID],0))/1000-Table1323[[#This Row],[LED Luminaire W by rebate]]/1000)*IF(Table1323[[#This Row],[Assumed hours from space type]]=\"user defined\",Table1323[[#This Row],[Baseline Operating hours]],Table1323[[#This Row],[Assumed hours from space type]])+Table1323[[#This Row],[Controls Rebate kWh Savings]]),0)","v":0},{"$f":"IFERROR(IF(Table1323[[#This Row],[Rebate kW Savings]]=0,Table1323[[#This Row],[Demand Savings, kW]],INDEX(Table1[Actual Savings],MATCH(Table1323[[#This Row],[Lamp / Luminaire Category]]&Table1323[[#This Row],[Rebate Category]],Table1[PrescribedSource - Rebate ID],0))*Table1323[[#This Row],[Quantity of luminaires]]/1000),0)","v":""},{"$f":"IFERROR(Table1323[[#This Row],[BC Housing Site kW Savings]]*IF(Table1323[[#This Row],[Assumed hours from space type]]=\"user defined\",Table1323[[#This Row],[Baseline Operating hours]],Table1323[[#This Row],[Assumed hours from space type]])+Table1323[[#This Row],[Controls Rebate kWh Savings]],0)","v":0},{"$f":"IFERROR(IF(Table1323[[#This Row],[Lamp / Luminaire Category]]=\"No eligible rebate\",Table1323[[#This Row],[Lighting Technology]]&\" retrofit with no rebate\",Table1323[[#This Row],[Rebate Category]]),\"\")","v":0},{"$f":"IF(Table1323[[#This Row],[Lamp / Luminaire Category]]=\"No eligible rebate\",1,0)","v":0},{"$f":"IFERROR(IF(IF(Table1323[[#This Row],[Assumed hours from space type]]=\"user defined\",Table1323[[#This Row],[Baseline Operating hours]],Table1323[[#This Row],[Assumed hours from space type]])<3600,0,IF(AND(IF(Table1323[[#This Row],[Assumed hours from space type]]=\"user defined\",Table1323[[#This Row],[Baseline Operating hours]],Table1323[[#This Row],[Assumed hours from space type]])>=3600,OR(Table1323[[#This Row],[Automatic Controls?]]=\"None\",Table1323[[#This Row],[Automatic Controls?]]=\"\")),IF(Table1323[[#This Row],[Lamp / Luminaire Category]]=\"No eligible rebate\",Table1323[[#This Row],[Baseline W defined by user]]-Table1323[[#This Row],[Retrofit W defined by user (no rebate)]],Table1323[[#This Row],[Assumed Baseline W by source]]-Table1323[[#This Row],[LED Luminaire W by rebate]]),IF(AND(IF(Table1323[[#This Row],[Assumed hours from space type]]=\"user defined\",Table1323[[#This Row],[Baseline Operating hours]],Table1323[[#This Row],[Assumed hours from space type]])>=(3600/0.8),OR(Table1323[[#This Row],[Automatic Controls?]]=\"Fixture integrated occupancy sensor\",Table1323[[#This Row],[Automatic Controls?]]=\"Ceiling / wall mounted occupancy sensor\")),IF(Table1323[[#This Row],[Lamp / Luminaire Category]]=\"No eligible rebate\",(Table1323[[#This Row],[Baseline W defined by user]]-Table1323[[#This Row],[Retrofit W defined by user (no rebate)]]),Table1323[[#This Row],[Assumed Baseline W by source]]-Table1323[[#This Row],[LED Luminaire W by rebate]]),IF(AND(IF(Table1323[[#This Row],[Assumed hours from space type]]=\"user defined\",Table1323[[#This Row],[Baseline Operating hours]],Table1323[[#This Row],[Assumed hours from space type]])<(3600/0.8),OR(Table1323[[#This Row],[Automatic Controls?]]=\"Fixture integrated occupancy sensor\",Table1323[[#This Row],[Automatic Controls?]]=\"Ceiling / wall mounted occupancy sensor\")),IF(Table1323[[#This Row],[Lamp / Luminaire Category]]=\"No eligible rebate\",Table1323[[#This Row],[Baseline W defined by user]],Table1323[[#This Row],[Assumed Baseline W by source]])))))*Table1323[[#This Row],[Quantity of luminaires]]/1000,\"\")","v":""},{"$f":"Table1323[[#This Row],[LED lamp/luminaire retrofit part '#]]","v":0},{"$f":"IF(Table1323[[#This Row],[Rebate Unit]]=\"per lamp\",INDEX(Table1[Number of Lamps],MATCH(Table1323[[#This Row],[Lamp / Luminaire Category]]&Table1323[[#This Row],[Rebate Category]],Table1[PrescribedSource - Rebate ID],0)),1)*Table1323[[#This Row],[Quantity of luminaires]]","v":0},{"$f":"IFERROR(IF(Table1323[[#This Row],[Lamp / Luminaire Category]]=\"No eligible rebate\",\"no eligible rebate\",INDEX(Table1[BC Hydro xRM ECM],MATCH(Table1323[[#This Row],[Lamp / Luminaire Category]]&Table1323[[#This Row],[Rebate Category]],Table1[PrescribedSource - Rebate ID],0))),\"\")","v":""}]
[null,{"$f":"IF(Table1323[[#This Row],[Space Type]]=\"\",\"\",\"L-\"&ROW(8:8))","v":""},null,null,null,null,null,null,null,{"$f":"IFERROR(IF(Table1323[[#This Row],[Space Type]]=\"\",\"\",IF(Table1323[[#This Row],[Lamp / Luminaire Category]]=\"No eligible rebate\",\"\",IF(Table1323[[#This Row],[Rebate Category]]=\"\",\"select rebate\",INDEX(Table1[Actual Baseline W],MATCH(Table1323[[#This Row],[Lamp / Luminaire Category]]&Table1323[[#This Row],[Rebate Category]],Table1[PrescribedSource - Rebate ID],0))))),\"\")","v":""},{"$f":"IFERROR(IF(Table1323[[#This Row],[No]]=\"\",\"\",IF(Table1323[[#This Row],[Space Type]]=\"\",\"select Space Type\",IF(Table1323[[#This Row],[Baseline Operating hours]]<>\"\",\"user defined\",INDEX(Table5[Hours],MATCH(Table1323[[#This Row],[Space Type]],Table5[Space Type],0))))),\"\")","v":""},null,{"$f":"IFERROR(INDEX(Table1[Rebate],MATCH(Table1323[[#This Row],[Lamp / Luminaire Category]]&Table1323[[#This Row],[Rebate Category]],Table1[PrescribedSource - Rebate ID],0)),\"\")","v":""},{"$f":"IFERROR(INDEX(Table1[Rebate Unit],MATCH(Table1323[[#This Row],[Lamp / Luminaire Category]]&Table1323[[#This Row],[Rebate Category]],Table1[PrescribedSource - Rebate ID],0)),\"\")","v":""},null,{"$f":"IFERROR(IF(Table1323[[#This Row],[Lamp / Luminaire Category]]=\"No eligible rebate\",\"no rebate\",INDEX(Table1[Retrofit W],MATCH(Table1323[[#This Row],[Lamp / Luminaire Category]]&Table1323[[#This Row],[Rebate Category]],Table1[PrescribedSource - Rebate ID],0))),\"\")","v":""},null,null,null,{"$f":"IFERROR(INDEX(Table1[Rebate],MATCH(Table1323[[#This Row],[Lamp / Luminaire Category]]&Table1323[[#This Row],[Rebate Category]],Table1[PrescribedSource - Rebate ID],0))*Table1323[[#This Row],[Quantity of luminaires]],0)","v":0},{"$f":"IF(OR(Table1323[[#This Row],[Automatic Controls?]]=\"Fixture integrated Occupancy / Daylight Harvesting sensor\",Table1323[[#This Row],[Automatic Controls?]]=\"Ceiling / wall mounted Occupancy / Daylight Harvesting sensor\",Table1323[[#This Row],[Automatic Controls?]]=\"Timer\"),45*Table1323[[#This Row],[Number of occupancy sensors]],\"\")","v":""},{"$f":"IFERROR(IF(Table1323[[#This Row],[Controls Rebate]]=\"\",0,Table1323[[#This Row],[Controls Rebate]])+Table1323[[#This Row],[Lighting Rebate]],\"\")","v":0},{"$f":"IFERROR(INDEX(Table1[Rebate Savings],MATCH(Table1323[[#This Row],[Lamp / Luminaire Category]]&Table1323[[#This Row],[Rebate Category]],Table1[PrescribedSource - Rebate ID],0))*Table1323[[#This Row],[Quantity of luminaires]]/1000,0)","v":0},{"$f":"IFERROR(Table1323[[#This Row],[Rebate kW Savings]]*IF(Table1323[[#This Row],[Assumed hours from space type]]=\"user defined\",Table1323[[#This Row],[Baseline Operating hours]],Table1323[[#This Row],[Assumed hours from space type]]),0)","v":0},{"$f":"IF(OR(Table1323[[#This Row],[Automatic Controls?]]=\"Fixture integrated occupancy sensor\",Table1323[[#This Row],[Automatic Controls?]]=\"Ceiling / wall mounted occupancy sensor\"),Table1323[[#This Row],[Quantity of luminaires]]*IF(Table1323[[#This Row],[Rebate Category]]<>\"\",INDEX(Table1[Retrofit W],MATCH(Table1323[[#This Row],[Rebate Category]],Table1[BC Hydro Rebate Category],0)),Table1323[[#This Row],[Retrofit W defined by user (no rebate)]])/1000*IF(Table1323[[#This Row],[Assumed hours from space type]]=\"user defined\",Table1323[[#This Row],[Baseline Operating hours]],Table1323[[#This Row],[Assumed hours from space type]])*0.2,0)","v":0},{"$f":"Table1323[[#This Row],[Rebate kWh savings]]+Table1323[[#This Row],[Controls Rebate kWh Savings]]","v":0},{"$f":"IFERROR(IF(Table1323[[#This Row],[Quantity of luminaires]]=\"\",\"\",IF(Table1323[[#This Row],[Lamp / Luminaire Category]]=\"No eligible rebate\",(Table1323[[#This Row],[Baseline W defined by user]]-Table1323[[#This Row],[Retrofit W defined by user (no rebate)]])*Table1323[[#This Row],[Quantity of luminaires]]/1000,(Table1323[[#This Row],[Assumed Baseline W by source]]-Table1323[[#This Row],[LED Luminaire W by rebate]])*Table1323[[#This Row],[Quantity of luminaires]]/1000)),0)","v":""},{"$f":"IFERROR(IF(Table1323[[#This Row],[Lamp / Luminaire Category]]=\"No eligible rebate\",Table1323[[#This Row],[Quantity of luminaires]]*(Table1323[[#This Row],[Baseline W defined by user]]-Table1323[[#This Row],[Retrofit W defined by user (no rebate)]])/1000*IF(Table1323[[#This Row],[Assumed hours from space type]]=\"user defined\",Table1323[[#This Row],[Baseline Operating hours]],Table1323[[#This Row],[Assumed hours from space type]])+Table1323[[#This Row],[Controls Rebate kWh Savings]],Table1323[[#This Row],[Quantity of luminaires]]*(INDEX(Table1[Actual Baseline W],MATCH(Table1323[[#This Row],[Lamp / Luminaire Category]]&Table1323[[#This Row],[Rebate Category]],Table1[PrescribedSource - Rebate ID],0))/1000-Table1323[[#This Row],[LED Luminaire W by rebate]]/1000)*IF(Table1323[[#This Row],[Assumed hours from space type]]=\"user defined\",Table1323[[#This Row],[Baseline Operating hours]],Table1323[[#This Row],[Assumed hours from space type]])+Table1323[[#This Row],[Controls Rebate kWh Savings]]),0)","v":0},{"$f":"IFERROR(IF(Table1323[[#This Row],[Rebate kW Savings]]=0,Table1323[[#This Row],[Demand Savings, kW]],INDEX(Table1[Actual Savings],MATCH(Table1323[[#This Row],[Lamp / Luminaire Category]]&Table1323[[#This Row],[Rebate Category]],Table1[PrescribedSource - Rebate ID],0))*Table1323[[#This Row],[Quantity of luminaires]]/1000),0)","v":""},{"$f":"IFERROR(Table1323[[#This Row],[BC Housing Site kW Savings]]*IF(Table1323[[#This Row],[Assumed hours from space type]]=\"user defined\",Table1323[[#This Row],[Baseline Operating hours]],Table1323[[#This Row],[Assumed hours from space type]])+Table1323[[#This Row],[Controls Rebate kWh Savings]],0)","v":0},{"$f":"IFERROR(IF(Table1323[[#This Row],[Lamp / Luminaire Category]]=\"No eligible rebate\",Table1323[[#This Row],[Lighting Technology]]&\" retrofit with no rebate\",Table1323[[#This Row],[Rebate Category]]),\"\")","v":0},{"$f":"IF(Table1323[[#This Row],[Lamp / Luminaire Category]]=\"No eligible rebate\",1,0)","v":0},{"$f":"IFERROR(IF(IF(Table1323[[#This Row],[Assumed hours from space type]]=\"user defined\",Table1323[[#This Row],[Baseline Operating hours]],Table1323[[#This Row],[Assumed hours from space type]])<3600,0,IF(AND(IF(Table1323[[#This Row],[Assumed hours from space type]]=\"user defined\",Table1323[[#This Row],[Baseline Operating hours]],Table1323[[#This Row],[Assumed hours from space type]])>=3600,OR(Table1323[[#This Row],[Automatic Controls?]]=\"None\",Table1323[[#This Row],[Automatic Controls?]]=\"\")),IF(Table1323[[#This Row],[Lamp / Luminaire Category]]=\"No eligible rebate\",Table1323[[#This Row],[Baseline W defined by user]]-Table1323[[#This Row],[Retrofit W defined by user (no rebate)]],Table1323[[#This Row],[Assumed Baseline W by source]]-Table1323[[#This Row],[LED Luminaire W by rebate]]),IF(AND(IF(Table1323[[#This Row],[Assumed hours from space type]]=\"user defined\",Table1323[[#This Row],[Baseline Operating hours]],Table1323[[#This Row],[Assumed hours from space type]])>=(3600/0.8),OR(Table1323[[#This Row],[Automatic Controls?]]=\"Fixture integrated occupancy sensor\",Table1323[[#This Row],[Automatic Controls?]]=\"Ceiling / wall mounted occupancy sensor\")),IF(Table1323[[#This Row],[Lamp / Luminaire Category]]=\"No eligible rebate\",(Table1323[[#This Row],[Baseline W defined by user]]-Table1323[[#This Row],[Retrofit W defined by user (no rebate)]]),Table1323[[#This Row],[Assumed Baseline W by source]]-Table1323[[#This Row],[LED Luminaire W by rebate]]),IF(AND(IF(Table1323[[#This Row],[Assumed hours from space type]]=\"user defined\",Table1323[[#This Row],[Baseline Operating hours]],Table1323[[#This Row],[Assumed hours from space type]])<(3600/0.8),OR(Table1323[[#This Row],[Automatic Controls?]]=\"Fixture integrated occupancy sensor\",Table1323[[#This Row],[Automatic Controls?]]=\"Ceiling / wall mounted occupancy sensor\")),IF(Table1323[[#This Row],[Lamp / Luminaire Category]]=\"No eligible rebate\",Table1323[[#This Row],[Baseline W defined by user]],Table1323[[#This Row],[Assumed Baseline W by source]])))))*Table1323[[#This Row],[Quantity of luminaires]]/1000,\"\")","v":""},{"$f":"Table1323[[#This Row],[LED lamp/luminaire retrofit part '#]]","v":0},{"$f":"IF(Table1323[[#This Row],[Rebate Unit]]=\"per lamp\",INDEX(Table1[Number of Lamps],MATCH(Table1323[[#This Row],[Lamp / Luminaire Category]]&Table1323[[#This Row],[Rebate Category]],Table1[PrescribedSource - Rebate ID],0)),1)*Table1323[[#This Row],[Quantity of luminaires]]","v":0},{"$f":"IFERROR(IF(Table1323[[#This Row],[Lamp / Luminaire Category]]=\"No eligible rebate\",\"no eligible rebate\",INDEX(Table1[BC Hydro xRM ECM],MATCH(Table1323[[#This Row],[Lamp / Luminaire Category]]&Table1323[[#This Row],[Rebate Category]],Table1[PrescribedSource - Rebate ID],0))),\"\")","v":""}]
[null,{"$f":"IF(Table1323[[#This Row],[Space Type]]=\"\",\"\",\"L-\"&ROW(9:9))","v":""},null,null,null,null,null,null,null,{"$f":"IFERROR(IF(Table1323[[#This Row],[Space Type]]=\"\",\"\",IF(Table1323[[#This Row],[Lamp / Luminaire Category]]=\"No eligible rebate\",\"\",IF(Table1323[[#This Row],[Rebate Category]]=\"\",\"select rebate\",INDEX(Table1[Actual Baseline W],MATCH(Table1323[[#This Row],[Lamp / Luminaire Category]]&Table1323[[#This Row],[Rebate Category]],Table1[PrescribedSource - Rebate ID],0))))),\"\")","v":""},{"$f":"IFERROR(IF(Table1323[[#This Row],[No]]=\"\",\"\",IF(Table1323[[#This Row],[Space Type]]=\"\",\"select Space Type\",IF(Table1323[[#This Row],[Baseline Operating hours]]<>\"\",\"user defined\",INDEX(Table5[Hours],MATCH(Table1323[[#This Row],[Space Type]],Table5[Space Type],0))))),\"\")","v":""},null,{"$f":"IFERROR(INDEX(Table1[Rebate],MATCH(Table1323[[#This Row],[Lamp / Luminaire Category]]&Table1323[[#This Row],[Rebate Category]],Table1[PrescribedSource - Rebate ID],0)),\"\")","v":""},{"$f":"IFERROR(INDEX(Table1[Rebate Unit],MATCH(Table1323[[#This Row],[Lamp / Luminaire Category]]&Table1323[[#This Row],[Rebate Category]],Table1[PrescribedSource - Rebate ID],0)),\"\")","v":""},null,{"$f":"IFERROR(IF(Table1323[[#This Row],[Lamp / Luminaire Category]]=\"No eligible rebate\",\"no rebate\",INDEX(Table1[Retrofit W],MATCH(Table1323[[#This Row],[Lamp / Luminaire Category]]&Table1323[[#This Row],[Rebate Category]],Table1[PrescribedSource - Rebate ID],0))),\"\")","v":""},null,null,null,{"$f":"IFERROR(INDEX(Table1[Rebate],MATCH(Table1323[[#This Row],[Lamp / Luminaire Category]]&Table1323[[#This Row],[Rebate Category]],Table1[PrescribedSource - Rebate ID],0))*Table1323[[#This Row],[Quantity of luminaires]],0)","v":0},{"$f":"IF(OR(Table1323[[#This Row],[Automatic Controls?]]=\"Fixture integrated Occupancy / Daylight Harvesting sensor\",Table1323[[#This Row],[Automatic Controls?]]=\"Ceiling / wall mounted Occupancy / Daylight Harvesting sensor\",Table1323[[#This Row],[Automatic Controls?]]=\"Timer\"),45*Table1323[[#This Row],[Number of occupancy sensors]],\"\")","v":""},{"$f":"IFERROR(IF(Table1323[[#This Row],[Controls Rebate]]=\"\",0,Table1323[[#This Row],[Controls Rebate]])+Table1323[[#This Row],[Lighting Rebate]],\"\")","v":0},{"$f":"IFERROR(INDEX(Table1[Rebate Savings],MATCH(Table1323[[#This Row],[Lamp / Luminaire Category]]&Table1323[[#This Row],[Rebate Category]],Table1[PrescribedSource - Rebate ID],0))*Table1323[[#This Row],[Quantity of luminaires]]/1000,0)","v":0},{"$f":"IFERROR(Table1323[[#This Row],[Rebate kW Savings]]*IF(Table1323[[#This Row],[Assumed hours from space type]]=\"user defined\",Table1323[[#This Row],[Baseline Operating hours]],Table1323[[#This Row],[Assumed hours from space type]]),0)","v":0},{"$f":"IF(OR(Table1323[[#This Row],[Automatic Controls?]]=\"Fixture integrated occupancy sensor\",Table1323[[#This Row],[Automatic Controls?]]=\"Ceiling / wall mounted occupancy sensor\"),Table1323[[#This Row],[Quantity of luminaires]]*IF(Table1323[[#This Row],[Rebate Category]]<>\"\",INDEX(Table1[Retrofit W],MATCH(Table1323[[#This Row],[Rebate Category]],Table1[BC Hydro Rebate Category],0)),Table1323[[#This Row],[Retrofit W defined by user (no rebate)]])/1000*IF(Table1323[[#This Row],[Assumed hours from space type]]=\"user defined\",Table1323[[#This Row],[Baseline Operating hours]],Table1323[[#This Row],[Assumed hours from space type]])*0.2,0)","v":0},{"$f":"Table1323[[#This Row],[Rebate kWh savings]]+Table1323[[#This Row],[Controls Rebate kWh Savings]]","v":0},{"$f":"IFERROR(IF(Table1323[[#This Row],[Quantity of luminaires]]=\"\",\"\",IF(Table1323[[#This Row],[Lamp / Luminaire Category]]=\"No eligible rebate\",(Table1323[[#This Row],[Baseline W defined by user]]-Table1323[[#This Row],[Retrofit W defined by user (no rebate)]])*Table1323[[#This Row],[Quantity of luminaires]]/1000,(Table1323[[#This Row],[Assumed Baseline W by source]]-Table1323[[#This Row],[LED Luminaire W by rebate]])*Table1323[[#This Row],[Quantity of luminaires]]/1000)),0)","v":""},{"$f":"IFERROR(IF(Table1323[[#This Row],[Lamp / Luminaire Category]]=\"No eligible rebate\",Table1323[[#This Row],[Quantity of luminaires]]*(Table1323[[#This Row],[Baseline W defined by user]]-Table1323[[#This Row],[Retrofit W defined by user (no rebate)]])/1000*IF(Table1323[[#This Row],[Assumed hours from space type]]=\"user defined\",Table1323[[#This Row],[Baseline Operating hours]],Table1323[[#This Row],[Assumed hours from space type]])+Table1323[[#This Row],[Controls Rebate kWh Savings]],Table1323[[#This Row],[Quantity of luminaires]]*(INDEX(Table1[Actual Baseline W],MATCH(Table1323[[#This Row],[Lamp / Luminaire Category]]&Table1323[[#This Row],[Rebate Category]],Table1[PrescribedSource - Rebate ID],0))/1000-Table1323[[#This Row],[LED Luminaire W by rebate]]/1000)*IF(Table1323[[#This Row],[Assumed hours from space type]]=\"user defined\",Table1323[[#This Row],[Baseline Operating hours]],Table1323[[#This Row],[Assumed hours from space type]])+Table1323[[#This Row],[Controls Rebate kWh Savings]]),0)","v":0},{"$f":"IFERROR(IF(Table1323[[#This Row],[Rebate kW Savings]]=0,Table1323[[#This Row],[Demand Savings, kW]],INDEX(Table1[Actual Savings],MATCH(Table1323[[#This Row],[Lamp / Luminaire Category]]&Table1323[[#This Row],[Rebate Category]],Table1[PrescribedSource - Rebate ID],0))*Table1323[[#This Row],[Quantity of luminaires]]/1000),0)","v":""},{"$f":"IFERROR(Table1323[[#This Row],[BC Housing Site kW Savings]]*IF(Table1323[[#This Row],[Assumed hours from space type]]=\"user defined\",Table1323[[#This Row],[Baseline Operating hours]],Table1323[[#This Row],[Assumed hours from space type]])+Table1323[[#This Row],[Controls Rebate kWh Savings]],0)","v":0},{"$f":"IFERROR(IF(Table1323[[#This Row],[Lamp / Luminaire Category]]=\"No eligible rebate\",Table1323[[#This Row],[Lighting Technology]]&\" retrofit with no rebate\",Table1323[[#This Row],[Rebate Category]]),\"\")","v":0},{"$f":"IF(Table1323[[#This Row],[Lamp / Luminaire Category]]=\"No eligible rebate\",1,0)","v":0},{"$f":"IFERROR(IF(IF(Table1323[[#This Row],[Assumed hours from space type]]=\"user defined\",Table1323[[#This Row],[Baseline Operating hours]],Table1323[[#This Row],[Assumed hours from space type]])<3600,0,IF(AND(IF(Table1323[[#This Row],[Assumed hours from space type]]=\"user defined\",Table1323[[#This Row],[Baseline Operating hours]],Table1323[[#This Row],[Assumed hours from space type]])>=3600,OR(Table1323[[#This Row],[Automatic Controls?]]=\"None\",Table1323[[#This Row],[Automatic Controls?]]=\"\")),IF(Table1323[[#This Row],[Lamp / Luminaire Category]]=\"No eligible rebate\",Table1323[[#This Row],[Baseline W defined by user]]-Table1323[[#This Row],[Retrofit W defined by user (no rebate)]],Table1323[[#This Row],[Assumed Baseline W by source]]-Table1323[[#This Row],[LED Luminaire W by rebate]]),IF(AND(IF(Table1323[[#This Row],[Assumed hours from space type]]=\"user defined\",Table1323[[#This Row],[Baseline Operating hours]],Table1323[[#This Row],[Assumed hours from space type]])>=(3600/0.8),OR(Table1323[[#This Row],[Automatic Controls?]]=\"Fixture integrated occupancy sensor\",Table1323[[#This Row],[Automatic Controls?]]=\"Ceiling / wall mounted occupancy sensor\")),IF(Table1323[[#This Row],[Lamp / Luminaire Category]]=\"No eligible rebate\",(Table1323[[#This Row],[Baseline W defined by user]]-Table1323[[#This Row],[Retrofit W defined by user (no rebate)]]),Table1323[[#This Row],[Assumed Baseline W by source]]-Table1323[[#This Row],[LED Luminaire W by rebate]]),IF(AND(IF(Table1323[[#This Row],[Assumed hours from space type]]=\"user defined\",Table1323[[#This Row],[Baseline Operating hours]],Table1323[[#This Row],[Assumed hours from space type]])<(3600/0.8),OR(Table1323[[#This Row],[Automatic Controls?]]=\"Fixture integrated occupancy sensor\",Table1323[[#This Row],[Automatic Controls?]]=\"Ceiling / wall mounted occupancy sensor\")),IF(Table1323[[#This Row],[Lamp / Luminaire Category]]=\"No eligible rebate\",Table1323[[#This Row],[Baseline W defined by user]],Table1323[[#This Row],[Assumed Baseline W by source]])))))*Table1323[[#This Row],[Quantity of luminaires]]/1000,\"\")","v":""},{"$f":"Table1323[[#This Row],[LED lamp/luminaire retrofit part '#]]","v":0},{"$f":"IF(Table1323[[#This Row],[Rebate Unit]]=\"per lamp\",INDEX(Table1[Number of Lamps],MATCH(Table1323[[#This Row],[Lamp / Luminaire Category]]&Table1323[[#This Row],[Rebate Category]],Table1[PrescribedSource - Rebate ID],0)),1)*Table1323[[#This Row],[Quantity of luminaires]]","v":0},{"$f":"IFERROR(IF(Table1323[[#This Row],[Lamp / Luminaire Category]]=\"No eligible rebate\",\"no eligible rebate\",INDEX(Table1[BC Hydro xRM ECM],MATCH(Table1323[[#This Row],[Lamp / Luminaire Category]]&Table1323[[#This Row],[Rebate Category]],Table1[PrescribedSource - Rebate ID],0))),\"\")","v":""}]
[null,{"$f":"IF(Table1323[[#This Row],[Space Type]]=\"\",\"\",\"L-\"&ROW(10:10))","v":""},null,null,null,null,null,null,null,{"$f":"IFERROR(IF(Table1323[[#This Row],[Space Type]]=\"\",\"\",IF(Table1323[[#This Row],[Lamp / Luminaire Category]]=\"No eligible rebate\",\"\",IF(Table1323[[#This Row],[Rebate Category]]=\"\",\"select rebate\",INDEX(Table1[Actual Baseline W],MATCH(Table1323[[#This Row],[Lamp / Luminaire Category]]&Table1323[[#This Row],[Rebate Category]],Table1[PrescribedSource - Rebate ID],0))))),\"\")","v":""},{"$f":"IFERROR(IF(Table1323[[#This Row],[No]]=\"\",\"\",IF(Table1323[[#This Row],[Space Type]]=\"\",\"select Space Type\",IF(Table1323[[#This Row],[Baseline Operating hours]]<>\"\",\"user defined\",INDEX(Table5[Hours],MATCH(Table1323[[#This Row],[Space Type]],Table5[Space Type],0))))),\"\")","v":""},null,{"$f":"IFERROR(INDEX(Table1[Rebate],MATCH(Table1323[[#This Row],[Lamp / Luminaire Category]]&Table1323[[#This Row],[Rebate Category]],Table1[PrescribedSource - Rebate ID],0)),\"\")","v":""},{"$f":"IFERROR(INDEX(Table1[Rebate Unit],MATCH(Table1323[[#This Row],[Lamp / Luminaire Category]]&Table1323[[#This Row],[Rebate Category]],Table1[PrescribedSource - Rebate ID],0)),\"\")","v":""},null,{"$f":"IFERROR(IF(Table1323[[#This Row],[Lamp / Luminaire Category]]=\"No eligible rebate\",\"no rebate\",INDEX(Table1[Retrofit W],MATCH(Table1323[[#This Row],[Lamp / Luminaire Category]]&Table1323[[#This Row],[Rebate Category]],Table1[PrescribedSource - Rebate ID],0))),\"\")","v":""},null,null,null,{"$f":"IFERROR(INDEX(Table1[Rebate],MATCH(Table1323[[#This Row],[Lamp / Luminaire Category]]&Table1323[[#This Row],[Rebate Category]],Table1[PrescribedSource - Rebate ID],0))*Table1323[[#This Row],[Quantity of luminaires]],0)","v":0},{"$f":"IF(OR(Table1323[[#This Row],[Automatic Controls?]]=\"Fixture integrated Occupancy / Daylight Harvesting sensor\",Table1323[[#This Row],[Automatic Controls?]]=\"Ceiling / wall mounted Occupancy / Daylight Harvesting sensor\",Table1323[[#This Row],[Automatic Controls?]]=\"Timer\"),45*Table1323[[#This Row],[Number of occupancy sensors]],\"\")","v":""},{"$f":"IFERROR(IF(Table1323[[#This Row],[Controls Rebate]]=\"\",0,Table1323[[#This Row],[Controls Rebate]])+Table1323[[#This Row],[Lighting Rebate]],\"\")","v":0},{"$f":"IFERROR(INDEX(Table1[Rebate Savings],MATCH(Table1323[[#This Row],[Lamp / Luminaire Category]]&Table1323[[#This Row],[Rebate Category]],Table1[PrescribedSource - Rebate ID],0))*Table1323[[#This Row],[Quantity of luminaires]]/1000,0)","v":0},{"$f":"IFERROR(Table1323[[#This Row],[Rebate kW Savings]]*IF(Table1323[[#This Row],[Assumed hours from space type]]=\"user defined\",Table1323[[#This Row],[Baseline Operating hours]],Table1323[[#This Row],[Assumed hours from space type]]),0)","v":0},{"$f":"IF(OR(Table1323[[#This Row],[Automatic Controls?]]=\"Fixture integrated occupancy sensor\",Table1323[[#This Row],[Automatic Controls?]]=\"Ceiling / wall mounted occupancy sensor\"),Table1323[[#This Row],[Quantity of luminaires]]*IF(Table1323[[#This Row],[Rebate Category]]<>\"\",INDEX(Table1[Retrofit W],MATCH(Table1323[[#This Row],[Rebate Category]],Table1[BC Hydro Rebate Category],0)),Table1323[[#This Row],[Retrofit W defined by user (no rebate)]])/1000*IF(Table1323[[#This Row],[Assumed hours from space type]]=\"user defined\",Table1323[[#This Row],[Baseline Operating hours]],Table1323[[#This Row],[Assumed hours from space type]])*0.2,0)","v":0},{"$f":"Table1323[[#This Row],[Rebate kWh savings]]+Table1323[[#This Row],[Controls Rebate kWh Savings]]","v":0},{"$f":"IFERROR(IF(Table1323[[#This Row],[Quantity of luminaires]]=\"\",\"\",IF(Table1323[[#This Row],[Lamp / Luminaire Category]]=\"No eligible rebate\",(Table1323[[#This Row],[Baseline W defined by user]]-Table1323[[#This Row],[Retrofit W defined by user (no rebate)]])*Table1323[[#This Row],[Quantity of luminaires]]/1000,(Table1323[[#This Row],[Assumed Baseline W by source]]-Table1323[[#This Row],[LED Luminaire W by rebate]])*Table1323[[#This Row],[Quantity of luminaires]]/1000)),0)","v":""},{"$f":"IFERROR(IF(Table1323[[#This Row],[Lamp / Luminaire Category]]=\"No eligible rebate\",Table1323[[#This Row],[Quantity of luminaires]]*(Table1323[[#This Row],[Baseline W defined by user]]-Table1323[[#This Row],[Retrofit W defined by user (no rebate)]])/1000*IF(Table1323[[#This Row],[Assumed hours from space type]]=\"user defined\",Table1323[[#This Row],[Baseline Operating hours]],Table1323[[#This Row],[Assumed hours from space type]])+Table1323[[#This Row],[Controls Rebate kWh Savings]],Table1323[[#This Row],[Quantity of luminaires]]*(INDEX(Table1[Actual Baseline W],MATCH(Table1323[[#This Row],[Lamp / Luminaire Category]]&Table1323[[#This Row],[Rebate Category]],Table1[PrescribedSource - Rebate ID],0))/1000-Table1323[[#This Row],[LED Luminaire W by rebate]]/1000)*IF(Table1323[[#This Row],[Assumed hours from space type]]=\"user defined\",Table1323[[#This Row],[Baseline Operating hours]],Table1323[[#This Row],[Assumed hours from space type]])+Table1323[[#This Row],[Controls Rebate kWh Savings]]),0)","v":0},{"$f":"IFERROR(IF(Table1323[[#This Row],[Rebate kW Savings]]=0,Table1323[[#This Row],[Demand Savings, kW]],INDEX(Table1[Actual Savings],MATCH(Table1323[[#This Row],[Lamp / Luminaire Category]]&Table1323[[#This Row],[Rebate Category]],Table1[PrescribedSource - Rebate ID],0))*Table1323[[#This Row],[Quantity of luminaires]]/1000),0)","v":""},{"$f":"IFERROR(Table1323[[#This Row],[BC Housing Site kW Savings]]*IF(Table1323[[#This Row],[Assumed hours from space type]]=\"user defined\",Table1323[[#This Row],[Baseline Operating hours]],Table1323[[#This Row],[Assumed hours from space type]])+Table1323[[#This Row],[Controls Rebate kWh Savings]],0)","v":0},{"$f":"IFERROR(IF(Table1323[[#This Row],[Lamp / Luminaire Category]]=\"No eligible rebate\",Table1323[[#This Row],[Lighting Technology]]&\" retrofit with no rebate\",Table1323[[#This Row],[Rebate Category]]),\"\")","v":0},{"$f":"IF(Table1323[[#This Row],[Lamp / Luminaire Category]]=\"No eligible rebate\",1,0)","v":0},{"$f":"IFERROR(IF(IF(Table1323[[#This Row],[Assumed hours from space type]]=\"user defined\",Table1323[[#This Row],[Baseline Operating hours]],Table1323[[#This Row],[Assumed hours from space type]])<3600,0,IF(AND(IF(Table1323[[#This Row],[Assumed hours from space type]]=\"user defined\",Table1323[[#This Row],[Baseline Operating hours]],Table1323[[#This Row],[Assumed hours from space type]])>=3600,OR(Table1323[[#This Row],[Automatic Controls?]]=\"None\",Table1323[[#This Row],[Automatic Controls?]]=\"\")),IF(Table1323[[#This Row],[Lamp / Luminaire Category]]=\"No eligible rebate\",Table1323[[#This Row],[Baseline W defined by user]]-Table1323[[#This Row],[Retrofit W defined by user (no rebate)]],Table1323[[#This Row],[Assumed Baseline W by source]]-Table1323[[#This Row],[LED Luminaire W by rebate]]),IF(AND(IF(Table1323[[#This Row],[Assumed hours from space type]]=\"user defined\",Table1323[[#This Row],[Baseline Operating hours]],Table1323[[#This Row],[Assumed hours from space type]])>=(3600/0.8),OR(Table1323[[#This Row],[Automatic Controls?]]=\"Fixture integrated occupancy sensor\",Table1323[[#This Row],[Automatic Controls?]]=\"Ceiling / wall mounted occupancy sensor\")),IF(Table1323[[#This Row],[Lamp / Luminaire Category]]=\"No eligible rebate\",(Table1323[[#This Row],[Baseline W defined by user]]-Table1323[[#This Row],[Retrofit W defined by user (no rebate)]]),Table1323[[#This Row],[Assumed Baseline W by source]]-Table1323[[#This Row],[LED Luminaire W by rebate]]),IF(AND(IF(Table1323[[#This Row],[Assumed hours from space type]]=\"user defined\",Table1323[[#This Row],[Baseline Operating hours]],Table1323[[#This Row],[Assumed hours from space type]])<(3600/0.8),OR(Table1323[[#This Row],[Automatic Controls?]]=\"Fixture integrated occupancy sensor\",Table1323[[#This Row],[Automatic Controls?]]=\"Ceiling / wall mounted occupancy sensor\")),IF(Table1323[[#This Row],[Lamp / Luminaire Category]]=\"No eligible rebate\",Table1323[[#This Row],[Baseline W defined by user]],Table1323[[#This Row],[Assumed Baseline W by source]])))))*Table1323[[#This Row],[Quantity of luminaires]]/1000,\"\")","v":""},{"$f":"Table1323[[#This Row],[LED lamp/luminaire retrofit part '#]]","v":0},{"$f":"IF(Table1323[[#This Row],[Rebate Unit]]=\"per lamp\",INDEX(Table1[Number of Lamps],MATCH(Table1323[[#This Row],[Lamp / Luminaire Category]]&Table1323[[#This Row],[Rebate Category]],Table1[PrescribedSource - Rebate ID],0)),1)*Table1323[[#This Row],[Quantity of luminaires]]","v":0},{"$f":"IFERROR(IF(Table1323[[#This Row],[Lamp / Luminaire Category]]=\"No eligible rebate\",\"no eligible rebate\",INDEX(Table1[BC Hydro xRM ECM],MATCH(Table1323[[#This Row],[Lamp / Luminaire Category]]&Table1323[[#This Row],[Rebate Category]],Table1[PrescribedSource - Rebate ID],0))),\"\")","v":""}]
[null,{"$f":"IF(Table1323[[#This Row],[Space Type]]=\"\",\"\",\"L-\"&ROW(11:11))","v":""},null,null,null,null,null,null,null,{"$f":"IFERROR(IF(Table1323[[#This Row],[Space Type]]=\"\",\"\",IF(Table1323[[#This Row],[Lamp / Luminaire Category]]=\"No eligible rebate\",\"\",IF(Table1323[[#This Row],[Rebate Category]]=\"\",\"select rebate\",INDEX(Table1[Actual Baseline W],MATCH(Table1323[[#This Row],[Lamp / Luminaire Category]]&Table1323[[#This Row],[Rebate Category]],Table1[PrescribedSource - Rebate ID],0))))),\"\")","v":""},{"$f":"IFERROR(IF(Table1323[[#This Row],[No]]=\"\",\"\",IF(Table1323[[#This Row],[Space Type]]=\"\",\"select Space Type\",IF(Table1323[[#This Row],[Baseline Operating hours]]<>\"\",\"user defined\",INDEX(Table5[Hours],MATCH(Table1323[[#This Row],[Space Type]],Table5[Space Type],0))))),\"\")","v":""},null,{"$f":"IFERROR(INDEX(Table1[Rebate],MATCH(Table1323[[#This Row],[Lamp / Luminaire Category]]&Table1323[[#This Row],[Rebate Category]],Table1[PrescribedSource - Rebate ID],0)),\"\")","v":""},{"$f":"IFERROR(INDEX(Table1[Rebate Unit],MATCH(Table1323[[#This Row],[Lamp / Luminaire Category]]&Table1323[[#This Row],[Rebate Category]],Table1[PrescribedSource - Rebate ID],0)),\"\")","v":""},null,{"$f":"IFERROR(IF(Table1323[[#This Row],[Lamp / Luminaire Category]]=\"No eligible rebate\",\"no rebate\",INDEX(Table1[Retrofit W],MATCH(Table1323[[#This Row],[Lamp / Luminaire Category]]&Table1323[[#This Row],[Rebate Category]],Table1[PrescribedSource - Rebate ID],0))),\"\")","v":""},null,null,null,{"$f":"IFERROR(INDEX(Table1[Rebate],MATCH(Table1323[[#This Row],[Lamp / Luminaire Category]]&Table1323[[#This Row],[Rebate Category]],Table1[PrescribedSource - Rebate ID],0))*Table1323[[#This Row],[Quantity of luminaires]],0)","v":0},{"$f":"IF(OR(Table1323[[#This Row],[Automatic Controls?]]=\"Fixture integrated Occupancy / Daylight Harvesting sensor\",Table1323[[#This Row],[Automatic Controls?]]=\"Ceiling / wall mounted Occupancy / Daylight Harvesting sensor\",Table1323[[#This Row],[Automatic Controls?]]=\"Timer\"),45*Table1323[[#This Row],[Number of occupancy sensors]],\"\")","v":""},{"$f":"IFERROR(IF(Table1323[[#This Row],[Controls Rebate]]=\"\",0,Table1323[[#This Row],[Controls Rebate]])+Table1323[[#This Row],[Lighting Rebate]],\"\")","v":0},{"$f":"IFERROR(INDEX(Table1[Rebate Savings],MATCH(Table1323[[#This Row],[Lamp / Luminaire Category]]&Table1323[[#This Row],[Rebate Category]],Table1[PrescribedSource - Rebate ID],0))*Table1323[[#This Row],[Quantity of luminaires]]/1000,0)","v":0},{"$f":"IFERROR(Table1323[[#This Row],[Rebate kW Savings]]*IF(Table1323[[#This Row],[Assumed hours from space type]]=\"user defined\",Table1323[[#This Row],[Baseline Operating hours]],Table1323[[#This Row],[Assumed hours from space type]]),0)","v":0},{"$f":"IF(OR(Table1323[[#This Row],[Automatic Controls?]]=\"Fixture integrated occupancy sensor\",Table1323[[#This Row],[Automatic Controls?]]=\"Ceiling / wall mounted occupancy sensor\"),Table1323[[#This Row],[Quantity of luminaires]]*IF(Table1323[[#This Row],[Rebate Category]]<>\"\",INDEX(Table1[Retrofit W],MATCH(Table1323[[#This Row],[Rebate Category]],Table1[BC Hydro Rebate Category],0)),Table1323[[#This Row],[Retrofit W defined by user (no rebate)]])/1000*IF(Table1323[[#This Row],[Assumed hours from space type]]=\"user defined\",Table1323[[#This Row],[Baseline Operating hours]],Table1323[[#This Row],[Assumed hours from space type]])*0.2,0)","v":0},{"$f":"Table1323[[#This Row],[Rebate kWh savings]]+Table1323[[#This Row],[Controls Rebate kWh Savings]]","v":0},{"$f":"IFERROR(IF(Table1323[[#This Row],[Quantity of luminaires]]=\"\",\"\",IF(Table1323[[#This Row],[Lamp / Luminaire Category]]=\"No eligible rebate\",(Table1323[[#This Row],[Baseline W defined by user]]-Table1323[[#This Row],[Retrofit W defined by user (no rebate)]])*Table1323[[#This Row],[Quantity of luminaires]]/1000,(Table1323[[#This Row],[Assumed Baseline W by source]]-Table1323[[#This Row],[LED Luminaire W by rebate]])*Table1323[[#This Row],[Quantity of luminaires]]/1000)),0)","v":""},{"$f":"IFERROR(IF(Table1323[[#This Row],[Lamp / Luminaire Category]]=\"No eligible rebate\",Table1323[[#This Row],[Quantity of luminaires]]*(Table1323[[#This Row],[Baseline W defined by user]]-Table1323[[#This Row],[Retrofit W defined by user (no rebate)]])/1000*IF(Table1323[[#This Row],[Assumed hours from space type]]=\"user defined\",Table1323[[#This Row],[Baseline Operating hours]],Table1323[[#This Row],[Assumed hours from space type]])+Table1323[[#This Row],[Controls Rebate kWh Savings]],Table1323[[#This Row],[Quantity of luminaires]]*(INDEX(Table1[Actual Baseline W],MATCH(Table1323[[#This Row],[Lamp / Luminaire Category]]&Table1323[[#This Row],[Rebate Category]],Table1[PrescribedSource - Rebate ID],0))/1000-Table1323[[#This Row],[LED Luminaire W by rebate]]/1000)*IF(Table1323[[#This Row],[Assumed hours from space type]]=\"user defined\",Table1323[[#This Row],[Baseline Operating hours]],Table1323[[#This Row],[Assumed hours from space type]])+Table1323[[#This Row],[Controls Rebate kWh Savings]]),0)","v":0},{"$f":"IFERROR(IF(Table1323[[#This Row],[Rebate kW Savings]]=0,Table1323[[#This Row],[Demand Savings, kW]],INDEX(Table1[Actual Savings],MATCH(Table1323[[#This Row],[Lamp / Luminaire Category]]&Table1323[[#This Row],[Rebate Category]],Table1[PrescribedSource - Rebate ID],0))*Table1323[[#This Row],[Quantity of luminaires]]/1000),0)","v":""},{"$f":"IFERROR(Table1323[[#This Row],[BC Housing Site kW Savings]]*IF(Table1323[[#This Row],[Assumed hours from space type]]=\"user defined\",Table1323[[#This Row],[Baseline Operating hours]],Table1323[[#This Row],[Assumed hours from space type]])+Table1323[[#This Row],[Controls Rebate kWh Savings]],0)","v":0},{"$f":"IFERROR(IF(Table1323[[#This Row],[Lamp / Luminaire Category]]=\"No eligible rebate\",Table1323[[#This Row],[Lighting Technology]]&\" retrofit with no rebate\",Table1323[[#This Row],[Rebate Category]]),\"\")","v":0},{"$f":"IF(Table1323[[#This Row],[Lamp / Luminaire Category]]=\"No eligible rebate\",1,0)","v":0},{"$f":"IFERROR(IF(IF(Table1323[[#This Row],[Assumed hours from space type]]=\"user defined\",Table1323[[#This Row],[Baseline Operating hours]],Table1323[[#This Row],[Assumed hours from space type]])<3600,0,IF(AND(IF(Table1323[[#This Row],[Assumed hours from space type]]=\"user defined\",Table1323[[#This Row],[Baseline Operating hours]],Table1323[[#This Row],[Assumed hours from space type]])>=3600,OR(Table1323[[#This Row],[Automatic Controls?]]=\"None\",Table1323[[#This Row],[Automatic Controls?]]=\"\")),IF(Table1323[[#This Row],[Lamp / Luminaire Category]]=\"No eligible rebate\",Table1323[[#This Row],[Baseline W defined by user]]-Table1323[[#This Row],[Retrofit W defined by user (no rebate)]],Table1323[[#This Row],[Assumed Baseline W by source]]-Table1323[[#This Row],[LED Luminaire W by rebate]]),IF(AND(IF(Table1323[[#This Row],[Assumed hours from space type]]=\"user defined\",Table1323[[#This Row],[Baseline Operating hours]],Table1323[[#This Row],[Assumed hours from space type]])>=(3600/0.8),OR(Table1323[[#This Row],[Automatic Controls?]]=\"Fixture integrated occupancy sensor\",Table1323[[#This Row],[Automatic Controls?]]=\"Ceiling / wall mounted occupancy sensor\")),IF(Table1323[[#This Row],[Lamp / Luminaire Category]]=\"No eligible rebate\",(Table1323[[#This Row],[Baseline W defined by user]]-Table1323[[#This Row],[Retrofit W defined by user (no rebate)]]),Table1323[[#This Row],[Assumed Baseline W by source]]-Table1323[[#This Row],[LED Luminaire W by rebate]]),IF(AND(IF(Table1323[[#This Row],[Assumed hours from space type]]=\"user defined\",Table1323[[#This Row],[Baseline Operating hours]],Table1323[[#This Row],[Assumed hours from space type]])<(3600/0.8),OR(Table1323[[#This Row],[Automatic Controls?]]=\"Fixture integrated occupancy sensor\",Table1323[[#This Row],[Automatic Controls?]]=\"Ceiling / wall mounted occupancy sensor\")),IF(Table1323[[#This Row],[Lamp / Luminaire Category]]=\"No eligible rebate\",Table1323[[#This Row],[Baseline W defined by user]],Table1323[[#This Row],[Assumed Baseline W by source]])))))*Table1323[[#This Row],[Quantity of luminaires]]/1000,\"\")","v":""},{"$f":"Table1323[[#This Row],[LED lamp/luminaire retrofit part '#]]","v":0},{"$f":"IF(Table1323[[#This Row],[Rebate Unit]]=\"per lamp\",INDEX(Table1[Number of Lamps],MATCH(Table1323[[#This Row],[Lamp / Luminaire Category]]&Table1323[[#This Row],[Rebate Category]],Table1[PrescribedSource - Rebate ID],0)),1)*Table1323[[#This Row],[Quantity of luminaires]]","v":0},{"$f":"IFERROR(IF(Table1323[[#This Row],[Lamp / Luminaire Category]]=\"No eligible rebate\",\"no eligible rebate\",INDEX(Table1[BC Hydro xRM ECM],MATCH(Table1323[[#This Row],[Lamp / Luminaire Category]]&Table1323[[#This Row],[Rebate Category]],Table1[PrescribedSource - Rebate ID],0))),\"\")","v":""}]
[null,{"$f":"IF(Table1323[[#This Row],[Space Type]]=\"\",\"\",\"L-\"&ROW(12:12))","v":""},null,null,null,null,null,null,null,{"$f":"IFERROR(IF(Table1323[[#This Row],[Space Type]]=\"\",\"\",IF(Table1323[[#This Row],[Lamp / Luminaire Category]]=\"No eligible rebate\",\"\",IF(Table1323[[#This Row],[Rebate Category]]=\"\",\"select rebate\",INDEX(Table1[Actual Baseline W],MATCH(Table1323[[#This Row],[Lamp / Luminaire Category]]&Table1323[[#This Row],[Rebate Category]],Table1[PrescribedSource - Rebate ID],0))))),\"\")","v":""},{"$f":"IFERROR(IF(Table1323[[#This Row],[No]]=\"\",\"\",IF(Table1323[[#This Row],[Space Type]]=\"\",\"select Space Type\",IF(Table1323[[#This Row],[Baseline Operating hours]]<>\"\",\"user defined\",INDEX(Table5[Hours],MATCH(Table1323[[#This Row],[Space Type]],Table5[Space Type],0))))),\"\")","v":""},null,{"$f":"IFERROR(INDEX(Table1[Rebate],MATCH(Table1323[[#This Row],[Lamp / Luminaire Category]]&Table1323[[#This Row],[Rebate Category]],Table1[PrescribedSource - Rebate ID],0)),\"\")","v":""},{"$f":"IFERROR(INDEX(Table1[Rebate Unit],MATCH(Table1323[[#This Row],[Lamp / Luminaire Category]]&Table1323[[#This Row],[Rebate Category]],Table1[PrescribedSource - Rebate ID],0)),\"\")","v":""},null,{"$f":"IFERROR(IF(Table1323[[#This Row],[Lamp / Luminaire Category]]=\"No eligible rebate\",\"no rebate\",INDEX(Table1[Retrofit W],MATCH(Table1323[[#This Row],[Lamp / Luminaire Category]]&Table1323[[#This Row],[Rebate Category]],Table1[PrescribedSource - Rebate ID],0))),\"\")","v":""},null,null,null,{"$f":"IFERROR(INDEX(Table1[Rebate],MATCH(Table1323[[#This Row],[Lamp / Luminaire Category]]&Table1323[[#This Row],[Rebate Category]],Table1[PrescribedSource - Rebate ID],0))*Table1323[[#This Row],[Quantity of luminaires]],0)","v":0},{"$f":"IF(OR(Table1323[[#This Row],[Automatic Controls?]]=\"Fixture integrated Occupancy / Daylight Harvesting sensor\",Table1323[[#This Row],[Automatic Controls?]]=\"Ceiling / wall mounted Occupancy / Daylight Harvesting sensor\",Table1323[[#This Row],[Automatic Controls?]]=\"Timer\"),45*Table1323[[#This Row],[Number of occupancy sensors]],\"\")","v":""},{"$f":"IFERROR(IF(Table1323[[#This Row],[Controls Rebate]]=\"\",0,Table1323[[#This Row],[Controls Rebate]])+Table1323[[#This Row],[Lighting Rebate]],\"\")","v":0},{"$f":"IFERROR(INDEX(Table1[Rebate Savings],MATCH(Table1323[[#This Row],[Lamp / Luminaire Category]]&Table1323[[#This Row],[Rebate Category]],Table1[PrescribedSource - Rebate ID],0))*Table1323[[#This Row],[Quantity of luminaires]]/1000,0)","v":0},{"$f":"IFERROR(Table1323[[#This Row],[Rebate kW Savings]]*IF(Table1323[[#This Row],[Assumed hours from space type]]=\"user defined\",Table1323[[#This Row],[Baseline Operating hours]],Table1323[[#This Row],[Assumed hours from space type]]),0)","v":0},{"$f":"IF(OR(Table1323[[#This Row],[Automatic Controls?]]=\"Fixture integrated occupancy sensor\",Table1323[[#This Row],[Automatic Controls?]]=\"Ceiling / wall mounted occupancy sensor\"),Table1323[[#This Row],[Quantity of luminaires]]*IF(Table1323[[#This Row],[Rebate Category]]<>\"\",INDEX(Table1[Retrofit W],MATCH(Table1323[[#This Row],[Rebate Category]],Table1[BC Hydro Rebate Category],0)),Table1323[[#This Row],[Retrofit W defined by user (no rebate)]])/1000*IF(Table1323[[#This Row],[Assumed hours from space type]]=\"user defined\",Table1323[[#This Row],[Baseline Operating hours]],Table1323[[#This Row],[Assumed hours from space type]])*0.2,0)","v":0},{"$f":"Table1323[[#This Row],[Rebate kWh savings]]+Table1323[[#This Row],[Controls Rebate kWh Savings]]","v":0},{"$f":"IFERROR(IF(Table1323[[#This Row],[Quantity of luminaires]]=\"\",\"\",IF(Table1323[[#This Row],[Lamp / Luminaire Category]]=\"No eligible rebate\",(Table1323[[#This Row],[Baseline W defined by user]]-Table1323[[#This Row],[Retrofit W defined by user (no rebate)]])*Table1323[[#This Row],[Quantity of luminaires]]/1000,(Table1323[[#This Row],[Assumed Baseline W by source]]-Table1323[[#This Row],[LED Luminaire W by rebate]])*Table1323[[#This Row],[Quantity of luminaires]]/1000)),0)","v":""},{"$f":"IFERROR(IF(Table1323[[#This Row],[Lamp / Luminaire Category]]=\"No eligible rebate\",Table1323[[#This Row],[Quantity of luminaires]]*(Table1323[[#This Row],[Baseline W defined by user]]-Table1323[[#This Row],[Retrofit W defined by user (no rebate)]])/1000*IF(Table1323[[#This Row],[Assumed hours from space type]]=\"user defined\",Table1323[[#This Row],[Baseline Operating hours]],Table1323[[#This Row],[Assumed hours from space type]])+Table1323[[#This Row],[Controls Rebate kWh Savings]],Table1323[[#This Row],[Quantity of luminaires]]*(INDEX(Table1[Actual Baseline W],MATCH(Table1323[[#This Row],[Lamp / Luminaire Category]]&Table1323[[#This Row],[Rebate Category]],Table1[PrescribedSource - Rebate ID],0))/1000-Table1323[[#This Row],[LED Luminaire W by rebate]]/1000)*IF(Table1323[[#This Row],[Assumed hours from space type]]=\"user defined\",Table1323[[#This Row],[Baseline Operating hours]],Table1323[[#This Row],[Assumed hours from space type]])+Table1323[[#This Row],[Controls Rebate kWh Savings]]),0)","v":0},{"$f":"IFERROR(IF(Table1323[[#This Row],[Rebate kW Savings]]=0,Table1323[[#This Row],[Demand Savings, kW]],INDEX(Table1[Actual Savings],MATCH(Table1323[[#This Row],[Lamp / Luminaire Category]]&Table1323[[#This Row],[Rebate Category]],Table1[PrescribedSource - Rebate ID],0))*Table1323[[#This Row],[Quantity of luminaires]]/1000),0)","v":""},{"$f":"IFERROR(Table1323[[#This Row],[BC Housing Site kW Savings]]*IF(Table1323[[#This Row],[Assumed hours from space type]]=\"user defined\",Table1323[[#This Row],[Baseline Operating hours]],Table1323[[#This Row],[Assumed hours from space type]])+Table1323[[#This Row],[Controls Rebate kWh Savings]],0)","v":0},{"$f":"IFERROR(IF(Table1323[[#This Row],[Lamp / Luminaire Category]]=\"No eligible rebate\",Table1323[[#This Row],[Lighting Technology]]&\" retrofit with no rebate\",Table1323[[#This Row],[Rebate Category]]),\"\")","v":0},{"$f":"IF(Table1323[[#This Row],[Lamp / Luminaire Category]]=\"No eligible rebate\",1,0)","v":0},{"$f":"IFERROR(IF(IF(Table1323[[#This Row],[Assumed hours from space type]]=\"user defined\",Table1323[[#This Row],[Baseline Operating hours]],Table1323[[#This Row],[Assumed hours from space type]])<3600,0,IF(AND(IF(Table1323[[#This Row],[Assumed hours from space type]]=\"user defined\",Table1323[[#This Row],[Baseline Operating hours]],Table1323[[#This Row],[Assumed hours from space type]])>=3600,OR(Table1323[[#This Row],[Automatic Controls?]]=\"None\",Table1323[[#This Row],[Automatic Controls?]]=\"\")),IF(Table1323[[#This Row],[Lamp / Luminaire Category]]=\"No eligible rebate\",Table1323[[#This Row],[Baseline W defined by user]]-Table1323[[#This Row],[Retrofit W defined by user (no rebate)]],Table1323[[#This Row],[Assumed Baseline W by source]]-Table1323[[#This Row],[LED Luminaire W by rebate]]),IF(AND(IF(Table1323[[#This Row],[Assumed hours from space type]]=\"user defined\",Table1323[[#This Row],[Baseline Operating hours]],Table1323[[#This Row],[Assumed hours from space type]])>=(3600/0.8),OR(Table1323[[#This Row],[Automatic Controls?]]=\"Fixture integrated occupancy sensor\",Table1323[[#This Row],[Automatic Controls?]]=\"Ceiling / wall mounted occupancy sensor\")),IF(Table1323[[#This Row],[Lamp / Luminaire Category]]=\"No eligible rebate\",(Table1323[[#This Row],[Baseline W defined by user]]-Table1323[[#This Row],[Retrofit W defined by user (no rebate)]]),Table1323[[#This Row],[Assumed Baseline W by source]]-Table1323[[#This Row],[LED Luminaire W by rebate]]),IF(AND(IF(Table1323[[#This Row],[Assumed hours from space type]]=\"user defined\",Table1323[[#This Row],[Baseline Operating hours]],Table1323[[#This Row],[Assumed hours from space type]])<(3600/0.8),OR(Table1323[[#This Row],[Automatic Controls?]]=\"Fixture integrated occupancy sensor\",Table1323[[#This Row],[Automatic Controls?]]=\"Ceiling / wall mounted occupancy sensor\")),IF(Table1323[[#This Row],[Lamp / Luminaire Category]]=\"No eligible rebate\",Table1323[[#This Row],[Baseline W defined by user]],Table1323[[#This Row],[Assumed Baseline W by source]])))))*Table1323[[#This Row],[Quantity of luminaires]]/1000,\"\")","v":""},{"$f":"Table1323[[#This Row],[LED lamp/luminaire retrofit part '#]]","v":0},{"$f":"IF(Table1323[[#This Row],[Rebate Unit]]=\"per lamp\",INDEX(Table1[Number of Lamps],MATCH(Table1323[[#This Row],[Lamp / Luminaire Category]]&Table1323[[#This Row],[Rebate Category]],Table1[PrescribedSource - Rebate ID],0)),1)*Table1323[[#This Row],[Quantity of luminaires]]","v":0},{"$f":"IFERROR(IF(Table1323[[#This Row],[Lamp / Luminaire Category]]=\"No eligible rebate\",\"no eligible rebate\",INDEX(Table1[BC Hydro xRM ECM],MATCH(Table1323[[#This Row],[Lamp / Luminaire Category]]&Table1323[[#This Row],[Rebate Category]],Table1[PrescribedSource - Rebate ID],0))),\"\")","v":""}]
[null,{"$f":"IF(Table1323[[#This Row],[Space Type]]=\"\",\"\",\"L-\"&ROW(13:13))","v":""},null,null,null,null,null,null,null,{"$f":"IFERROR(IF(Table1323[[#This Row],[Space Type]]=\"\",\"\",IF(Table1323[[#This Row],[Lamp / Luminaire Category]]=\"No eligible rebate\",\"\",IF(Table1323[[#This Row],[Rebate Category]]=\"\",\"select rebate\",INDEX(Table1[Actual Baseline W],MATCH(Table1323[[#This Row],[Lamp / Luminaire Category]]&Table1323[[#This Row],[Rebate Category]],Table1[PrescribedSource - Rebate ID],0))))),\"\")","v":""},{"$f":"IFERROR(IF(Table1323[[#This Row],[No]]=\"\",\"\",IF(Table1323[[#This Row],[Space Type]]=\"\",\"select Space Type\",IF(Table1323[[#This Row],[Baseline Operating hours]]<>\"\",\"user defined\",INDEX(Table5[Hours],MATCH(Table1323[[#This Row],[Space Type]],Table5[Space Type],0))))),\"\")","v":""},null,{"$f":"IFERROR(INDEX(Table1[Rebate],MATCH(Table1323[[#This Row],[Lamp / Luminaire Category]]&Table1323[[#This Row],[Rebate Category]],Table1[PrescribedSource - Rebate ID],0)),\"\")","v":""},{"$f":"IFERROR(INDEX(Table1[Rebate Unit],MATCH(Table1323[[#This Row],[Lamp / Luminaire Category]]&Table1323[[#This Row],[Rebate Category]],Table1[PrescribedSource - Rebate ID],0)),\"\")","v":""},null,{"$f":"IFERROR(IF(Table1323[[#This Row],[Lamp / Luminaire Category]]=\"No eligible rebate\",\"no rebate\",INDEX(Table1[Retrofit W],MATCH(Table1323[[#This Row],[Lamp / Luminaire Category]]&Table1323[[#This Row],[Rebate Category]],Table1[PrescribedSource - Rebate ID],0))),\"\")","v":""},null,null,null,{"$f":"IFERROR(INDEX(Table1[Rebate],MATCH(Table1323[[#This Row],[Lamp / Luminaire Category]]&Table1323[[#This Row],[Rebate Category]],Table1[PrescribedSource - Rebate ID],0))*Table1323[[#This Row],[Quantity of luminaires]],0)","v":0},{"$f":"IF(OR(Table1323[[#This Row],[Automatic Controls?]]=\"Fixture integrated Occupancy / Daylight Harvesting sensor\",Table1323[[#This Row],[Automatic Controls?]]=\"Ceiling / wall mounted Occupancy / Daylight Harvesting sensor\",Table1323[[#This Row],[Automatic Controls?]]=\"Timer\"),45*Table1323[[#This Row],[Number of occupancy sensors]],\"\")","v":""},{"$f":"IFERROR(IF(Table1323[[#This Row],[Controls Rebate]]=\"\",0,Table1323[[#This Row],[Controls Rebate]])+Table1323[[#This Row],[Lighting Rebate]],\"\")","v":0},{"$f":"IFERROR(INDEX(Table1[Rebate Savings],MATCH(Table1323[[#This Row],[Lamp / Luminaire Category]]&Table1323[[#This Row],[Rebate Category]],Table1[PrescribedSource - Rebate ID],0))*Table1323[[#This Row],[Quantity of luminaires]]/1000,0)","v":0},{"$f":"IFERROR(Table1323[[#This Row],[Rebate kW Savings]]*IF(Table1323[[#This Row],[Assumed hours from space type]]=\"user defined\",Table1323[[#This Row],[Baseline Operating hours]],Table1323[[#This Row],[Assumed hours from space type]]),0)","v":0},{"$f":"IF(OR(Table1323[[#This Row],[Automatic Controls?]]=\"Fixture integrated occupancy sensor\",Table1323[[#This Row],[Automatic Controls?]]=\"Ceiling / wall mounted occupancy sensor\"),Table1323[[#This Row],[Quantity of luminaires]]*IF(Table1323[[#This Row],[Rebate Category]]<>\"\",INDEX(Table1[Retrofit W],MATCH(Table1323[[#This Row],[Rebate Category]],Table1[BC Hydro Rebate Category],0)),Table1323[[#This Row],[Retrofit W defined by user (no rebate)]])/1000*IF(Table1323[[#This Row],[Assumed hours from space type]]=\"user defined\",Table1323[[#This Row],[Baseline Operating hours]],Table1323[[#This Row],[Assumed hours from space type]])*0.2,0)","v":0},{"$f":"Table1323[[#This Row],[Rebate kWh savings]]+Table1323[[#This Row],[Controls Rebate kWh Savings]]","v":0},{"$f":"IFERROR(IF(Table1323[[#This Row],[Quantity of luminaires]]=\"\",\"\",IF(Table1323[[#This Row],[Lamp / Luminaire Category]]=\"No eligible rebate\",(Table1323[[#This Row],[Baseline W defined by user]]-Table1323[[#This Row],[Retrofit W defined by user (no rebate)]])*Table1323[[#This Row],[Quantity of luminaires]]/1000,(Table1323[[#This Row],[Assumed Baseline W by source]]-Table1323[[#This Row],[LED Luminaire W by rebate]])*Table1323[[#This Row],[Quantity of luminaires]]/1000)),0)","v":""},{"$f":"IFERROR(IF(Table1323[[#This Row],[Lamp / Luminaire Category]]=\"No eligible rebate\",Table1323[[#This Row],[Quantity of luminaires]]*(Table1323[[#This Row],[Baseline W defined by user]]-Table1323[[#This Row],[Retrofit W defined by user (no rebate)]])/1000*IF(Table1323[[#This Row],[Assumed hours from space type]]=\"user defined\",Table1323[[#This Row],[Baseline Operating hours]],Table1323[[#This Row],[Assumed hours from space type]])+Table1323[[#This Row],[Controls Rebate kWh Savings]],Table1323[[#This Row],[Quantity of luminaires]]*(INDEX(Table1[Actual Baseline W],MATCH(Table1323[[#This Row],[Lamp / Luminaire Category]]&Table1323[[#This Row],[Rebate Category]],Table1[PrescribedSource - Rebate ID],0))/1000-Table1323[[#This Row],[LED Luminaire W by rebate]]/1000)*IF(Table1323[[#This Row],[Assumed hours from space type]]=\"user defined\",Table1323[[#This Row],[Baseline Operating hours]],Table1323[[#This Row],[Assumed hours from space type]])+Table1323[[#This Row],[Controls Rebate kWh Savings]]),0)","v":0},{"$f":"IFERROR(IF(Table1323[[#This Row],[Rebate kW Savings]]=0,Table1323[[#This Row],[Demand Savings, kW]],INDEX(Table1[Actual Savings],MATCH(Table1323[[#This Row],[Lamp / Luminaire Category]]&Table1323[[#This Row],[Rebate Category]],Table1[PrescribedSource - Rebate ID],0))*Table1323[[#This Row],[Quantity of luminaires]]/1000),0)","v":""},{"$f":"IFERROR(Table1323[[#This Row],[BC Housing Site kW Savings]]*IF(Table1323[[#This Row],[Assumed hours from space type]]=\"user defined\",Table1323[[#This Row],[Baseline Operating hours]],Table1323[[#This Row],[Assumed hours from space type]])+Table1323[[#This Row],[Controls Rebate kWh Savings]],0)","v":0},{"$f":"IFERROR(IF(Table1323[[#This Row],[Lamp / Luminaire Category]]=\"No eligible rebate\",Table1323[[#This Row],[Lighting Technology]]&\" retrofit with no rebate\",Table1323[[#This Row],[Rebate Category]]),\"\")","v":0},{"$f":"IF(Table1323[[#This Row],[Lamp / Luminaire Category]]=\"No eligible rebate\",1,0)","v":0},{"$f":"IFERROR(IF(IF(Table1323[[#This Row],[Assumed hours from space type]]=\"user defined\",Table1323[[#This Row],[Baseline Operating hours]],Table1323[[#This Row],[Assumed hours from space type]])<3600,0,IF(AND(IF(Table1323[[#This Row],[Assumed hours from space type]]=\"user defined\",Table1323[[#This Row],[Baseline Operating hours]],Table1323[[#This Row],[Assumed hours from space type]])>=3600,OR(Table1323[[#This Row],[Automatic Controls?]]=\"None\",Table1323[[#This Row],[Automatic Controls?]]=\"\")),IF(Table1323[[#This Row],[Lamp / Luminaire Category]]=\"No eligible rebate\",Table1323[[#This Row],[Baseline W defined by user]]-Table1323[[#This Row],[Retrofit W defined by user (no rebate)]],Table1323[[#This Row],[Assumed Baseline W by source]]-Table1323[[#This Row],[LED Luminaire W by rebate]]),IF(AND(IF(Table1323[[#This Row],[Assumed hours from space type]]=\"user defined\",Table1323[[#This Row],[Baseline Operating hours]],Table1323[[#This Row],[Assumed hours from space type]])>=(3600/0.8),OR(Table1323[[#This Row],[Automatic Controls?]]=\"Fixture integrated occupancy sensor\",Table1323[[#This Row],[Automatic Controls?]]=\"Ceiling / wall mounted occupancy sensor\")),IF(Table1323[[#This Row],[Lamp / Luminaire Category]]=\"No eligible rebate\",(Table1323[[#This Row],[Baseline W defined by user]]-Table1323[[#This Row],[Retrofit W defined by user (no rebate)]]),Table1323[[#This Row],[Assumed Baseline W by source]]-Table1323[[#This Row],[LED Luminaire W by rebate]]),IF(AND(IF(Table1323[[#This Row],[Assumed hours from space type]]=\"user defined\",Table1323[[#This Row],[Baseline Operating hours]],Table1323[[#This Row],[Assumed hours from space type]])<(3600/0.8),OR(Table1323[[#This Row],[Automatic Controls?]]=\"Fixture integrated occupancy sensor\",Table1323[[#This Row],[Automatic Controls?]]=\"Ceiling / wall mounted occupancy sensor\")),IF(Table1323[[#This Row],[Lamp / Luminaire Category]]=\"No eligible rebate\",Table1323[[#This Row],[Baseline W defined by user]],Table1323[[#This Row],[Assumed Baseline W by source]])))))*Table1323[[#This Row],[Quantity of luminaires]]/1000,\"\")","v":""},{"$f":"Table1323[[#This Row],[LED lamp/luminaire retrofit part '#]]","v":0},{"$f":"IF(Table1323[[#This Row],[Rebate Unit]]=\"per lamp\",INDEX(Table1[Number of Lamps],MATCH(Table1323[[#This Row],[Lamp / Luminaire Category]]&Table1323[[#This Row],[Rebate Category]],Table1[PrescribedSource - Rebate ID],0)),1)*Table1323[[#This Row],[Quantity of luminaires]]","v":0},{"$f":"IFERROR(IF(Table1323[[#This Row],[Lamp / Luminaire Category]]=\"No eligible rebate\",\"no eligible rebate\",INDEX(Table1[BC Hydro xRM ECM],MATCH(Table1323[[#This Row],[Lamp / Luminaire Category]]&Table1323[[#This Row],[Rebate Category]],Table1[PrescribedSource - Rebate ID],0))),\"\")","v":""}]
[null,{"$f":"IF(Table1323[[#This Row],[Space Type]]=\"\",\"\",\"L-\"&ROW(14:14))","v":""},null,null,null,null,null,null,null,{"$f":"IFERROR(IF(Table1323[[#This Row],[Space Type]]=\"\",\"\",IF(Table1323[[#This Row],[Lamp / Luminaire Category]]=\"No eligible rebate\",\"\",IF(Table1323[[#This Row],[Rebate Category]]=\"\",\"select rebate\",INDEX(Table1[Actual Baseline W],MATCH(Table1323[[#This Row],[Lamp / Luminaire Category]]&Table1323[[#This Row],[Rebate Category]],Table1[PrescribedSource - Rebate ID],0))))),\"\")","v":""},{"$f":"IFERROR(IF(Table1323[[#This Row],[No]]=\"\",\"\",IF(Table1323[[#This Row],[Space Type]]=\"\",\"select Space Type\",IF(Table1323[[#This Row],[Baseline Operating hours]]<>\"\",\"user defined\",INDEX(Table5[Hours],MATCH(Table1323[[#This Row],[Space Type]],Table5[Space Type],0))))),\"\")","v":""},null,{"$f":"IFERROR(INDEX(Table1[Rebate],MATCH(Table1323[[#This Row],[Lamp / Luminaire Category]]&Table1323[[#This Row],[Rebate Category]],Table1[PrescribedSource - Rebate ID],0)),\"\")","v":""},{"$f":"IFERROR(INDEX(Table1[Rebate Unit],MATCH(Table1323[[#This Row],[Lamp / Luminaire Category]]&Table1323[[#This Row],[Rebate Category]],Table1[PrescribedSource - Rebate ID],0)),\"\")","v":""},null,{"$f":"IFERROR(IF(Table1323[[#This Row],[Lamp / Luminaire Category]]=\"No eligible rebate\",\"no rebate\",INDEX(Table1[Retrofit W],MATCH(Table1323[[#This Row],[Lamp / Luminaire Category]]&Table1323[[#This Row],[Rebate Category]],Table1[PrescribedSource - Rebate ID],0))),\"\")","v":""},null,null,null,{"$f":"IFERROR(INDEX(Table1[Rebate],MATCH(Table1323[[#This Row],[Lamp / Luminaire Category]]&Table1323[[#This Row],[Rebate Category]],Table1[PrescribedSource - Rebate ID],0))*Table1323[[#This Row],[Quantity of luminaires]],0)","v":0},{"$f":"IF(OR(Table1323[[#This Row],[Automatic Controls?]]=\"Fixture integrated Occupancy / Daylight Harvesting sensor\",Table1323[[#This Row],[Automatic Controls?]]=\"Ceiling / wall mounted Occupancy / Daylight Harvesting sensor\",Table1323[[#This Row],[Automatic Controls?]]=\"Timer\"),45*Table1323[[#This Row],[Number of occupancy sensors]],\"\")","v":""},{"$f":"IFERROR(IF(Table1323[[#This Row],[Controls Rebate]]=\"\",0,Table1323[[#This Row],[Controls Rebate]])+Table1323[[#This Row],[Lighting Rebate]],\"\")","v":0},{"$f":"IFERROR(INDEX(Table1[Rebate Savings],MATCH(Table1323[[#This Row],[Lamp / Luminaire Category]]&Table1323[[#This Row],[Rebate Category]],Table1[PrescribedSource - Rebate ID],0))*Table1323[[#This Row],[Quantity of luminaires]]/1000,0)","v":0},{"$f":"IFERROR(Table1323[[#This Row],[Rebate kW Savings]]*IF(Table1323[[#This Row],[Assumed hours from space type]]=\"user defined\",Table1323[[#This Row],[Baseline Operating hours]],Table1323[[#This Row],[Assumed hours from space type]]),0)","v":0},{"$f":"IF(OR(Table1323[[#This Row],[Automatic Controls?]]=\"Fixture integrated occupancy sensor\",Table1323[[#This Row],[Automatic Controls?]]=\"Ceiling / wall mounted occupancy sensor\"),Table1323[[#This Row],[Quantity of luminaires]]*IF(Table1323[[#This Row],[Rebate Category]]<>\"\",INDEX(Table1[Retrofit W],MATCH(Table1323[[#This Row],[Rebate Category]],Table1[BC Hydro Rebate Category],0)),Table1323[[#This Row],[Retrofit W defined by user (no rebate)]])/1000*IF(Table1323[[#This Row],[Assumed hours from space type]]=\"user defined\",Table1323[[#This Row],[Baseline Operating hours]],Table1323[[#This Row],[Assumed hours from space type]])*0.2,0)","v":0},{"$f":"Table1323[[#This Row],[Rebate kWh savings]]+Table1323[[#This Row],[Controls Rebate kWh Savings]]","v":0},{"$f":"IFERROR(IF(Table1323[[#This Row],[Quantity of luminaires]]=\"\",\"\",IF(Table1323[[#This Row],[Lamp / Luminaire Category]]=\"No eligible rebate\",(Table1323[[#This Row],[Baseline W defined by user]]-Table1323[[#This Row],[Retrofit W defined by user (no rebate)]])*Table1323[[#This Row],[Quantity of luminaires]]/1000,(Table1323[[#This Row],[Assumed Baseline W by source]]-Table1323[[#This Row],[LED Luminaire W by rebate]])*Table1323[[#This Row],[Quantity of luminaires]]/1000)),0)","v":""},{"$f":"IFERROR(IF(Table1323[[#This Row],[Lamp / Luminaire Category]]=\"No eligible rebate\",Table1323[[#This Row],[Quantity of luminaires]]*(Table1323[[#This Row],[Baseline W defined by user]]-Table1323[[#This Row],[Retrofit W defined by user (no rebate)]])/1000*IF(Table1323[[#This Row],[Assumed hours from space type]]=\"user defined\",Table1323[[#This Row],[Baseline Operating hours]],Table1323[[#This Row],[Assumed hours from space type]])+Table1323[[#This Row],[Controls Rebate kWh Savings]],Table1323[[#This Row],[Quantity of luminaires]]*(INDEX(Table1[Actual Baseline W],MATCH(Table1323[[#This Row],[Lamp / Luminaire Category]]&Table1323[[#This Row],[Rebate Category]],Table1[PrescribedSource - Rebate ID],0))/1000-Table1323[[#This Row],[LED Luminaire W by rebate]]/1000)*IF(Table1323[[#This Row],[Assumed hours from space type]]=\"user defined\",Table1323[[#This Row],[Baseline Operating hours]],Table1323[[#This Row],[Assumed hours from space type]])+Table1323[[#This Row],[Controls Rebate kWh Savings]]),0)","v":0},{"$f":"IFERROR(IF(Table1323[[#This Row],[Rebate kW Savings]]=0,Table1323[[#This Row],[Demand Savings, kW]],INDEX(Table1[Actual Savings],MATCH(Table1323[[#This Row],[Lamp / Luminaire Category]]&Table1323[[#This Row],[Rebate Category]],Table1[PrescribedSource - Rebate ID],0))*Table1323[[#This Row],[Quantity of luminaires]]/1000),0)","v":""},{"$f":"IFERROR(Table1323[[#This Row],[BC Housing Site kW Savings]]*IF(Table1323[[#This Row],[Assumed hours from space type]]=\"user defined\",Table1323[[#This Row],[Baseline Operating hours]],Table1323[[#This Row],[Assumed hours from space type]])+Table1323[[#This Row],[Controls Rebate kWh Savings]],0)","v":0},{"$f":"IFERROR(IF(Table1323[[#This Row],[Lamp / Luminaire Category]]=\"No eligible rebate\",Table1323[[#This Row],[Lighting Technology]]&\" retrofit with no rebate\",Table1323[[#This Row],[Rebate Category]]),\"\")","v":0},{"$f":"IF(Table1323[[#This Row],[Lamp / Luminaire Category]]=\"No eligible rebate\",1,0)","v":0},{"$f":"IFERROR(IF(IF(Table1323[[#This Row],[Assumed hours from space type]]=\"user defined\",Table1323[[#This Row],[Baseline Operating hours]],Table1323[[#This Row],[Assumed hours from space type]])<3600,0,IF(AND(IF(Table1323[[#This Row],[Assumed hours from space type]]=\"user defined\",Table1323[[#This Row],[Baseline Operating hours]],Table1323[[#This Row],[Assumed hours from space type]])>=3600,OR(Table1323[[#This Row],[Automatic Controls?]]=\"None\",Table1323[[#This Row],[Automatic Controls?]]=\"\")),IF(Table1323[[#This Row],[Lamp / Luminaire Category]]=\"No eligible rebate\",Table1323[[#This Row],[Baseline W defined by user]]-Table1323[[#This Row],[Retrofit W defined by user (no rebate)]],Table1323[[#This Row],[Assumed Baseline W by source]]-Table1323[[#This Row],[LED Luminaire W by rebate]]),IF(AND(IF(Table1323[[#This Row],[Assumed hours from space type]]=\"user defined\",Table1323[[#This Row],[Baseline Operating hours]],Table1323[[#This Row],[Assumed hours from space type]])>=(3600/0.8),OR(Table1323[[#This Row],[Automatic Controls?]]=\"Fixture integrated occupancy sensor\",Table1323[[#This Row],[Automatic Controls?]]=\"Ceiling / wall mounted occupancy sensor\")),IF(Table1323[[#This Row],[Lamp / Luminaire Category]]=\"No eligible rebate\",(Table1323[[#This Row],[Baseline W defined by user]]-Table1323[[#This Row],[Retrofit W defined by user (no rebate)]]),Table1323[[#This Row],[Assumed Baseline W by source]]-Table1323[[#This Row],[LED Luminaire W by rebate]]),IF(AND(IF(Table1323[[#This Row],[Assumed hours from space type]]=\"user defined\",Table1323[[#This Row],[Baseline Operating hours]],Table1323[[#This Row],[Assumed hours from space type]])<(3600/0.8),OR(Table1323[[#This Row],[Automatic Controls?]]=\"Fixture integrated occupancy sensor\",Table1323[[#This Row],[Automatic Controls?]]=\"Ceiling / wall mounted occupancy sensor\")),IF(Table1323[[#This Row],[Lamp / Luminaire Category]]=\"No eligible rebate\",Table1323[[#This Row],[Baseline W defined by user]],Table1323[[#This Row],[Assumed Baseline W by source]])))))*Table1323[[#This Row],[Quantity of luminaires]]/1000,\"\")","v":""},{"$f":"Table1323[[#This Row],[LED lamp/luminaire retrofit part '#]]","v":0},{"$f":"IF(Table1323[[#This Row],[Rebate Unit]]=\"per lamp\",INDEX(Table1[Number of Lamps],MATCH(Table1323[[#This Row],[Lamp / Luminaire Category]]&Table1323[[#This Row],[Rebate Category]],Table1[PrescribedSource - Rebate ID],0)),1)*Table1323[[#This Row],[Quantity of luminaires]]","v":0},{"$f":"IFERROR(IF(Table1323[[#This Row],[Lamp / Luminaire Category]]=\"No eligible rebate\",\"no eligible rebate\",INDEX(Table1[BC Hydro xRM ECM],MATCH(Table1323[[#This Row],[Lamp / Luminaire Category]]&Table1323[[#This Row],[Rebate Category]],Table1[PrescribedSource - Rebate ID],0))),\"\")","v":""}]
[null,{"$f":"IF(Table1323[[#This Row],[Space Type]]=\"\",\"\",\"L-\"&ROW(15:15))","v":""},null,null,null,null,null,null,null,{"$f":"IFERROR(IF(Table1323[[#This Row],[Space Type]]=\"\",\"\",IF(Table1323[[#This Row],[Lamp / Luminaire Category]]=\"No eligible rebate\",\"\",IF(Table1323[[#This Row],[Rebate Category]]=\"\",\"select rebate\",INDEX(Table1[Actual Baseline W],MATCH(Table1323[[#This Row],[Lamp / Luminaire Category]]&Table1323[[#This Row],[Rebate Category]],Table1[PrescribedSource - Rebate ID],0))))),\"\")","v":""},{"$f":"IFERROR(IF(Table1323[[#This Row],[No]]=\"\",\"\",IF(Table1323[[#This Row],[Space Type]]=\"\",\"select Space Type\",IF(Table1323[[#This Row],[Baseline Operating hours]]<>\"\",\"user defined\",INDEX(Table5[Hours],MATCH(Table1323[[#This Row],[Space Type]],Table5[Space Type],0))))),\"\")","v":""},null,{"$f":"IFERROR(INDEX(Table1[Rebate],MATCH(Table1323[[#This Row],[Lamp / Luminaire Category]]&Table1323[[#This Row],[Rebate Category]],Table1[PrescribedSource - Rebate ID],0)),\"\")","v":""},{"$f":"IFERROR(INDEX(Table1[Rebate Unit],MATCH(Table1323[[#This Row],[Lamp / Luminaire Category]]&Table1323[[#This Row],[Rebate Category]],Table1[PrescribedSource - Rebate ID],0)),\"\")","v":""},null,{"$f":"IFERROR(IF(Table1323[[#This Row],[Lamp / Luminaire Category]]=\"No eligible rebate\",\"no rebate\",INDEX(Table1[Retrofit W],MATCH(Table1323[[#This Row],[Lamp / Luminaire Category]]&Table1323[[#This Row],[Rebate Category]],Table1[PrescribedSource - Rebate ID],0))),\"\")","v":""},null,null,null,{"$f":"IFERROR(INDEX(Table1[Rebate],MATCH(Table1323[[#This Row],[Lamp / Luminaire Category]]&Table1323[[#This Row],[Rebate Category]],Table1[PrescribedSource - Rebate ID],0))*Table1323[[#This Row],[Quantity of luminaires]],0)","v":0},{"$f":"IF(OR(Table1323[[#This Row],[Automatic Controls?]]=\"Fixture integrated Occupancy / Daylight Harvesting sensor\",Table1323[[#This Row],[Automatic Controls?]]=\"Ceiling / wall mounted Occupancy / Daylight Harvesting sensor\",Table1323[[#This Row],[Automatic Controls?]]=\"Timer\"),45*Table1323[[#This Row],[Number of occupancy sensors]],\"\")","v":""},{"$f":"IFERROR(IF(Table1323[[#This Row],[Controls Rebate]]=\"\",0,Table1323[[#This Row],[Controls Rebate]])+Table1323[[#This Row],[Lighting Rebate]],\"\")","v":0},{"$f":"IFERROR(INDEX(Table1[Rebate Savings],MATCH(Table1323[[#This Row],[Lamp / Luminaire Category]]&Table1323[[#This Row],[Rebate Category]],Table1[PrescribedSource - Rebate ID],0))*Table1323[[#This Row],[Quantity of luminaires]]/1000,0)","v":0},{"$f":"IFERROR(Table1323[[#This Row],[Rebate kW Savings]]*IF(Table1323[[#This Row],[Assumed hours from space type]]=\"user defined\",Table1323[[#This Row],[Baseline Operating hours]],Table1323[[#This Row],[Assumed hours from space type]]),0)","v":0},{"$f":"IF(OR(Table1323[[#This Row],[Automatic Controls?]]=\"Fixture integrated occupancy sensor\",Table1323[[#This Row],[Automatic Controls?]]=\"Ceiling / wall mounted occupancy sensor\"),Table1323[[#This Row],[Quantity of luminaires]]*IF(Table1323[[#This Row],[Rebate Category]]<>\"\",INDEX(Table1[Retrofit W],MATCH(Table1323[[#This Row],[Rebate Category]],Table1[BC Hydro Rebate Category],0)),Table1323[[#This Row],[Retrofit W defined by user (no rebate)]])/1000*IF(Table1323[[#This Row],[Assumed hours from space type]]=\"user defined\",Table1323[[#This Row],[Baseline Operating hours]],Table1323[[#This Row],[Assumed hours from space type]])*0.2,0)","v":0},{"$f":"Table1323[[#This Row],[Rebate kWh savings]]+Table1323[[#This Row],[Controls Rebate kWh Savings]]","v":0},{"$f":"IFERROR(IF(Table1323[[#This Row],[Quantity of luminaires]]=\"\",\"\",IF(Table1323[[#This Row],[Lamp / Luminaire Category]]=\"No eligible rebate\",(Table1323[[#This Row],[Baseline W defined by user]]-Table1323[[#This Row],[Retrofit W defined by user (no rebate)]])*Table1323[[#This Row],[Quantity of luminaires]]/1000,(Table1323[[#This Row],[Assumed Baseline W by source]]-Table1323[[#This Row],[LED Luminaire W by rebate]])*Table1323[[#This Row],[Quantity of luminaires]]/1000)),0)","v":""},{"$f":"IFERROR(IF(Table1323[[#This Row],[Lamp / Luminaire Category]]=\"No eligible rebate\",Table1323[[#This Row],[Quantity of luminaires]]*(Table1323[[#This Row],[Baseline W defined by user]]-Table1323[[#This Row],[Retrofit W defined by user (no rebate)]])/1000*IF(Table1323[[#This Row],[Assumed hours from space type]]=\"user defined\",Table1323[[#This Row],[Baseline Operating hours]],Table1323[[#This Row],[Assumed hours from space type]])+Table1323[[#This Row],[Controls Rebate kWh Savings]],Table1323[[#This Row],[Quantity of luminaires]]*(INDEX(Table1[Actual Baseline W],MATCH(Table1323[[#This Row],[Lamp / Luminaire Category]]&Table1323[[#This Row],[Rebate Category]],Table1[PrescribedSource - Rebate ID],0))/1000-Table1323[[#This Row],[LED Luminaire W by rebate]]/1000)*IF(Table1323[[#This Row],[Assumed hours from space type]]=\"user defined\",Table1323[[#This Row],[Baseline Operating hours]],Table1323[[#This Row],[Assumed hours from space type]])+Table1323[[#This Row],[Controls Rebate kWh Savings]]),0)","v":0},{"$f":"IFERROR(IF(Table1323[[#This Row],[Rebate kW Savings]]=0,Table1323[[#This Row],[Demand Savings, kW]],INDEX(Table1[Actual Savings],MATCH(Table1323[[#This Row],[Lamp / Luminaire Category]]&Table1323[[#This Row],[Rebate Category]],Table1[PrescribedSource - Rebate ID],0))*Table1323[[#This Row],[Quantity of luminaires]]/1000),0)","v":""},{"$f":"IFERROR(Table1323[[#This Row],[BC Housing Site kW Savings]]*IF(Table1323[[#This Row],[Assumed hours from space type]]=\"user defined\",Table1323[[#This Row],[Baseline Operating hours]],Table1323[[#This Row],[Assumed hours from space type]])+Table1323[[#This Row],[Controls Rebate kWh Savings]],0)","v":0},{"$f":"IFERROR(IF(Table1323[[#This Row],[Lamp / Luminaire Category]]=\"No eligible rebate\",Table1323[[#This Row],[Lighting Technology]]&\" retrofit with no rebate\",Table1323[[#This Row],[Rebate Category]]),\"\")","v":0},{"$f":"IF(Table1323[[#This Row],[Lamp / Luminaire Category]]=\"No eligible rebate\",1,0)","v":0},{"$f":"IFERROR(IF(IF(Table1323[[#This Row],[Assumed hours from space type]]=\"user defined\",Table1323[[#This Row],[Baseline Operating hours]],Table1323[[#This Row],[Assumed hours from space type]])<3600,0,IF(AND(IF(Table1323[[#This Row],[Assumed hours from space type]]=\"user defined\",Table1323[[#This Row],[Baseline Operating hours]],Table1323[[#This Row],[Assumed hours from space type]])>=3600,OR(Table1323[[#This Row],[Automatic Controls?]]=\"None\",Table1323[[#This Row],[Automatic Controls?]]=\"\")),IF(Table1323[[#This Row],[Lamp / Luminaire Category]]=\"No eligible rebate\",Table1323[[#This Row],[Baseline W defined by user]]-Table1323[[#This Row],[Retrofit W defined by user (no rebate)]],Table1323[[#This Row],[Assumed Baseline W by source]]-Table1323[[#This Row],[LED Luminaire W by rebate]]),IF(AND(IF(Table1323[[#This Row],[Assumed hours from space type]]=\"user defined\",Table1323[[#This Row],[Baseline Operating hours]],Table1323[[#This Row],[Assumed hours from space type]])>=(3600/0.8),OR(Table1323[[#This Row],[Automatic Controls?]]=\"Fixture integrated occupancy sensor\",Table1323[[#This Row],[Automatic Controls?]]=\"Ceiling / wall mounted occupancy sensor\")),IF(Table1323[[#This Row],[Lamp / Luminaire Category]]=\"No eligible rebate\",(Table1323[[#This Row],[Baseline W defined by user]]-Table1323[[#This Row],[Retrofit W defined by user (no rebate)]]),Table1323[[#This Row],[Assumed Baseline W by source]]-Table1323[[#This Row],[LED Luminaire W by rebate]]),IF(AND(IF(Table1323[[#This Row],[Assumed hours from space type]]=\"user defined\",Table1323[[#This Row],[Baseline Operating hours]],Table1323[[#This Row],[Assumed hours from space type]])<(3600/0.8),OR(Table1323[[#This Row],[Automatic Controls?]]=\"Fixture integrated occupancy sensor\",Table1323[[#This Row],[Automatic Controls?]]=\"Ceiling / wall mounted occupancy sensor\")),IF(Table1323[[#This Row],[Lamp / Luminaire Category]]=\"No eligible rebate\",Table1323[[#This Row],[Baseline W defined by user]],Table1323[[#This Row],[Assumed Baseline W by source]])))))*Table1323[[#This Row],[Quantity of luminaires]]/1000,\"\")","v":""},{"$f":"Table1323[[#This Row],[LED lamp/luminaire retrofit part '#]]","v":0},{"$f":"IF(Table1323[[#This Row],[Rebate Unit]]=\"per lamp\",INDEX(Table1[Number of Lamps],MATCH(Table1323[[#This Row],[Lamp / Luminaire Category]]&Table1323[[#This Row],[Rebate Category]],Table1[PrescribedSource - Rebate ID],0)),1)*Table1323[[#This Row],[Quantity of luminaires]]","v":0},{"$f":"IFERROR(IF(Table1323[[#This Row],[Lamp / Luminaire Category]]=\"No eligible rebate\",\"no eligible rebate\",INDEX(Table1[BC Hydro xRM ECM],MATCH(Table1323[[#This Row],[Lamp / Luminaire Category]]&Table1323[[#This Row],[Rebate Category]],Table1[PrescribedSource - Rebate ID],0))),\"\")","v":""}]
[null,{"$f":"IF(Table1323[[#This Row],[Space Type]]=\"\",\"\",\"L-\"&ROW(16:16))","v":""},null,null,null,null,null,null,null,{"$f":"IFERROR(IF(Table1323[[#This Row],[Space Type]]=\"\",\"\",IF(Table1323[[#This Row],[Lamp / Luminaire Category]]=\"No eligible rebate\",\"\",IF(Table1323[[#This Row],[Rebate Category]]=\"\",\"select rebate\",INDEX(Table1[Actual Baseline W],MATCH(Table1323[[#This Row],[Lamp / Luminaire Category]]&Table1323[[#This Row],[Rebate Category]],Table1[PrescribedSource - Rebate ID],0))))),\"\")","v":""},{"$f":"IFERROR(IF(Table1323[[#This Row],[No]]=\"\",\"\",IF(Table1323[[#This Row],[Space Type]]=\"\",\"select Space Type\",IF(Table1323[[#This Row],[Baseline Operating hours]]<>\"\",\"user defined\",INDEX(Table5[Hours],MATCH(Table1323[[#This Row],[Space Type]],Table5[Space Type],0))))),\"\")","v":""},null,{"$f":"IFERROR(INDEX(Table1[Rebate],MATCH(Table1323[[#This Row],[Lamp / Luminaire Category]]&Table1323[[#This Row],[Rebate Category]],Table1[PrescribedSource - Rebate ID],0)),\"\")","v":""},{"$f":"IFERROR(INDEX(Table1[Rebate Unit],MATCH(Table1323[[#This Row],[Lamp / Luminaire Category]]&Table1323[[#This Row],[Rebate Category]],Table1[PrescribedSource - Rebate ID],0)),\"\")","v":""},null,{"$f":"IFERROR(IF(Table1323[[#This Row],[Lamp / Luminaire Category]]=\"No eligible rebate\",\"no rebate\",INDEX(Table1[Retrofit W],MATCH(Table1323[[#This Row],[Lamp / Luminaire Category]]&Table1323[[#This Row],[Rebate Category]],Table1[PrescribedSource - Rebate ID],0))),\"\")","v":""},null,null,null,{"$f":"IFERROR(INDEX(Table1[Rebate],MATCH(Table1323[[#This Row],[Lamp / Luminaire Category]]&Table1323[[#This Row],[Rebate Category]],Table1[PrescribedSource - Rebate ID],0))*Table1323[[#This Row],[Quantity of luminaires]],0)","v":0},{"$f":"IF(OR(Table1323[[#This Row],[Automatic Controls?]]=\"Fixture integrated Occupancy / Daylight Harvesting sensor\",Table1323[[#This Row],[Automatic Controls?]]=\"Ceiling / wall mounted Occupancy / Daylight Harvesting sensor\",Table1323[[#This Row],[Automatic Controls?]]=\"Timer\"),45*Table1323[[#This Row],[Number of occupancy sensors]],\"\")","v":""},{"$f":"IFERROR(IF(Table1323[[#This Row],[Controls Rebate]]=\"\",0,Table1323[[#This Row],[Controls Rebate]])+Table1323[[#This Row],[Lighting Rebate]],\"\")","v":0},{"$f":"IFERROR(INDEX(Table1[Rebate Savings],MATCH(Table1323[[#This Row],[Lamp / Luminaire Category]]&Table1323[[#This Row],[Rebate Category]],Table1[PrescribedSource - Rebate ID],0))*Table1323[[#This Row],[Quantity of luminaires]]/1000,0)","v":0},{"$f":"IFERROR(Table1323[[#This Row],[Rebate kW Savings]]*IF(Table1323[[#This Row],[Assumed hours from space type]]=\"user defined\",Table1323[[#This Row],[Baseline Operating hours]],Table1323[[#This Row],[Assumed hours from space type]]),0)","v":0},{"$f":"IF(OR(Table1323[[#This Row],[Automatic Controls?]]=\"Fixture integrated occupancy sensor\",Table1323[[#This Row],[Automatic Controls?]]=\"Ceiling / wall mounted occupancy sensor\"),Table1323[[#This Row],[Quantity of luminaires]]*IF(Table1323[[#This Row],[Rebate Category]]<>\"\",INDEX(Table1[Retrofit W],MATCH(Table1323[[#This Row],[Rebate Category]],Table1[BC Hydro Rebate Category],0)),Table1323[[#This Row],[Retrofit W defined by user (no rebate)]])/1000*IF(Table1323[[#This Row],[Assumed hours from space type]]=\"user defined\",Table1323[[#This Row],[Baseline Operating hours]],Table1323[[#This Row],[Assumed hours from space type]])*0.2,0)","v":0},{"$f":"Table1323[[#This Row],[Rebate kWh savings]]+Table1323[[#This Row],[Controls Rebate kWh Savings]]","v":0},{"$f":"IFERROR(IF(Table1323[[#This Row],[Quantity of luminaires]]=\"\",\"\",IF(Table1323[[#This Row],[Lamp / Luminaire Category]]=\"No eligible rebate\",(Table1323[[#This Row],[Baseline W defined by user]]-Table1323[[#This Row],[Retrofit W defined by user (no rebate)]])*Table1323[[#This Row],[Quantity of luminaires]]/1000,(Table1323[[#This Row],[Assumed Baseline W by source]]-Table1323[[#This Row],[LED Luminaire W by rebate]])*Table1323[[#This Row],[Quantity of luminaires]]/1000)),0)","v":""},{"$f":"IFERROR(IF(Table1323[[#This Row],[Lamp / Luminaire Category]]=\"No eligible rebate\",Table1323[[#This Row],[Quantity of luminaires]]*(Table1323[[#This Row],[Baseline W defined by user]]-Table1323[[#This Row],[Retrofit W defined by user (no rebate)]])/1000*IF(Table1323[[#This Row],[Assumed hours from space type]]=\"user defined\",Table1323[[#This Row],[Baseline Operating hours]],Table1323[[#This Row],[Assumed hours from space type]])+Table1323[[#This Row],[Controls Rebate kWh Savings]],Table1323[[#This Row],[Quantity of luminaires]]*(INDEX(Table1[Actual Baseline W],MATCH(Table1323[[#This Row],[Lamp / Luminaire Category]]&Table1323[[#This Row],[Rebate Category]],Table1[PrescribedSource - Rebate ID],0))/1000-Table1323[[#This Row],[LED Luminaire W by rebate]]/1000)*IF(Table1323[[#This Row],[Assumed hours from space type]]=\"user defined\",Table1323[[#This Row],[Baseline Operating hours]],Table1323[[#This Row],[Assumed hours from space type]])+Table1323[[#This Row],[Controls Rebate kWh Savings]]),0)","v":0},{"$f":"IFERROR(IF(Table1323[[#This Row],[Rebate kW Savings]]=0,Table1323[[#This Row],[Demand Savings, kW]],INDEX(Table1[Actual Savings],MATCH(Table1323[[#This Row],[Lamp / Luminaire Category]]&Table1323[[#This Row],[Rebate Category]],Table1[PrescribedSource - Rebate ID],0))*Table1323[[#This Row],[Quantity of luminaires]]/1000),0)","v":""},{"$f":"IFERROR(Table1323[[#This Row],[BC Housing Site kW Savings]]*IF(Table1323[[#This Row],[Assumed hours from space type]]=\"user defined\",Table1323[[#This Row],[Baseline Operating hours]],Table1323[[#This Row],[Assumed hours from space type]])+Table1323[[#This Row],[Controls Rebate kWh Savings]],0)","v":0},{"$f":"IFERROR(IF(Table1323[[#This Row],[Lamp / Luminaire Category]]=\"No eligible rebate\",Table1323[[#This Row],[Lighting Technology]]&\" retrofit with no rebate\",Table1323[[#This Row],[Rebate Category]]),\"\")","v":0},{"$f":"IF(Table1323[[#This Row],[Lamp / Luminaire Category]]=\"No eligible rebate\",1,0)","v":0},{"$f":"IFERROR(IF(IF(Table1323[[#This Row],[Assumed hours from space type]]=\"user defined\",Table1323[[#This Row],[Baseline Operating hours]],Table1323[[#This Row],[Assumed hours from space type]])<3600,0,IF(AND(IF(Table1323[[#This Row],[Assumed hours from space type]]=\"user defined\",Table1323[[#This Row],[Baseline Operating hours]],Table1323[[#This Row],[Assumed hours from space type]])>=3600,OR(Table1323[[#This Row],[Automatic Controls?]]=\"None\",Table1323[[#This Row],[Automatic Controls?]]=\"\")),IF(Table1323[[#This Row],[Lamp / Luminaire Category]]=\"No eligible rebate\",Table1323[[#This Row],[Baseline W defined by user]]-Table1323[[#This Row],[Retrofit W defined by user (no rebate)]],Table1323[[#This Row],[Assumed Baseline W by source]]-Table1323[[#This Row],[LED Luminaire W by rebate]]),IF(AND(IF(Table1323[[#This Row],[Assumed hours from space type]]=\"user defined\",Table1323[[#This Row],[Baseline Operating hours]],Table1323[[#This Row],[Assumed hours from space type]])>=(3600/0.8),OR(Table1323[[#This Row],[Automatic Controls?]]=\"Fixture integrated occupancy sensor\",Table1323[[#This Row],[Automatic Controls?]]=\"Ceiling / wall mounted occupancy sensor\")),IF(Table1323[[#This Row],[Lamp / Luminaire Category]]=\"No eligible rebate\",(Table1323[[#This Row],[Baseline W defined by user]]-Table1323[[#This Row],[Retrofit W defined by user (no rebate)]]),Table1323[[#This Row],[Assumed Baseline W by source]]-Table1323[[#This Row],[LED Luminaire W by rebate]]),IF(AND(IF(Table1323[[#This Row],[Assumed hours from space type]]=\"user defined\",Table1323[[#This Row],[Baseline Operating hours]],Table1323[[#This Row],[Assumed hours from space type]])<(3600/0.8),OR(Table1323[[#This Row],[Automatic Controls?]]=\"Fixture integrated occupancy sensor\",Table1323[[#This Row],[Automatic Controls?]]=\"Ceiling / wall mounted occupancy sensor\")),IF(Table1323[[#This Row],[Lamp / Luminaire Category]]=\"No eligible rebate\",Table1323[[#This Row],[Baseline W defined by user]],Table1323[[#This Row],[Assumed Baseline W by source]])))))*Table1323[[#This Row],[Quantity of luminaires]]/1000,\"\")","v":""},{"$f":"Table1323[[#This Row],[LED lamp/luminaire retrofit part '#]]","v":0},{"$f":"IF(Table1323[[#This Row],[Rebate Unit]]=\"per lamp\",INDEX(Table1[Number of Lamps],MATCH(Table1323[[#This Row],[Lamp / Luminaire Category]]&Table1323[[#This Row],[Rebate Category]],Table1[PrescribedSource - Rebate ID],0)),1)*Table1323[[#This Row],[Quantity of luminaires]]","v":0},{"$f":"IFERROR(IF(Table1323[[#This Row],[Lamp / Luminaire Category]]=\"No eligible rebate\",\"no eligible rebate\",INDEX(Table1[BC Hydro xRM ECM],MATCH(Table1323[[#This Row],[Lamp / Luminaire Category]]&Table1323[[#This Row],[Rebate Category]],Table1[PrescribedSource - Rebate ID],0))),\"\")","v":""}]
[null,{"$f":"IF(Table1323[[#This Row],[Space Type]]=\"\",\"\",\"L-\"&ROW(17:17))","v":""},null,null,null,null,null,null,null,{"$f":"IFERROR(IF(Table1323[[#This Row],[Space Type]]=\"\",\"\",IF(Table1323[[#This Row],[Lamp / Luminaire Category]]=\"No eligible rebate\",\"\",IF(Table1323[[#This Row],[Rebate Category]]=\"\",\"select rebate\",INDEX(Table1[Actual Baseline W],MATCH(Table1323[[#This Row],[Lamp / Luminaire Category]]&Table1323[[#This Row],[Rebate Category]],Table1[PrescribedSource - Rebate ID],0))))),\"\")","v":""},{"$f":"IFERROR(IF(Table1323[[#This Row],[No]]=\"\",\"\",IF(Table1323[[#This Row],[Space Type]]=\"\",\"select Space Type\",IF(Table1323[[#This Row],[Baseline Operating hours]]<>\"\",\"user defined\",INDEX(Table5[Hours],MATCH(Table1323[[#This Row],[Space Type]],Table5[Space Type],0))))),\"\")","v":""},null,{"$f":"IFERROR(INDEX(Table1[Rebate],MATCH(Table1323[[#This Row],[Lamp / Luminaire Category]]&Table1323[[#This Row],[Rebate Category]],Table1[PrescribedSource - Rebate ID],0)),\"\")","v":""},{"$f":"IFERROR(INDEX(Table1[Rebate Unit],MATCH(Table1323[[#This Row],[Lamp / Luminaire Category]]&Table1323[[#This Row],[Rebate Category]],Table1[PrescribedSource - Rebate ID],0)),\"\")","v":""},null,{"$f":"IFERROR(IF(Table1323[[#This Row],[Lamp / Luminaire Category]]=\"No eligible rebate\",\"no rebate\",INDEX(Table1[Retrofit W],MATCH(Table1323[[#This Row],[Lamp / Luminaire Category]]&Table1323[[#This Row],[Rebate Category]],Table1[PrescribedSource - Rebate ID],0))),\"\")","v":""},null,null,null,{"$f":"IFERROR(INDEX(Table1[Rebate],MATCH(Table1323[[#This Row],[Lamp / Luminaire Category]]&Table1323[[#This Row],[Rebate Category]],Table1[PrescribedSource - Rebate ID],0))*Table1323[[#This Row],[Quantity of luminaires]],0)","v":0},{"$f":"IF(OR(Table1323[[#This Row],[Automatic Controls?]]=\"Fixture integrated Occupancy / Daylight Harvesting sensor\",Table1323[[#This Row],[Automatic Controls?]]=\"Ceiling / wall mounted Occupancy / Daylight Harvesting sensor\",Table1323[[#This Row],[Automatic Controls?]]=\"Timer\"),45*Table1323[[#This Row],[Number of occupancy sensors]],\"\")","v":""},{"$f":"IFERROR(IF(Table1323[[#This Row],[Controls Rebate]]=\"\",0,Table1323[[#This Row],[Controls Rebate]])+Table1323[[#This Row],[Lighting Rebate]],\"\")","v":0},{"$f":"IFERROR(INDEX(Table1[Rebate Savings],MATCH(Table1323[[#This Row],[Lamp / Luminaire Category]]&Table1323[[#This Row],[Rebate Category]],Table1[PrescribedSource - Rebate ID],0))*Table1323[[#This Row],[Quantity of luminaires]]/1000,0)","v":0},{"$f":"IFERROR(Table1323[[#This Row],[Rebate kW Savings]]*IF(Table1323[[#This Row],[Assumed hours from space type]]=\"user defined\",Table1323[[#This Row],[Baseline Operating hours]],Table1323[[#This Row],[Assumed hours from space type]]),0)","v":0},{"$f":"IF(OR(Table1323[[#This Row],[Automatic Controls?]]=\"Fixture integrated occupancy sensor\",Table1323[[#This Row],[Automatic Controls?]]=\"Ceiling / wall mounted occupancy sensor\"),Table1323[[#This Row],[Quantity of luminaires]]*IF(Table1323[[#This Row],[Rebate Category]]<>\"\",INDEX(Table1[Retrofit W],MATCH(Table1323[[#This Row],[Rebate Category]],Table1[BC Hydro Rebate Category],0)),Table1323[[#This Row],[Retrofit W defined by user (no rebate)]])/1000*IF(Table1323[[#This Row],[Assumed hours from space type]]=\"user defined\",Table1323[[#This Row],[Baseline Operating hours]],Table1323[[#This Row],[Assumed hours from space type]])*0.2,0)","v":0},{"$f":"Table1323[[#This Row],[Rebate kWh savings]]+Table1323[[#This Row],[Controls Rebate kWh Savings]]","v":0},{"$f":"IFERROR(IF(Table1323[[#This Row],[Quantity of luminaires]]=\"\",\"\",IF(Table1323[[#This Row],[Lamp / Luminaire Category]]=\"No eligible rebate\",(Table1323[[#This Row],[Baseline W defined by user]]-Table1323[[#This Row],[Retrofit W defined by user (no rebate)]])*Table1323[[#This Row],[Quantity of luminaires]]/1000,(Table1323[[#This Row],[Assumed Baseline W by source]]-Table1323[[#This Row],[LED Luminaire W by rebate]])*Table1323[[#This Row],[Quantity of luminaires]]/1000)),0)","v":""},{"$f":"IFERROR(IF(Table1323[[#This Row],[Lamp / Luminaire Category]]=\"No eligible rebate\",Table1323[[#This Row],[Quantity of luminaires]]*(Table1323[[#This Row],[Baseline W defined by user]]-Table1323[[#This Row],[Retrofit W defined by user (no rebate)]])/1000*IF(Table1323[[#This Row],[Assumed hours from space type]]=\"user defined\",Table1323[[#This Row],[Baseline Operating hours]],Table1323[[#This Row],[Assumed hours from space type]])+Table1323[[#This Row],[Controls Rebate kWh Savings]],Table1323[[#This Row],[Quantity of luminaires]]*(INDEX(Table1[Actual Baseline W],MATCH(Table1323[[#This Row],[Lamp / Luminaire Category]]&Table1323[[#This Row],[Rebate Category]],Table1[PrescribedSource - Rebate ID],0))/1000-Table1323[[#This Row],[LED Luminaire W by rebate]]/1000)*IF(Table1323[[#This Row],[Assumed hours from space type]]=\"user defined\",Table1323[[#This Row],[Baseline Operating hours]],Table1323[[#This Row],[Assumed hours from space type]])+Table1323[[#This Row],[Controls Rebate kWh Savings]]),0)","v":0},{"$f":"IFERROR(IF(Table1323[[#This Row],[Rebate kW Savings]]=0,Table1323[[#This Row],[Demand Savings, kW]],INDEX(Table1[Actual Savings],MATCH(Table1323[[#This Row],[Lamp / Luminaire Category]]&Table1323[[#This Row],[Rebate Category]],Table1[PrescribedSource - Rebate ID],0))*Table1323[[#This Row],[Quantity of luminaires]]/1000),0)","v":""},{"$f":"IFERROR(Table1323[[#This Row],[BC Housing Site kW Savings]]*IF(Table1323[[#This Row],[Assumed hours from space type]]=\"user defined\",Table1323[[#This Row],[Baseline Operating hours]],Table1323[[#This Row],[Assumed hours from space type]])+Table1323[[#This Row],[Controls Rebate kWh Savings]],0)","v":0},{"$f":"IFERROR(IF(Table1323[[#This Row],[Lamp / Luminaire Category]]=\"No eligible rebate\",Table1323[[#This Row],[Lighting Technology]]&\" retrofit with no rebate\",Table1323[[#This Row],[Rebate Category]]),\"\")","v":0},{"$f":"IF(Table1323[[#This Row],[Lamp / Luminaire Category]]=\"No eligible rebate\",1,0)","v":0},{"$f":"IFERROR(IF(IF(Table1323[[#This Row],[Assumed hours from space type]]=\"user defined\",Table1323[[#This Row],[Baseline Operating hours]],Table1323[[#This Row],[Assumed hours from space type]])<3600,0,IF(AND(IF(Table1323[[#This Row],[Assumed hours from space type]]=\"user defined\",Table1323[[#This Row],[Baseline Operating hours]],Table1323[[#This Row],[Assumed hours from space type]])>=3600,OR(Table1323[[#This Row],[Automatic Controls?]]=\"None\",Table1323[[#This Row],[Automatic Controls?]]=\"\")),IF(Table1323[[#This Row],[Lamp / Luminaire Category]]=\"No eligible rebate\",Table1323[[#This Row],[Baseline W defined by user]]-Table1323[[#This Row],[Retrofit W defined by user (no rebate)]],Table1323[[#This Row],[Assumed Baseline W by source]]-Table1323[[#This Row],[LED Luminaire W by rebate]]),IF(AND(IF(Table1323[[#This Row],[Assumed hours from space type]]=\"user defined\",Table1323[[#This Row],[Baseline Operating hours]],Table1323[[#This Row],[Assumed hours from space type]])>=(3600/0.8),OR(Table1323[[#This Row],[Automatic Controls?]]=\"Fixture integrated occupancy sensor\",Table1323[[#This Row],[Automatic Controls?]]=\"Ceiling / wall mounted occupancy sensor\")),IF(Table1323[[#This Row],[Lamp / Luminaire Category]]=\"No eligible rebate\",(Table1323[[#This Row],[Baseline W defined by user]]-Table1323[[#This Row],[Retrofit W defined by user (no rebate)]]),Table1323[[#This Row],[Assumed Baseline W by source]]-Table1323[[#This Row],[LED Luminaire W by rebate]]),IF(AND(IF(Table1323[[#This Row],[Assumed hours from space type]]=\"user defined\",Table1323[[#This Row],[Baseline Operating hours]],Table1323[[#This Row],[Assumed hours from space type]])<(3600/0.8),OR(Table1323[[#This Row],[Automatic Controls?]]=\"Fixture integrated occupancy sensor\",Table1323[[#This Row],[Automatic Controls?]]=\"Ceiling / wall mounted occupancy sensor\")),IF(Table1323[[#This Row],[Lamp / Luminaire Category]]=\"No eligible rebate\",Table1323[[#This Row],[Baseline W defined by user]],Table1323[[#This Row],[Assumed Baseline W by source]])))))*Table1323[[#This Row],[Quantity of luminaires]]/1000,\"\")","v":""},{"$f":"Table1323[[#This Row],[LED lamp/luminaire retrofit part '#]]","v":0},{"$f":"IF(Table1323[[#This Row],[Rebate Unit]]=\"per lamp\",INDEX(Table1[Number of Lamps],MATCH(Table1323[[#This Row],[Lamp / Luminaire Category]]&Table1323[[#This Row],[Rebate Category]],Table1[PrescribedSource - Rebate ID],0)),1)*Table1323[[#This Row],[Quantity of luminaires]]","v":0},{"$f":"IFERROR(IF(Table1323[[#This Row],[Lamp / Luminaire Category]]=\"No eligible rebate\",\"no eligible rebate\",INDEX(Table1[BC Hydro xRM ECM],MATCH(Table1323[[#This Row],[Lamp / Luminaire Category]]&Table1323[[#This Row],[Rebate Category]],Table1[PrescribedSource - Rebate ID],0))),\"\")","v":""}]
[null,{"$f":"IF(Table1323[[#This Row],[Space Type]]=\"\",\"\",\"L-\"&ROW(18:18))","v":""},null,null,null,null,null,null,null,{"$f":"IFERROR(IF(Table1323[[#This Row],[Space Type]]=\"\",\"\",IF(Table1323[[#This Row],[Lamp / Luminaire Category]]=\"No eligible rebate\",\"\",IF(Table1323[[#This Row],[Rebate Category]]=\"\",\"select rebate\",INDEX(Table1[Actual Baseline W],MATCH(Table1323[[#This Row],[Lamp / Luminaire Category]]&Table1323[[#This Row],[Rebate Category]],Table1[PrescribedSource - Rebate ID],0))))),\"\")","v":""},{"$f":"IFERROR(IF(Table1323[[#This Row],[No]]=\"\",\"\",IF(Table1323[[#This Row],[Space Type]]=\"\",\"select Space Type\",IF(Table1323[[#This Row],[Baseline Operating hours]]<>\"\",\"user defined\",INDEX(Table5[Hours],MATCH(Table1323[[#This Row],[Space Type]],Table5[Space Type],0))))),\"\")","v":""},null,{"$f":"IFERROR(INDEX(Table1[Rebate],MATCH(Table1323[[#This Row],[Lamp / Luminaire Category]]&Table1323[[#This Row],[Rebate Category]],Table1[PrescribedSource - Rebate ID],0)),\"\")","v":""},{"$f":"IFERROR(INDEX(Table1[Rebate Unit],MATCH(Table1323[[#This Row],[Lamp / Luminaire Category]]&Table1323[[#This Row],[Rebate Category]],Table1[PrescribedSource - Rebate ID],0)),\"\")","v":""},null,{"$f":"IFERROR(IF(Table1323[[#This Row],[Lamp / Luminaire Category]]=\"No eligible rebate\",\"no rebate\",INDEX(Table1[Retrofit W],MATCH(Table1323[[#This Row],[Lamp / Luminaire Category]]&Table1323[[#This Row],[Rebate Category]],Table1[PrescribedSource - Rebate ID],0))),\"\")","v":""},null,null,null,{"$f":"IFERROR(INDEX(Table1[Rebate],MATCH(Table1323[[#This Row],[Lamp / Luminaire Category]]&Table1323[[#This Row],[Rebate Category]],Table1[PrescribedSource - Rebate ID],0))*Table1323[[#This Row],[Quantity of luminaires]],0)","v":0},{"$f":"IF(OR(Table1323[[#This Row],[Automatic Controls?]]=\"Fixture integrated Occupancy / Daylight Harvesting sensor\",Table1323[[#This Row],[Automatic Controls?]]=\"Ceiling / wall mounted Occupancy / Daylight Harvesting sensor\",Table1323[[#This Row],[Automatic Controls?]]=\"Timer\"),45*Table1323[[#This Row],[Number of occupancy sensors]],\"\")","v":""},{"$f":"IFERROR(IF(Table1323[[#This Row],[Controls Rebate]]=\"\",0,Table1323[[#This Row],[Controls Rebate]])+Table1323[[#This Row],[Lighting Rebate]],\"\")","v":0},{"$f":"IFERROR(INDEX(Table1[Rebate Savings],MATCH(Table1323[[#This Row],[Lamp / Luminaire Category]]&Table1323[[#This Row],[Rebate Category]],Table1[PrescribedSource - Rebate ID],0))*Table1323[[#This Row],[Quantity of luminaires]]/1000,0)","v":0},{"$f":"IFERROR(Table1323[[#This Row],[Rebate kW Savings]]*IF(Table1323[[#This Row],[Assumed hours from space type]]=\"user defined\",Table1323[[#This Row],[Baseline Operating hours]],Table1323[[#This Row],[Assumed hours from space type]]),0)","v":0},{"$f":"IF(OR(Table1323[[#This Row],[Automatic Controls?]]=\"Fixture integrated occupancy sensor\",Table1323[[#This Row],[Automatic Controls?]]=\"Ceiling / wall mounted occupancy sensor\"),Table1323[[#This Row],[Quantity of luminaires]]*IF(Table1323[[#This Row],[Rebate Category]]<>\"\",INDEX(Table1[Retrofit W],MATCH(Table1323[[#This Row],[Rebate Category]],Table1[BC Hydro Rebate Category],0)),Table1323[[#This Row],[Retrofit W defined by user (no rebate)]])/1000*IF(Table1323[[#This Row],[Assumed hours from space type]]=\"user defined\",Table1323[[#This Row],[Baseline Operating hours]],Table1323[[#This Row],[Assumed hours from space type]])*0.2,0)","v":0},{"$f":"Table1323[[#This Row],[Rebate kWh savings]]+Table1323[[#This Row],[Controls Rebate kWh Savings]]","v":0},{"$f":"IFERROR(IF(Table1323[[#This Row],[Quantity of luminaires]]=\"\",\"\",IF(Table1323[[#This Row],[Lamp / Luminaire Category]]=\"No eligible rebate\",(Table1323[[#This Row],[Baseline W defined by user]]-Table1323[[#This Row],[Retrofit W defined by user (no rebate)]])*Table1323[[#This Row],[Quantity of luminaires]]/1000,(Table1323[[#This Row],[Assumed Baseline W by source]]-Table1323[[#This Row],[LED Luminaire W by rebate]])*Table1323[[#This Row],[Quantity of luminaires]]/1000)),0)","v":""},{"$f":"IFERROR(IF(Table1323[[#This Row],[Lamp / Luminaire Category]]=\"No eligible rebate\",Table1323[[#This Row],[Quantity of luminaires]]*(Table1323[[#This Row],[Baseline W defined by user]]-Table1323[[#This Row],[Retrofit W defined by user (no rebate)]])/1000*IF(Table1323[[#This Row],[Assumed hours from space type]]=\"user defined\",Table1323[[#This Row],[Baseline Operating hours]],Table1323[[#This Row],[Assumed hours from space type]])+Table1323[[#This Row],[Controls Rebate kWh Savings]],Table1323[[#This Row],[Quantity of luminaires]]*(INDEX(Table1[Actual Baseline W],MATCH(Table1323[[#This Row],[Lamp / Luminaire Category]]&Table1323[[#This Row],[Rebate Category]],Table1[PrescribedSource - Rebate ID],0))/1000-Table1323[[#This Row],[LED Luminaire W by rebate]]/1000)*IF(Table1323[[#This Row],[Assumed hours from space type]]=\"user defined\",Table1323[[#This Row],[Baseline Operating hours]],Table1323[[#This Row],[Assumed hours from space type]])+Table1323[[#This Row],[Controls Rebate kWh Savings]]),0)","v":0},{"$f":"IFERROR(IF(Table1323[[#This Row],[Rebate kW Savings]]=0,Table1323[[#This Row],[Demand Savings, kW]],INDEX(Table1[Actual Savings],MATCH(Table1323[[#This Row],[Lamp / Luminaire Category]]&Table1323[[#This Row],[Rebate Category]],Table1[PrescribedSource - Rebate ID],0))*Table1323[[#This Row],[Quantity of luminaires]]/1000),0)","v":""},{"$f":"IFERROR(Table1323[[#This Row],[BC Housing Site kW Savings]]*IF(Table1323[[#This Row],[Assumed hours from space type]]=\"user defined\",Table1323[[#This Row],[Baseline Operating hours]],Table1323[[#This Row],[Assumed hours from space type]])+Table1323[[#This Row],[Controls Rebate kWh Savings]],0)","v":0},{"$f":"IFERROR(IF(Table1323[[#This Row],[Lamp / Luminaire Category]]=\"No eligible rebate\",Table1323[[#This Row],[Lighting Technology]]&\" retrofit with no rebate\",Table1323[[#This Row],[Rebate Category]]),\"\")","v":0},{"$f":"IF(Table1323[[#This Row],[Lamp / Luminaire Category]]=\"No eligible rebate\",1,0)","v":0},{"$f":"IFERROR(IF(IF(Table1323[[#This Row],[Assumed hours from space type]]=\"user defined\",Table1323[[#This Row],[Baseline Operating hours]],Table1323[[#This Row],[Assumed hours from space type]])<3600,0,IF(AND(IF(Table1323[[#This Row],[Assumed hours from space type]]=\"user defined\",Table1323[[#This Row],[Baseline Operating hours]],Table1323[[#This Row],[Assumed hours from space type]])>=3600,OR(Table1323[[#This Row],[Automatic Controls?]]=\"None\",Table1323[[#This Row],[Automatic Controls?]]=\"\")),IF(Table1323[[#This Row],[Lamp / Luminaire Category]]=\"No eligible rebate\",Table1323[[#This Row],[Baseline W defined by user]]-Table1323[[#This Row],[Retrofit W defined by user (no rebate)]],Table1323[[#This Row],[Assumed Baseline W by source]]-Table1323[[#This Row],[LED Luminaire W by rebate]]),IF(AND(IF(Table1323[[#This Row],[Assumed hours from space type]]=\"user defined\",Table1323[[#This Row],[Baseline Operating hours]],Table1323[[#This Row],[Assumed hours from space type]])>=(3600/0.8),OR(Table1323[[#This Row],[Automatic Controls?]]=\"Fixture integrated occupancy sensor\",Table1323[[#This Row],[Automatic Controls?]]=\"Ceiling / wall mounted occupancy sensor\")),IF(Table1323[[#This Row],[Lamp / Luminaire Category]]=\"No eligible rebate\",(Table1323[[#This Row],[Baseline W defined by user]]-Table1323[[#This Row],[Retrofit W defined by user (no rebate)]]),Table1323[[#This Row],[Assumed Baseline W by source]]-Table1323[[#This Row],[LED Luminaire W by rebate]]),IF(AND(IF(Table1323[[#This Row],[Assumed hours from space type]]=\"user defined\",Table1323[[#This Row],[Baseline Operating hours]],Table1323[[#This Row],[Assumed hours from space type]])<(3600/0.8),OR(Table1323[[#This Row],[Automatic Controls?]]=\"Fixture integrated occupancy sensor\",Table1323[[#This Row],[Automatic Controls?]]=\"Ceiling / wall mounted occupancy sensor\")),IF(Table1323[[#This Row],[Lamp / Luminaire Category]]=\"No eligible rebate\",Table1323[[#This Row],[Baseline W defined by user]],Table1323[[#This Row],[Assumed Baseline W by source]])))))*Table1323[[#This Row],[Quantity of luminaires]]/1000,\"\")","v":""},{"$f":"Table1323[[#This Row],[LED lamp/luminaire retrofit part '#]]","v":0},{"$f":"IF(Table1323[[#This Row],[Rebate Unit]]=\"per lamp\",INDEX(Table1[Number of Lamps],MATCH(Table1323[[#This Row],[Lamp / Luminaire Category]]&Table1323[[#This Row],[Rebate Category]],Table1[PrescribedSource - Rebate ID],0)),1)*Table1323[[#This Row],[Quantity of luminaires]]","v":0},{"$f":"IFERROR(IF(Table1323[[#This Row],[Lamp / Luminaire Category]]=\"No eligible rebate\",\"no eligible rebate\",INDEX(Table1[BC Hydro xRM ECM],MATCH(Table1323[[#This Row],[Lamp / Luminaire Category]]&Table1323[[#This Row],[Rebate Category]],Table1[PrescribedSource - Rebate ID],0))),\"\")","v":""}]
[null,{"$f":"IF(Table1323[[#This Row],[Space Type]]=\"\",\"\",\"L-\"&ROW(19:19))","v":""},null,null,null,null,null,null,null,{"$f":"IFERROR(IF(Table1323[[#This Row],[Space Type]]=\"\",\"\",IF(Table1323[[#This Row],[Lamp / Luminaire Category]]=\"No eligible rebate\",\"\",IF(Table1323[[#This Row],[Rebate Category]]=\"\",\"select rebate\",INDEX(Table1[Actual Baseline W],MATCH(Table1323[[#This Row],[Lamp / Luminaire Category]]&Table1323[[#This Row],[Rebate Category]],Table1[PrescribedSource - Rebate ID],0))))),\"\")","v":""},{"$f":"IFERROR(IF(Table1323[[#This Row],[No]]=\"\",\"\",IF(Table1323[[#This Row],[Space Type]]=\"\",\"select Space Type\",IF(Table1323[[#This Row],[Baseline Operating hours]]<>\"\",\"user defined\",INDEX(Table5[Hours],MATCH(Table1323[[#This Row],[Space Type]],Table5[Space Type],0))))),\"\")","v":""},null,{"$f":"IFERROR(INDEX(Table1[Rebate],MATCH(Table1323[[#This Row],[Lamp / Luminaire Category]]&Table1323[[#This Row],[Rebate Category]],Table1[PrescribedSource - Rebate ID],0)),\"\")","v":""},{"$f":"IFERROR(INDEX(Table1[Rebate Unit],MATCH(Table1323[[#This Row],[Lamp / Luminaire Category]]&Table1323[[#This Row],[Rebate Category]],Table1[PrescribedSource - Rebate ID],0)),\"\")","v":""},null,{"$f":"IFERROR(IF(Table1323[[#This Row],[Lamp / Luminaire Category]]=\"No eligible rebate\",\"no rebate\",INDEX(Table1[Retrofit W],MATCH(Table1323[[#This Row],[Lamp / Luminaire Category]]&Table1323[[#This Row],[Rebate Category]],Table1[PrescribedSource - Rebate ID],0))),\"\")","v":""},null,null,null,{"$f":"IFERROR(INDEX(Table1[Rebate],MATCH(Table1323[[#This Row],[Lamp / Luminaire Category]]&Table1323[[#This Row],[Rebate Category]],Table1[PrescribedSource - Rebate ID],0))*Table1323[[#This Row],[Quantity of luminaires]],0)","v":0},{"$f":"IF(OR(Table1323[[#This Row],[Automatic Controls?]]=\"Fixture integrated Occupancy / Daylight Harvesting sensor\",Table1323[[#This Row],[Automatic Controls?]]=\"Ceiling / wall mounted Occupancy / Daylight Harvesting sensor\",Table1323[[#This Row],[Automatic Controls?]]=\"Timer\"),45*Table1323[[#This Row],[Number of occupancy sensors]],\"\")","v":""},{"$f":"IFERROR(IF(Table1323[[#This Row],[Controls Rebate]]=\"\",0,Table1323[[#This Row],[Controls Rebate]])+Table1323[[#This Row],[Lighting Rebate]],\"\")","v":0},{"$f":"IFERROR(INDEX(Table1[Rebate Savings],MATCH(Table1323[[#This Row],[Lamp / Luminaire Category]]&Table1323[[#This Row],[Rebate Category]],Table1[PrescribedSource - Rebate ID],0))*Table1323[[#This Row],[Quantity of luminaires]]/1000,0)","v":0},{"$f":"IFERROR(Table1323[[#This Row],[Rebate kW Savings]]*IF(Table1323[[#This Row],[Assumed hours from space type]]=\"user defined\",Table1323[[#This Row],[Baseline Operating hours]],Table1323[[#This Row],[Assumed hours from space type]]),0)","v":0},{"$f":"IF(OR(Table1323[[#This Row],[Automatic Controls?]]=\"Fixture integrated occupancy sensor\",Table1323[[#This Row],[Automatic Controls?]]=\"Ceiling / wall mounted occupancy sensor\"),Table1323[[#This Row],[Quantity of luminaires]]*IF(Table1323[[#This Row],[Rebate Category]]<>\"\",INDEX(Table1[Retrofit W],MATCH(Table1323[[#This Row],[Rebate Category]],Table1[BC Hydro Rebate Category],0)),Table1323[[#This Row],[Retrofit W defined by user (no rebate)]])/1000*IF(Table1323[[#This Row],[Assumed hours from space type]]=\"user defined\",Table1323[[#This Row],[Baseline Operating hours]],Table1323[[#This Row],[Assumed hours from space type]])*0.2,0)","v":0},{"$f":"Table1323[[#This Row],[Rebate kWh savings]]+Table1323[[#This Row],[Controls Rebate kWh Savings]]","v":0},{"$f":"IFERROR(IF(Table1323[[#This Row],[Quantity of luminaires]]=\"\",\"\",IF(Table1323[[#This Row],[Lamp / Luminaire Category]]=\"No eligible rebate\",(Table1323[[#This Row],[Baseline W defined by user]]-Table1323[[#This Row],[Retrofit W defined by user (no rebate)]])*Table1323[[#This Row],[Quantity of luminaires]]/1000,(Table1323[[#This Row],[Assumed Baseline W by source]]-Table1323[[#This Row],[LED Luminaire W by rebate]])*Table1323[[#This Row],[Quantity of luminaires]]/1000)),0)","v":""},{"$f":"IFERROR(IF(Table1323[[#This Row],[Lamp / Luminaire Category]]=\"No eligible rebate\",Table1323[[#This Row],[Quantity of luminaires]]*(Table1323[[#This Row],[Baseline W defined by user]]-Table1323[[#This Row],[Retrofit W defined by user (no rebate)]])/1000*IF(Table1323[[#This Row],[Assumed hours from space type]]=\"user defined\",Table1323[[#This Row],[Baseline Operating hours]],Table1323[[#This Row],[Assumed hours from space type]])+Table1323[[#This Row],[Controls Rebate kWh Savings]],Table1323[[#This Row],[Quantity of luminaires]]*(INDEX(Table1[Actual Baseline W],MATCH(Table1323[[#This Row],[Lamp / Luminaire Category]]&Table1323[[#This Row],[Rebate Category]],Table1[PrescribedSource - Rebate ID],0))/1000-Table1323[[#This Row],[LED Luminaire W by rebate]]/1000)*IF(Table1323[[#This Row],[Assumed hours from space type]]=\"user defined\",Table1323[[#This Row],[Baseline Operating hours]],Table1323[[#This Row],[Assumed hours from space type]])+Table1323[[#This Row],[Controls Rebate kWh Savings]]),0)","v":0},{"$f":"IFERROR(IF(Table1323[[#This Row],[Rebate kW Savings]]=0,Table1323[[#This Row],[Demand Savings, kW]],INDEX(Table1[Actual Savings],MATCH(Table1323[[#This Row],[Lamp / Luminaire Category]]&Table1323[[#This Row],[Rebate Category]],Table1[PrescribedSource - Rebate ID],0))*Table1323[[#This Row],[Quantity of luminaires]]/1000),0)","v":""},{"$f":"IFERROR(Table1323[[#This Row],[BC Housing Site kW Savings]]*IF(Table1323[[#This Row],[Assumed hours from space type]]=\"user defined\",Table1323[[#This Row],[Baseline Operating hours]],Table1323[[#This Row],[Assumed hours from space type]])+Table1323[[#This Row],[Controls Rebate kWh Savings]],0)","v":0},{"$f":"IFERROR(IF(Table1323[[#This Row],[Lamp / Luminaire Category]]=\"No eligible rebate\",Table1323[[#This Row],[Lighting Technology]]&\" retrofit with no rebate\",Table1323[[#This Row],[Rebate Category]]),\"\")","v":0},{"$f":"IF(Table1323[[#This Row],[Lamp / Luminaire Category]]=\"No eligible rebate\",1,0)","v":0},{"$f":"IFERROR(IF(IF(Table1323[[#This Row],[Assumed hours from space type]]=\"user defined\",Table1323[[#This Row],[Baseline Operating hours]],Table1323[[#This Row],[Assumed hours from space type]])<3600,0,IF(AND(IF(Table1323[[#This Row],[Assumed hours from space type]]=\"user defined\",Table1323[[#This Row],[Baseline Operating hours]],Table1323[[#This Row],[Assumed hours from space type]])>=3600,OR(Table1323[[#This Row],[Automatic Controls?]]=\"None\",Table1323[[#This Row],[Automatic Controls?]]=\"\")),IF(Table1323[[#This Row],[Lamp / Luminaire Category]]=\"No eligible rebate\",Table1323[[#This Row],[Baseline W defined by user]]-Table1323[[#This Row],[Retrofit W defined by user (no rebate)]],Table1323[[#This Row],[Assumed Baseline W by source]]-Table1323[[#This Row],[LED Luminaire W by rebate]]),IF(AND(IF(Table1323[[#This Row],[Assumed hours from space type]]=\"user defined\",Table1323[[#This Row],[Baseline Operating hours]],Table1323[[#This Row],[Assumed hours from space type]])>=(3600/0.8),OR(Table1323[[#This Row],[Automatic Controls?]]=\"Fixture integrated occupancy sensor\",Table1323[[#This Row],[Automatic Controls?]]=\"Ceiling / wall mounted occupancy sensor\")),IF(Table1323[[#This Row],[Lamp / Luminaire Category]]=\"No eligible rebate\",(Table1323[[#This Row],[Baseline W defined by user]]-Table1323[[#This Row],[Retrofit W defined by user (no rebate)]]),Table1323[[#This Row],[Assumed Baseline W by source]]-Table1323[[#This Row],[LED Luminaire W by rebate]]),IF(AND(IF(Table1323[[#This Row],[Assumed hours from space type]]=\"user defined\",Table1323[[#This Row],[Baseline Operating hours]],Table1323[[#This Row],[Assumed hours from space type]])<(3600/0.8),OR(Table1323[[#This Row],[Automatic Controls?]]=\"Fixture integrated occupancy sensor\",Table1323[[#This Row],[Automatic Controls?]]=\"Ceiling / wall mounted occupancy sensor\")),IF(Table1323[[#This Row],[Lamp / Luminaire Category]]=\"No eligible rebate\",Table1323[[#This Row],[Baseline W defined by user]],Table1323[[#This Row],[Assumed Baseline W by source]])))))*Table1323[[#This Row],[Quantity of luminaires]]/1000,\"\")","v":""},{"$f":"Table1323[[#This Row],[LED lamp/luminaire retrofit part '#]]","v":0},{"$f":"IF(Table1323[[#This Row],[Rebate Unit]]=\"per lamp\",INDEX(Table1[Number of Lamps],MATCH(Table1323[[#This Row],[Lamp / Luminaire Category]]&Table1323[[#This Row],[Rebate Category]],Table1[PrescribedSource - Rebate ID],0)),1)*Table1323[[#This Row],[Quantity of luminaires]]","v":0},{"$f":"IFERROR(IF(Table1323[[#This Row],[Lamp / Luminaire Category]]=\"No eligible rebate\",\"no eligible rebate\",INDEX(Table1[BC Hydro xRM ECM],MATCH(Table1323[[#This Row],[Lamp / Luminaire Category]]&Table1323[[#This Row],[Rebate Category]],Table1[PrescribedSource - Rebate ID],0))),\"\")","v":""}]
[null,{"$f":"IF(Table1323[[#This Row],[Space Type]]=\"\",\"\",\"L-\"&ROW(20:20))","v":""},null,null,null,null,null,null,null,{"$f":"IFERROR(IF(Table1323[[#This Row],[Space Type]]=\"\",\"\",IF(Table1323[[#This Row],[Lamp / Luminaire Category]]=\"No eligible rebate\",\"\",IF(Table1323[[#This Row],[Rebate Category]]=\"\",\"select rebate\",INDEX(Table1[Actual Baseline W],MATCH(Table1323[[#This Row],[Lamp / Luminaire Category]]&Table1323[[#This Row],[Rebate Category]],Table1[PrescribedSource - Rebate ID],0))))),\"\")","v":""},{"$f":"IFERROR(IF(Table1323[[#This Row],[No]]=\"\",\"\",IF(Table1323[[#This Row],[Space Type]]=\"\",\"select Space Type\",IF(Table1323[[#This Row],[Baseline Operating hours]]<>\"\",\"user defined\",INDEX(Table5[Hours],MATCH(Table1323[[#This Row],[Space Type]],Table5[Space Type],0))))),\"\")","v":""},null,{"$f":"IFERROR(INDEX(Table1[Rebate],MATCH(Table1323[[#This Row],[Lamp / Luminaire Category]]&Table1323[[#This Row],[Rebate Category]],Table1[PrescribedSource - Rebate ID],0)),\"\")","v":""},{"$f":"IFERROR(INDEX(Table1[Rebate Unit],MATCH(Table1323[[#This Row],[Lamp / Luminaire Category]]&Table1323[[#This Row],[Rebate Category]],Table1[PrescribedSource - Rebate ID],0)),\"\")","v":""},null,{"$f":"IFERROR(IF(Table1323[[#This Row],[Lamp / Luminaire Category]]=\"No eligible rebate\",\"no rebate\",INDEX(Table1[Retrofit W],MATCH(Table1323[[#This Row],[Lamp / Luminaire Category]]&Table1323[[#This Row],[Rebate Category]],Table1[PrescribedSource - Rebate ID],0))),\"\")","v":""},null,null,null,{"$f":"IFERROR(INDEX(Table1[Rebate],MATCH(Table1323[[#This Row],[Lamp / Luminaire Category]]&Table1323[[#This Row],[Rebate Category]],Table1[PrescribedSource - Rebate ID],0))*Table1323[[#This Row],[Quantity of luminaires]],0)","v":0},{"$f":"IF(OR(Table1323[[#This Row],[Automatic Controls?]]=\"Fixture integrated Occupancy / Daylight Harvesting sensor\",Table1323[[#This Row],[Automatic Controls?]]=\"Ceiling / wall mounted Occupancy / Daylight Harvesting sensor\",Table1323[[#This Row],[Automatic Controls?]]=\"Timer\"),45*Table1323[[#This Row],[Number of occupancy sensors]],\"\")","v":""},{"$f":"IFERROR(IF(Table1323[[#This Row],[Controls Rebate]]=\"\",0,Table1323[[#This Row],[Controls Rebate]])+Table1323[[#This Row],[Lighting Rebate]],\"\")","v":0},{"$f":"IFERROR(INDEX(Table1[Rebate Savings],MATCH(Table1323[[#This Row],[Lamp / Luminaire Category]]&Table1323[[#This Row],[Rebate Category]],Table1[PrescribedSource - Rebate ID],0))*Table1323[[#This Row],[Quantity of luminaires]]/1000,0)","v":0},{"$f":"IFERROR(Table1323[[#This Row],[Rebate kW Savings]]*IF(Table1323[[#This Row],[Assumed hours from space type]]=\"user defined\",Table1323[[#This Row],[Baseline Operating hours]],Table1323[[#This Row],[Assumed hours from space type]]),0)","v":0},{"$f":"IF(OR(Table1323[[#This Row],[Automatic Controls?]]=\"Fixture integrated occupancy sensor\",Table1323[[#This Row],[Automatic Controls?]]=\"Ceiling / wall mounted occupancy sensor\"),Table1323[[#This Row],[Quantity of luminaires]]*IF(Table1323[[#This Row],[Rebate Category]]<>\"\",INDEX(Table1[Retrofit W],MATCH(Table1323[[#This Row],[Rebate Category]],Table1[BC Hydro Rebate Category],0)),Table1323[[#This Row],[Retrofit W defined by user (no rebate)]])/1000*IF(Table1323[[#This Row],[Assumed hours from space type]]=\"user defined\",Table1323[[#This Row],[Baseline Operating hours]],Table1323[[#This Row],[Assumed hours from space type]])*0.2,0)","v":0},{"$f":"Table1323[[#This Row],[Rebate kWh savings]]+Table1323[[#This Row],[Controls Rebate kWh Savings]]","v":0},{"$f":"IFERROR(IF(Table1323[[#This Row],[Quantity of luminaires]]=\"\",\"\",IF(Table1323[[#This Row],[Lamp / Luminaire Category]]=\"No eligible rebate\",(Table1323[[#This Row],[Baseline W defined by user]]-Table1323[[#This Row],[Retrofit W defined by user (no rebate)]])*Table1323[[#This Row],[Quantity of luminaires]]/1000,(Table1323[[#This Row],[Assumed Baseline W by source]]-Table1323[[#This Row],[LED Luminaire W by rebate]])*Table1323[[#This Row],[Quantity of luminaires]]/1000)),0)","v":""},{"$f":"IFERROR(IF(Table1323[[#This Row],[Lamp / Luminaire Category]]=\"No eligible rebate\",Table1323[[#This Row],[Quantity of luminaires]]*(Table1323[[#This Row],[Baseline W defined by user]]-Table1323[[#This Row],[Retrofit W defined by user (no rebate)]])/1000*IF(Table1323[[#This Row],[Assumed hours from space type]]=\"user defined\",Table1323[[#This Row],[Baseline Operating hours]],Table1323[[#This Row],[Assumed hours from space type]])+Table1323[[#This Row],[Controls Rebate kWh Savings]],Table1323[[#This Row],[Quantity of luminaires]]*(INDEX(Table1[Actual Baseline W],MATCH(Table1323[[#This Row],[Lamp / Luminaire Category]]&Table1323[[#This Row],[Rebate Category]],Table1[PrescribedSource - Rebate ID],0))/1000-Table1323[[#This Row],[LED Luminaire W by rebate]]/1000)*IF(Table1323[[#This Row],[Assumed hours from space type]]=\"user defined\",Table1323[[#This Row],[Baseline Operating hours]],Table1323[[#This Row],[Assumed hours from space type]])+Table1323[[#This Row],[Controls Rebate kWh Savings]]),0)","v":0},{"$f":"IFERROR(IF(Table1323[[#This Row],[Rebate kW Savings]]=0,Table1323[[#This Row],[Demand Savings, kW]],INDEX(Table1[Actual Savings],MATCH(Table1323[[#This Row],[Lamp / Luminaire Category]]&Table1323[[#This Row],[Rebate Category]],Table1[PrescribedSource - Rebate ID],0))*Table1323[[#This Row],[Quantity of luminaires]]/1000),0)","v":""},{"$f":"IFERROR(Table1323[[#This Row],[BC Housing Site kW Savings]]*IF(Table1323[[#This Row],[Assumed hours from space type]]=\"user defined\",Table1323[[#This Row],[Baseline Operating hours]],Table1323[[#This Row],[Assumed hours from space type]])+Table1323[[#This Row],[Controls Rebate kWh Savings]],0)","v":0},{"$f":"IFERROR(IF(Table1323[[#This Row],[Lamp / Luminaire Category]]=\"No eligible rebate\",Table1323[[#This Row],[Lighting Technology]]&\" retrofit with no rebate\",Table1323[[#This Row],[Rebate Category]]),\"\")","v":0},{"$f":"IF(Table1323[[#This Row],[Lamp / Luminaire Category]]=\"No eligible rebate\",1,0)","v":0},{"$f":"IFERROR(IF(IF(Table1323[[#This Row],[Assumed hours from space type]]=\"user defined\",Table1323[[#This Row],[Baseline Operating hours]],Table1323[[#This Row],[Assumed hours from space type]])<3600,0,IF(AND(IF(Table1323[[#This Row],[Assumed hours from space type]]=\"user defined\",Table1323[[#This Row],[Baseline Operating hours]],Table1323[[#This Row],[Assumed hours from space type]])>=3600,OR(Table1323[[#This Row],[Automatic Controls?]]=\"None\",Table1323[[#This Row],[Automatic Controls?]]=\"\")),IF(Table1323[[#This Row],[Lamp / Luminaire Category]]=\"No eligible rebate\",Table1323[[#This Row],[Baseline W defined by user]]-Table1323[[#This Row],[Retrofit W defined by user (no rebate)]],Table1323[[#This Row],[Assumed Baseline W by source]]-Table1323[[#This Row],[LED Luminaire W by rebate]]),IF(AND(IF(Table1323[[#This Row],[Assumed hours from space type]]=\"user defined\",Table1323[[#This Row],[Baseline Operating hours]],Table1323[[#This Row],[Assumed hours from space type]])>=(3600/0.8),OR(Table1323[[#This Row],[Automatic Controls?]]=\"Fixture integrated occupancy sensor\",Table1323[[#This Row],[Automatic Controls?]]=\"Ceiling / wall mounted occupancy sensor\")),IF(Table1323[[#This Row],[Lamp / Luminaire Category]]=\"No eligible rebate\",(Table1323[[#This Row],[Baseline W defined by user]]-Table1323[[#This Row],[Retrofit W defined by user (no rebate)]]),Table1323[[#This Row],[Assumed Baseline W by source]]-Table1323[[#This Row],[LED Luminaire W by rebate]]),IF(AND(IF(Table1323[[#This Row],[Assumed hours from space type]]=\"user defined\",Table1323[[#This Row],[Baseline Operating hours]],Table1323[[#This Row],[Assumed hours from space type]])<(3600/0.8),OR(Table1323[[#This Row],[Automatic Controls?]]=\"Fixture integrated occupancy sensor\",Table1323[[#This Row],[Automatic Controls?]]=\"Ceiling / wall mounted occupancy sensor\")),IF(Table1323[[#This Row],[Lamp / Luminaire Category]]=\"No eligible rebate\",Table1323[[#This Row],[Baseline W defined by user]],Table1323[[#This Row],[Assumed Baseline W by source]])))))*Table1323[[#This Row],[Quantity of luminaires]]/1000,\"\")","v":""},{"$f":"Table1323[[#This Row],[LED lamp/luminaire retrofit part '#]]","v":0},{"$f":"IF(Table1323[[#This Row],[Rebate Unit]]=\"per lamp\",INDEX(Table1[Number of Lamps],MATCH(Table1323[[#This Row],[Lamp / Luminaire Category]]&Table1323[[#This Row],[Rebate Category]],Table1[PrescribedSource - Rebate ID],0)),1)*Table1323[[#This Row],[Quantity of luminaires]]","v":0},{"$f":"IFERROR(IF(Table1323[[#This Row],[Lamp / Luminaire Category]]=\"No eligible rebate\",\"no eligible rebate\",INDEX(Table1[BC Hydro xRM ECM],MATCH(Table1323[[#This Row],[Lamp / Luminaire Category]]&Table1323[[#This Row],[Rebate Category]],Table1[PrescribedSource - Rebate ID],0))),\"\")","v":""}]
[null,{"$f":"IF(Table1323[[#This Row],[Space Type]]=\"\",\"\",\"L-\"&ROW(21:21))","v":""},null,null,null,null,null,null,null,{"$f":"IFERROR(IF(Table1323[[#This Row],[Space Type]]=\"\",\"\",IF(Table1323[[#This Row],[Lamp / Luminaire Category]]=\"No eligible rebate\",\"\",IF(Table1323[[#This Row],[Rebate Category]]=\"\",\"select rebate\",INDEX(Table1[Actual Baseline W],MATCH(Table1323[[#This Row],[Lamp / Luminaire Category]]&Table1323[[#This Row],[Rebate Category]],Table1[PrescribedSource - Rebate ID],0))))),\"\")","v":""},{"$f":"IFERROR(IF(Table1323[[#This Row],[No]]=\"\",\"\",IF(Table1323[[#This Row],[Space Type]]=\"\",\"select Space Type\",IF(Table1323[[#This Row],[Baseline Operating hours]]<>\"\",\"user defined\",INDEX(Table5[Hours],MATCH(Table1323[[#This Row],[Space Type]],Table5[Space Type],0))))),\"\")","v":""},null,{"$f":"IFERROR(INDEX(Table1[Rebate],MATCH(Table1323[[#This Row],[Lamp / Luminaire Category]]&Table1323[[#This Row],[Rebate Category]],Table1[PrescribedSource - Rebate ID],0)),\"\")","v":""},{"$f":"IFERROR(INDEX(Table1[Rebate Unit],MATCH(Table1323[[#This Row],[Lamp / Luminaire Category]]&Table1323[[#This Row],[Rebate Category]],Table1[PrescribedSource - Rebate ID],0)),\"\")","v":""},null,{"$f":"IFERROR(IF(Table1323[[#This Row],[Lamp / Luminaire Category]]=\"No eligible rebate\",\"no rebate\",INDEX(Table1[Retrofit W],MATCH(Table1323[[#This Row],[Lamp / Luminaire Category]]&Table1323[[#This Row],[Rebate Category]],Table1[PrescribedSource - Rebate ID],0))),\"\")","v":""},null,null,null,{"$f":"IFERROR(INDEX(Table1[Rebate],MATCH(Table1323[[#This Row],[Lamp / Luminaire Category]]&Table1323[[#This Row],[Rebate Category]],Table1[PrescribedSource - Rebate ID],0))*Table1323[[#This Row],[Quantity of luminaires]],0)","v":0},{"$f":"IF(OR(Table1323[[#This Row],[Automatic Controls?]]=\"Fixture integrated Occupancy / Daylight Harvesting sensor\",Table1323[[#This Row],[Automatic Controls?]]=\"Ceiling / wall mounted Occupancy / Daylight Harvesting sensor\",Table1323[[#This Row],[Automatic Controls?]]=\"Timer\"),45*Table1323[[#This Row],[Number of occupancy sensors]],\"\")","v":""},{"$f":"IFERROR(IF(Table1323[[#This Row],[Controls Rebate]]=\"\",0,Table1323[[#This Row],[Controls Rebate]])+Table1323[[#This Row],[Lighting Rebate]],\"\")","v":0},{"$f":"IFERROR(INDEX(Table1[Rebate Savings],MATCH(Table1323[[#This Row],[Lamp / Luminaire Category]]&Table1323[[#This Row],[Rebate Category]],Table1[PrescribedSource - Rebate ID],0))*Table1323[[#This Row],[Quantity of luminaires]]/1000,0)","v":0},{"$f":"IFERROR(Table1323[[#This Row],[Rebate kW Savings]]*IF(Table1323[[#This Row],[Assumed hours from space type]]=\"user defined\",Table1323[[#This Row],[Baseline Operating hours]],Table1323[[#This Row],[Assumed hours from space type]]),0)","v":0},{"$f":"IF(OR(Table1323[[#This Row],[Automatic Controls?]]=\"Fixture integrated occupancy sensor\",Table1323[[#This Row],[Automatic Controls?]]=\"Ceiling / wall mounted occupancy sensor\"),Table1323[[#This Row],[Quantity of luminaires]]*IF(Table1323[[#This Row],[Rebate Category]]<>\"\",INDEX(Table1[Retrofit W],MATCH(Table1323[[#This Row],[Rebate Category]],Table1[BC Hydro Rebate Category],0)),Table1323[[#This Row],[Retrofit W defined by user (no rebate)]])/1000*IF(Table1323[[#This Row],[Assumed hours from space type]]=\"user defined\",Table1323[[#This Row],[Baseline Operating hours]],Table1323[[#This Row],[Assumed hours from space type]])*0.2,0)","v":0},{"$f":"Table1323[[#This Row],[Rebate kWh savings]]+Table1323[[#This Row],[Controls Rebate kWh Savings]]","v":0},{"$f":"IFERROR(IF(Table1323[[#This Row],[Quantity of luminaires]]=\"\",\"\",IF(Table1323[[#This Row],[Lamp / Luminaire Category]]=\"No eligible rebate\",(Table1323[[#This Row],[Baseline W defined by user]]-Table1323[[#This Row],[Retrofit W defined by user (no rebate)]])*Table1323[[#This Row],[Quantity of luminaires]]/1000,(Table1323[[#This Row],[Assumed Baseline W by source]]-Table1323[[#This Row],[LED Luminaire W by rebate]])*Table1323[[#This Row],[Quantity of luminaires]]/1000)),0)","v":""},{"$f":"IFERROR(IF(Table1323[[#This Row],[Lamp / Luminaire Category]]=\"No eligible rebate\",Table1323[[#This Row],[Quantity of luminaires]]*(Table1323[[#This Row],[Baseline W defined by user]]-Table1323[[#This Row],[Retrofit W defined by user (no rebate)]])/1000*IF(Table1323[[#This Row],[Assumed hours from space type]]=\"user defined\",Table1323[[#This Row],[Baseline Operating hours]],Table1323[[#This Row],[Assumed hours from space type]])+Table1323[[#This Row],[Controls Rebate kWh Savings]],Table1323[[#This Row],[Quantity of luminaires]]*(INDEX(Table1[Actual Baseline W],MATCH(Table1323[[#This Row],[Lamp / Luminaire Category]]&Table1323[[#This Row],[Rebate Category]],Table1[PrescribedSource - Rebate ID],0))/1000-Table1323[[#This Row],[LED Luminaire W by rebate]]/1000)*IF(Table1323[[#This Row],[Assumed hours from space type]]=\"user defined\",Table1323[[#This Row],[Baseline Operating hours]],Table1323[[#This Row],[Assumed hours from space type]])+Table1323[[#This Row],[Controls Rebate kWh Savings]]),0)","v":0},{"$f":"IFERROR(IF(Table1323[[#This Row],[Rebate kW Savings]]=0,Table1323[[#This Row],[Demand Savings, kW]],INDEX(Table1[Actual Savings],MATCH(Table1323[[#This Row],[Lamp / Luminaire Category]]&Table1323[[#This Row],[Rebate Category]],Table1[PrescribedSource - Rebate ID],0))*Table1323[[#This Row],[Quantity of luminaires]]/1000),0)","v":""},{"$f":"IFERROR(Table1323[[#This Row],[BC Housing Site kW Savings]]*IF(Table1323[[#This Row],[Assumed hours from space type]]=\"user defined\",Table1323[[#This Row],[Baseline Operating hours]],Table1323[[#This Row],[Assumed hours from space type]])+Table1323[[#This Row],[Controls Rebate kWh Savings]],0)","v":0},{"$f":"IFERROR(IF(Table1323[[#This Row],[Lamp / Luminaire Category]]=\"No eligible rebate\",Table1323[[#This Row],[Lighting Technology]]&\" retrofit with no rebate\",Table1323[[#This Row],[Rebate Category]]),\"\")","v":0},{"$f":"IF(Table1323[[#This Row],[Lamp / Luminaire Category]]=\"No eligible rebate\",1,0)","v":0},{"$f":"IFERROR(IF(IF(Table1323[[#This Row],[Assumed hours from space type]]=\"user defined\",Table1323[[#This Row],[Baseline Operating hours]],Table1323[[#This Row],[Assumed hours from space type]])<3600,0,IF(AND(IF(Table1323[[#This Row],[Assumed hours from space type]]=\"user defined\",Table1323[[#This Row],[Baseline Operating hours]],Table1323[[#This Row],[Assumed hours from space type]])>=3600,OR(Table1323[[#This Row],[Automatic Controls?]]=\"None\",Table1323[[#This Row],[Automatic Controls?]]=\"\")),IF(Table1323[[#This Row],[Lamp / Luminaire Category]]=\"No eligible rebate\",Table1323[[#This Row],[Baseline W defined by user]]-Table1323[[#This Row],[Retrofit W defined by user (no rebate)]],Table1323[[#This Row],[Assumed Baseline W by source]]-Table1323[[#This Row],[LED Luminaire W by rebate]]),IF(AND(IF(Table1323[[#This Row],[Assumed hours from space type]]=\"user defined\",Table1323[[#This Row],[Baseline Operating hours]],Table1323[[#This Row],[Assumed hours from space type]])>=(3600/0.8),OR(Table1323[[#This Row],[Automatic Controls?]]=\"Fixture integrated occupancy sensor\",Table1323[[#This Row],[Automatic Controls?]]=\"Ceiling / wall mounted occupancy sensor\")),IF(Table1323[[#This Row],[Lamp / Luminaire Category]]=\"No eligible rebate\",(Table1323[[#This Row],[Baseline W defined by user]]-Table1323[[#This Row],[Retrofit W defined by user (no rebate)]]),Table1323[[#This Row],[Assumed Baseline W by source]]-Table1323[[#This Row],[LED Luminaire W by rebate]]),IF(AND(IF(Table1323[[#This Row],[Assumed hours from space type]]=\"user defined\",Table1323[[#This Row],[Baseline Operating hours]],Table1323[[#This Row],[Assumed hours from space type]])<(3600/0.8),OR(Table1323[[#This Row],[Automatic Controls?]]=\"Fixture integrated occupancy sensor\",Table1323[[#This Row],[Automatic Controls?]]=\"Ceiling / wall mounted occupancy sensor\")),IF(Table1323[[#This Row],[Lamp / Luminaire Category]]=\"No eligible rebate\",Table1323[[#This Row],[Baseline W defined by user]],Table1323[[#This Row],[Assumed Baseline W by source]])))))*Table1323[[#This Row],[Quantity of luminaires]]/1000,\"\")","v":""},{"$f":"Table1323[[#This Row],[LED lamp/luminaire retrofit part '#]]","v":0},{"$f":"IF(Table1323[[#This Row],[Rebate Unit]]=\"per lamp\",INDEX(Table1[Number of Lamps],MATCH(Table1323[[#This Row],[Lamp / Luminaire Category]]&Table1323[[#This Row],[Rebate Category]],Table1[PrescribedSource - Rebate ID],0)),1)*Table1323[[#This Row],[Quantity of luminaires]]","v":0},{"$f":"IFERROR(IF(Table1323[[#This Row],[Lamp / Luminaire Category]]=\"No eligible rebate\",\"no eligible rebate\",INDEX(Table1[BC Hydro xRM ECM],MATCH(Table1323[[#This Row],[Lamp / Luminaire Category]]&Table1323[[#This Row],[Rebate Category]],Table1[PrescribedSource - Rebate ID],0))),\"\")","v":""}]
[null,{"$f":"IF(Table1323[[#This Row],[Space Type]]=\"\",\"\",\"L-\"&ROW(22:22))","v":""},null,null,null,null,null,null,null,{"$f":"IFERROR(IF(Table1323[[#This Row],[Space Type]]=\"\",\"\",IF(Table1323[[#This Row],[Lamp / Luminaire Category]]=\"No eligible rebate\",\"\",IF(Table1323[[#This Row],[Rebate Category]]=\"\",\"select rebate\",INDEX(Table1[Actual Baseline W],MATCH(Table1323[[#This Row],[Lamp / Luminaire Category]]&Table1323[[#This Row],[Rebate Category]],Table1[PrescribedSource - Rebate ID],0))))),\"\")","v":""},{"$f":"IFERROR(IF(Table1323[[#This Row],[No]]=\"\",\"\",IF(Table1323[[#This Row],[Space Type]]=\"\",\"select Space Type\",IF(Table1323[[#This Row],[Baseline Operating hours]]<>\"\",\"user defined\",INDEX(Table5[Hours],MATCH(Table1323[[#This Row],[Space Type]],Table5[Space Type],0))))),\"\")","v":""},null,{"$f":"IFERROR(INDEX(Table1[Rebate],MATCH(Table1323[[#This Row],[Lamp / Luminaire Category]]&Table1323[[#This Row],[Rebate Category]],Table1[PrescribedSource - Rebate ID],0)),\"\")","v":""},{"$f":"IFERROR(INDEX(Table1[Rebate Unit],MATCH(Table1323[[#This Row],[Lamp / Luminaire Category]]&Table1323[[#This Row],[Rebate Category]],Table1[PrescribedSource - Rebate ID],0)),\"\")","v":""},null,{"$f":"IFERROR(IF(Table1323[[#This Row],[Lamp / Luminaire Category]]=\"No eligible rebate\",\"no rebate\",INDEX(Table1[Retrofit W],MATCH(Table1323[[#This Row],[Lamp / Luminaire Category]]&Table1323[[#This Row],[Rebate Category]],Table1[PrescribedSource - Rebate ID],0))),\"\")","v":""},null,null,null,{"$f":"IFERROR(INDEX(Table1[Rebate],MATCH(Table1323[[#This Row],[Lamp / Luminaire Category]]&Table1323[[#This Row],[Rebate Category]],Table1[PrescribedSource - Rebate ID],0))*Table1323[[#This Row],[Quantity of luminaires]],0)","v":0},{"$f":"IF(OR(Table1323[[#This Row],[Automatic Controls?]]=\"Fixture integrated Occupancy / Daylight Harvesting sensor\",Table1323[[#This Row],[Automatic Controls?]]=\"Ceiling / wall mounted Occupancy / Daylight Harvesting sensor\",Table1323[[#This Row],[Automatic Controls?]]=\"Timer\"),45*Table1323[[#This Row],[Number of occupancy sensors]],\"\")","v":""},{"$f":"IFERROR(IF(Table1323[[#This Row],[Controls Rebate]]=\"\",0,Table1323[[#This Row],[Controls Rebate]])+Table1323[[#This Row],[Lighting Rebate]],\"\")","v":0},{"$f":"IFERROR(INDEX(Table1[Rebate Savings],MATCH(Table1323[[#This Row],[Lamp / Luminaire Category]]&Table1323[[#This Row],[Rebate Category]],Table1[PrescribedSource - Rebate ID],0))*Table1323[[#This Row],[Quantity of luminaires]]/1000,0)","v":0},{"$f":"IFERROR(Table1323[[#This Row],[Rebate kW Savings]]*IF(Table1323[[#This Row],[Assumed hours from space type]]=\"user defined\",Table1323[[#This Row],[Baseline Operating hours]],Table1323[[#This Row],[Assumed hours from space type]]),0)","v":0},{"$f":"IF(OR(Table1323[[#This Row],[Automatic Controls?]]=\"Fixture integrated occupancy sensor\",Table1323[[#This Row],[Automatic Controls?]]=\"Ceiling / wall mounted occupancy sensor\"),Table1323[[#This Row],[Quantity of luminaires]]*IF(Table1323[[#This Row],[Rebate Category]]<>\"\",INDEX(Table1[Retrofit W],MATCH(Table1323[[#This Row],[Rebate Category]],Table1[BC Hydro Rebate Category],0)),Table1323[[#This Row],[Retrofit W defined by user (no rebate)]])/1000*IF(Table1323[[#This Row],[Assumed hours from space type]]=\"user defined\",Table1323[[#This Row],[Baseline Operating hours]],Table1323[[#This Row],[Assumed hours from space type]])*0.2,0)","v":0},{"$f":"Table1323[[#This Row],[Rebate kWh savings]]+Table1323[[#This Row],[Controls Rebate kWh Savings]]","v":0},{"$f":"IFERROR(IF(Table1323[[#This Row],[Quantity of luminaires]]=\"\",\"\",IF(Table1323[[#This Row],[Lamp / Luminaire Category]]=\"No eligible rebate\",(Table1323[[#This Row],[Baseline W defined by user]]-Table1323[[#This Row],[Retrofit W defined by user (no rebate)]])*Table1323[[#This Row],[Quantity of luminaires]]/1000,(Table1323[[#This Row],[Assumed Baseline W by source]]-Table1323[[#This Row],[LED Luminaire W by rebate]])*Table1323[[#This Row],[Quantity of luminaires]]/1000)),0)","v":""},{"$f":"IFERROR(IF(Table1323[[#This Row],[Lamp / Luminaire Category]]=\"No eligible rebate\",Table1323[[#This Row],[Quantity of luminaires]]*(Table1323[[#This Row],[Baseline W defined by user]]-Table1323[[#This Row],[Retrofit W defined by user (no rebate)]])/1000*IF(Table1323[[#This Row],[Assumed hours from space type]]=\"user defined\",Table1323[[#This Row],[Baseline Operating hours]],Table1323[[#This Row],[Assumed hours from space type]])+Table1323[[#This Row],[Controls Rebate kWh Savings]],Table1323[[#This Row],[Quantity of luminaires]]*(INDEX(Table1[Actual Baseline W],MATCH(Table1323[[#This Row],[Lamp / Luminaire Category]]&Table1323[[#This Row],[Rebate Category]],Table1[PrescribedSource - Rebate ID],0))/1000-Table1323[[#This Row],[LED Luminaire W by rebate]]/1000)*IF(Table1323[[#This Row],[Assumed hours from space type]]=\"user defined\",Table1323[[#This Row],[Baseline Operating hours]],Table1323[[#This Row],[Assumed hours from space type]])+Table1323[[#This Row],[Controls Rebate kWh Savings]]),0)","v":0},{"$f":"IFERROR(IF(Table1323[[#This Row],[Rebate kW Savings]]=0,Table1323[[#This Row],[Demand Savings, kW]],INDEX(Table1[Actual Savings],MATCH(Table1323[[#This Row],[Lamp / Luminaire Category]]&Table1323[[#This Row],[Rebate Category]],Table1[PrescribedSource - Rebate ID],0))*Table1323[[#This Row],[Quantity of luminaires]]/1000),0)","v":""},{"$f":"IFERROR(Table1323[[#This Row],[BC Housing Site kW Savings]]*IF(Table1323[[#This Row],[Assumed hours from space type]]=\"user defined\",Table1323[[#This Row],[Baseline Operating hours]],Table1323[[#This Row],[Assumed hours from space type]])+Table1323[[#This Row],[Controls Rebate kWh Savings]],0)","v":0},{"$f":"IFERROR(IF(Table1323[[#This Row],[Lamp / Luminaire Category]]=\"No eligible rebate\",Table1323[[#This Row],[Lighting Technology]]&\" retrofit with no rebate\",Table1323[[#This Row],[Rebate Category]]),\"\")","v":0},{"$f":"IF(Table1323[[#This Row],[Lamp / Luminaire Category]]=\"No eligible rebate\",1,0)","v":0},{"$f":"IFERROR(IF(IF(Table1323[[#This Row],[Assumed hours from space type]]=\"user defined\",Table1323[[#This Row],[Baseline Operating hours]],Table1323[[#This Row],[Assumed hours from space type]])<3600,0,IF(AND(IF(Table1323[[#This Row],[Assumed hours from space type]]=\"user defined\",Table1323[[#This Row],[Baseline Operating hours]],Table1323[[#This Row],[Assumed hours from space type]])>=3600,OR(Table1323[[#This Row],[Automatic Controls?]]=\"None\",Table1323[[#This Row],[Automatic Controls?]]=\"\")),IF(Table1323[[#This Row],[Lamp / Luminaire Category]]=\"No eligible rebate\",Table1323[[#This Row],[Baseline W defined by user]]-Table1323[[#This Row],[Retrofit W defined by user (no rebate)]],Table1323[[#This Row],[Assumed Baseline W by source]]-Table1323[[#This Row],[LED Luminaire W by rebate]]),IF(AND(IF(Table1323[[#This Row],[Assumed hours from space type]]=\"user defined\",Table1323[[#This Row],[Baseline Operating hours]],Table1323[[#This Row],[Assumed hours from space type]])>=(3600/0.8),OR(Table1323[[#This Row],[Automatic Controls?]]=\"Fixture integrated occupancy sensor\",Table1323[[#This Row],[Automatic Controls?]]=\"Ceiling / wall mounted occupancy sensor\")),IF(Table1323[[#This Row],[Lamp / Luminaire Category]]=\"No eligible rebate\",(Table1323[[#This Row],[Baseline W defined by user]]-Table1323[[#This Row],[Retrofit W defined by user (no rebate)]]),Table1323[[#This Row],[Assumed Baseline W by source]]-Table1323[[#This Row],[LED Luminaire W by rebate]]),IF(AND(IF(Table1323[[#This Row],[Assumed hours from space type]]=\"user defined\",Table1323[[#This Row],[Baseline Operating hours]],Table1323[[#This Row],[Assumed hours from space type]])<(3600/0.8),OR(Table1323[[#This Row],[Automatic Controls?]]=\"Fixture integrated occupancy sensor\",Table1323[[#This Row],[Automatic Controls?]]=\"Ceiling / wall mounted occupancy sensor\")),IF(Table1323[[#This Row],[Lamp / Luminaire Category]]=\"No eligible rebate\",Table1323[[#This Row],[Baseline W defined by user]],Table1323[[#This Row],[Assumed Baseline W by source]])))))*Table1323[[#This Row],[Quantity of luminaires]]/1000,\"\")","v":""},{"$f":"Table1323[[#This Row],[LED lamp/luminaire retrofit part '#]]","v":0},{"$f":"IF(Table1323[[#This Row],[Rebate Unit]]=\"per lamp\",INDEX(Table1[Number of Lamps],MATCH(Table1323[[#This Row],[Lamp / Luminaire Category]]&Table1323[[#This Row],[Rebate Category]],Table1[PrescribedSource - Rebate ID],0)),1)*Table1323[[#This Row],[Quantity of luminaires]]","v":0},{"$f":"IFERROR(IF(Table1323[[#This Row],[Lamp / Luminaire Category]]=\"No eligible rebate\",\"no eligible rebate\",INDEX(Table1[BC Hydro xRM ECM],MATCH(Table1323[[#This Row],[Lamp / Luminaire Category]]&Table1323[[#This Row],[Rebate Category]],Table1[PrescribedSource - Rebate ID],0))),\"\")","v":""}]
[null,{"$f":"IF(Table1323[[#This Row],[Space Type]]=\"\",\"\",\"L-\"&ROW(23:23))","v":""},null,null,null,null,null,null,null,{"$f":"IFERROR(IF(Table1323[[#This Row],[Space Type]]=\"\",\"\",IF(Table1323[[#This Row],[Lamp / Luminaire Category]]=\"No eligible rebate\",\"\",IF(Table1323[[#This Row],[Rebate Category]]=\"\",\"select rebate\",INDEX(Table1[Actual Baseline W],MATCH(Table1323[[#This Row],[Lamp / Luminaire Category]]&Table1323[[#This Row],[Rebate Category]],Table1[PrescribedSource - Rebate ID],0))))),\"\")","v":""},{"$f":"IFERROR(IF(Table1323[[#This Row],[No]]=\"\",\"\",IF(Table1323[[#This Row],[Space Type]]=\"\",\"select Space Type\",IF(Table1323[[#This Row],[Baseline Operating hours]]<>\"\",\"user defined\",INDEX(Table5[Hours],MATCH(Table1323[[#This Row],[Space Type]],Table5[Space Type],0))))),\"\")","v":""},null,{"$f":"IFERROR(INDEX(Table1[Rebate],MATCH(Table1323[[#This Row],[Lamp / Luminaire Category]]&Table1323[[#This Row],[Rebate Category]],Table1[PrescribedSource - Rebate ID],0)),\"\")","v":""},{"$f":"IFERROR(INDEX(Table1[Rebate Unit],MATCH(Table1323[[#This Row],[Lamp / Luminaire Category]]&Table1323[[#This Row],[Rebate Category]],Table1[PrescribedSource - Rebate ID],0)),\"\")","v":""},null,{"$f":"IFERROR(IF(Table1323[[#This Row],[Lamp / Luminaire Category]]=\"No eligible rebate\",\"no rebate\",INDEX(Table1[Retrofit W],MATCH(Table1323[[#This Row],[Lamp / Luminaire Category]]&Table1323[[#This Row],[Rebate Category]],Table1[PrescribedSource - Rebate ID],0))),\"\")","v":""},null,null,null,{"$f":"IFERROR(INDEX(Table1[Rebate],MATCH(Table1323[[#This Row],[Lamp / Luminaire Category]]&Table1323[[#This Row],[Rebate Category]],Table1[PrescribedSource - Rebate ID],0))*Table1323[[#This Row],[Quantity of luminaires]],0)","v":0},{"$f":"IF(OR(Table1323[[#This Row],[Automatic Controls?]]=\"Fixture integrated Occupancy / Daylight Harvesting sensor\",Table1323[[#This Row],[Automatic Controls?]]=\"Ceiling / wall mounted Occupancy / Daylight Harvesting sensor\",Table1323[[#This Row],[Automatic Controls?]]=\"Timer\"),45*Table1323[[#This Row],[Number of occupancy sensors]],\"\")","v":""},{"$f":"IFERROR(IF(Table1323[[#This Row],[Controls Rebate]]=\"\",0,Table1323[[#This Row],[Controls Rebate]])+Table1323[[#This Row],[Lighting Rebate]],\"\")","v":0},{"$f":"IFERROR(INDEX(Table1[Rebate Savings],MATCH(Table1323[[#This Row],[Lamp / Luminaire Category]]&Table1323[[#This Row],[Rebate Category]],Table1[PrescribedSource - Rebate ID],0))*Table1323[[#This Row],[Quantity of luminaires]]/1000,0)","v":0},{"$f":"IFERROR(Table1323[[#This Row],[Rebate kW Savings]]*IF(Table1323[[#This Row],[Assumed hours from space type]]=\"user defined\",Table1323[[#This Row],[Baseline Operating hours]],Table1323[[#This Row],[Assumed hours from space type]]),0)","v":0},{"$f":"IF(OR(Table1323[[#This Row],[Automatic Controls?]]=\"Fixture integrated occupancy sensor\",Table1323[[#This Row],[Automatic Controls?]]=\"Ceiling / wall mounted occupancy sensor\"),Table1323[[#This Row],[Quantity of luminaires]]*IF(Table1323[[#This Row],[Rebate Category]]<>\"\",INDEX(Table1[Retrofit W],MATCH(Table1323[[#This Row],[Rebate Category]],Table1[BC Hydro Rebate Category],0)),Table1323[[#This Row],[Retrofit W defined by user (no rebate)]])/1000*IF(Table1323[[#This Row],[Assumed hours from space type]]=\"user defined\",Table1323[[#This Row],[Baseline Operating hours]],Table1323[[#This Row],[Assumed hours from space type]])*0.2,0)","v":0},{"$f":"Table1323[[#This Row],[Rebate kWh savings]]+Table1323[[#This Row],[Controls Rebate kWh Savings]]","v":0},{"$f":"IFERROR(IF(Table1323[[#This Row],[Quantity of luminaires]]=\"\",\"\",IF(Table1323[[#This Row],[Lamp / Luminaire Category]]=\"No eligible rebate\",(Table1323[[#This Row],[Baseline W defined by user]]-Table1323[[#This Row],[Retrofit W defined by user (no rebate)]])*Table1323[[#This Row],[Quantity of luminaires]]/1000,(Table1323[[#This Row],[Assumed Baseline W by source]]-Table1323[[#This Row],[LED Luminaire W by rebate]])*Table1323[[#This Row],[Quantity of luminaires]]/1000)),0)","v":""},{"$f":"IFERROR(IF(Table1323[[#This Row],[Lamp / Luminaire Category]]=\"No eligible rebate\",Table1323[[#This Row],[Quantity of luminaires]]*(Table1323[[#This Row],[Baseline W defined by user]]-Table1323[[#This Row],[Retrofit W defined by user (no rebate)]])/1000*IF(Table1323[[#This Row],[Assumed hours from space type]]=\"user defined\",Table1323[[#This Row],[Baseline Operating hours]],Table1323[[#This Row],[Assumed hours from space type]])+Table1323[[#This Row],[Controls Rebate kWh Savings]],Table1323[[#This Row],[Quantity of luminaires]]*(INDEX(Table1[Actual Baseline W],MATCH(Table1323[[#This Row],[Lamp / Luminaire Category]]&Table1323[[#This Row],[Rebate Category]],Table1[PrescribedSource - Rebate ID],0))/1000-Table1323[[#This Row],[LED Luminaire W by rebate]]/1000)*IF(Table1323[[#This Row],[Assumed hours from space type]]=\"user defined\",Table1323[[#This Row],[Baseline Operating hours]],Table1323[[#This Row],[Assumed hours from space type]])+Table1323[[#This Row],[Controls Rebate kWh Savings]]),0)","v":0},{"$f":"IFERROR(IF(Table1323[[#This Row],[Rebate kW Savings]]=0,Table1323[[#This Row],[Demand Savings, kW]],INDEX(Table1[Actual Savings],MATCH(Table1323[[#This Row],[Lamp / Luminaire Category]]&Table1323[[#This Row],[Rebate Category]],Table1[PrescribedSource - Rebate ID],0))*Table1323[[#This Row],[Quantity of luminaires]]/1000),0)","v":""},{"$f":"IFERROR(Table1323[[#This Row],[BC Housing Site kW Savings]]*IF(Table1323[[#This Row],[Assumed hours from space type]]=\"user defined\",Table1323[[#This Row],[Baseline Operating hours]],Table1323[[#This Row],[Assumed hours from space type]])+Table1323[[#This Row],[Controls Rebate kWh Savings]],0)","v":0},{"$f":"IFERROR(IF(Table1323[[#This Row],[Lamp / Luminaire Category]]=\"No eligible rebate\",Table1323[[#This Row],[Lighting Technology]]&\" retrofit with no rebate\",Table1323[[#This Row],[Rebate Category]]),\"\")","v":0},{"$f":"IF(Table1323[[#This Row],[Lamp / Luminaire Category]]=\"No eligible rebate\",1,0)","v":0},{"$f":"IFERROR(IF(IF(Table1323[[#This Row],[Assumed hours from space type]]=\"user defined\",Table1323[[#This Row],[Baseline Operating hours]],Table1323[[#This Row],[Assumed hours from space type]])<3600,0,IF(AND(IF(Table1323[[#This Row],[Assumed hours from space type]]=\"user defined\",Table1323[[#This Row],[Baseline Operating hours]],Table1323[[#This Row],[Assumed hours from space type]])>=3600,OR(Table1323[[#This Row],[Automatic Controls?]]=\"None\",Table1323[[#This Row],[Automatic Controls?]]=\"\")),IF(Table1323[[#This Row],[Lamp / Luminaire Category]]=\"No eligible rebate\",Table1323[[#This Row],[Baseline W defined by user]]-Table1323[[#This Row],[Retrofit W defined by user (no rebate)]],Table1323[[#This Row],[Assumed Baseline W by source]]-Table1323[[#This Row],[LED Luminaire W by rebate]]),IF(AND(IF(Table1323[[#This Row],[Assumed hours from space type]]=\"user defined\",Table1323[[#This Row],[Baseline Operating hours]],Table1323[[#This Row],[Assumed hours from space type]])>=(3600/0.8),OR(Table1323[[#This Row],[Automatic Controls?]]=\"Fixture integrated occupancy sensor\",Table1323[[#This Row],[Automatic Controls?]]=\"Ceiling / wall mounted occupancy sensor\")),IF(Table1323[[#This Row],[Lamp / Luminaire Category]]=\"No eligible rebate\",(Table1323[[#This Row],[Baseline W defined by user]]-Table1323[[#This Row],[Retrofit W defined by user (no rebate)]]),Table1323[[#This Row],[Assumed Baseline W by source]]-Table1323[[#This Row],[LED Luminaire W by rebate]]),IF(AND(IF(Table1323[[#This Row],[Assumed hours from space type]]=\"user defined\",Table1323[[#This Row],[Baseline Operating hours]],Table1323[[#This Row],[Assumed hours from space type]])<(3600/0.8),OR(Table1323[[#This Row],[Automatic Controls?]]=\"Fixture integrated occupancy sensor\",Table1323[[#This Row],[Automatic Controls?]]=\"Ceiling / wall mounted occupancy sensor\")),IF(Table1323[[#This Row],[Lamp / Luminaire Category]]=\"No eligible rebate\",Table1323[[#This Row],[Baseline W defined by user]],Table1323[[#This Row],[Assumed Baseline W by source]])))))*Table1323[[#This Row],[Quantity of luminaires]]/1000,\"\")","v":""},{"$f":"Table1323[[#This Row],[LED lamp/luminaire retrofit part '#]]","v":0},{"$f":"IF(Table1323[[#This Row],[Rebate Unit]]=\"per lamp\",INDEX(Table1[Number of Lamps],MATCH(Table1323[[#This Row],[Lamp / Luminaire Category]]&Table1323[[#This Row],[Rebate Category]],Table1[PrescribedSource - Rebate ID],0)),1)*Table1323[[#This Row],[Quantity of luminaires]]","v":0},{"$f":"IFERROR(IF(Table1323[[#This Row],[Lamp / Luminaire Category]]=\"No eligible rebate\",\"no eligible rebate\",INDEX(Table1[BC Hydro xRM ECM],MATCH(Table1323[[#This Row],[Lamp / Luminaire Category]]&Table1323[[#This Row],[Rebate Category]],Table1[PrescribedSource - Rebate ID],0))),\"\")","v":""}]
[null,{"$f":"IF(Table1323[[#This Row],[Space Type]]=\"\",\"\",\"L-\"&ROW(24:24))","v":""},null,null,null,null,null,null,null,{"$f":"IFERROR(IF(Table1323[[#This Row],[Space Type]]=\"\",\"\",IF(Table1323[[#This Row],[Lamp / Luminaire Category]]=\"No eligible rebate\",\"\",IF(Table1323[[#This Row],[Rebate Category]]=\"\",\"select rebate\",INDEX(Table1[Actual Baseline W],MATCH(Table1323[[#This Row],[Lamp / Luminaire Category]]&Table1323[[#This Row],[Rebate Category]],Table1[PrescribedSource - Rebate ID],0))))),\"\")","v":""},{"$f":"IFERROR(IF(Table1323[[#This Row],[No]]=\"\",\"\",IF(Table1323[[#This Row],[Space Type]]=\"\",\"select Space Type\",IF(Table1323[[#This Row],[Baseline Operating hours]]<>\"\",\"user defined\",INDEX(Table5[Hours],MATCH(Table1323[[#This Row],[Space Type]],Table5[Space Type],0))))),\"\")","v":""},null,{"$f":"IFERROR(INDEX(Table1[Rebate],MATCH(Table1323[[#This Row],[Lamp / Luminaire Category]]&Table1323[[#This Row],[Rebate Category]],Table1[PrescribedSource - Rebate ID],0)),\"\")","v":""},{"$f":"IFERROR(INDEX(Table1[Rebate Unit],MATCH(Table1323[[#This Row],[Lamp / Luminaire Category]]&Table1323[[#This Row],[Rebate Category]],Table1[PrescribedSource - Rebate ID],0)),\"\")","v":""},null,{"$f":"IFERROR(IF(Table1323[[#This Row],[Lamp / Luminaire Category]]=\"No eligible rebate\",\"no rebate\",INDEX(Table1[Retrofit W],MATCH(Table1323[[#This Row],[Lamp / Luminaire Category]]&Table1323[[#This Row],[Rebate Category]],Table1[PrescribedSource - Rebate ID],0))),\"\")","v":""},null,null,null,{"$f":"IFERROR(INDEX(Table1[Rebate],MATCH(Table1323[[#This Row],[Lamp / Luminaire Category]]&Table1323[[#This Row],[Rebate Category]],Table1[PrescribedSource - Rebate ID],0))*Table1323[[#This Row],[Quantity of luminaires]],0)","v":0},{"$f":"IF(OR(Table1323[[#This Row],[Automatic Controls?]]=\"Fixture integrated Occupancy / Daylight Harvesting sensor\",Table1323[[#This Row],[Automatic Controls?]]=\"Ceiling / wall mounted Occupancy / Daylight Harvesting sensor\",Table1323[[#This Row],[Automatic Controls?]]=\"Timer\"),45*Table1323[[#This Row],[Number of occupancy sensors]],\"\")","v":""},{"$f":"IFERROR(IF(Table1323[[#This Row],[Controls Rebate]]=\"\",0,Table1323[[#This Row],[Controls Rebate]])+Table1323[[#This Row],[Lighting Rebate]],\"\")","v":0},{"$f":"IFERROR(INDEX(Table1[Rebate Savings],MATCH(Table1323[[#This Row],[Lamp / Luminaire Category]]&Table1323[[#This Row],[Rebate Category]],Table1[PrescribedSource - Rebate ID],0))*Table1323[[#This Row],[Quantity of luminaires]]/1000,0)","v":0},{"$f":"IFERROR(Table1323[[#This Row],[Rebate kW Savings]]*IF(Table1323[[#This Row],[Assumed hours from space type]]=\"user defined\",Table1323[[#This Row],[Baseline Operating hours]],Table1323[[#This Row],[Assumed hours from space type]]),0)","v":0},{"$f":"IF(OR(Table1323[[#This Row],[Automatic Controls?]]=\"Fixture integrated occupancy sensor\",Table1323[[#This Row],[Automatic Controls?]]=\"Ceiling / wall mounted occupancy sensor\"),Table1323[[#This Row],[Quantity of luminaires]]*IF(Table1323[[#This Row],[Rebate Category]]<>\"\",INDEX(Table1[Retrofit W],MATCH(Table1323[[#This Row],[Rebate Category]],Table1[BC Hydro Rebate Category],0)),Table1323[[#This Row],[Retrofit W defined by user (no rebate)]])/1000*IF(Table1323[[#This Row],[Assumed hours from space type]]=\"user defined\",Table1323[[#This Row],[Baseline Operating hours]],Table1323[[#This Row],[Assumed hours from space type]])*0.2,0)","v":0},{"$f":"Table1323[[#This Row],[Rebate kWh savings]]+Table1323[[#This Row],[Controls Rebate kWh Savings]]","v":0},{"$f":"IFERROR(IF(Table1323[[#This Row],[Quantity of luminaires]]=\"\",\"\",IF(Table1323[[#This Row],[Lamp / Luminaire Category]]=\"No eligible rebate\",(Table1323[[#This Row],[Baseline W defined by user]]-Table1323[[#This Row],[Retrofit W defined by user (no rebate)]])*Table1323[[#This Row],[Quantity of luminaires]]/1000,(Table1323[[#This Row],[Assumed Baseline W by source]]-Table1323[[#This Row],[LED Luminaire W by rebate]])*Table1323[[#This Row],[Quantity of luminaires]]/1000)),0)","v":""},{"$f":"IFERROR(IF(Table1323[[#This Row],[Lamp / Luminaire Category]]=\"No eligible rebate\",Table1323[[#This Row],[Quantity of luminaires]]*(Table1323[[#This Row],[Baseline W defined by user]]-Table1323[[#This Row],[Retrofit W defined by user (no rebate)]])/1000*IF(Table1323[[#This Row],[Assumed hours from space type]]=\"user defined\",Table1323[[#This Row],[Baseline Operating hours]],Table1323[[#This Row],[Assumed hours from space type]])+Table1323[[#This Row],[Controls Rebate kWh Savings]],Table1323[[#This Row],[Quantity of luminaires]]*(INDEX(Table1[Actual Baseline W],MATCH(Table1323[[#This Row],[Lamp / Luminaire Category]]&Table1323[[#This Row],[Rebate Category]],Table1[PrescribedSource - Rebate ID],0))/1000-Table1323[[#This Row],[LED Luminaire W by rebate]]/1000)*IF(Table1323[[#This Row],[Assumed hours from space type]]=\"user defined\",Table1323[[#This Row],[Baseline Operating hours]],Table1323[[#This Row],[Assumed hours from space type]])+Table1323[[#This Row],[Controls Rebate kWh Savings]]),0)","v":0},{"$f":"IFERROR(IF(Table1323[[#This Row],[Rebate kW Savings]]=0,Table1323[[#This Row],[Demand Savings, kW]],INDEX(Table1[Actual Savings],MATCH(Table1323[[#This Row],[Lamp / Luminaire Category]]&Table1323[[#This Row],[Rebate Category]],Table1[PrescribedSource - Rebate ID],0))*Table1323[[#This Row],[Quantity of luminaires]]/1000),0)","v":""},{"$f":"IFERROR(Table1323[[#This Row],[BC Housing Site kW Savings]]*IF(Table1323[[#This Row],[Assumed hours from space type]]=\"user defined\",Table1323[[#This Row],[Baseline Operating hours]],Table1323[[#This Row],[Assumed hours from space type]])+Table1323[[#This Row],[Controls Rebate kWh Savings]],0)","v":0},{"$f":"IFERROR(IF(Table1323[[#This Row],[Lamp / Luminaire Category]]=\"No eligible rebate\",Table1323[[#This Row],[Lighting Technology]]&\" retrofit with no rebate\",Table1323[[#This Row],[Rebate Category]]),\"\")","v":0},{"$f":"IF(Table1323[[#This Row],[Lamp / Luminaire Category]]=\"No eligible rebate\",1,0)","v":0},{"$f":"IFERROR(IF(IF(Table1323[[#This Row],[Assumed hours from space type]]=\"user defined\",Table1323[[#This Row],[Baseline Operating hours]],Table1323[[#This Row],[Assumed hours from space type]])<3600,0,IF(AND(IF(Table1323[[#This Row],[Assumed hours from space type]]=\"user defined\",Table1323[[#This Row],[Baseline Operating hours]],Table1323[[#This Row],[Assumed hours from space type]])>=3600,OR(Table1323[[#This Row],[Automatic Controls?]]=\"None\",Table1323[[#This Row],[Automatic Controls?]]=\"\")),IF(Table1323[[#This Row],[Lamp / Luminaire Category]]=\"No eligible rebate\",Table1323[[#This Row],[Baseline W defined by user]]-Table1323[[#This Row],[Retrofit W defined by user (no rebate)]],Table1323[[#This Row],[Assumed Baseline W by source]]-Table1323[[#This Row],[LED Luminaire W by rebate]]),IF(AND(IF(Table1323[[#This Row],[Assumed hours from space type]]=\"user defined\",Table1323[[#This Row],[Baseline Operating hours]],Table1323[[#This Row],[Assumed hours from space type]])>=(3600/0.8),OR(Table1323[[#This Row],[Automatic Controls?]]=\"Fixture integrated occupancy sensor\",Table1323[[#This Row],[Automatic Controls?]]=\"Ceiling / wall mounted occupancy sensor\")),IF(Table1323[[#This Row],[Lamp / Luminaire Category]]=\"No eligible rebate\",(Table1323[[#This Row],[Baseline W defined by user]]-Table1323[[#This Row],[Retrofit W defined by user (no rebate)]]),Table1323[[#This Row],[Assumed Baseline W by source]]-Table1323[[#This Row],[LED Luminaire W by rebate]]),IF(AND(IF(Table1323[[#This Row],[Assumed hours from space type]]=\"user defined\",Table1323[[#This Row],[Baseline Operating hours]],Table1323[[#This Row],[Assumed hours from space type]])<(3600/0.8),OR(Table1323[[#This Row],[Automatic Controls?]]=\"Fixture integrated occupancy sensor\",Table1323[[#This Row],[Automatic Controls?]]=\"Ceiling / wall mounted occupancy sensor\")),IF(Table1323[[#This Row],[Lamp / Luminaire Category]]=\"No eligible rebate\",Table1323[[#This Row],[Baseline W defined by user]],Table1323[[#This Row],[Assumed Baseline W by source]])))))*Table1323[[#This Row],[Quantity of luminaires]]/1000,\"\")","v":""},{"$f":"Table1323[[#This Row],[LED lamp/luminaire retrofit part '#]]","v":0},{"$f":"IF(Table1323[[#This Row],[Rebate Unit]]=\"per lamp\",INDEX(Table1[Number of Lamps],MATCH(Table1323[[#This Row],[Lamp / Luminaire Category]]&Table1323[[#This Row],[Rebate Category]],Table1[PrescribedSource - Rebate ID],0)),1)*Table1323[[#This Row],[Quantity of luminaires]]","v":0},{"$f":"IFERROR(IF(Table1323[[#This Row],[Lamp / Luminaire Category]]=\"No eligible rebate\",\"no eligible rebate\",INDEX(Table1[BC Hydro xRM ECM],MATCH(Table1323[[#This Row],[Lamp / Luminaire Category]]&Table1323[[#This Row],[Rebate Category]],Table1[PrescribedSource - Rebate ID],0))),\"\")","v":""}]
[null,{"$f":"IF(Table1323[[#This Row],[Space Type]]=\"\",\"\",\"L-\"&ROW(25:25))","v":""},null,null,null,null,null,null,null,{"$f":"IFERROR(IF(Table1323[[#This Row],[Space Type]]=\"\",\"\",IF(Table1323[[#This Row],[Lamp / Luminaire Category]]=\"No eligible rebate\",\"\",IF(Table1323[[#This Row],[Rebate Category]]=\"\",\"select rebate\",INDEX(Table1[Actual Baseline W],MATCH(Table1323[[#This Row],[Lamp / Luminaire Category]]&Table1323[[#This Row],[Rebate Category]],Table1[PrescribedSource - Rebate ID],0))))),\"\")","v":""},{"$f":"IFERROR(IF(Table1323[[#This Row],[No]]=\"\",\"\",IF(Table1323[[#This Row],[Space Type]]=\"\",\"select Space Type\",IF(Table1323[[#This Row],[Baseline Operating hours]]<>\"\",\"user defined\",INDEX(Table5[Hours],MATCH(Table1323[[#This Row],[Space Type]],Table5[Space Type],0))))),\"\")","v":""},null,{"$f":"IFERROR(INDEX(Table1[Rebate],MATCH(Table1323[[#This Row],[Lamp / Luminaire Category]]&Table1323[[#This Row],[Rebate Category]],Table1[PrescribedSource - Rebate ID],0)),\"\")","v":""},{"$f":"IFERROR(INDEX(Table1[Rebate Unit],MATCH(Table1323[[#This Row],[Lamp / Luminaire Category]]&Table1323[[#This Row],[Rebate Category]],Table1[PrescribedSource - Rebate ID],0)),\"\")","v":""},null,{"$f":"IFERROR(IF(Table1323[[#This Row],[Lamp / Luminaire Category]]=\"No eligible rebate\",\"no rebate\",INDEX(Table1[Retrofit W],MATCH(Table1323[[#This Row],[Lamp / Luminaire Category]]&Table1323[[#This Row],[Rebate Category]],Table1[PrescribedSource - Rebate ID],0))),\"\")","v":""},null,null,null,{"$f":"IFERROR(INDEX(Table1[Rebate],MATCH(Table1323[[#This Row],[Lamp / Luminaire Category]]&Table1323[[#This Row],[Rebate Category]],Table1[PrescribedSource - Rebate ID],0))*Table1323[[#This Row],[Quantity of luminaires]],0)","v":0},{"$f":"IF(OR(Table1323[[#This Row],[Automatic Controls?]]=\"Fixture integrated Occupancy / Daylight Harvesting sensor\",Table1323[[#This Row],[Automatic Controls?]]=\"Ceiling / wall mounted Occupancy / Daylight Harvesting sensor\",Table1323[[#This Row],[Automatic Controls?]]=\"Timer\"),45*Table1323[[#This Row],[Number of occupancy sensors]],\"\")","v":""},{"$f":"IFERROR(IF(Table1323[[#This Row],[Controls Rebate]]=\"\",0,Table1323[[#This Row],[Controls Rebate]])+Table1323[[#This Row],[Lighting Rebate]],\"\")","v":0},{"$f":"IFERROR(INDEX(Table1[Rebate Savings],MATCH(Table1323[[#This Row],[Lamp / Luminaire Category]]&Table1323[[#This Row],[Rebate Category]],Table1[PrescribedSource - Rebate ID],0))*Table1323[[#This Row],[Quantity of luminaires]]/1000,0)","v":0},{"$f":"IFERROR(Table1323[[#This Row],[Rebate kW Savings]]*IF(Table1323[[#This Row],[Assumed hours from space type]]=\"user defined\",Table1323[[#This Row],[Baseline Operating hours]],Table1323[[#This Row],[Assumed hours from space type]]),0)","v":0},{"$f":"IF(OR(Table1323[[#This Row],[Automatic Controls?]]=\"Fixture integrated occupancy sensor\",Table1323[[#This Row],[Automatic Controls?]]=\"Ceiling / wall mounted occupancy sensor\"),Table1323[[#This Row],[Quantity of luminaires]]*IF(Table1323[[#This Row],[Rebate Category]]<>\"\",INDEX(Table1[Retrofit W],MATCH(Table1323[[#This Row],[Rebate Category]],Table1[BC Hydro Rebate Category],0)),Table1323[[#This Row],[Retrofit W defined by user (no rebate)]])/1000*IF(Table1323[[#This Row],[Assumed hours from space type]]=\"user defined\",Table1323[[#This Row],[Baseline Operating hours]],Table1323[[#This Row],[Assumed hours from space type]])*0.2,0)","v":0},{"$f":"Table1323[[#This Row],[Rebate kWh savings]]+Table1323[[#This Row],[Controls Rebate kWh Savings]]","v":0},{"$f":"IFERROR(IF(Table1323[[#This Row],[Quantity of luminaires]]=\"\",\"\",IF(Table1323[[#This Row],[Lamp / Luminaire Category]]=\"No eligible rebate\",(Table1323[[#This Row],[Baseline W defined by user]]-Table1323[[#This Row],[Retrofit W defined by user (no rebate)]])*Table1323[[#This Row],[Quantity of luminaires]]/1000,(Table1323[[#This Row],[Assumed Baseline W by source]]-Table1323[[#This Row],[LED Luminaire W by rebate]])*Table1323[[#This Row],[Quantity of luminaires]]/1000)),0)","v":""},{"$f":"IFERROR(IF(Table1323[[#This Row],[Lamp / Luminaire Category]]=\"No eligible rebate\",Table1323[[#This Row],[Quantity of luminaires]]*(Table1323[[#This Row],[Baseline W defined by user]]-Table1323[[#This Row],[Retrofit W defined by user (no rebate)]])/1000*IF(Table1323[[#This Row],[Assumed hours from space type]]=\"user defined\",Table1323[[#This Row],[Baseline Operating hours]],Table1323[[#This Row],[Assumed hours from space type]])+Table1323[[#This Row],[Controls Rebate kWh Savings]],Table1323[[#This Row],[Quantity of luminaires]]*(INDEX(Table1[Actual Baseline W],MATCH(Table1323[[#This Row],[Lamp / Luminaire Category]]&Table1323[[#This Row],[Rebate Category]],Table1[PrescribedSource - Rebate ID],0))/1000-Table1323[[#This Row],[LED Luminaire W by rebate]]/1000)*IF(Table1323[[#This Row],[Assumed hours from space type]]=\"user defined\",Table1323[[#This Row],[Baseline Operating hours]],Table1323[[#This Row],[Assumed hours from space type]])+Table1323[[#This Row],[Controls Rebate kWh Savings]]),0)","v":0},{"$f":"IFERROR(IF(Table1323[[#This Row],[Rebate kW Savings]]=0,Table1323[[#This Row],[Demand Savings, kW]],INDEX(Table1[Actual Savings],MATCH(Table1323[[#This Row],[Lamp / Luminaire Category]]&Table1323[[#This Row],[Rebate Category]],Table1[PrescribedSource - Rebate ID],0))*Table1323[[#This Row],[Quantity of luminaires]]/1000),0)","v":""},{"$f":"IFERROR(Table1323[[#This Row],[BC Housing Site kW Savings]]*IF(Table1323[[#This Row],[Assumed hours from space type]]=\"user defined\",Table1323[[#This Row],[Baseline Operating hours]],Table1323[[#This Row],[Assumed hours from space type]])+Table1323[[#This Row],[Controls Rebate kWh Savings]],0)","v":0},{"$f":"IFERROR(IF(Table1323[[#This Row],[Lamp / Luminaire Category]]=\"No eligible rebate\",Table1323[[#This Row],[Lighting Technology]]&\" retrofit with no rebate\",Table1323[[#This Row],[Rebate Category]]),\"\")","v":0},{"$f":"IF(Table1323[[#This Row],[Lamp / Luminaire Category]]=\"No eligible rebate\",1,0)","v":0},{"$f":"IFERROR(IF(IF(Table1323[[#This Row],[Assumed hours from space type]]=\"user defined\",Table1323[[#This Row],[Baseline Operating hours]],Table1323[[#This Row],[Assumed hours from space type]])<3600,0,IF(AND(IF(Table1323[[#This Row],[Assumed hours from space type]]=\"user defined\",Table1323[[#This Row],[Baseline Operating hours]],Table1323[[#This Row],[Assumed hours from space type]])>=3600,OR(Table1323[[#This Row],[Automatic Controls?]]=\"None\",Table1323[[#This Row],[Automatic Controls?]]=\"\")),IF(Table1323[[#This Row],[Lamp / Luminaire Category]]=\"No eligible rebate\",Table1323[[#This Row],[Baseline W defined by user]]-Table1323[[#This Row],[Retrofit W defined by user (no rebate)]],Table1323[[#This Row],[Assumed Baseline W by source]]-Table1323[[#This Row],[LED Luminaire W by rebate]]),IF(AND(IF(Table1323[[#This Row],[Assumed hours from space type]]=\"user defined\",Table1323[[#This Row],[Baseline Operating hours]],Table1323[[#This Row],[Assumed hours from space type]])>=(3600/0.8),OR(Table1323[[#This Row],[Automatic Controls?]]=\"Fixture integrated occupancy sensor\",Table1323[[#This Row],[Automatic Controls?]]=\"Ceiling / wall mounted occupancy sensor\")),IF(Table1323[[#This Row],[Lamp / Luminaire Category]]=\"No eligible rebate\",(Table1323[[#This Row],[Baseline W defined by user]]-Table1323[[#This Row],[Retrofit W defined by user (no rebate)]]),Table1323[[#This Row],[Assumed Baseline W by source]]-Table1323[[#This Row],[LED Luminaire W by rebate]]),IF(AND(IF(Table1323[[#This Row],[Assumed hours from space type]]=\"user defined\",Table1323[[#This Row],[Baseline Operating hours]],Table1323[[#This Row],[Assumed hours from space type]])<(3600/0.8),OR(Table1323[[#This Row],[Automatic Controls?]]=\"Fixture integrated occupancy sensor\",Table1323[[#This Row],[Automatic Controls?]]=\"Ceiling / wall mounted occupancy sensor\")),IF(Table1323[[#This Row],[Lamp / Luminaire Category]]=\"No eligible rebate\",Table1323[[#This Row],[Baseline W defined by user]],Table1323[[#This Row],[Assumed Baseline W by source]])))))*Table1323[[#This Row],[Quantity of luminaires]]/1000,\"\")","v":""},{"$f":"Table1323[[#This Row],[LED lamp/luminaire retrofit part '#]]","v":0},{"$f":"IF(Table1323[[#This Row],[Rebate Unit]]=\"per lamp\",INDEX(Table1[Number of Lamps],MATCH(Table1323[[#This Row],[Lamp / Luminaire Category]]&Table1323[[#This Row],[Rebate Category]],Table1[PrescribedSource - Rebate ID],0)),1)*Table1323[[#This Row],[Quantity of luminaires]]","v":0},{"$f":"IFERROR(IF(Table1323[[#This Row],[Lamp / Luminaire Category]]=\"No eligible rebate\",\"no eligible rebate\",INDEX(Table1[BC Hydro xRM ECM],MATCH(Table1323[[#This Row],[Lamp / Luminaire Category]]&Table1323[[#This Row],[Rebate Category]],Table1[PrescribedSource - Rebate ID],0))),\"\")","v":""}]
[null,{"$f":"IF(Table1323[[#This Row],[Space Type]]=\"\",\"\",\"L-\"&ROW(26:26))","v":""},null,null,null,null,null,null,null,{"$f":"IFERROR(IF(Table1323[[#This Row],[Space Type]]=\"\",\"\",IF(Table1323[[#This Row],[Lamp / Luminaire Category]]=\"No eligible rebate\",\"\",IF(Table1323[[#This Row],[Rebate Category]]=\"\",\"select rebate\",INDEX(Table1[Actual Baseline W],MATCH(Table1323[[#This Row],[Lamp / Luminaire Category]]&Table1323[[#This Row],[Rebate Category]],Table1[PrescribedSource - Rebate ID],0))))),\"\")","v":""},{"$f":"IFERROR(IF(Table1323[[#This Row],[No]]=\"\",\"\",IF(Table1323[[#This Row],[Space Type]]=\"\",\"select Space Type\",IF(Table1323[[#This Row],[Baseline Operating hours]]<>\"\",\"user defined\",INDEX(Table5[Hours],MATCH(Table1323[[#This Row],[Space Type]],Table5[Space Type],0))))),\"\")","v":""},null,{"$f":"IFERROR(INDEX(Table1[Rebate],MATCH(Table1323[[#This Row],[Lamp / Luminaire Category]]&Table1323[[#This Row],[Rebate Category]],Table1[PrescribedSource - Rebate ID],0)),\"\")","v":""},{"$f":"IFERROR(INDEX(Table1[Rebate Unit],MATCH(Table1323[[#This Row],[Lamp / Luminaire Category]]&Table1323[[#This Row],[Rebate Category]],Table1[PrescribedSource - Rebate ID],0)),\"\")","v":""},null,{"$f":"IFERROR(IF(Table1323[[#This Row],[Lamp / Luminaire Category]]=\"No eligible rebate\",\"no rebate\",INDEX(Table1[Retrofit W],MATCH(Table1323[[#This Row],[Lamp / Luminaire Category]]&Table1323[[#This Row],[Rebate Category]],Table1[PrescribedSource - Rebate ID],0))),\"\")","v":""},null,null,null,{"$f":"IFERROR(INDEX(Table1[Rebate],MATCH(Table1323[[#This Row],[Lamp / Luminaire Category]]&Table1323[[#This Row],[Rebate Category]],Table1[PrescribedSource - Rebate ID],0))*Table1323[[#This Row],[Quantity of luminaires]],0)","v":0},{"$f":"IF(OR(Table1323[[#This Row],[Automatic Controls?]]=\"Fixture integrated Occupancy / Daylight Harvesting sensor\",Table1323[[#This Row],[Automatic Controls?]]=\"Ceiling / wall mounted Occupancy / Daylight Harvesting sensor\",Table1323[[#This Row],[Automatic Controls?]]=\"Timer\"),45*Table1323[[#This Row],[Number of occupancy sensors]],\"\")","v":""},{"$f":"IFERROR(IF(Table1323[[#This Row],[Controls Rebate]]=\"\",0,Table1323[[#This Row],[Controls Rebate]])+Table1323[[#This Row],[Lighting Rebate]],\"\")","v":0},{"$f":"IFERROR(INDEX(Table1[Rebate Savings],MATCH(Table1323[[#This Row],[Lamp / Luminaire Category]]&Table1323[[#This Row],[Rebate Category]],Table1[PrescribedSource - Rebate ID],0))*Table1323[[#This Row],[Quantity of luminaires]]/1000,0)","v":0},{"$f":"IFERROR(Table1323[[#This Row],[Rebate kW Savings]]*IF(Table1323[[#This Row],[Assumed hours from space type]]=\"user defined\",Table1323[[#This Row],[Baseline Operating hours]],Table1323[[#This Row],[Assumed hours from space type]]),0)","v":0},{"$f":"IF(OR(Table1323[[#This Row],[Automatic Controls?]]=\"Fixture integrated occupancy sensor\",Table1323[[#This Row],[Automatic Controls?]]=\"Ceiling / wall mounted occupancy sensor\"),Table1323[[#This Row],[Quantity of luminaires]]*IF(Table1323[[#This Row],[Rebate Category]]<>\"\",INDEX(Table1[Retrofit W],MATCH(Table1323[[#This Row],[Rebate Category]],Table1[BC Hydro Rebate Category],0)),Table1323[[#This Row],[Retrofit W defined by user (no rebate)]])/1000*IF(Table1323[[#This Row],[Assumed hours from space type]]=\"user defined\",Table1323[[#This Row],[Baseline Operating hours]],Table1323[[#This Row],[Assumed hours from space type]])*0.2,0)","v":0},{"$f":"Table1323[[#This Row],[Rebate kWh savings]]+Table1323[[#This Row],[Controls Rebate kWh Savings]]","v":0},{"$f":"IFERROR(IF(Table1323[[#This Row],[Quantity of luminaires]]=\"\",\"\",IF(Table1323[[#This Row],[Lamp / Luminaire Category]]=\"No eligible rebate\",(Table1323[[#This Row],[Baseline W defined by user]]-Table1323[[#This Row],[Retrofit W defined by user (no rebate)]])*Table1323[[#This Row],[Quantity of luminaires]]/1000,(Table1323[[#This Row],[Assumed Baseline W by source]]-Table1323[[#This Row],[LED Luminaire W by rebate]])*Table1323[[#This Row],[Quantity of luminaires]]/1000)),0)","v":""},{"$f":"IFERROR(IF(Table1323[[#This Row],[Lamp / Luminaire Category]]=\"No eligible rebate\",Table1323[[#This Row],[Quantity of luminaires]]*(Table1323[[#This Row],[Baseline W defined by user]]-Table1323[[#This Row],[Retrofit W defined by user (no rebate)]])/1000*IF(Table1323[[#This Row],[Assumed hours from space type]]=\"user defined\",Table1323[[#This Row],[Baseline Operating hours]],Table1323[[#This Row],[Assumed hours from space type]])+Table1323[[#This Row],[Controls Rebate kWh Savings]],Table1323[[#This Row],[Quantity of luminaires]]*(INDEX(Table1[Actual Baseline W],MATCH(Table1323[[#This Row],[Lamp / Luminaire Category]]&Table1323[[#This Row],[Rebate Category]],Table1[PrescribedSource - Rebate ID],0))/1000-Table1323[[#This Row],[LED Luminaire W by rebate]]/1000)*IF(Table1323[[#This Row],[Assumed hours from space type]]=\"user defined\",Table1323[[#This Row],[Baseline Operating hours]],Table1323[[#This Row],[Assumed hours from space type]])+Table1323[[#This Row],[Controls Rebate kWh Savings]]),0)","v":0},{"$f":"IFERROR(IF(Table1323[[#This Row],[Rebate kW Savings]]=0,Table1323[[#This Row],[Demand Savings, kW]],INDEX(Table1[Actual Savings],MATCH(Table1323[[#This Row],[Lamp / Luminaire Category]]&Table1323[[#This Row],[Rebate Category]],Table1[PrescribedSource - Rebate ID],0))*Table1323[[#This Row],[Quantity of luminaires]]/1000),0)","v":""},{"$f":"IFERROR(Table1323[[#This Row],[BC Housing Site kW Savings]]*IF(Table1323[[#This Row],[Assumed hours from space type]]=\"user defined\",Table1323[[#This Row],[Baseline Operating hours]],Table1323[[#This Row],[Assumed hours from space type]])+Table1323[[#This Row],[Controls Rebate kWh Savings]],0)","v":0},{"$f":"IFERROR(IF(Table1323[[#This Row],[Lamp / Luminaire Category]]=\"No eligible rebate\",Table1323[[#This Row],[Lighting Technology]]&\" retrofit with no rebate\",Table1323[[#This Row],[Rebate Category]]),\"\")","v":0},{"$f":"IF(Table1323[[#This Row],[Lamp / Luminaire Category]]=\"No eligible rebate\",1,0)","v":0},{"$f":"IFERROR(IF(IF(Table1323[[#This Row],[Assumed hours from space type]]=\"user defined\",Table1323[[#This Row],[Baseline Operating hours]],Table1323[[#This Row],[Assumed hours from space type]])<3600,0,IF(AND(IF(Table1323[[#This Row],[Assumed hours from space type]]=\"user defined\",Table1323[[#This Row],[Baseline Operating hours]],Table1323[[#This Row],[Assumed hours from space type]])>=3600,OR(Table1323[[#This Row],[Automatic Controls?]]=\"None\",Table1323[[#This Row],[Automatic Controls?]]=\"\")),IF(Table1323[[#This Row],[Lamp / Luminaire Category]]=\"No eligible rebate\",Table1323[[#This Row],[Baseline W defined by user]]-Table1323[[#This Row],[Retrofit W defined by user (no rebate)]],Table1323[[#This Row],[Assumed Baseline W by source]]-Table1323[[#This Row],[LED Luminaire W by rebate]]),IF(AND(IF(Table1323[[#This Row],[Assumed hours from space type]]=\"user defined\",Table1323[[#This Row],[Baseline Operating hours]],Table1323[[#This Row],[Assumed hours from space type]])>=(3600/0.8),OR(Table1323[[#This Row],[Automatic Controls?]]=\"Fixture integrated occupancy sensor\",Table1323[[#This Row],[Automatic Controls?]]=\"Ceiling / wall mounted occupancy sensor\")),IF(Table1323[[#This Row],[Lamp / Luminaire Category]]=\"No eligible rebate\",(Table1323[[#This Row],[Baseline W defined by user]]-Table1323[[#This Row],[Retrofit W defined by user (no rebate)]]),Table1323[[#This Row],[Assumed Baseline W by source]]-Table1323[[#This Row],[LED Luminaire W by rebate]]),IF(AND(IF(Table1323[[#This Row],[Assumed hours from space type]]=\"user defined\",Table1323[[#This Row],[Baseline Operating hours]],Table1323[[#This Row],[Assumed hours from space type]])<(3600/0.8),OR(Table1323[[#This Row],[Automatic Controls?]]=\"Fixture integrated occupancy sensor\",Table1323[[#This Row],[Automatic Controls?]]=\"Ceiling / wall mounted occupancy sensor\")),IF(Table1323[[#This Row],[Lamp / Luminaire Category]]=\"No eligible rebate\",Table1323[[#This Row],[Baseline W defined by user]],Table1323[[#This Row],[Assumed Baseline W by source]])))))*Table1323[[#This Row],[Quantity of luminaires]]/1000,\"\")","v":""},{"$f":"Table1323[[#This Row],[LED lamp/luminaire retrofit part '#]]","v":0},{"$f":"IF(Table1323[[#This Row],[Rebate Unit]]=\"per lamp\",INDEX(Table1[Number of Lamps],MATCH(Table1323[[#This Row],[Lamp / Luminaire Category]]&Table1323[[#This Row],[Rebate Category]],Table1[PrescribedSource - Rebate ID],0)),1)*Table1323[[#This Row],[Quantity of luminaires]]","v":0},{"$f":"IFERROR(IF(Table1323[[#This Row],[Lamp / Luminaire Category]]=\"No eligible rebate\",\"no eligible rebate\",INDEX(Table1[BC Hydro xRM ECM],MATCH(Table1323[[#This Row],[Lamp / Luminaire Category]]&Table1323[[#This Row],[Rebate Category]],Table1[PrescribedSource - Rebate ID],0))),\"\")","v":""}]
[null,{"$f":"IF(Table1323[[#This Row],[Space Type]]=\"\",\"\",\"L-\"&ROW(27:27))","v":""},null,null,null,null,null,null,null,{"$f":"IFERROR(IF(Table1323[[#This Row],[Space Type]]=\"\",\"\",IF(Table1323[[#This Row],[Lamp / Luminaire Category]]=\"No eligible rebate\",\"\",IF(Table1323[[#This Row],[Rebate Category]]=\"\",\"select rebate\",INDEX(Table1[Actual Baseline W],MATCH(Table1323[[#This Row],[Lamp / Luminaire Category]]&Table1323[[#This Row],[Rebate Category]],Table1[PrescribedSource - Rebate ID],0))))),\"\")","v":""},{"$f":"IFERROR(IF(Table1323[[#This Row],[No]]=\"\",\"\",IF(Table1323[[#This Row],[Space Type]]=\"\",\"select Space Type\",IF(Table1323[[#This Row],[Baseline Operating hours]]<>\"\",\"user defined\",INDEX(Table5[Hours],MATCH(Table1323[[#This Row],[Space Type]],Table5[Space Type],0))))),\"\")","v":""},null,{"$f":"IFERROR(INDEX(Table1[Rebate],MATCH(Table1323[[#This Row],[Lamp / Luminaire Category]]&Table1323[[#This Row],[Rebate Category]],Table1[PrescribedSource - Rebate ID],0)),\"\")","v":""},{"$f":"IFERROR(INDEX(Table1[Rebate Unit],MATCH(Table1323[[#This Row],[Lamp / Luminaire Category]]&Table1323[[#This Row],[Rebate Category]],Table1[PrescribedSource - Rebate ID],0)),\"\")","v":""},null,{"$f":"IFERROR(IF(Table1323[[#This Row],[Lamp / Luminaire Category]]=\"No eligible rebate\",\"no rebate\",INDEX(Table1[Retrofit W],MATCH(Table1323[[#This Row],[Lamp / Luminaire Category]]&Table1323[[#This Row],[Rebate Category]],Table1[PrescribedSource - Rebate ID],0))),\"\")","v":""},null,null,null,{"$f":"IFERROR(INDEX(Table1[Rebate],MATCH(Table1323[[#This Row],[Lamp / Luminaire Category]]&Table1323[[#This Row],[Rebate Category]],Table1[PrescribedSource - Rebate ID],0))*Table1323[[#This Row],[Quantity of luminaires]],0)","v":0},{"$f":"IF(OR(Table1323[[#This Row],[Automatic Controls?]]=\"Fixture integrated Occupancy / Daylight Harvesting sensor\",Table1323[[#This Row],[Automatic Controls?]]=\"Ceiling / wall mounted Occupancy / Daylight Harvesting sensor\",Table1323[[#This Row],[Automatic Controls?]]=\"Timer\"),45*Table1323[[#This Row],[Number of occupancy sensors]],\"\")","v":""},{"$f":"IFERROR(IF(Table1323[[#This Row],[Controls Rebate]]=\"\",0,Table1323[[#This Row],[Controls Rebate]])+Table1323[[#This Row],[Lighting Rebate]],\"\")","v":0},{"$f":"IFERROR(INDEX(Table1[Rebate Savings],MATCH(Table1323[[#This Row],[Lamp / Luminaire Category]]&Table1323[[#This Row],[Rebate Category]],Table1[PrescribedSource - Rebate ID],0))*Table1323[[#This Row],[Quantity of luminaires]]/1000,0)","v":0},{"$f":"IFERROR(Table1323[[#This Row],[Rebate kW Savings]]*IF(Table1323[[#This Row],[Assumed hours from space type]]=\"user defined\",Table1323[[#This Row],[Baseline Operating hours]],Table1323[[#This Row],[Assumed hours from space type]]),0)","v":0},{"$f":"IF(OR(Table1323[[#This Row],[Automatic Controls?]]=\"Fixture integrated occupancy sensor\",Table1323[[#This Row],[Automatic Controls?]]=\"Ceiling / wall mounted occupancy sensor\"),Table1323[[#This Row],[Quantity of luminaires]]*IF(Table1323[[#This Row],[Rebate Category]]<>\"\",INDEX(Table1[Retrofit W],MATCH(Table1323[[#This Row],[Rebate Category]],Table1[BC Hydro Rebate Category],0)),Table1323[[#This Row],[Retrofit W defined by user (no rebate)]])/1000*IF(Table1323[[#This Row],[Assumed hours from space type]]=\"user defined\",Table1323[[#This Row],[Baseline Operating hours]],Table1323[[#This Row],[Assumed hours from space type]])*0.2,0)","v":0},{"$f":"Table1323[[#This Row],[Rebate kWh savings]]+Table1323[[#This Row],[Controls Rebate kWh Savings]]","v":0},{"$f":"IFERROR(IF(Table1323[[#This Row],[Quantity of luminaires]]=\"\",\"\",IF(Table1323[[#This Row],[Lamp / Luminaire Category]]=\"No eligible rebate\",(Table1323[[#This Row],[Baseline W defined by user]]-Table1323[[#This Row],[Retrofit W defined by user (no rebate)]])*Table1323[[#This Row],[Quantity of luminaires]]/1000,(Table1323[[#This Row],[Assumed Baseline W by source]]-Table1323[[#This Row],[LED Luminaire W by rebate]])*Table1323[[#This Row],[Quantity of luminaires]]/1000)),0)","v":""},{"$f":"IFERROR(IF(Table1323[[#This Row],[Lamp / Luminaire Category]]=\"No eligible rebate\",Table1323[[#This Row],[Quantity of luminaires]]*(Table1323[[#This Row],[Baseline W defined by user]]-Table1323[[#This Row],[Retrofit W defined by user (no rebate)]])/1000*IF(Table1323[[#This Row],[Assumed hours from space type]]=\"user defined\",Table1323[[#This Row],[Baseline Operating hours]],Table1323[[#This Row],[Assumed hours from space type]])+Table1323[[#This Row],[Controls Rebate kWh Savings]],Table1323[[#This Row],[Quantity of luminaires]]*(INDEX(Table1[Actual Baseline W],MATCH(Table1323[[#This Row],[Lamp / Luminaire Category]]&Table1323[[#This Row],[Rebate Category]],Table1[PrescribedSource - Rebate ID],0))/1000-Table1323[[#This Row],[LED Luminaire W by rebate]]/1000)*IF(Table1323[[#This Row],[Assumed hours from space type]]=\"user defined\",Table1323[[#This Row],[Baseline Operating hours]],Table1323[[#This Row],[Assumed hours from space type]])+Table1323[[#This Row],[Controls Rebate kWh Savings]]),0)","v":0},{"$f":"IFERROR(IF(Table1323[[#This Row],[Rebate kW Savings]]=0,Table1323[[#This Row],[Demand Savings, kW]],INDEX(Table1[Actual Savings],MATCH(Table1323[[#This Row],[Lamp / Luminaire Category]]&Table1323[[#This Row],[Rebate Category]],Table1[PrescribedSource - Rebate ID],0))*Table1323[[#This Row],[Quantity of luminaires]]/1000),0)","v":""},{"$f":"IFERROR(Table1323[[#This Row],[BC Housing Site kW Savings]]*IF(Table1323[[#This Row],[Assumed hours from space type]]=\"user defined\",Table1323[[#This Row],[Baseline Operating hours]],Table1323[[#This Row],[Assumed hours from space type]])+Table1323[[#This Row],[Controls Rebate kWh Savings]],0)","v":0},{"$f":"IFERROR(IF(Table1323[[#This Row],[Lamp / Luminaire Category]]=\"No eligible rebate\",Table1323[[#This Row],[Lighting Technology]]&\" retrofit with no rebate\",Table1323[[#This Row],[Rebate Category]]),\"\")","v":0},{"$f":"IF(Table1323[[#This Row],[Lamp / Luminaire Category]]=\"No eligible rebate\",1,0)","v":0},{"$f":"IFERROR(IF(IF(Table1323[[#This Row],[Assumed hours from space type]]=\"user defined\",Table1323[[#This Row],[Baseline Operating hours]],Table1323[[#This Row],[Assumed hours from space type]])<3600,0,IF(AND(IF(Table1323[[#This Row],[Assumed hours from space type]]=\"user defined\",Table1323[[#This Row],[Baseline Operating hours]],Table1323[[#This Row],[Assumed hours from space type]])>=3600,OR(Table1323[[#This Row],[Automatic Controls?]]=\"None\",Table1323[[#This Row],[Automatic Controls?]]=\"\")),IF(Table1323[[#This Row],[Lamp / Luminaire Category]]=\"No eligible rebate\",Table1323[[#This Row],[Baseline W defined by user]]-Table1323[[#This Row],[Retrofit W defined by user (no rebate)]],Table1323[[#This Row],[Assumed Baseline W by source]]-Table1323[[#This Row],[LED Luminaire W by rebate]]),IF(AND(IF(Table1323[[#This Row],[Assumed hours from space type]]=\"user defined\",Table1323[[#This Row],[Baseline Operating hours]],Table1323[[#This Row],[Assumed hours from space type]])>=(3600/0.8),OR(Table1323[[#This Row],[Automatic Controls?]]=\"Fixture integrated occupancy sensor\",Table1323[[#This Row],[Automatic Controls?]]=\"Ceiling / wall mounted occupancy sensor\")),IF(Table1323[[#This Row],[Lamp / Luminaire Category]]=\"No eligible rebate\",(Table1323[[#This Row],[Baseline W defined by user]]-Table1323[[#This Row],[Retrofit W defined by user (no rebate)]]),Table1323[[#This Row],[Assumed Baseline W by source]]-Table1323[[#This Row],[LED Luminaire W by rebate]]),IF(AND(IF(Table1323[[#This Row],[Assumed hours from space type]]=\"user defined\",Table1323[[#This Row],[Baseline Operating hours]],Table1323[[#This Row],[Assumed hours from space type]])<(3600/0.8),OR(Table1323[[#This Row],[Automatic Controls?]]=\"Fixture integrated occupancy sensor\",Table1323[[#This Row],[Automatic Controls?]]=\"Ceiling / wall mounted occupancy sensor\")),IF(Table1323[[#This Row],[Lamp / Luminaire Category]]=\"No eligible rebate\",Table1323[[#This Row],[Baseline W defined by user]],Table1323[[#This Row],[Assumed Baseline W by source]])))))*Table1323[[#This Row],[Quantity of luminaires]]/1000,\"\")","v":""},{"$f":"Table1323[[#This Row],[LED lamp/luminaire retrofit part '#]]","v":0},{"$f":"IF(Table1323[[#This Row],[Rebate Unit]]=\"per lamp\",INDEX(Table1[Number of Lamps],MATCH(Table1323[[#This Row],[Lamp / Luminaire Category]]&Table1323[[#This Row],[Rebate Category]],Table1[PrescribedSource - Rebate ID],0)),1)*Table1323[[#This Row],[Quantity of luminaires]]","v":0},{"$f":"IFERROR(IF(Table1323[[#This Row],[Lamp / Luminaire Category]]=\"No eligible rebate\",\"no eligible rebate\",INDEX(Table1[BC Hydro xRM ECM],MATCH(Table1323[[#This Row],[Lamp / Luminaire Category]]&Table1323[[#This Row],[Rebate Category]],Table1[PrescribedSource - Rebate ID],0))),\"\")","v":""}]
[null,{"$f":"IF(Table1323[[#This Row],[Space Type]]=\"\",\"\",\"L-\"&ROW(28:28))","v":""},null,null,null,null,null,null,null,{"$f":"IFERROR(IF(Table1323[[#This Row],[Space Type]]=\"\",\"\",IF(Table1323[[#This Row],[Lamp / Luminaire Category]]=\"No eligible rebate\",\"\",IF(Table1323[[#This Row],[Rebate Category]]=\"\",\"select rebate\",INDEX(Table1[Actual Baseline W],MATCH(Table1323[[#This Row],[Lamp / Luminaire Category]]&Table1323[[#This Row],[Rebate Category]],Table1[PrescribedSource - Rebate ID],0))))),\"\")","v":""},{"$f":"IFERROR(IF(Table1323[[#This Row],[No]]=\"\",\"\",IF(Table1323[[#This Row],[Space Type]]=\"\",\"select Space Type\",IF(Table1323[[#This Row],[Baseline Operating hours]]<>\"\",\"user defined\",INDEX(Table5[Hours],MATCH(Table1323[[#This Row],[Space Type]],Table5[Space Type],0))))),\"\")","v":""},null,{"$f":"IFERROR(INDEX(Table1[Rebate],MATCH(Table1323[[#This Row],[Lamp / Luminaire Category]]&Table1323[[#This Row],[Rebate Category]],Table1[PrescribedSource - Rebate ID],0)),\"\")","v":""},{"$f":"IFERROR(INDEX(Table1[Rebate Unit],MATCH(Table1323[[#This Row],[Lamp / Luminaire Category]]&Table1323[[#This Row],[Rebate Category]],Table1[PrescribedSource - Rebate ID],0)),\"\")","v":""},null,{"$f":"IFERROR(IF(Table1323[[#This Row],[Lamp / Luminaire Category]]=\"No eligible rebate\",\"no rebate\",INDEX(Table1[Retrofit W],MATCH(Table1323[[#This Row],[Lamp / Luminaire Category]]&Table1323[[#This Row],[Rebate Category]],Table1[PrescribedSource - Rebate ID],0))),\"\")","v":""},null,null,null,{"$f":"IFERROR(INDEX(Table1[Rebate],MATCH(Table1323[[#This Row],[Lamp / Luminaire Category]]&Table1323[[#This Row],[Rebate Category]],Table1[PrescribedSource - Rebate ID],0))*Table1323[[#This Row],[Quantity of luminaires]],0)","v":0},{"$f":"IF(OR(Table1323[[#This Row],[Automatic Controls?]]=\"Fixture integrated Occupancy / Daylight Harvesting sensor\",Table1323[[#This Row],[Automatic Controls?]]=\"Ceiling / wall mounted Occupancy / Daylight Harvesting sensor\",Table1323[[#This Row],[Automatic Controls?]]=\"Timer\"),45*Table1323[[#This Row],[Number of occupancy sensors]],\"\")","v":""},{"$f":"IFERROR(IF(Table1323[[#This Row],[Controls Rebate]]=\"\",0,Table1323[[#This Row],[Controls Rebate]])+Table1323[[#This Row],[Lighting Rebate]],\"\")","v":0},{"$f":"IFERROR(INDEX(Table1[Rebate Savings],MATCH(Table1323[[#This Row],[Lamp / Luminaire Category]]&Table1323[[#This Row],[Rebate Category]],Table1[PrescribedSource - Rebate ID],0))*Table1323[[#This Row],[Quantity of luminaires]]/1000,0)","v":0},{"$f":"IFERROR(Table1323[[#This Row],[Rebate kW Savings]]*IF(Table1323[[#This Row],[Assumed hours from space type]]=\"user defined\",Table1323[[#This Row],[Baseline Operating hours]],Table1323[[#This Row],[Assumed hours from space type]]),0)","v":0},{"$f":"IF(OR(Table1323[[#This Row],[Automatic Controls?]]=\"Fixture integrated occupancy sensor\",Table1323[[#This Row],[Automatic Controls?]]=\"Ceiling / wall mounted occupancy sensor\"),Table1323[[#This Row],[Quantity of luminaires]]*IF(Table1323[[#This Row],[Rebate Category]]<>\"\",INDEX(Table1[Retrofit W],MATCH(Table1323[[#This Row],[Rebate Category]],Table1[BC Hydro Rebate Category],0)),Table1323[[#This Row],[Retrofit W defined by user (no rebate)]])/1000*IF(Table1323[[#This Row],[Assumed hours from space type]]=\"user defined\",Table1323[[#This Row],[Baseline Operating hours]],Table1323[[#This Row],[Assumed hours from space type]])*0.2,0)","v":0},{"$f":"Table1323[[#This Row],[Rebate kWh savings]]+Table1323[[#This Row],[Controls Rebate kWh Savings]]","v":0},{"$f":"IFERROR(IF(Table1323[[#This Row],[Quantity of luminaires]]=\"\",\"\",IF(Table1323[[#This Row],[Lamp / Luminaire Category]]=\"No eligible rebate\",(Table1323[[#This Row],[Baseline W defined by user]]-Table1323[[#This Row],[Retrofit W defined by user (no rebate)]])*Table1323[[#This Row],[Quantity of luminaires]]/1000,(Table1323[[#This Row],[Assumed Baseline W by source]]-Table1323[[#This Row],[LED Luminaire W by rebate]])*Table1323[[#This Row],[Quantity of luminaires]]/1000)),0)","v":""},{"$f":"IFERROR(IF(Table1323[[#This Row],[Lamp / Luminaire Category]]=\"No eligible rebate\",Table1323[[#This Row],[Quantity of luminaires]]*(Table1323[[#This Row],[Baseline W defined by user]]-Table1323[[#This Row],[Retrofit W defined by user (no rebate)]])/1000*IF(Table1323[[#This Row],[Assumed hours from space type]]=\"user defined\",Table1323[[#This Row],[Baseline Operating hours]],Table1323[[#This Row],[Assumed hours from space type]])+Table1323[[#This Row],[Controls Rebate kWh Savings]],Table1323[[#This Row],[Quantity of luminaires]]*(INDEX(Table1[Actual Baseline W],MATCH(Table1323[[#This Row],[Lamp / Luminaire Category]]&Table1323[[#This Row],[Rebate Category]],Table1[PrescribedSource - Rebate ID],0))/1000-Table1323[[#This Row],[LED Luminaire W by rebate]]/1000)*IF(Table1323[[#This Row],[Assumed hours from space type]]=\"user defined\",Table1323[[#This Row],[Baseline Operating hours]],Table1323[[#This Row],[Assumed hours from space type]])+Table1323[[#This Row],[Controls Rebate kWh Savings]]),0)","v":0},{"$f":"IFERROR(IF(Table1323[[#This Row],[Rebate kW Savings]]=0,Table1323[[#This Row],[Demand Savings, kW]],INDEX(Table1[Actual Savings],MATCH(Table1323[[#This Row],[Lamp / Luminaire Category]]&Table1323[[#This Row],[Rebate Category]],Table1[PrescribedSource - Rebate ID],0))*Table1323[[#This Row],[Quantity of luminaires]]/1000),0)","v":""},{"$f":"IFERROR(Table1323[[#This Row],[BC Housing Site kW Savings]]*IF(Table1323[[#This Row],[Assumed hours from space type]]=\"user defined\",Table1323[[#This Row],[Baseline Operating hours]],Table1323[[#This Row],[Assumed hours from space type]])+Table1323[[#This Row],[Controls Rebate kWh Savings]],0)","v":0},{"$f":"IFERROR(IF(Table1323[[#This Row],[Lamp / Luminaire Category]]=\"No eligible rebate\",Table1323[[#This Row],[Lighting Technology]]&\" retrofit with no rebate\",Table1323[[#This Row],[Rebate Category]]),\"\")","v":0},{"$f":"IF(Table1323[[#This Row],[Lamp / Luminaire Category]]=\"No eligible rebate\",1,0)","v":0},{"$f":"IFERROR(IF(IF(Table1323[[#This Row],[Assumed hours from space type]]=\"user defined\",Table1323[[#This Row],[Baseline Operating hours]],Table1323[[#This Row],[Assumed hours from space type]])<3600,0,IF(AND(IF(Table1323[[#This Row],[Assumed hours from space type]]=\"user defined\",Table1323[[#This Row],[Baseline Operating hours]],Table1323[[#This Row],[Assumed hours from space type]])>=3600,OR(Table1323[[#This Row],[Automatic Controls?]]=\"None\",Table1323[[#This Row],[Automatic Controls?]]=\"\")),IF(Table1323[[#This Row],[Lamp / Luminaire Category]]=\"No eligible rebate\",Table1323[[#This Row],[Baseline W defined by user]]-Table1323[[#This Row],[Retrofit W defined by user (no rebate)]],Table1323[[#This Row],[Assumed Baseline W by source]]-Table1323[[#This Row],[LED Luminaire W by rebate]]),IF(AND(IF(Table1323[[#This Row],[Assumed hours from space type]]=\"user defined\",Table1323[[#This Row],[Baseline Operating hours]],Table1323[[#This Row],[Assumed hours from space type]])>=(3600/0.8),OR(Table1323[[#This Row],[Automatic Controls?]]=\"Fixture integrated occupancy sensor\",Table1323[[#This Row],[Automatic Controls?]]=\"Ceiling / wall mounted occupancy sensor\")),IF(Table1323[[#This Row],[Lamp / Luminaire Category]]=\"No eligible rebate\",(Table1323[[#This Row],[Baseline W defined by user]]-Table1323[[#This Row],[Retrofit W defined by user (no rebate)]]),Table1323[[#This Row],[Assumed Baseline W by source]]-Table1323[[#This Row],[LED Luminaire W by rebate]]),IF(AND(IF(Table1323[[#This Row],[Assumed hours from space type]]=\"user defined\",Table1323[[#This Row],[Baseline Operating hours]],Table1323[[#This Row],[Assumed hours from space type]])<(3600/0.8),OR(Table1323[[#This Row],[Automatic Controls?]]=\"Fixture integrated occupancy sensor\",Table1323[[#This Row],[Automatic Controls?]]=\"Ceiling / wall mounted occupancy sensor\")),IF(Table1323[[#This Row],[Lamp / Luminaire Category]]=\"No eligible rebate\",Table1323[[#This Row],[Baseline W defined by user]],Table1323[[#This Row],[Assumed Baseline W by source]])))))*Table1323[[#This Row],[Quantity of luminaires]]/1000,\"\")","v":""},{"$f":"Table1323[[#This Row],[LED lamp/luminaire retrofit part '#]]","v":0},{"$f":"IF(Table1323[[#This Row],[Rebate Unit]]=\"per lamp\",INDEX(Table1[Number of Lamps],MATCH(Table1323[[#This Row],[Lamp / Luminaire Category]]&Table1323[[#This Row],[Rebate Category]],Table1[PrescribedSource - Rebate ID],0)),1)*Table1323[[#This Row],[Quantity of luminaires]]","v":0},{"$f":"IFERROR(IF(Table1323[[#This Row],[Lamp / Luminaire Category]]=\"No eligible rebate\",\"no eligible rebate\",INDEX(Table1[BC Hydro xRM ECM],MATCH(Table1323[[#This Row],[Lamp / Luminaire Category]]&Table1323[[#This Row],[Rebate Category]],Table1[PrescribedSource - Rebate ID],0))),\"\")","v":""}]
[null,{"$f":"IF(Table1323[[#This Row],[Space Type]]=\"\",\"\",\"L-\"&ROW(29:29))","v":""},null,null,null,null,null,null,null,{"$f":"IFERROR(IF(Table1323[[#This Row],[Space Type]]=\"\",\"\",IF(Table1323[[#This Row],[Lamp / Luminaire Category]]=\"No eligible rebate\",\"\",IF(Table1323[[#This Row],[Rebate Category]]=\"\",\"select rebate\",INDEX(Table1[Actual Baseline W],MATCH(Table1323[[#This Row],[Lamp / Luminaire Category]]&Table1323[[#This Row],[Rebate Category]],Table1[PrescribedSource - Rebate ID],0))))),\"\")","v":""},{"$f":"IFERROR(IF(Table1323[[#This Row],[No]]=\"\",\"\",IF(Table1323[[#This Row],[Space Type]]=\"\",\"select Space Type\",IF(Table1323[[#This Row],[Baseline Operating hours]]<>\"\",\"user defined\",INDEX(Table5[Hours],MATCH(Table1323[[#This Row],[Space Type]],Table5[Space Type],0))))),\"\")","v":""},null,{"$f":"IFERROR(INDEX(Table1[Rebate],MATCH(Table1323[[#This Row],[Lamp / Luminaire Category]]&Table1323[[#This Row],[Rebate Category]],Table1[PrescribedSource - Rebate ID],0)),\"\")","v":""},{"$f":"IFERROR(INDEX(Table1[Rebate Unit],MATCH(Table1323[[#This Row],[Lamp / Luminaire Category]]&Table1323[[#This Row],[Rebate Category]],Table1[PrescribedSource - Rebate ID],0)),\"\")","v":""},null,{"$f":"IFERROR(IF(Table1323[[#This Row],[Lamp / Luminaire Category]]=\"No eligible rebate\",\"no rebate\",INDEX(Table1[Retrofit W],MATCH(Table1323[[#This Row],[Lamp / Luminaire Category]]&Table1323[[#This Row],[Rebate Category]],Table1[PrescribedSource - Rebate ID],0))),\"\")","v":""},null,null,null,{"$f":"IFERROR(INDEX(Table1[Rebate],MATCH(Table1323[[#This Row],[Lamp / Luminaire Category]]&Table1323[[#This Row],[Rebate Category]],Table1[PrescribedSource - Rebate ID],0))*Table1323[[#This Row],[Quantity of luminaires]],0)","v":0},{"$f":"IF(OR(Table1323[[#This Row],[Automatic Controls?]]=\"Fixture integrated Occupancy / Daylight Harvesting sensor\",Table1323[[#This Row],[Automatic Controls?]]=\"Ceiling / wall mounted Occupancy / Daylight Harvesting sensor\",Table1323[[#This Row],[Automatic Controls?]]=\"Timer\"),45*Table1323[[#This Row],[Number of occupancy sensors]],\"\")","v":""},{"$f":"IFERROR(IF(Table1323[[#This Row],[Controls Rebate]]=\"\",0,Table1323[[#This Row],[Controls Rebate]])+Table1323[[#This Row],[Lighting Rebate]],\"\")","v":0},{"$f":"IFERROR(INDEX(Table1[Rebate Savings],MATCH(Table1323[[#This Row],[Lamp / Luminaire Category]]&Table1323[[#This Row],[Rebate Category]],Table1[PrescribedSource - Rebate ID],0))*Table1323[[#This Row],[Quantity of luminaires]]/1000,0)","v":0},{"$f":"IFERROR(Table1323[[#This Row],[Rebate kW Savings]]*IF(Table1323[[#This Row],[Assumed hours from space type]]=\"user defined\",Table1323[[#This Row],[Baseline Operating hours]],Table1323[[#This Row],[Assumed hours from space type]]),0)","v":0},{"$f":"IF(OR(Table1323[[#This Row],[Automatic Controls?]]=\"Fixture integrated occupancy sensor\",Table1323[[#This Row],[Automatic Controls?]]=\"Ceiling / wall mounted occupancy sensor\"),Table1323[[#This Row],[Quantity of luminaires]]*IF(Table1323[[#This Row],[Rebate Category]]<>\"\",INDEX(Table1[Retrofit W],MATCH(Table1323[[#This Row],[Rebate Category]],Table1[BC Hydro Rebate Category],0)),Table1323[[#This Row],[Retrofit W defined by user (no rebate)]])/1000*IF(Table1323[[#This Row],[Assumed hours from space type]]=\"user defined\",Table1323[[#This Row],[Baseline Operating hours]],Table1323[[#This Row],[Assumed hours from space type]])*0.2,0)","v":0},{"$f":"Table1323[[#This Row],[Rebate kWh savings]]+Table1323[[#This Row],[Controls Rebate kWh Savings]]","v":0},{"$f":"IFERROR(IF(Table1323[[#This Row],[Quantity of luminaires]]=\"\",\"\",IF(Table1323[[#This Row],[Lamp / Luminaire Category]]=\"No eligible rebate\",(Table1323[[#This Row],[Baseline W defined by user]]-Table1323[[#This Row],[Retrofit W defined by user (no rebate)]])*Table1323[[#This Row],[Quantity of luminaires]]/1000,(Table1323[[#This Row],[Assumed Baseline W by source]]-Table1323[[#This Row],[LED Luminaire W by rebate]])*Table1323[[#This Row],[Quantity of luminaires]]/1000)),0)","v":""},{"$f":"IFERROR(IF(Table1323[[#This Row],[Lamp / Luminaire Category]]=\"No eligible rebate\",Table1323[[#This Row],[Quantity of luminaires]]*(Table1323[[#This Row],[Baseline W defined by user]]-Table1323[[#This Row],[Retrofit W defined by user (no rebate)]])/1000*IF(Table1323[[#This Row],[Assumed hours from space type]]=\"user defined\",Table1323[[#This Row],[Baseline Operating hours]],Table1323[[#This Row],[Assumed hours from space type]])+Table1323[[#This Row],[Controls Rebate kWh Savings]],Table1323[[#This Row],[Quantity of luminaires]]*(INDEX(Table1[Actual Baseline W],MATCH(Table1323[[#This Row],[Lamp / Luminaire Category]]&Table1323[[#This Row],[Rebate Category]],Table1[PrescribedSource - Rebate ID],0))/1000-Table1323[[#This Row],[LED Luminaire W by rebate]]/1000)*IF(Table1323[[#This Row],[Assumed hours from space type]]=\"user defined\",Table1323[[#This Row],[Baseline Operating hours]],Table1323[[#This Row],[Assumed hours from space type]])+Table1323[[#This Row],[Controls Rebate kWh Savings]]),0)","v":0},{"$f":"IFERROR(IF(Table1323[[#This Row],[Rebate kW Savings]]=0,Table1323[[#This Row],[Demand Savings, kW]],INDEX(Table1[Actual Savings],MATCH(Table1323[[#This Row],[Lamp / Luminaire Category]]&Table1323[[#This Row],[Rebate Category]],Table1[PrescribedSource - Rebate ID],0))*Table1323[[#This Row],[Quantity of luminaires]]/1000),0)","v":""},{"$f":"IFERROR(Table1323[[#This Row],[BC Housing Site kW Savings]]*IF(Table1323[[#This Row],[Assumed hours from space type]]=\"user defined\",Table1323[[#This Row],[Baseline Operating hours]],Table1323[[#This Row],[Assumed hours from space type]])+Table1323[[#This Row],[Controls Rebate kWh Savings]],0)","v":0},{"$f":"IFERROR(IF(Table1323[[#This Row],[Lamp / Luminaire Category]]=\"No eligible rebate\",Table1323[[#This Row],[Lighting Technology]]&\" retrofit with no rebate\",Table1323[[#This Row],[Rebate Category]]),\"\")","v":0},{"$f":"IF(Table1323[[#This Row],[Lamp / Luminaire Category]]=\"No eligible rebate\",1,0)","v":0},{"$f":"IFERROR(IF(IF(Table1323[[#This Row],[Assumed hours from space type]]=\"user defined\",Table1323[[#This Row],[Baseline Operating hours]],Table1323[[#This Row],[Assumed hours from space type]])<3600,0,IF(AND(IF(Table1323[[#This Row],[Assumed hours from space type]]=\"user defined\",Table1323[[#This Row],[Baseline Operating hours]],Table1323[[#This Row],[Assumed hours from space type]])>=3600,OR(Table1323[[#This Row],[Automatic Controls?]]=\"None\",Table1323[[#This Row],[Automatic Controls?]]=\"\")),IF(Table1323[[#This Row],[Lamp / Luminaire Category]]=\"No eligible rebate\",Table1323[[#This Row],[Baseline W defined by user]]-Table1323[[#This Row],[Retrofit W defined by user (no rebate)]],Table1323[[#This Row],[Assumed Baseline W by source]]-Table1323[[#This Row],[LED Luminaire W by rebate]]),IF(AND(IF(Table1323[[#This Row],[Assumed hours from space type]]=\"user defined\",Table1323[[#This Row],[Baseline Operating hours]],Table1323[[#This Row],[Assumed hours from space type]])>=(3600/0.8),OR(Table1323[[#This Row],[Automatic Controls?]]=\"Fixture integrated occupancy sensor\",Table1323[[#This Row],[Automatic Controls?]]=\"Ceiling / wall mounted occupancy sensor\")),IF(Table1323[[#This Row],[Lamp / Luminaire Category]]=\"No eligible rebate\",(Table1323[[#This Row],[Baseline W defined by user]]-Table1323[[#This Row],[Retrofit W defined by user (no rebate)]]),Table1323[[#This Row],[Assumed Baseline W by source]]-Table1323[[#This Row],[LED Luminaire W by rebate]]),IF(AND(IF(Table1323[[#This Row],[Assumed hours from space type]]=\"user defined\",Table1323[[#This Row],[Baseline Operating hours]],Table1323[[#This Row],[Assumed hours from space type]])<(3600/0.8),OR(Table1323[[#This Row],[Automatic Controls?]]=\"Fixture integrated occupancy sensor\",Table1323[[#This Row],[Automatic Controls?]]=\"Ceiling / wall mounted occupancy sensor\")),IF(Table1323[[#This Row],[Lamp / Luminaire Category]]=\"No eligible rebate\",Table1323[[#This Row],[Baseline W defined by user]],Table1323[[#This Row],[Assumed Baseline W by source]])))))*Table1323[[#This Row],[Quantity of luminaires]]/1000,\"\")","v":""},{"$f":"Table1323[[#This Row],[LED lamp/luminaire retrofit part '#]]","v":0},{"$f":"IF(Table1323[[#This Row],[Rebate Unit]]=\"per lamp\",INDEX(Table1[Number of Lamps],MATCH(Table1323[[#This Row],[Lamp / Luminaire Category]]&Table1323[[#This Row],[Rebate Category]],Table1[PrescribedSource - Rebate ID],0)),1)*Table1323[[#This Row],[Quantity of luminaires]]","v":0},{"$f":"IFERROR(IF(Table1323[[#This Row],[Lamp / Luminaire Category]]=\"No eligible rebate\",\"no eligible rebate\",INDEX(Table1[BC Hydro xRM ECM],MATCH(Table1323[[#This Row],[Lamp / Luminaire Category]]&Table1323[[#This Row],[Rebate Category]],Table1[PrescribedSource - Rebate ID],0))),\"\")","v":""}]
[null,{"$f":"IF(Table1323[[#This Row],[Space Type]]=\"\",\"\",\"L-\"&ROW(30:30))","v":""},null,null,null,null,null,null,null,{"$f":"IFERROR(IF(Table1323[[#This Row],[Space Type]]=\"\",\"\",IF(Table1323[[#This Row],[Lamp / Luminaire Category]]=\"No eligible rebate\",\"\",IF(Table1323[[#This Row],[Rebate Category]]=\"\",\"select rebate\",INDEX(Table1[Actual Baseline W],MATCH(Table1323[[#This Row],[Lamp / Luminaire Category]]&Table1323[[#This Row],[Rebate Category]],Table1[PrescribedSource - Rebate ID],0))))),\"\")","v":""},{"$f":"IFERROR(IF(Table1323[[#This Row],[No]]=\"\",\"\",IF(Table1323[[#This Row],[Space Type]]=\"\",\"select Space Type\",IF(Table1323[[#This Row],[Baseline Operating hours]]<>\"\",\"user defined\",INDEX(Table5[Hours],MATCH(Table1323[[#This Row],[Space Type]],Table5[Space Type],0))))),\"\")","v":""},null,{"$f":"IFERROR(INDEX(Table1[Rebate],MATCH(Table1323[[#This Row],[Lamp / Luminaire Category]]&Table1323[[#This Row],[Rebate Category]],Table1[PrescribedSource - Rebate ID],0)),\"\")","v":""},{"$f":"IFERROR(INDEX(Table1[Rebate Unit],MATCH(Table1323[[#This Row],[Lamp / Luminaire Category]]&Table1323[[#This Row],[Rebate Category]],Table1[PrescribedSource - Rebate ID],0)),\"\")","v":""},null,{"$f":"IFERROR(IF(Table1323[[#This Row],[Lamp / Luminaire Category]]=\"No eligible rebate\",\"no rebate\",INDEX(Table1[Retrofit W],MATCH(Table1323[[#This Row],[Lamp / Luminaire Category]]&Table1323[[#This Row],[Rebate Category]],Table1[PrescribedSource - Rebate ID],0))),\"\")","v":""},null,null,null,{"$f":"IFERROR(INDEX(Table1[Rebate],MATCH(Table1323[[#This Row],[Lamp / Luminaire Category]]&Table1323[[#This Row],[Rebate Category]],Table1[PrescribedSource - Rebate ID],0))*Table1323[[#This Row],[Quantity of luminaires]],0)","v":0},{"$f":"IF(OR(Table1323[[#This Row],[Automatic Controls?]]=\"Fixture integrated Occupancy / Daylight Harvesting sensor\",Table1323[[#This Row],[Automatic Controls?]]=\"Ceiling / wall mounted Occupancy / Daylight Harvesting sensor\",Table1323[[#This Row],[Automatic Controls?]]=\"Timer\"),45*Table1323[[#This Row],[Number of occupancy sensors]],\"\")","v":""},{"$f":"IFERROR(IF(Table1323[[#This Row],[Controls Rebate]]=\"\",0,Table1323[[#This Row],[Controls Rebate]])+Table1323[[#This Row],[Lighting Rebate]],\"\")","v":0},{"$f":"IFERROR(INDEX(Table1[Rebate Savings],MATCH(Table1323[[#This Row],[Lamp / Luminaire Category]]&Table1323[[#This Row],[Rebate Category]],Table1[PrescribedSource - Rebate ID],0))*Table1323[[#This Row],[Quantity of luminaires]]/1000,0)","v":0},{"$f":"IFERROR(Table1323[[#This Row],[Rebate kW Savings]]*IF(Table1323[[#This Row],[Assumed hours from space type]]=\"user defined\",Table1323[[#This Row],[Baseline Operating hours]],Table1323[[#This Row],[Assumed hours from space type]]),0)","v":0},{"$f":"IF(OR(Table1323[[#This Row],[Automatic Controls?]]=\"Fixture integrated occupancy sensor\",Table1323[[#This Row],[Automatic Controls?]]=\"Ceiling / wall mounted occupancy sensor\"),Table1323[[#This Row],[Quantity of luminaires]]*IF(Table1323[[#This Row],[Rebate Category]]<>\"\",INDEX(Table1[Retrofit W],MATCH(Table1323[[#This Row],[Rebate Category]],Table1[BC Hydro Rebate Category],0)),Table1323[[#This Row],[Retrofit W defined by user (no rebate)]])/1000*IF(Table1323[[#This Row],[Assumed hours from space type]]=\"user defined\",Table1323[[#This Row],[Baseline Operating hours]],Table1323[[#This Row],[Assumed hours from space type]])*0.2,0)","v":0},{"$f":"Table1323[[#This Row],[Rebate kWh savings]]+Table1323[[#This Row],[Controls Rebate kWh Savings]]","v":0},{"$f":"IFERROR(IF(Table1323[[#This Row],[Quantity of luminaires]]=\"\",\"\",IF(Table1323[[#This Row],[Lamp / Luminaire Category]]=\"No eligible rebate\",(Table1323[[#This Row],[Baseline W defined by user]]-Table1323[[#This Row],[Retrofit W defined by user (no rebate)]])*Table1323[[#This Row],[Quantity of luminaires]]/1000,(Table1323[[#This Row],[Assumed Baseline W by source]]-Table1323[[#This Row],[LED Luminaire W by rebate]])*Table1323[[#This Row],[Quantity of luminaires]]/1000)),0)","v":""},{"$f":"IFERROR(IF(Table1323[[#This Row],[Lamp / Luminaire Category]]=\"No eligible rebate\",Table1323[[#This Row],[Quantity of luminaires]]*(Table1323[[#This Row],[Baseline W defined by user]]-Table1323[[#This Row],[Retrofit W defined by user (no rebate)]])/1000*IF(Table1323[[#This Row],[Assumed hours from space type]]=\"user defined\",Table1323[[#This Row],[Baseline Operating hours]],Table1323[[#This Row],[Assumed hours from space type]])+Table1323[[#This Row],[Controls Rebate kWh Savings]],Table1323[[#This Row],[Quantity of luminaires]]*(INDEX(Table1[Actual Baseline W],MATCH(Table1323[[#This Row],[Lamp / Luminaire Category]]&Table1323[[#This Row],[Rebate Category]],Table1[PrescribedSource - Rebate ID],0))/1000-Table1323[[#This Row],[LED Luminaire W by rebate]]/1000)*IF(Table1323[[#This Row],[Assumed hours from space type]]=\"user defined\",Table1323[[#This Row],[Baseline Operating hours]],Table1323[[#This Row],[Assumed hours from space type]])+Table1323[[#This Row],[Controls Rebate kWh Savings]]),0)","v":0},{"$f":"IFERROR(IF(Table1323[[#This Row],[Rebate kW Savings]]=0,Table1323[[#This Row],[Demand Savings, kW]],INDEX(Table1[Actual Savings],MATCH(Table1323[[#This Row],[Lamp / Luminaire Category]]&Table1323[[#This Row],[Rebate Category]],Table1[PrescribedSource - Rebate ID],0))*Table1323[[#This Row],[Quantity of luminaires]]/1000),0)","v":""},{"$f":"IFERROR(Table1323[[#This Row],[BC Housing Site kW Savings]]*IF(Table1323[[#This Row],[Assumed hours from space type]]=\"user defined\",Table1323[[#This Row],[Baseline Operating hours]],Table1323[[#This Row],[Assumed hours from space type]])+Table1323[[#This Row],[Controls Rebate kWh Savings]],0)","v":0},{"$f":"IFERROR(IF(Table1323[[#This Row],[Lamp / Luminaire Category]]=\"No eligible rebate\",Table1323[[#This Row],[Lighting Technology]]&\" retrofit with no rebate\",Table1323[[#This Row],[Rebate Category]]),\"\")","v":0},{"$f":"IF(Table1323[[#This Row],[Lamp / Luminaire Category]]=\"No eligible rebate\",1,0)","v":0},{"$f":"IFERROR(IF(IF(Table1323[[#This Row],[Assumed hours from space type]]=\"user defined\",Table1323[[#This Row],[Baseline Operating hours]],Table1323[[#This Row],[Assumed hours from space type]])<3600,0,IF(AND(IF(Table1323[[#This Row],[Assumed hours from space type]]=\"user defined\",Table1323[[#This Row],[Baseline Operating hours]],Table1323[[#This Row],[Assumed hours from space type]])>=3600,OR(Table1323[[#This Row],[Automatic Controls?]]=\"None\",Table1323[[#This Row],[Automatic Controls?]]=\"\")),IF(Table1323[[#This Row],[Lamp / Luminaire Category]]=\"No eligible rebate\",Table1323[[#This Row],[Baseline W defined by user]]-Table1323[[#This Row],[Retrofit W defined by user (no rebate)]],Table1323[[#This Row],[Assumed Baseline W by source]]-Table1323[[#This Row],[LED Luminaire W by rebate]]),IF(AND(IF(Table1323[[#This Row],[Assumed hours from space type]]=\"user defined\",Table1323[[#This Row],[Baseline Operating hours]],Table1323[[#This Row],[Assumed hours from space type]])>=(3600/0.8),OR(Table1323[[#This Row],[Automatic Controls?]]=\"Fixture integrated occupancy sensor\",Table1323[[#This Row],[Automatic Controls?]]=\"Ceiling / wall mounted occupancy sensor\")),IF(Table1323[[#This Row],[Lamp / Luminaire Category]]=\"No eligible rebate\",(Table1323[[#This Row],[Baseline W defined by user]]-Table1323[[#This Row],[Retrofit W defined by user (no rebate)]]),Table1323[[#This Row],[Assumed Baseline W by source]]-Table1323[[#This Row],[LED Luminaire W by rebate]]),IF(AND(IF(Table1323[[#This Row],[Assumed hours from space type]]=\"user defined\",Table1323[[#This Row],[Baseline Operating hours]],Table1323[[#This Row],[Assumed hours from space type]])<(3600/0.8),OR(Table1323[[#This Row],[Automatic Controls?]]=\"Fixture integrated occupancy sensor\",Table1323[[#This Row],[Automatic Controls?]]=\"Ceiling / wall mounted occupancy sensor\")),IF(Table1323[[#This Row],[Lamp / Luminaire Category]]=\"No eligible rebate\",Table1323[[#This Row],[Baseline W defined by user]],Table1323[[#This Row],[Assumed Baseline W by source]])))))*Table1323[[#This Row],[Quantity of luminaires]]/1000,\"\")","v":""},{"$f":"Table1323[[#This Row],[LED lamp/luminaire retrofit part '#]]","v":0},{"$f":"IF(Table1323[[#This Row],[Rebate Unit]]=\"per lamp\",INDEX(Table1[Number of Lamps],MATCH(Table1323[[#This Row],[Lamp / Luminaire Category]]&Table1323[[#This Row],[Rebate Category]],Table1[PrescribedSource - Rebate ID],0)),1)*Table1323[[#This Row],[Quantity of luminaires]]","v":0},{"$f":"IFERROR(IF(Table1323[[#This Row],[Lamp / Luminaire Category]]=\"No eligible rebate\",\"no eligible rebate\",INDEX(Table1[BC Hydro xRM ECM],MATCH(Table1323[[#This Row],[Lamp / Luminaire Category]]&Table1323[[#This Row],[Rebate Category]],Table1[PrescribedSource - Rebate ID],0))),\"\")","v":""}]
[null,{"$f":"IF(Table1323[[#This Row],[Space Type]]=\"\",\"\",\"L-\"&ROW(31:31))","v":""},null,null,null,null,null,null,null,{"$f":"IFERROR(IF(Table1323[[#This Row],[Space Type]]=\"\",\"\",IF(Table1323[[#This Row],[Lamp / Luminaire Category]]=\"No eligible rebate\",\"\",IF(Table1323[[#This Row],[Rebate Category]]=\"\",\"select rebate\",INDEX(Table1[Actual Baseline W],MATCH(Table1323[[#This Row],[Lamp / Luminaire Category]]&Table1323[[#This Row],[Rebate Category]],Table1[PrescribedSource - Rebate ID],0))))),\"\")","v":""},{"$f":"IFERROR(IF(Table1323[[#This Row],[No]]=\"\",\"\",IF(Table1323[[#This Row],[Space Type]]=\"\",\"select Space Type\",IF(Table1323[[#This Row],[Baseline Operating hours]]<>\"\",\"user defined\",INDEX(Table5[Hours],MATCH(Table1323[[#This Row],[Space Type]],Table5[Space Type],0))))),\"\")","v":""},null,{"$f":"IFERROR(INDEX(Table1[Rebate],MATCH(Table1323[[#This Row],[Lamp / Luminaire Category]]&Table1323[[#This Row],[Rebate Category]],Table1[PrescribedSource - Rebate ID],0)),\"\")","v":""},{"$f":"IFERROR(INDEX(Table1[Rebate Unit],MATCH(Table1323[[#This Row],[Lamp / Luminaire Category]]&Table1323[[#This Row],[Rebate Category]],Table1[PrescribedSource - Rebate ID],0)),\"\")","v":""},null,{"$f":"IFERROR(IF(Table1323[[#This Row],[Lamp / Luminaire Category]]=\"No eligible rebate\",\"no rebate\",INDEX(Table1[Retrofit W],MATCH(Table1323[[#This Row],[Lamp / Luminaire Category]]&Table1323[[#This Row],[Rebate Category]],Table1[PrescribedSource - Rebate ID],0))),\"\")","v":""},null,null,null,{"$f":"IFERROR(INDEX(Table1[Rebate],MATCH(Table1323[[#This Row],[Lamp / Luminaire Category]]&Table1323[[#This Row],[Rebate Category]],Table1[PrescribedSource - Rebate ID],0))*Table1323[[#This Row],[Quantity of luminaires]],0)","v":0},{"$f":"IF(OR(Table1323[[#This Row],[Automatic Controls?]]=\"Fixture integrated Occupancy / Daylight Harvesting sensor\",Table1323[[#This Row],[Automatic Controls?]]=\"Ceiling / wall mounted Occupancy / Daylight Harvesting sensor\",Table1323[[#This Row],[Automatic Controls?]]=\"Timer\"),45*Table1323[[#This Row],[Number of occupancy sensors]],\"\")","v":""},{"$f":"IFERROR(IF(Table1323[[#This Row],[Controls Rebate]]=\"\",0,Table1323[[#This Row],[Controls Rebate]])+Table1323[[#This Row],[Lighting Rebate]],\"\")","v":0},{"$f":"IFERROR(INDEX(Table1[Rebate Savings],MATCH(Table1323[[#This Row],[Lamp / Luminaire Category]]&Table1323[[#This Row],[Rebate Category]],Table1[PrescribedSource - Rebate ID],0))*Table1323[[#This Row],[Quantity of luminaires]]/1000,0)","v":0},{"$f":"IFERROR(Table1323[[#This Row],[Rebate kW Savings]]*IF(Table1323[[#This Row],[Assumed hours from space type]]=\"user defined\",Table1323[[#This Row],[Baseline Operating hours]],Table1323[[#This Row],[Assumed hours from space type]]),0)","v":0},{"$f":"IF(OR(Table1323[[#This Row],[Automatic Controls?]]=\"Fixture integrated occupancy sensor\",Table1323[[#This Row],[Automatic Controls?]]=\"Ceiling / wall mounted occupancy sensor\"),Table1323[[#This Row],[Quantity of luminaires]]*IF(Table1323[[#This Row],[Rebate Category]]<>\"\",INDEX(Table1[Retrofit W],MATCH(Table1323[[#This Row],[Rebate Category]],Table1[BC Hydro Rebate Category],0)),Table1323[[#This Row],[Retrofit W defined by user (no rebate)]])/1000*IF(Table1323[[#This Row],[Assumed hours from space type]]=\"user defined\",Table1323[[#This Row],[Baseline Operating hours]],Table1323[[#This Row],[Assumed hours from space type]])*0.2,0)","v":0},{"$f":"Table1323[[#This Row],[Rebate kWh savings]]+Table1323[[#This Row],[Controls Rebate kWh Savings]]","v":0},{"$f":"IFERROR(IF(Table1323[[#This Row],[Quantity of luminaires]]=\"\",\"\",IF(Table1323[[#This Row],[Lamp / Luminaire Category]]=\"No eligible rebate\",(Table1323[[#This Row],[Baseline W defined by user]]-Table1323[[#This Row],[Retrofit W defined by user (no rebate)]])*Table1323[[#This Row],[Quantity of luminaires]]/1000,(Table1323[[#This Row],[Assumed Baseline W by source]]-Table1323[[#This Row],[LED Luminaire W by rebate]])*Table1323[[#This Row],[Quantity of luminaires]]/1000)),0)","v":""},{"$f":"IFERROR(IF(Table1323[[#This Row],[Lamp / Luminaire Category]]=\"No eligible rebate\",Table1323[[#This Row],[Quantity of luminaires]]*(Table1323[[#This Row],[Baseline W defined by user]]-Table1323[[#This Row],[Retrofit W defined by user (no rebate)]])/1000*IF(Table1323[[#This Row],[Assumed hours from space type]]=\"user defined\",Table1323[[#This Row],[Baseline Operating hours]],Table1323[[#This Row],[Assumed hours from space type]])+Table1323[[#This Row],[Controls Rebate kWh Savings]],Table1323[[#This Row],[Quantity of luminaires]]*(INDEX(Table1[Actual Baseline W],MATCH(Table1323[[#This Row],[Lamp / Luminaire Category]]&Table1323[[#This Row],[Rebate Category]],Table1[PrescribedSource - Rebate ID],0))/1000-Table1323[[#This Row],[LED Luminaire W by rebate]]/1000)*IF(Table1323[[#This Row],[Assumed hours from space type]]=\"user defined\",Table1323[[#This Row],[Baseline Operating hours]],Table1323[[#This Row],[Assumed hours from space type]])+Table1323[[#This Row],[Controls Rebate kWh Savings]]),0)","v":0},{"$f":"IFERROR(IF(Table1323[[#This Row],[Rebate kW Savings]]=0,Table1323[[#This Row],[Demand Savings, kW]],INDEX(Table1[Actual Savings],MATCH(Table1323[[#This Row],[Lamp / Luminaire Category]]&Table1323[[#This Row],[Rebate Category]],Table1[PrescribedSource - Rebate ID],0))*Table1323[[#This Row],[Quantity of luminaires]]/1000),0)","v":""},{"$f":"IFERROR(Table1323[[#This Row],[BC Housing Site kW Savings]]*IF(Table1323[[#This Row],[Assumed hours from space type]]=\"user defined\",Table1323[[#This Row],[Baseline Operating hours]],Table1323[[#This Row],[Assumed hours from space type]])+Table1323[[#This Row],[Controls Rebate kWh Savings]],0)","v":0},{"$f":"IFERROR(IF(Table1323[[#This Row],[Lamp / Luminaire Category]]=\"No eligible rebate\",Table1323[[#This Row],[Lighting Technology]]&\" retrofit with no rebate\",Table1323[[#This Row],[Rebate Category]]),\"\")","v":0},{"$f":"IF(Table1323[[#This Row],[Lamp / Luminaire Category]]=\"No eligible rebate\",1,0)","v":0},{"$f":"IFERROR(IF(IF(Table1323[[#This Row],[Assumed hours from space type]]=\"user defined\",Table1323[[#This Row],[Baseline Operating hours]],Table1323[[#This Row],[Assumed hours from space type]])<3600,0,IF(AND(IF(Table1323[[#This Row],[Assumed hours from space type]]=\"user defined\",Table1323[[#This Row],[Baseline Operating hours]],Table1323[[#This Row],[Assumed hours from space type]])>=3600,OR(Table1323[[#This Row],[Automatic Controls?]]=\"None\",Table1323[[#This Row],[Automatic Controls?]]=\"\")),IF(Table1323[[#This Row],[Lamp / Luminaire Category]]=\"No eligible rebate\",Table1323[[#This Row],[Baseline W defined by user]]-Table1323[[#This Row],[Retrofit W defined by user (no rebate)]],Table1323[[#This Row],[Assumed Baseline W by source]]-Table1323[[#This Row],[LED Luminaire W by rebate]]),IF(AND(IF(Table1323[[#This Row],[Assumed hours from space type]]=\"user defined\",Table1323[[#This Row],[Baseline Operating hours]],Table1323[[#This Row],[Assumed hours from space type]])>=(3600/0.8),OR(Table1323[[#This Row],[Automatic Controls?]]=\"Fixture integrated occupancy sensor\",Table1323[[#This Row],[Automatic Controls?]]=\"Ceiling / wall mounted occupancy sensor\")),IF(Table1323[[#This Row],[Lamp / Luminaire Category]]=\"No eligible rebate\",(Table1323[[#This Row],[Baseline W defined by user]]-Table1323[[#This Row],[Retrofit W defined by user (no rebate)]]),Table1323[[#This Row],[Assumed Baseline W by source]]-Table1323[[#This Row],[LED Luminaire W by rebate]]),IF(AND(IF(Table1323[[#This Row],[Assumed hours from space type]]=\"user defined\",Table1323[[#This Row],[Baseline Operating hours]],Table1323[[#This Row],[Assumed hours from space type]])<(3600/0.8),OR(Table1323[[#This Row],[Automatic Controls?]]=\"Fixture integrated occupancy sensor\",Table1323[[#This Row],[Automatic Controls?]]=\"Ceiling / wall mounted occupancy sensor\")),IF(Table1323[[#This Row],[Lamp / Luminaire Category]]=\"No eligible rebate\",Table1323[[#This Row],[Baseline W defined by user]],Table1323[[#This Row],[Assumed Baseline W by source]])))))*Table1323[[#This Row],[Quantity of luminaires]]/1000,\"\")","v":""},{"$f":"Table1323[[#This Row],[LED lamp/luminaire retrofit part '#]]","v":0},{"$f":"IF(Table1323[[#This Row],[Rebate Unit]]=\"per lamp\",INDEX(Table1[Number of Lamps],MATCH(Table1323[[#This Row],[Lamp / Luminaire Category]]&Table1323[[#This Row],[Rebate Category]],Table1[PrescribedSource - Rebate ID],0)),1)*Table1323[[#This Row],[Quantity of luminaires]]","v":0},{"$f":"IFERROR(IF(Table1323[[#This Row],[Lamp / Luminaire Category]]=\"No eligible rebate\",\"no eligible rebate\",INDEX(Table1[BC Hydro xRM ECM],MATCH(Table1323[[#This Row],[Lamp / Luminaire Category]]&Table1323[[#This Row],[Rebate Category]],Table1[PrescribedSource - Rebate ID],0))),\"\")","v":""}]
[null,{"$f":"IF(Table1323[[#This Row],[Space Type]]=\"\",\"\",\"L-\"&ROW(32:32))","v":""},null,null,null,null,null,null,null,{"$f":"IFERROR(IF(Table1323[[#This Row],[Space Type]]=\"\",\"\",IF(Table1323[[#This Row],[Lamp / Luminaire Category]]=\"No eligible rebate\",\"\",IF(Table1323[[#This Row],[Rebate Category]]=\"\",\"select rebate\",INDEX(Table1[Actual Baseline W],MATCH(Table1323[[#This Row],[Lamp / Luminaire Category]]&Table1323[[#This Row],[Rebate Category]],Table1[PrescribedSource - Rebate ID],0))))),\"\")","v":""},{"$f":"IFERROR(IF(Table1323[[#This Row],[No]]=\"\",\"\",IF(Table1323[[#This Row],[Space Type]]=\"\",\"select Space Type\",IF(Table1323[[#This Row],[Baseline Operating hours]]<>\"\",\"user defined\",INDEX(Table5[Hours],MATCH(Table1323[[#This Row],[Space Type]],Table5[Space Type],0))))),\"\")","v":""},null,{"$f":"IFERROR(INDEX(Table1[Rebate],MATCH(Table1323[[#This Row],[Lamp / Luminaire Category]]&Table1323[[#This Row],[Rebate Category]],Table1[PrescribedSource - Rebate ID],0)),\"\")","v":""},{"$f":"IFERROR(INDEX(Table1[Rebate Unit],MATCH(Table1323[[#This Row],[Lamp / Luminaire Category]]&Table1323[[#This Row],[Rebate Category]],Table1[PrescribedSource - Rebate ID],0)),\"\")","v":""},null,{"$f":"IFERROR(IF(Table1323[[#This Row],[Lamp / Luminaire Category]]=\"No eligible rebate\",\"no rebate\",INDEX(Table1[Retrofit W],MATCH(Table1323[[#This Row],[Lamp / Luminaire Category]]&Table1323[[#This Row],[Rebate Category]],Table1[PrescribedSource - Rebate ID],0))),\"\")","v":""},null,null,null,{"$f":"IFERROR(INDEX(Table1[Rebate],MATCH(Table1323[[#This Row],[Lamp / Luminaire Category]]&Table1323[[#This Row],[Rebate Category]],Table1[PrescribedSource - Rebate ID],0))*Table1323[[#This Row],[Quantity of luminaires]],0)","v":0},{"$f":"IF(OR(Table1323[[#This Row],[Automatic Controls?]]=\"Fixture integrated Occupancy / Daylight Harvesting sensor\",Table1323[[#This Row],[Automatic Controls?]]=\"Ceiling / wall mounted Occupancy / Daylight Harvesting sensor\",Table1323[[#This Row],[Automatic Controls?]]=\"Timer\"),45*Table1323[[#This Row],[Number of occupancy sensors]],\"\")","v":""},{"$f":"IFERROR(IF(Table1323[[#This Row],[Controls Rebate]]=\"\",0,Table1323[[#This Row],[Controls Rebate]])+Table1323[[#This Row],[Lighting Rebate]],\"\")","v":0},{"$f":"IFERROR(INDEX(Table1[Rebate Savings],MATCH(Table1323[[#This Row],[Lamp / Luminaire Category]]&Table1323[[#This Row],[Rebate Category]],Table1[PrescribedSource - Rebate ID],0))*Table1323[[#This Row],[Quantity of luminaires]]/1000,0)","v":0},{"$f":"IFERROR(Table1323[[#This Row],[Rebate kW Savings]]*IF(Table1323[[#This Row],[Assumed hours from space type]]=\"user defined\",Table1323[[#This Row],[Baseline Operating hours]],Table1323[[#This Row],[Assumed hours from space type]]),0)","v":0},{"$f":"IF(OR(Table1323[[#This Row],[Automatic Controls?]]=\"Fixture integrated occupancy sensor\",Table1323[[#This Row],[Automatic Controls?]]=\"Ceiling / wall mounted occupancy sensor\"),Table1323[[#This Row],[Quantity of luminaires]]*IF(Table1323[[#This Row],[Rebate Category]]<>\"\",INDEX(Table1[Retrofit W],MATCH(Table1323[[#This Row],[Rebate Category]],Table1[BC Hydro Rebate Category],0)),Table1323[[#This Row],[Retrofit W defined by user (no rebate)]])/1000*IF(Table1323[[#This Row],[Assumed hours from space type]]=\"user defined\",Table1323[[#This Row],[Baseline Operating hours]],Table1323[[#This Row],[Assumed hours from space type]])*0.2,0)","v":0},{"$f":"Table1323[[#This Row],[Rebate kWh savings]]+Table1323[[#This Row],[Controls Rebate kWh Savings]]","v":0},{"$f":"IFERROR(IF(Table1323[[#This Row],[Quantity of luminaires]]=\"\",\"\",IF(Table1323[[#This Row],[Lamp / Luminaire Category]]=\"No eligible rebate\",(Table1323[[#This Row],[Baseline W defined by user]]-Table1323[[#This Row],[Retrofit W defined by user (no rebate)]])*Table1323[[#This Row],[Quantity of luminaires]]/1000,(Table1323[[#This Row],[Assumed Baseline W by source]]-Table1323[[#This Row],[LED Luminaire W by rebate]])*Table1323[[#This Row],[Quantity of luminaires]]/1000)),0)","v":""},{"$f":"IFERROR(IF(Table1323[[#This Row],[Lamp / Luminaire Category]]=\"No eligible rebate\",Table1323[[#This Row],[Quantity of luminaires]]*(Table1323[[#This Row],[Baseline W defined by user]]-Table1323[[#This Row],[Retrofit W defined by user (no rebate)]])/1000*IF(Table1323[[#This Row],[Assumed hours from space type]]=\"user defined\",Table1323[[#This Row],[Baseline Operating hours]],Table1323[[#This Row],[Assumed hours from space type]])+Table1323[[#This Row],[Controls Rebate kWh Savings]],Table1323[[#This Row],[Quantity of luminaires]]*(INDEX(Table1[Actual Baseline W],MATCH(Table1323[[#This Row],[Lamp / Luminaire Category]]&Table1323[[#This Row],[Rebate Category]],Table1[PrescribedSource - Rebate ID],0))/1000-Table1323[[#This Row],[LED Luminaire W by rebate]]/1000)*IF(Table1323[[#This Row],[Assumed hours from space type]]=\"user defined\",Table1323[[#This Row],[Baseline Operating hours]],Table1323[[#This Row],[Assumed hours from space type]])+Table1323[[#This Row],[Controls Rebate kWh Savings]]),0)","v":0},{"$f":"IFERROR(IF(Table1323[[#This Row],[Rebate kW Savings]]=0,Table1323[[#This Row],[Demand Savings, kW]],INDEX(Table1[Actual Savings],MATCH(Table1323[[#This Row],[Lamp / Luminaire Category]]&Table1323[[#This Row],[Rebate Category]],Table1[PrescribedSource - Rebate ID],0))*Table1323[[#This Row],[Quantity of luminaires]]/1000),0)","v":""},{"$f":"IFERROR(Table1323[[#This Row],[BC Housing Site kW Savings]]*IF(Table1323[[#This Row],[Assumed hours from space type]]=\"user defined\",Table1323[[#This Row],[Baseline Operating hours]],Table1323[[#This Row],[Assumed hours from space type]])+Table1323[[#This Row],[Controls Rebate kWh Savings]],0)","v":0},{"$f":"IFERROR(IF(Table1323[[#This Row],[Lamp / Luminaire Category]]=\"No eligible rebate\",Table1323[[#This Row],[Lighting Technology]]&\" retrofit with no rebate\",Table1323[[#This Row],[Rebate Category]]),\"\")","v":0},{"$f":"IF(Table1323[[#This Row],[Lamp / Luminaire Category]]=\"No eligible rebate\",1,0)","v":0},{"$f":"IFERROR(IF(IF(Table1323[[#This Row],[Assumed hours from space type]]=\"user defined\",Table1323[[#This Row],[Baseline Operating hours]],Table1323[[#This Row],[Assumed hours from space type]])<3600,0,IF(AND(IF(Table1323[[#This Row],[Assumed hours from space type]]=\"user defined\",Table1323[[#This Row],[Baseline Operating hours]],Table1323[[#This Row],[Assumed hours from space type]])>=3600,OR(Table1323[[#This Row],[Automatic Controls?]]=\"None\",Table1323[[#This Row],[Automatic Controls?]]=\"\")),IF(Table1323[[#This Row],[Lamp / Luminaire Category]]=\"No eligible rebate\",Table1323[[#This Row],[Baseline W defined by user]]-Table1323[[#This Row],[Retrofit W defined by user (no rebate)]],Table1323[[#This Row],[Assumed Baseline W by source]]-Table1323[[#This Row],[LED Luminaire W by rebate]]),IF(AND(IF(Table1323[[#This Row],[Assumed hours from space type]]=\"user defined\",Table1323[[#This Row],[Baseline Operating hours]],Table1323[[#This Row],[Assumed hours from space type]])>=(3600/0.8),OR(Table1323[[#This Row],[Automatic Controls?]]=\"Fixture integrated occupancy sensor\",Table1323[[#This Row],[Automatic Controls?]]=\"Ceiling / wall mounted occupancy sensor\")),IF(Table1323[[#This Row],[Lamp / Luminaire Category]]=\"No eligible rebate\",(Table1323[[#This Row],[Baseline W defined by user]]-Table1323[[#This Row],[Retrofit W defined by user (no rebate)]]),Table1323[[#This Row],[Assumed Baseline W by source]]-Table1323[[#This Row],[LED Luminaire W by rebate]]),IF(AND(IF(Table1323[[#This Row],[Assumed hours from space type]]=\"user defined\",Table1323[[#This Row],[Baseline Operating hours]],Table1323[[#This Row],[Assumed hours from space type]])<(3600/0.8),OR(Table1323[[#This Row],[Automatic Controls?]]=\"Fixture integrated occupancy sensor\",Table1323[[#This Row],[Automatic Controls?]]=\"Ceiling / wall mounted occupancy sensor\")),IF(Table1323[[#This Row],[Lamp / Luminaire Category]]=\"No eligible rebate\",Table1323[[#This Row],[Baseline W defined by user]],Table1323[[#This Row],[Assumed Baseline W by source]])))))*Table1323[[#This Row],[Quantity of luminaires]]/1000,\"\")","v":""},{"$f":"Table1323[[#This Row],[LED lamp/luminaire retrofit part '#]]","v":0},{"$f":"IF(Table1323[[#This Row],[Rebate Unit]]=\"per lamp\",INDEX(Table1[Number of Lamps],MATCH(Table1323[[#This Row],[Lamp / Luminaire Category]]&Table1323[[#This Row],[Rebate Category]],Table1[PrescribedSource - Rebate ID],0)),1)*Table1323[[#This Row],[Quantity of luminaires]]","v":0},{"$f":"IFERROR(IF(Table1323[[#This Row],[Lamp / Luminaire Category]]=\"No eligible rebate\",\"no eligible rebate\",INDEX(Table1[BC Hydro xRM ECM],MATCH(Table1323[[#This Row],[Lamp / Luminaire Category]]&Table1323[[#This Row],[Rebate Category]],Table1[PrescribedSource - Rebate ID],0))),\"\")","v":""}]
[null,{"$f":"IF(Table1323[[#This Row],[Space Type]]=\"\",\"\",\"L-\"&ROW(33:33))","v":""},null,null,null,null,null,null,null,{"$f":"IFERROR(IF(Table1323[[#This Row],[Space Type]]=\"\",\"\",IF(Table1323[[#This Row],[Lamp / Luminaire Category]]=\"No eligible rebate\",\"\",IF(Table1323[[#This Row],[Rebate Category]]=\"\",\"select rebate\",INDEX(Table1[Actual Baseline W],MATCH(Table1323[[#This Row],[Lamp / Luminaire Category]]&Table1323[[#This Row],[Rebate Category]],Table1[PrescribedSource - Rebate ID],0))))),\"\")","v":""},{"$f":"IFERROR(IF(Table1323[[#This Row],[No]]=\"\",\"\",IF(Table1323[[#This Row],[Space Type]]=\"\",\"select Space Type\",IF(Table1323[[#This Row],[Baseline Operating hours]]<>\"\",\"user defined\",INDEX(Table5[Hours],MATCH(Table1323[[#This Row],[Space Type]],Table5[Space Type],0))))),\"\")","v":""},null,{"$f":"IFERROR(INDEX(Table1[Rebate],MATCH(Table1323[[#This Row],[Lamp / Luminaire Category]]&Table1323[[#This Row],[Rebate Category]],Table1[PrescribedSource - Rebate ID],0)),\"\")","v":""},{"$f":"IFERROR(INDEX(Table1[Rebate Unit],MATCH(Table1323[[#This Row],[Lamp / Luminaire Category]]&Table1323[[#This Row],[Rebate Category]],Table1[PrescribedSource - Rebate ID],0)),\"\")","v":""},null,{"$f":"IFERROR(IF(Table1323[[#This Row],[Lamp / Luminaire Category]]=\"No eligible rebate\",\"no rebate\",INDEX(Table1[Retrofit W],MATCH(Table1323[[#This Row],[Lamp / Luminaire Category]]&Table1323[[#This Row],[Rebate Category]],Table1[PrescribedSource - Rebate ID],0))),\"\")","v":""},null,null,null,{"$f":"IFERROR(INDEX(Table1[Rebate],MATCH(Table1323[[#This Row],[Lamp / Luminaire Category]]&Table1323[[#This Row],[Rebate Category]],Table1[PrescribedSource - Rebate ID],0))*Table1323[[#This Row],[Quantity of luminaires]],0)","v":0},{"$f":"IF(OR(Table1323[[#This Row],[Automatic Controls?]]=\"Fixture integrated Occupancy / Daylight Harvesting sensor\",Table1323[[#This Row],[Automatic Controls?]]=\"Ceiling / wall mounted Occupancy / Daylight Harvesting sensor\",Table1323[[#This Row],[Automatic Controls?]]=\"Timer\"),45*Table1323[[#This Row],[Number of occupancy sensors]],\"\")","v":""},{"$f":"IFERROR(IF(Table1323[[#This Row],[Controls Rebate]]=\"\",0,Table1323[[#This Row],[Controls Rebate]])+Table1323[[#This Row],[Lighting Rebate]],\"\")","v":0},{"$f":"IFERROR(INDEX(Table1[Rebate Savings],MATCH(Table1323[[#This Row],[Lamp / Luminaire Category]]&Table1323[[#This Row],[Rebate Category]],Table1[PrescribedSource - Rebate ID],0))*Table1323[[#This Row],[Quantity of luminaires]]/1000,0)","v":0},{"$f":"IFERROR(Table1323[[#This Row],[Rebate kW Savings]]*IF(Table1323[[#This Row],[Assumed hours from space type]]=\"user defined\",Table1323[[#This Row],[Baseline Operating hours]],Table1323[[#This Row],[Assumed hours from space type]]),0)","v":0},{"$f":"IF(OR(Table1323[[#This Row],[Automatic Controls?]]=\"Fixture integrated occupancy sensor\",Table1323[[#This Row],[Automatic Controls?]]=\"Ceiling / wall mounted occupancy sensor\"),Table1323[[#This Row],[Quantity of luminaires]]*IF(Table1323[[#This Row],[Rebate Category]]<>\"\",INDEX(Table1[Retrofit W],MATCH(Table1323[[#This Row],[Rebate Category]],Table1[BC Hydro Rebate Category],0)),Table1323[[#This Row],[Retrofit W defined by user (no rebate)]])/1000*IF(Table1323[[#This Row],[Assumed hours from space type]]=\"user defined\",Table1323[[#This Row],[Baseline Operating hours]],Table1323[[#This Row],[Assumed hours from space type]])*0.2,0)","v":0},{"$f":"Table1323[[#This Row],[Rebate kWh savings]]+Table1323[[#This Row],[Controls Rebate kWh Savings]]","v":0},{"$f":"IFERROR(IF(Table1323[[#This Row],[Quantity of luminaires]]=\"\",\"\",IF(Table1323[[#This Row],[Lamp / Luminaire Category]]=\"No eligible rebate\",(Table1323[[#This Row],[Baseline W defined by user]]-Table1323[[#This Row],[Retrofit W defined by user (no rebate)]])*Table1323[[#This Row],[Quantity of luminaires]]/1000,(Table1323[[#This Row],[Assumed Baseline W by source]]-Table1323[[#This Row],[LED Luminaire W by rebate]])*Table1323[[#This Row],[Quantity of luminaires]]/1000)),0)","v":""},{"$f":"IFERROR(IF(Table1323[[#This Row],[Lamp / Luminaire Category]]=\"No eligible rebate\",Table1323[[#This Row],[Quantity of luminaires]]*(Table1323[[#This Row],[Baseline W defined by user]]-Table1323[[#This Row],[Retrofit W defined by user (no rebate)]])/1000*IF(Table1323[[#This Row],[Assumed hours from space type]]=\"user defined\",Table1323[[#This Row],[Baseline Operating hours]],Table1323[[#This Row],[Assumed hours from space type]])+Table1323[[#This Row],[Controls Rebate kWh Savings]],Table1323[[#This Row],[Quantity of luminaires]]*(INDEX(Table1[Actual Baseline W],MATCH(Table1323[[#This Row],[Lamp / Luminaire Category]]&Table1323[[#This Row],[Rebate Category]],Table1[PrescribedSource - Rebate ID],0))/1000-Table1323[[#This Row],[LED Luminaire W by rebate]]/1000)*IF(Table1323[[#This Row],[Assumed hours from space type]]=\"user defined\",Table1323[[#This Row],[Baseline Operating hours]],Table1323[[#This Row],[Assumed hours from space type]])+Table1323[[#This Row],[Controls Rebate kWh Savings]]),0)","v":0},{"$f":"IFERROR(IF(Table1323[[#This Row],[Rebate kW Savings]]=0,Table1323[[#This Row],[Demand Savings, kW]],INDEX(Table1[Actual Savings],MATCH(Table1323[[#This Row],[Lamp / Luminaire Category]]&Table1323[[#This Row],[Rebate Category]],Table1[PrescribedSource - Rebate ID],0))*Table1323[[#This Row],[Quantity of luminaires]]/1000),0)","v":""},{"$f":"IFERROR(Table1323[[#This Row],[BC Housing Site kW Savings]]*IF(Table1323[[#This Row],[Assumed hours from space type]]=\"user defined\",Table1323[[#This Row],[Baseline Operating hours]],Table1323[[#This Row],[Assumed hours from space type]])+Table1323[[#This Row],[Controls Rebate kWh Savings]],0)","v":0},{"$f":"IFERROR(IF(Table1323[[#This Row],[Lamp / Luminaire Category]]=\"No eligible rebate\",Table1323[[#This Row],[Lighting Technology]]&\" retrofit with no rebate\",Table1323[[#This Row],[Rebate Category]]),\"\")","v":0},{"$f":"IF(Table1323[[#This Row],[Lamp / Luminaire Category]]=\"No eligible rebate\",1,0)","v":0},{"$f":"IFERROR(IF(IF(Table1323[[#This Row],[Assumed hours from space type]]=\"user defined\",Table1323[[#This Row],[Baseline Operating hours]],Table1323[[#This Row],[Assumed hours from space type]])<3600,0,IF(AND(IF(Table1323[[#This Row],[Assumed hours from space type]]=\"user defined\",Table1323[[#This Row],[Baseline Operating hours]],Table1323[[#This Row],[Assumed hours from space type]])>=3600,OR(Table1323[[#This Row],[Automatic Controls?]]=\"None\",Table1323[[#This Row],[Automatic Controls?]]=\"\")),IF(Table1323[[#This Row],[Lamp / Luminaire Category]]=\"No eligible rebate\",Table1323[[#This Row],[Baseline W defined by user]]-Table1323[[#This Row],[Retrofit W defined by user (no rebate)]],Table1323[[#This Row],[Assumed Baseline W by source]]-Table1323[[#This Row],[LED Luminaire W by rebate]]),IF(AND(IF(Table1323[[#This Row],[Assumed hours from space type]]=\"user defined\",Table1323[[#This Row],[Baseline Operating hours]],Table1323[[#This Row],[Assumed hours from space type]])>=(3600/0.8),OR(Table1323[[#This Row],[Automatic Controls?]]=\"Fixture integrated occupancy sensor\",Table1323[[#This Row],[Automatic Controls?]]=\"Ceiling / wall mounted occupancy sensor\")),IF(Table1323[[#This Row],[Lamp / Luminaire Category]]=\"No eligible rebate\",(Table1323[[#This Row],[Baseline W defined by user]]-Table1323[[#This Row],[Retrofit W defined by user (no rebate)]]),Table1323[[#This Row],[Assumed Baseline W by source]]-Table1323[[#This Row],[LED Luminaire W by rebate]]),IF(AND(IF(Table1323[[#This Row],[Assumed hours from space type]]=\"user defined\",Table1323[[#This Row],[Baseline Operating hours]],Table1323[[#This Row],[Assumed hours from space type]])<(3600/0.8),OR(Table1323[[#This Row],[Automatic Controls?]]=\"Fixture integrated occupancy sensor\",Table1323[[#This Row],[Automatic Controls?]]=\"Ceiling / wall mounted occupancy sensor\")),IF(Table1323[[#This Row],[Lamp / Luminaire Category]]=\"No eligible rebate\",Table1323[[#This Row],[Baseline W defined by user]],Table1323[[#This Row],[Assumed Baseline W by source]])))))*Table1323[[#This Row],[Quantity of luminaires]]/1000,\"\")","v":""},{"$f":"Table1323[[#This Row],[LED lamp/luminaire retrofit part '#]]","v":0},{"$f":"IF(Table1323[[#This Row],[Rebate Unit]]=\"per lamp\",INDEX(Table1[Number of Lamps],MATCH(Table1323[[#This Row],[Lamp / Luminaire Category]]&Table1323[[#This Row],[Rebate Category]],Table1[PrescribedSource - Rebate ID],0)),1)*Table1323[[#This Row],[Quantity of luminaires]]","v":0},{"$f":"IFERROR(IF(Table1323[[#This Row],[Lamp / Luminaire Category]]=\"No eligible rebate\",\"no eligible rebate\",INDEX(Table1[BC Hydro xRM ECM],MATCH(Table1323[[#This Row],[Lamp / Luminaire Category]]&Table1323[[#This Row],[Rebate Category]],Table1[PrescribedSource - Rebate ID],0))),\"\")","v":""}]
[null,{"$f":"IF(Table1323[[#This Row],[Space Type]]=\"\",\"\",\"L-\"&ROW(34:34))","v":""},null,null,null,null,null,null,null,{"$f":"IFERROR(IF(Table1323[[#This Row],[Space Type]]=\"\",\"\",IF(Table1323[[#This Row],[Lamp / Luminaire Category]]=\"No eligible rebate\",\"\",IF(Table1323[[#This Row],[Rebate Category]]=\"\",\"select rebate\",INDEX(Table1[Actual Baseline W],MATCH(Table1323[[#This Row],[Lamp / Luminaire Category]]&Table1323[[#This Row],[Rebate Category]],Table1[PrescribedSource - Rebate ID],0))))),\"\")","v":""},{"$f":"IFERROR(IF(Table1323[[#This Row],[No]]=\"\",\"\",IF(Table1323[[#This Row],[Space Type]]=\"\",\"select Space Type\",IF(Table1323[[#This Row],[Baseline Operating hours]]<>\"\",\"user defined\",INDEX(Table5[Hours],MATCH(Table1323[[#This Row],[Space Type]],Table5[Space Type],0))))),\"\")","v":""},null,{"$f":"IFERROR(INDEX(Table1[Rebate],MATCH(Table1323[[#This Row],[Lamp / Luminaire Category]]&Table1323[[#This Row],[Rebate Category]],Table1[PrescribedSource - Rebate ID],0)),\"\")","v":""},{"$f":"IFERROR(INDEX(Table1[Rebate Unit],MATCH(Table1323[[#This Row],[Lamp / Luminaire Category]]&Table1323[[#This Row],[Rebate Category]],Table1[PrescribedSource - Rebate ID],0)),\"\")","v":""},null,{"$f":"IFERROR(IF(Table1323[[#This Row],[Lamp / Luminaire Category]]=\"No eligible rebate\",\"no rebate\",INDEX(Table1[Retrofit W],MATCH(Table1323[[#This Row],[Lamp / Luminaire Category]]&Table1323[[#This Row],[Rebate Category]],Table1[PrescribedSource - Rebate ID],0))),\"\")","v":""},null,null,null,{"$f":"IFERROR(INDEX(Table1[Rebate],MATCH(Table1323[[#This Row],[Lamp / Luminaire Category]]&Table1323[[#This Row],[Rebate Category]],Table1[PrescribedSource - Rebate ID],0))*Table1323[[#This Row],[Quantity of luminaires]],0)","v":0},{"$f":"IF(OR(Table1323[[#This Row],[Automatic Controls?]]=\"Fixture integrated Occupancy / Daylight Harvesting sensor\",Table1323[[#This Row],[Automatic Controls?]]=\"Ceiling / wall mounted Occupancy / Daylight Harvesting sensor\",Table1323[[#This Row],[Automatic Controls?]]=\"Timer\"),45*Table1323[[#This Row],[Number of occupancy sensors]],\"\")","v":""},{"$f":"IFERROR(IF(Table1323[[#This Row],[Controls Rebate]]=\"\",0,Table1323[[#This Row],[Controls Rebate]])+Table1323[[#This Row],[Lighting Rebate]],\"\")","v":0},{"$f":"IFERROR(INDEX(Table1[Rebate Savings],MATCH(Table1323[[#This Row],[Lamp / Luminaire Category]]&Table1323[[#This Row],[Rebate Category]],Table1[PrescribedSource - Rebate ID],0))*Table1323[[#This Row],[Quantity of luminaires]]/1000,0)","v":0},{"$f":"IFERROR(Table1323[[#This Row],[Rebate kW Savings]]*IF(Table1323[[#This Row],[Assumed hours from space type]]=\"user defined\",Table1323[[#This Row],[Baseline Operating hours]],Table1323[[#This Row],[Assumed hours from space type]]),0)","v":0},{"$f":"IF(OR(Table1323[[#This Row],[Automatic Controls?]]=\"Fixture integrated occupancy sensor\",Table1323[[#This Row],[Automatic Controls?]]=\"Ceiling / wall mounted occupancy sensor\"),Table1323[[#This Row],[Quantity of luminaires]]*IF(Table1323[[#This Row],[Rebate Category]]<>\"\",INDEX(Table1[Retrofit W],MATCH(Table1323[[#This Row],[Rebate Category]],Table1[BC Hydro Rebate Category],0)),Table1323[[#This Row],[Retrofit W defined by user (no rebate)]])/1000*IF(Table1323[[#This Row],[Assumed hours from space type]]=\"user defined\",Table1323[[#This Row],[Baseline Operating hours]],Table1323[[#This Row],[Assumed hours from space type]])*0.2,0)","v":0},{"$f":"Table1323[[#This Row],[Rebate kWh savings]]+Table1323[[#This Row],[Controls Rebate kWh Savings]]","v":0},{"$f":"IFERROR(IF(Table1323[[#This Row],[Quantity of luminaires]]=\"\",\"\",IF(Table1323[[#This Row],[Lamp / Luminaire Category]]=\"No eligible rebate\",(Table1323[[#This Row],[Baseline W defined by user]]-Table1323[[#This Row],[Retrofit W defined by user (no rebate)]])*Table1323[[#This Row],[Quantity of luminaires]]/1000,(Table1323[[#This Row],[Assumed Baseline W by source]]-Table1323[[#This Row],[LED Luminaire W by rebate]])*Table1323[[#This Row],[Quantity of luminaires]]/1000)),0)","v":""},{"$f":"IFERROR(IF(Table1323[[#This Row],[Lamp / Luminaire Category]]=\"No eligible rebate\",Table1323[[#This Row],[Quantity of luminaires]]*(Table1323[[#This Row],[Baseline W defined by user]]-Table1323[[#This Row],[Retrofit W defined by user (no rebate)]])/1000*IF(Table1323[[#This Row],[Assumed hours from space type]]=\"user defined\",Table1323[[#This Row],[Baseline Operating hours]],Table1323[[#This Row],[Assumed hours from space type]])+Table1323[[#This Row],[Controls Rebate kWh Savings]],Table1323[[#This Row],[Quantity of luminaires]]*(INDEX(Table1[Actual Baseline W],MATCH(Table1323[[#This Row],[Lamp / Luminaire Category]]&Table1323[[#This Row],[Rebate Category]],Table1[PrescribedSource - Rebate ID],0))/1000-Table1323[[#This Row],[LED Luminaire W by rebate]]/1000)*IF(Table1323[[#This Row],[Assumed hours from space type]]=\"user defined\",Table1323[[#This Row],[Baseline Operating hours]],Table1323[[#This Row],[Assumed hours from space type]])+Table1323[[#This Row],[Controls Rebate kWh Savings]]),0)","v":0},{"$f":"IFERROR(IF(Table1323[[#This Row],[Rebate kW Savings]]=0,Table1323[[#This Row],[Demand Savings, kW]],INDEX(Table1[Actual Savings],MATCH(Table1323[[#This Row],[Lamp / Luminaire Category]]&Table1323[[#This Row],[Rebate Category]],Table1[PrescribedSource - Rebate ID],0))*Table1323[[#This Row],[Quantity of luminaires]]/1000),0)","v":""},{"$f":"IFERROR(Table1323[[#This Row],[BC Housing Site kW Savings]]*IF(Table1323[[#This Row],[Assumed hours from space type]]=\"user defined\",Table1323[[#This Row],[Baseline Operating hours]],Table1323[[#This Row],[Assumed hours from space type]])+Table1323[[#This Row],[Controls Rebate kWh Savings]],0)","v":0},{"$f":"IFERROR(IF(Table1323[[#This Row],[Lamp / Luminaire Category]]=\"No eligible rebate\",Table1323[[#This Row],[Lighting Technology]]&\" retrofit with no rebate\",Table1323[[#This Row],[Rebate Category]]),\"\")","v":0},{"$f":"IF(Table1323[[#This Row],[Lamp / Luminaire Category]]=\"No eligible rebate\",1,0)","v":0},{"$f":"IFERROR(IF(IF(Table1323[[#This Row],[Assumed hours from space type]]=\"user defined\",Table1323[[#This Row],[Baseline Operating hours]],Table1323[[#This Row],[Assumed hours from space type]])<3600,0,IF(AND(IF(Table1323[[#This Row],[Assumed hours from space type]]=\"user defined\",Table1323[[#This Row],[Baseline Operating hours]],Table1323[[#This Row],[Assumed hours from space type]])>=3600,OR(Table1323[[#This Row],[Automatic Controls?]]=\"None\",Table1323[[#This Row],[Automatic Controls?]]=\"\")),IF(Table1323[[#This Row],[Lamp / Luminaire Category]]=\"No eligible rebate\",Table1323[[#This Row],[Baseline W defined by user]]-Table1323[[#This Row],[Retrofit W defined by user (no rebate)]],Table1323[[#This Row],[Assumed Baseline W by source]]-Table1323[[#This Row],[LED Luminaire W by rebate]]),IF(AND(IF(Table1323[[#This Row],[Assumed hours from space type]]=\"user defined\",Table1323[[#This Row],[Baseline Operating hours]],Table1323[[#This Row],[Assumed hours from space type]])>=(3600/0.8),OR(Table1323[[#This Row],[Automatic Controls?]]=\"Fixture integrated occupancy sensor\",Table1323[[#This Row],[Automatic Controls?]]=\"Ceiling / wall mounted occupancy sensor\")),IF(Table1323[[#This Row],[Lamp / Luminaire Category]]=\"No eligible rebate\",(Table1323[[#This Row],[Baseline W defined by user]]-Table1323[[#This Row],[Retrofit W defined by user (no rebate)]]),Table1323[[#This Row],[Assumed Baseline W by source]]-Table1323[[#This Row],[LED Luminaire W by rebate]]),IF(AND(IF(Table1323[[#This Row],[Assumed hours from space type]]=\"user defined\",Table1323[[#This Row],[Baseline Operating hours]],Table1323[[#This Row],[Assumed hours from space type]])<(3600/0.8),OR(Table1323[[#This Row],[Automatic Controls?]]=\"Fixture integrated occupancy sensor\",Table1323[[#This Row],[Automatic Controls?]]=\"Ceiling / wall mounted occupancy sensor\")),IF(Table1323[[#This Row],[Lamp / Luminaire Category]]=\"No eligible rebate\",Table1323[[#This Row],[Baseline W defined by user]],Table1323[[#This Row],[Assumed Baseline W by source]])))))*Table1323[[#This Row],[Quantity of luminaires]]/1000,\"\")","v":""},{"$f":"Table1323[[#This Row],[LED lamp/luminaire retrofit part '#]]","v":0},{"$f":"IF(Table1323[[#This Row],[Rebate Unit]]=\"per lamp\",INDEX(Table1[Number of Lamps],MATCH(Table1323[[#This Row],[Lamp / Luminaire Category]]&Table1323[[#This Row],[Rebate Category]],Table1[PrescribedSource - Rebate ID],0)),1)*Table1323[[#This Row],[Quantity of luminaires]]","v":0},{"$f":"IFERROR(IF(Table1323[[#This Row],[Lamp / Luminaire Category]]=\"No eligible rebate\",\"no eligible rebate\",INDEX(Table1[BC Hydro xRM ECM],MATCH(Table1323[[#This Row],[Lamp / Luminaire Category]]&Table1323[[#This Row],[Rebate Category]],Table1[PrescribedSource - Rebate ID],0))),\"\")","v":""}]
[null,{"$f":"IF(Table1323[[#This Row],[Space Type]]=\"\",\"\",\"L-\"&ROW(35:35))","v":""},null,null,null,null,null,null,null,{"$f":"IFERROR(IF(Table1323[[#This Row],[Space Type]]=\"\",\"\",IF(Table1323[[#This Row],[Lamp / Luminaire Category]]=\"No eligible rebate\",\"\",IF(Table1323[[#This Row],[Rebate Category]]=\"\",\"select rebate\",INDEX(Table1[Actual Baseline W],MATCH(Table1323[[#This Row],[Lamp / Luminaire Category]]&Table1323[[#This Row],[Rebate Category]],Table1[PrescribedSource - Rebate ID],0))))),\"\")","v":""},{"$f":"IFERROR(IF(Table1323[[#This Row],[No]]=\"\",\"\",IF(Table1323[[#This Row],[Space Type]]=\"\",\"select Space Type\",IF(Table1323[[#This Row],[Baseline Operating hours]]<>\"\",\"user defined\",INDEX(Table5[Hours],MATCH(Table1323[[#This Row],[Space Type]],Table5[Space Type],0))))),\"\")","v":""},null,{"$f":"IFERROR(INDEX(Table1[Rebate],MATCH(Table1323[[#This Row],[Lamp / Luminaire Category]]&Table1323[[#This Row],[Rebate Category]],Table1[PrescribedSource - Rebate ID],0)),\"\")","v":""},{"$f":"IFERROR(INDEX(Table1[Rebate Unit],MATCH(Table1323[[#This Row],[Lamp / Luminaire Category]]&Table1323[[#This Row],[Rebate Category]],Table1[PrescribedSource - Rebate ID],0)),\"\")","v":""},null,{"$f":"IFERROR(IF(Table1323[[#This Row],[Lamp / Luminaire Category]]=\"No eligible rebate\",\"no rebate\",INDEX(Table1[Retrofit W],MATCH(Table1323[[#This Row],[Lamp / Luminaire Category]]&Table1323[[#This Row],[Rebate Category]],Table1[PrescribedSource - Rebate ID],0))),\"\")","v":""},null,null,null,{"$f":"IFERROR(INDEX(Table1[Rebate],MATCH(Table1323[[#This Row],[Lamp / Luminaire Category]]&Table1323[[#This Row],[Rebate Category]],Table1[PrescribedSource - Rebate ID],0))*Table1323[[#This Row],[Quantity of luminaires]],0)","v":0},{"$f":"IF(OR(Table1323[[#This Row],[Automatic Controls?]]=\"Fixture integrated Occupancy / Daylight Harvesting sensor\",Table1323[[#This Row],[Automatic Controls?]]=\"Ceiling / wall mounted Occupancy / Daylight Harvesting sensor\",Table1323[[#This Row],[Automatic Controls?]]=\"Timer\"),45*Table1323[[#This Row],[Number of occupancy sensors]],\"\")","v":""},{"$f":"IFERROR(IF(Table1323[[#This Row],[Controls Rebate]]=\"\",0,Table1323[[#This Row],[Controls Rebate]])+Table1323[[#This Row],[Lighting Rebate]],\"\")","v":0},{"$f":"IFERROR(INDEX(Table1[Rebate Savings],MATCH(Table1323[[#This Row],[Lamp / Luminaire Category]]&Table1323[[#This Row],[Rebate Category]],Table1[PrescribedSource - Rebate ID],0))*Table1323[[#This Row],[Quantity of luminaires]]/1000,0)","v":0},{"$f":"IFERROR(Table1323[[#This Row],[Rebate kW Savings]]*IF(Table1323[[#This Row],[Assumed hours from space type]]=\"user defined\",Table1323[[#This Row],[Baseline Operating hours]],Table1323[[#This Row],[Assumed hours from space type]]),0)","v":0},{"$f":"IF(OR(Table1323[[#This Row],[Automatic Controls?]]=\"Fixture integrated occupancy sensor\",Table1323[[#This Row],[Automatic Controls?]]=\"Ceiling / wall mounted occupancy sensor\"),Table1323[[#This Row],[Quantity of luminaires]]*IF(Table1323[[#This Row],[Rebate Category]]<>\"\",INDEX(Table1[Retrofit W],MATCH(Table1323[[#This Row],[Rebate Category]],Table1[BC Hydro Rebate Category],0)),Table1323[[#This Row],[Retrofit W defined by user (no rebate)]])/1000*IF(Table1323[[#This Row],[Assumed hours from space type]]=\"user defined\",Table1323[[#This Row],[Baseline Operating hours]],Table1323[[#This Row],[Assumed hours from space type]])*0.2,0)","v":0},{"$f":"Table1323[[#This Row],[Rebate kWh savings]]+Table1323[[#This Row],[Controls Rebate kWh Savings]]","v":0},{"$f":"IFERROR(IF(Table1323[[#This Row],[Quantity of luminaires]]=\"\",\"\",IF(Table1323[[#This Row],[Lamp / Luminaire Category]]=\"No eligible rebate\",(Table1323[[#This Row],[Baseline W defined by user]]-Table1323[[#This Row],[Retrofit W defined by user (no rebate)]])*Table1323[[#This Row],[Quantity of luminaires]]/1000,(Table1323[[#This Row],[Assumed Baseline W by source]]-Table1323[[#This Row],[LED Luminaire W by rebate]])*Table1323[[#This Row],[Quantity of luminaires]]/1000)),0)","v":""},{"$f":"IFERROR(IF(Table1323[[#This Row],[Lamp / Luminaire Category]]=\"No eligible rebate\",Table1323[[#This Row],[Quantity of luminaires]]*(Table1323[[#This Row],[Baseline W defined by user]]-Table1323[[#This Row],[Retrofit W defined by user (no rebate)]])/1000*IF(Table1323[[#This Row],[Assumed hours from space type]]=\"user defined\",Table1323[[#This Row],[Baseline Operating hours]],Table1323[[#This Row],[Assumed hours from space type]])+Table1323[[#This Row],[Controls Rebate kWh Savings]],Table1323[[#This Row],[Quantity of luminaires]]*(INDEX(Table1[Actual Baseline W],MATCH(Table1323[[#This Row],[Lamp / Luminaire Category]]&Table1323[[#This Row],[Rebate Category]],Table1[PrescribedSource - Rebate ID],0))/1000-Table1323[[#This Row],[LED Luminaire W by rebate]]/1000)*IF(Table1323[[#This Row],[Assumed hours from space type]]=\"user defined\",Table1323[[#This Row],[Baseline Operating hours]],Table1323[[#This Row],[Assumed hours from space type]])+Table1323[[#This Row],[Controls Rebate kWh Savings]]),0)","v":0},{"$f":"IFERROR(IF(Table1323[[#This Row],[Rebate kW Savings]]=0,Table1323[[#This Row],[Demand Savings, kW]],INDEX(Table1[Actual Savings],MATCH(Table1323[[#This Row],[Lamp / Luminaire Category]]&Table1323[[#This Row],[Rebate Category]],Table1[PrescribedSource - Rebate ID],0))*Table1323[[#This Row],[Quantity of luminaires]]/1000),0)","v":""},{"$f":"IFERROR(Table1323[[#This Row],[BC Housing Site kW Savings]]*IF(Table1323[[#This Row],[Assumed hours from space type]]=\"user defined\",Table1323[[#This Row],[Baseline Operating hours]],Table1323[[#This Row],[Assumed hours from space type]])+Table1323[[#This Row],[Controls Rebate kWh Savings]],0)","v":0},{"$f":"IFERROR(IF(Table1323[[#This Row],[Lamp / Luminaire Category]]=\"No eligible rebate\",Table1323[[#This Row],[Lighting Technology]]&\" retrofit with no rebate\",Table1323[[#This Row],[Rebate Category]]),\"\")","v":0},{"$f":"IF(Table1323[[#This Row],[Lamp / Luminaire Category]]=\"No eligible rebate\",1,0)","v":0},{"$f":"IFERROR(IF(IF(Table1323[[#This Row],[Assumed hours from space type]]=\"user defined\",Table1323[[#This Row],[Baseline Operating hours]],Table1323[[#This Row],[Assumed hours from space type]])<3600,0,IF(AND(IF(Table1323[[#This Row],[Assumed hours from space type]]=\"user defined\",Table1323[[#This Row],[Baseline Operating hours]],Table1323[[#This Row],[Assumed hours from space type]])>=3600,OR(Table1323[[#This Row],[Automatic Controls?]]=\"None\",Table1323[[#This Row],[Automatic Controls?]]=\"\")),IF(Table1323[[#This Row],[Lamp / Luminaire Category]]=\"No eligible rebate\",Table1323[[#This Row],[Baseline W defined by user]]-Table1323[[#This Row],[Retrofit W defined by user (no rebate)]],Table1323[[#This Row],[Assumed Baseline W by source]]-Table1323[[#This Row],[LED Luminaire W by rebate]]),IF(AND(IF(Table1323[[#This Row],[Assumed hours from space type]]=\"user defined\",Table1323[[#This Row],[Baseline Operating hours]],Table1323[[#This Row],[Assumed hours from space type]])>=(3600/0.8),OR(Table1323[[#This Row],[Automatic Controls?]]=\"Fixture integrated occupancy sensor\",Table1323[[#This Row],[Automatic Controls?]]=\"Ceiling / wall mounted occupancy sensor\")),IF(Table1323[[#This Row],[Lamp / Luminaire Category]]=\"No eligible rebate\",(Table1323[[#This Row],[Baseline W defined by user]]-Table1323[[#This Row],[Retrofit W defined by user (no rebate)]]),Table1323[[#This Row],[Assumed Baseline W by source]]-Table1323[[#This Row],[LED Luminaire W by rebate]]),IF(AND(IF(Table1323[[#This Row],[Assumed hours from space type]]=\"user defined\",Table1323[[#This Row],[Baseline Operating hours]],Table1323[[#This Row],[Assumed hours from space type]])<(3600/0.8),OR(Table1323[[#This Row],[Automatic Controls?]]=\"Fixture integrated occupancy sensor\",Table1323[[#This Row],[Automatic Controls?]]=\"Ceiling / wall mounted occupancy sensor\")),IF(Table1323[[#This Row],[Lamp / Luminaire Category]]=\"No eligible rebate\",Table1323[[#This Row],[Baseline W defined by user]],Table1323[[#This Row],[Assumed Baseline W by source]])))))*Table1323[[#This Row],[Quantity of luminaires]]/1000,\"\")","v":""},{"$f":"Table1323[[#This Row],[LED lamp/luminaire retrofit part '#]]","v":0},{"$f":"IF(Table1323[[#This Row],[Rebate Unit]]=\"per lamp\",INDEX(Table1[Number of Lamps],MATCH(Table1323[[#This Row],[Lamp / Luminaire Category]]&Table1323[[#This Row],[Rebate Category]],Table1[PrescribedSource - Rebate ID],0)),1)*Table1323[[#This Row],[Quantity of luminaires]]","v":0},{"$f":"IFERROR(IF(Table1323[[#This Row],[Lamp / Luminaire Category]]=\"No eligible rebate\",\"no eligible rebate\",INDEX(Table1[BC Hydro xRM ECM],MATCH(Table1323[[#This Row],[Lamp / Luminaire Category]]&Table1323[[#This Row],[Rebate Category]],Table1[PrescribedSource - Rebate ID],0))),\"\")","v":""}]
[null,{"$f":"IF(Table1323[[#This Row],[Space Type]]=\"\",\"\",\"L-\"&ROW(36:36))","v":""},null,null,null,null,null,null,null,{"$f":"IFERROR(IF(Table1323[[#This Row],[Space Type]]=\"\",\"\",IF(Table1323[[#This Row],[Lamp / Luminaire Category]]=\"No eligible rebate\",\"\",IF(Table1323[[#This Row],[Rebate Category]]=\"\",\"select rebate\",INDEX(Table1[Actual Baseline W],MATCH(Table1323[[#This Row],[Lamp / Luminaire Category]]&Table1323[[#This Row],[Rebate Category]],Table1[PrescribedSource - Rebate ID],0))))),\"\")","v":""},{"$f":"IFERROR(IF(Table1323[[#This Row],[No]]=\"\",\"\",IF(Table1323[[#This Row],[Space Type]]=\"\",\"select Space Type\",IF(Table1323[[#This Row],[Baseline Operating hours]]<>\"\",\"user defined\",INDEX(Table5[Hours],MATCH(Table1323[[#This Row],[Space Type]],Table5[Space Type],0))))),\"\")","v":""},null,{"$f":"IFERROR(INDEX(Table1[Rebate],MATCH(Table1323[[#This Row],[Lamp / Luminaire Category]]&Table1323[[#This Row],[Rebate Category]],Table1[PrescribedSource - Rebate ID],0)),\"\")","v":""},{"$f":"IFERROR(INDEX(Table1[Rebate Unit],MATCH(Table1323[[#This Row],[Lamp / Luminaire Category]]&Table1323[[#This Row],[Rebate Category]],Table1[PrescribedSource - Rebate ID],0)),\"\")","v":""},null,{"$f":"IFERROR(IF(Table1323[[#This Row],[Lamp / Luminaire Category]]=\"No eligible rebate\",\"no rebate\",INDEX(Table1[Retrofit W],MATCH(Table1323[[#This Row],[Lamp / Luminaire Category]]&Table1323[[#This Row],[Rebate Category]],Table1[PrescribedSource - Rebate ID],0))),\"\")","v":""},null,null,null,{"$f":"IFERROR(INDEX(Table1[Rebate],MATCH(Table1323[[#This Row],[Lamp / Luminaire Category]]&Table1323[[#This Row],[Rebate Category]],Table1[PrescribedSource - Rebate ID],0))*Table1323[[#This Row],[Quantity of luminaires]],0)","v":0},{"$f":"IF(OR(Table1323[[#This Row],[Automatic Controls?]]=\"Fixture integrated Occupancy / Daylight Harvesting sensor\",Table1323[[#This Row],[Automatic Controls?]]=\"Ceiling / wall mounted Occupancy / Daylight Harvesting sensor\",Table1323[[#This Row],[Automatic Controls?]]=\"Timer\"),45*Table1323[[#This Row],[Number of occupancy sensors]],\"\")","v":""},{"$f":"IFERROR(IF(Table1323[[#This Row],[Controls Rebate]]=\"\",0,Table1323[[#This Row],[Controls Rebate]])+Table1323[[#This Row],[Lighting Rebate]],\"\")","v":0},{"$f":"IFERROR(INDEX(Table1[Rebate Savings],MATCH(Table1323[[#This Row],[Lamp / Luminaire Category]]&Table1323[[#This Row],[Rebate Category]],Table1[PrescribedSource - Rebate ID],0))*Table1323[[#This Row],[Quantity of luminaires]]/1000,0)","v":0},{"$f":"IFERROR(Table1323[[#This Row],[Rebate kW Savings]]*IF(Table1323[[#This Row],[Assumed hours from space type]]=\"user defined\",Table1323[[#This Row],[Baseline Operating hours]],Table1323[[#This Row],[Assumed hours from space type]]),0)","v":0},{"$f":"IF(OR(Table1323[[#This Row],[Automatic Controls?]]=\"Fixture integrated occupancy sensor\",Table1323[[#This Row],[Automatic Controls?]]=\"Ceiling / wall mounted occupancy sensor\"),Table1323[[#This Row],[Quantity of luminaires]]*IF(Table1323[[#This Row],[Rebate Category]]<>\"\",INDEX(Table1[Retrofit W],MATCH(Table1323[[#This Row],[Rebate Category]],Table1[BC Hydro Rebate Category],0)),Table1323[[#This Row],[Retrofit W defined by user (no rebate)]])/1000*IF(Table1323[[#This Row],[Assumed hours from space type]]=\"user defined\",Table1323[[#This Row],[Baseline Operating hours]],Table1323[[#This Row],[Assumed hours from space type]])*0.2,0)","v":0},{"$f":"Table1323[[#This Row],[Rebate kWh savings]]+Table1323[[#This Row],[Controls Rebate kWh Savings]]","v":0},{"$f":"IFERROR(IF(Table1323[[#This Row],[Quantity of luminaires]]=\"\",\"\",IF(Table1323[[#This Row],[Lamp / Luminaire Category]]=\"No eligible rebate\",(Table1323[[#This Row],[Baseline W defined by user]]-Table1323[[#This Row],[Retrofit W defined by user (no rebate)]])*Table1323[[#This Row],[Quantity of luminaires]]/1000,(Table1323[[#This Row],[Assumed Baseline W by source]]-Table1323[[#This Row],[LED Luminaire W by rebate]])*Table1323[[#This Row],[Quantity of luminaires]]/1000)),0)","v":""},{"$f":"IFERROR(IF(Table1323[[#This Row],[Lamp / Luminaire Category]]=\"No eligible rebate\",Table1323[[#This Row],[Quantity of luminaires]]*(Table1323[[#This Row],[Baseline W defined by user]]-Table1323[[#This Row],[Retrofit W defined by user (no rebate)]])/1000*IF(Table1323[[#This Row],[Assumed hours from space type]]=\"user defined\",Table1323[[#This Row],[Baseline Operating hours]],Table1323[[#This Row],[Assumed hours from space type]])+Table1323[[#This Row],[Controls Rebate kWh Savings]],Table1323[[#This Row],[Quantity of luminaires]]*(INDEX(Table1[Actual Baseline W],MATCH(Table1323[[#This Row],[Lamp / Luminaire Category]]&Table1323[[#This Row],[Rebate Category]],Table1[PrescribedSource - Rebate ID],0))/1000-Table1323[[#This Row],[LED Luminaire W by rebate]]/1000)*IF(Table1323[[#This Row],[Assumed hours from space type]]=\"user defined\",Table1323[[#This Row],[Baseline Operating hours]],Table1323[[#This Row],[Assumed hours from space type]])+Table1323[[#This Row],[Controls Rebate kWh Savings]]),0)","v":0},{"$f":"IFERROR(IF(Table1323[[#This Row],[Rebate kW Savings]]=0,Table1323[[#This Row],[Demand Savings, kW]],INDEX(Table1[Actual Savings],MATCH(Table1323[[#This Row],[Lamp / Luminaire Category]]&Table1323[[#This Row],[Rebate Category]],Table1[PrescribedSource - Rebate ID],0))*Table1323[[#This Row],[Quantity of luminaires]]/1000),0)","v":""},{"$f":"IFERROR(Table1323[[#This Row],[BC Housing Site kW Savings]]*IF(Table1323[[#This Row],[Assumed hours from space type]]=\"user defined\",Table1323[[#This Row],[Baseline Operating hours]],Table1323[[#This Row],[Assumed hours from space type]])+Table1323[[#This Row],[Controls Rebate kWh Savings]],0)","v":0},{"$f":"IFERROR(IF(Table1323[[#This Row],[Lamp / Luminaire Category]]=\"No eligible rebate\",Table1323[[#This Row],[Lighting Technology]]&\" retrofit with no rebate\",Table1323[[#This Row],[Rebate Category]]),\"\")","v":0},{"$f":"IF(Table1323[[#This Row],[Lamp / Luminaire Category]]=\"No eligible rebate\",1,0)","v":0},{"$f":"IFERROR(IF(IF(Table1323[[#This Row],[Assumed hours from space type]]=\"user defined\",Table1323[[#This Row],[Baseline Operating hours]],Table1323[[#This Row],[Assumed hours from space type]])<3600,0,IF(AND(IF(Table1323[[#This Row],[Assumed hours from space type]]=\"user defined\",Table1323[[#This Row],[Baseline Operating hours]],Table1323[[#This Row],[Assumed hours from space type]])>=3600,OR(Table1323[[#This Row],[Automatic Controls?]]=\"None\",Table1323[[#This Row],[Automatic Controls?]]=\"\")),IF(Table1323[[#This Row],[Lamp / Luminaire Category]]=\"No eligible rebate\",Table1323[[#This Row],[Baseline W defined by user]]-Table1323[[#This Row],[Retrofit W defined by user (no rebate)]],Table1323[[#This Row],[Assumed Baseline W by source]]-Table1323[[#This Row],[LED Luminaire W by rebate]]),IF(AND(IF(Table1323[[#This Row],[Assumed hours from space type]]=\"user defined\",Table1323[[#This Row],[Baseline Operating hours]],Table1323[[#This Row],[Assumed hours from space type]])>=(3600/0.8),OR(Table1323[[#This Row],[Automatic Controls?]]=\"Fixture integrated occupancy sensor\",Table1323[[#This Row],[Automatic Controls?]]=\"Ceiling / wall mounted occupancy sensor\")),IF(Table1323[[#This Row],[Lamp / Luminaire Category]]=\"No eligible rebate\",(Table1323[[#This Row],[Baseline W defined by user]]-Table1323[[#This Row],[Retrofit W defined by user (no rebate)]]),Table1323[[#This Row],[Assumed Baseline W by source]]-Table1323[[#This Row],[LED Luminaire W by rebate]]),IF(AND(IF(Table1323[[#This Row],[Assumed hours from space type]]=\"user defined\",Table1323[[#This Row],[Baseline Operating hours]],Table1323[[#This Row],[Assumed hours from space type]])<(3600/0.8),OR(Table1323[[#This Row],[Automatic Controls?]]=\"Fixture integrated occupancy sensor\",Table1323[[#This Row],[Automatic Controls?]]=\"Ceiling / wall mounted occupancy sensor\")),IF(Table1323[[#This Row],[Lamp / Luminaire Category]]=\"No eligible rebate\",Table1323[[#This Row],[Baseline W defined by user]],Table1323[[#This Row],[Assumed Baseline W by source]])))))*Table1323[[#This Row],[Quantity of luminaires]]/1000,\"\")","v":""},{"$f":"Table1323[[#This Row],[LED lamp/luminaire retrofit part '#]]","v":0},{"$f":"IF(Table1323[[#This Row],[Rebate Unit]]=\"per lamp\",INDEX(Table1[Number of Lamps],MATCH(Table1323[[#This Row],[Lamp / Luminaire Category]]&Table1323[[#This Row],[Rebate Category]],Table1[PrescribedSource - Rebate ID],0)),1)*Table1323[[#This Row],[Quantity of luminaires]]","v":0},{"$f":"IFERROR(IF(Table1323[[#This Row],[Lamp / Luminaire Category]]=\"No eligible rebate\",\"no eligible rebate\",INDEX(Table1[BC Hydro xRM ECM],MATCH(Table1323[[#This Row],[Lamp / Luminaire Category]]&Table1323[[#This Row],[Rebate Category]],Table1[PrescribedSource - Rebate ID],0))),\"\")","v":""}]
[null,{"$f":"IF(Table1323[[#This Row],[Space Type]]=\"\",\"\",\"L-\"&ROW(37:37))","v":""},null,null,null,null,null,null,null,{"$f":"IFERROR(IF(Table1323[[#This Row],[Space Type]]=\"\",\"\",IF(Table1323[[#This Row],[Lamp / Luminaire Category]]=\"No eligible rebate\",\"\",IF(Table1323[[#This Row],[Rebate Category]]=\"\",\"select rebate\",INDEX(Table1[Actual Baseline W],MATCH(Table1323[[#This Row],[Lamp / Luminaire Category]]&Table1323[[#This Row],[Rebate Category]],Table1[PrescribedSource - Rebate ID],0))))),\"\")","v":""},{"$f":"IFERROR(IF(Table1323[[#This Row],[No]]=\"\",\"\",IF(Table1323[[#This Row],[Space Type]]=\"\",\"select Space Type\",IF(Table1323[[#This Row],[Baseline Operating hours]]<>\"\",\"user defined\",INDEX(Table5[Hours],MATCH(Table1323[[#This Row],[Space Type]],Table5[Space Type],0))))),\"\")","v":""},null,{"$f":"IFERROR(INDEX(Table1[Rebate],MATCH(Table1323[[#This Row],[Lamp / Luminaire Category]]&Table1323[[#This Row],[Rebate Category]],Table1[PrescribedSource - Rebate ID],0)),\"\")","v":""},{"$f":"IFERROR(INDEX(Table1[Rebate Unit],MATCH(Table1323[[#This Row],[Lamp / Luminaire Category]]&Table1323[[#This Row],[Rebate Category]],Table1[PrescribedSource - Rebate ID],0)),\"\")","v":""},null,{"$f":"IFERROR(IF(Table1323[[#This Row],[Lamp / Luminaire Category]]=\"No eligible rebate\",\"no rebate\",INDEX(Table1[Retrofit W],MATCH(Table1323[[#This Row],[Lamp / Luminaire Category]]&Table1323[[#This Row],[Rebate Category]],Table1[PrescribedSource - Rebate ID],0))),\"\")","v":""},null,null,null,{"$f":"IFERROR(INDEX(Table1[Rebate],MATCH(Table1323[[#This Row],[Lamp / Luminaire Category]]&Table1323[[#This Row],[Rebate Category]],Table1[PrescribedSource - Rebate ID],0))*Table1323[[#This Row],[Quantity of luminaires]],0)","v":0},{"$f":"IF(OR(Table1323[[#This Row],[Automatic Controls?]]=\"Fixture integrated Occupancy / Daylight Harvesting sensor\",Table1323[[#This Row],[Automatic Controls?]]=\"Ceiling / wall mounted Occupancy / Daylight Harvesting sensor\",Table1323[[#This Row],[Automatic Controls?]]=\"Timer\"),45*Table1323[[#This Row],[Number of occupancy sensors]],\"\")","v":""},{"$f":"IFERROR(IF(Table1323[[#This Row],[Controls Rebate]]=\"\",0,Table1323[[#This Row],[Controls Rebate]])+Table1323[[#This Row],[Lighting Rebate]],\"\")","v":0},{"$f":"IFERROR(INDEX(Table1[Rebate Savings],MATCH(Table1323[[#This Row],[Lamp / Luminaire Category]]&Table1323[[#This Row],[Rebate Category]],Table1[PrescribedSource - Rebate ID],0))*Table1323[[#This Row],[Quantity of luminaires]]/1000,0)","v":0},{"$f":"IFERROR(Table1323[[#This Row],[Rebate kW Savings]]*IF(Table1323[[#This Row],[Assumed hours from space type]]=\"user defined\",Table1323[[#This Row],[Baseline Operating hours]],Table1323[[#This Row],[Assumed hours from space type]]),0)","v":0},{"$f":"IF(OR(Table1323[[#This Row],[Automatic Controls?]]=\"Fixture integrated occupancy sensor\",Table1323[[#This Row],[Automatic Controls?]]=\"Ceiling / wall mounted occupancy sensor\"),Table1323[[#This Row],[Quantity of luminaires]]*IF(Table1323[[#This Row],[Rebate Category]]<>\"\",INDEX(Table1[Retrofit W],MATCH(Table1323[[#This Row],[Rebate Category]],Table1[BC Hydro Rebate Category],0)),Table1323[[#This Row],[Retrofit W defined by user (no rebate)]])/1000*IF(Table1323[[#This Row],[Assumed hours from space type]]=\"user defined\",Table1323[[#This Row],[Baseline Operating hours]],Table1323[[#This Row],[Assumed hours from space type]])*0.2,0)","v":0},{"$f":"Table1323[[#This Row],[Rebate kWh savings]]+Table1323[[#This Row],[Controls Rebate kWh Savings]]","v":0},{"$f":"IFERROR(IF(Table1323[[#This Row],[Quantity of luminaires]]=\"\",\"\",IF(Table1323[[#This Row],[Lamp / Luminaire Category]]=\"No eligible rebate\",(Table1323[[#This Row],[Baseline W defined by user]]-Table1323[[#This Row],[Retrofit W defined by user (no rebate)]])*Table1323[[#This Row],[Quantity of luminaires]]/1000,(Table1323[[#This Row],[Assumed Baseline W by source]]-Table1323[[#This Row],[LED Luminaire W by rebate]])*Table1323[[#This Row],[Quantity of luminaires]]/1000)),0)","v":""},{"$f":"IFERROR(IF(Table1323[[#This Row],[Lamp / Luminaire Category]]=\"No eligible rebate\",Table1323[[#This Row],[Quantity of luminaires]]*(Table1323[[#This Row],[Baseline W defined by user]]-Table1323[[#This Row],[Retrofit W defined by user (no rebate)]])/1000*IF(Table1323[[#This Row],[Assumed hours from space type]]=\"user defined\",Table1323[[#This Row],[Baseline Operating hours]],Table1323[[#This Row],[Assumed hours from space type]])+Table1323[[#This Row],[Controls Rebate kWh Savings]],Table1323[[#This Row],[Quantity of luminaires]]*(INDEX(Table1[Actual Baseline W],MATCH(Table1323[[#This Row],[Lamp / Luminaire Category]]&Table1323[[#This Row],[Rebate Category]],Table1[PrescribedSource - Rebate ID],0))/1000-Table1323[[#This Row],[LED Luminaire W by rebate]]/1000)*IF(Table1323[[#This Row],[Assumed hours from space type]]=\"user defined\",Table1323[[#This Row],[Baseline Operating hours]],Table1323[[#This Row],[Assumed hours from space type]])+Table1323[[#This Row],[Controls Rebate kWh Savings]]),0)","v":0},{"$f":"IFERROR(IF(Table1323[[#This Row],[Rebate kW Savings]]=0,Table1323[[#This Row],[Demand Savings, kW]],INDEX(Table1[Actual Savings],MATCH(Table1323[[#This Row],[Lamp / Luminaire Category]]&Table1323[[#This Row],[Rebate Category]],Table1[PrescribedSource - Rebate ID],0))*Table1323[[#This Row],[Quantity of luminaires]]/1000),0)","v":""},{"$f":"IFERROR(Table1323[[#This Row],[BC Housing Site kW Savings]]*IF(Table1323[[#This Row],[Assumed hours from space type]]=\"user defined\",Table1323[[#This Row],[Baseline Operating hours]],Table1323[[#This Row],[Assumed hours from space type]])+Table1323[[#This Row],[Controls Rebate kWh Savings]],0)","v":0},{"$f":"IFERROR(IF(Table1323[[#This Row],[Lamp / Luminaire Category]]=\"No eligible rebate\",Table1323[[#This Row],[Lighting Technology]]&\" retrofit with no rebate\",Table1323[[#This Row],[Rebate Category]]),\"\")","v":0},{"$f":"IF(Table1323[[#This Row],[Lamp / Luminaire Category]]=\"No eligible rebate\",1,0)","v":0},{"$f":"IFERROR(IF(IF(Table1323[[#This Row],[Assumed hours from space type]]=\"user defined\",Table1323[[#This Row],[Baseline Operating hours]],Table1323[[#This Row],[Assumed hours from space type]])<3600,0,IF(AND(IF(Table1323[[#This Row],[Assumed hours from space type]]=\"user defined\",Table1323[[#This Row],[Baseline Operating hours]],Table1323[[#This Row],[Assumed hours from space type]])>=3600,OR(Table1323[[#This Row],[Automatic Controls?]]=\"None\",Table1323[[#This Row],[Automatic Controls?]]=\"\")),IF(Table1323[[#This Row],[Lamp / Luminaire Category]]=\"No eligible rebate\",Table1323[[#This Row],[Baseline W defined by user]]-Table1323[[#This Row],[Retrofit W defined by user (no rebate)]],Table1323[[#This Row],[Assumed Baseline W by source]]-Table1323[[#This Row],[LED Luminaire W by rebate]]),IF(AND(IF(Table1323[[#This Row],[Assumed hours from space type]]=\"user defined\",Table1323[[#This Row],[Baseline Operating hours]],Table1323[[#This Row],[Assumed hours from space type]])>=(3600/0.8),OR(Table1323[[#This Row],[Automatic Controls?]]=\"Fixture integrated occupancy sensor\",Table1323[[#This Row],[Automatic Controls?]]=\"Ceiling / wall mounted occupancy sensor\")),IF(Table1323[[#This Row],[Lamp / Luminaire Category]]=\"No eligible rebate\",(Table1323[[#This Row],[Baseline W defined by user]]-Table1323[[#This Row],[Retrofit W defined by user (no rebate)]]),Table1323[[#This Row],[Assumed Baseline W by source]]-Table1323[[#This Row],[LED Luminaire W by rebate]]),IF(AND(IF(Table1323[[#This Row],[Assumed hours from space type]]=\"user defined\",Table1323[[#This Row],[Baseline Operating hours]],Table1323[[#This Row],[Assumed hours from space type]])<(3600/0.8),OR(Table1323[[#This Row],[Automatic Controls?]]=\"Fixture integrated occupancy sensor\",Table1323[[#This Row],[Automatic Controls?]]=\"Ceiling / wall mounted occupancy sensor\")),IF(Table1323[[#This Row],[Lamp / Luminaire Category]]=\"No eligible rebate\",Table1323[[#This Row],[Baseline W defined by user]],Table1323[[#This Row],[Assumed Baseline W by source]])))))*Table1323[[#This Row],[Quantity of luminaires]]/1000,\"\")","v":""},{"$f":"Table1323[[#This Row],[LED lamp/luminaire retrofit part '#]]","v":0},{"$f":"IF(Table1323[[#This Row],[Rebate Unit]]=\"per lamp\",INDEX(Table1[Number of Lamps],MATCH(Table1323[[#This Row],[Lamp / Luminaire Category]]&Table1323[[#This Row],[Rebate Category]],Table1[PrescribedSource - Rebate ID],0)),1)*Table1323[[#This Row],[Quantity of luminaires]]","v":0},{"$f":"IFERROR(IF(Table1323[[#This Row],[Lamp / Luminaire Category]]=\"No eligible rebate\",\"no eligible rebate\",INDEX(Table1[BC Hydro xRM ECM],MATCH(Table1323[[#This Row],[Lamp / Luminaire Category]]&Table1323[[#This Row],[Rebate Category]],Table1[PrescribedSource - Rebate ID],0))),\"\")","v":""}]
[null,{"$f":"IF(Table1323[[#This Row],[Space Type]]=\"\",\"\",\"L-\"&ROW(38:38))","v":""},null,null,null,null,null,null,null,{"$f":"IFERROR(IF(Table1323[[#This Row],[Space Type]]=\"\",\"\",IF(Table1323[[#This Row],[Lamp / Luminaire Category]]=\"No eligible rebate\",\"\",IF(Table1323[[#This Row],[Rebate Category]]=\"\",\"select rebate\",INDEX(Table1[Actual Baseline W],MATCH(Table1323[[#This Row],[Lamp / Luminaire Category]]&Table1323[[#This Row],[Rebate Category]],Table1[PrescribedSource - Rebate ID],0))))),\"\")","v":""},{"$f":"IFERROR(IF(Table1323[[#This Row],[No]]=\"\",\"\",IF(Table1323[[#This Row],[Space Type]]=\"\",\"select Space Type\",IF(Table1323[[#This Row],[Baseline Operating hours]]<>\"\",\"user defined\",INDEX(Table5[Hours],MATCH(Table1323[[#This Row],[Space Type]],Table5[Space Type],0))))),\"\")","v":""},null,{"$f":"IFERROR(INDEX(Table1[Rebate],MATCH(Table1323[[#This Row],[Lamp / Luminaire Category]]&Table1323[[#This Row],[Rebate Category]],Table1[PrescribedSource - Rebate ID],0)),\"\")","v":""},{"$f":"IFERROR(INDEX(Table1[Rebate Unit],MATCH(Table1323[[#This Row],[Lamp / Luminaire Category]]&Table1323[[#This Row],[Rebate Category]],Table1[PrescribedSource - Rebate ID],0)),\"\")","v":""},null,{"$f":"IFERROR(IF(Table1323[[#This Row],[Lamp / Luminaire Category]]=\"No eligible rebate\",\"no rebate\",INDEX(Table1[Retrofit W],MATCH(Table1323[[#This Row],[Lamp / Luminaire Category]]&Table1323[[#This Row],[Rebate Category]],Table1[PrescribedSource - Rebate ID],0))),\"\")","v":""},null,null,null,{"$f":"IFERROR(INDEX(Table1[Rebate],MATCH(Table1323[[#This Row],[Lamp / Luminaire Category]]&Table1323[[#This Row],[Rebate Category]],Table1[PrescribedSource - Rebate ID],0))*Table1323[[#This Row],[Quantity of luminaires]],0)","v":0},{"$f":"IF(OR(Table1323[[#This Row],[Automatic Controls?]]=\"Fixture integrated Occupancy / Daylight Harvesting sensor\",Table1323[[#This Row],[Automatic Controls?]]=\"Ceiling / wall mounted Occupancy / Daylight Harvesting sensor\",Table1323[[#This Row],[Automatic Controls?]]=\"Timer\"),45*Table1323[[#This Row],[Number of occupancy sensors]],\"\")","v":""},{"$f":"IFERROR(IF(Table1323[[#This Row],[Controls Rebate]]=\"\",0,Table1323[[#This Row],[Controls Rebate]])+Table1323[[#This Row],[Lighting Rebate]],\"\")","v":0},{"$f":"IFERROR(INDEX(Table1[Rebate Savings],MATCH(Table1323[[#This Row],[Lamp / Luminaire Category]]&Table1323[[#This Row],[Rebate Category]],Table1[PrescribedSource - Rebate ID],0))*Table1323[[#This Row],[Quantity of luminaires]]/1000,0)","v":0},{"$f":"IFERROR(Table1323[[#This Row],[Rebate kW Savings]]*IF(Table1323[[#This Row],[Assumed hours from space type]]=\"user defined\",Table1323[[#This Row],[Baseline Operating hours]],Table1323[[#This Row],[Assumed hours from space type]]),0)","v":0},{"$f":"IF(OR(Table1323[[#This Row],[Automatic Controls?]]=\"Fixture integrated occupancy sensor\",Table1323[[#This Row],[Automatic Controls?]]=\"Ceiling / wall mounted occupancy sensor\"),Table1323[[#This Row],[Quantity of luminaires]]*IF(Table1323[[#This Row],[Rebate Category]]<>\"\",INDEX(Table1[Retrofit W],MATCH(Table1323[[#This Row],[Rebate Category]],Table1[BC Hydro Rebate Category],0)),Table1323[[#This Row],[Retrofit W defined by user (no rebate)]])/1000*IF(Table1323[[#This Row],[Assumed hours from space type]]=\"user defined\",Table1323[[#This Row],[Baseline Operating hours]],Table1323[[#This Row],[Assumed hours from space type]])*0.2,0)","v":0},{"$f":"Table1323[[#This Row],[Rebate kWh savings]]+Table1323[[#This Row],[Controls Rebate kWh Savings]]","v":0},{"$f":"IFERROR(IF(Table1323[[#This Row],[Quantity of luminaires]]=\"\",\"\",IF(Table1323[[#This Row],[Lamp / Luminaire Category]]=\"No eligible rebate\",(Table1323[[#This Row],[Baseline W defined by user]]-Table1323[[#This Row],[Retrofit W defined by user (no rebate)]])*Table1323[[#This Row],[Quantity of luminaires]]/1000,(Table1323[[#This Row],[Assumed Baseline W by source]]-Table1323[[#This Row],[LED Luminaire W by rebate]])*Table1323[[#This Row],[Quantity of luminaires]]/1000)),0)","v":""},{"$f":"IFERROR(IF(Table1323[[#This Row],[Lamp / Luminaire Category]]=\"No eligible rebate\",Table1323[[#This Row],[Quantity of luminaires]]*(Table1323[[#This Row],[Baseline W defined by user]]-Table1323[[#This Row],[Retrofit W defined by user (no rebate)]])/1000*IF(Table1323[[#This Row],[Assumed hours from space type]]=\"user defined\",Table1323[[#This Row],[Baseline Operating hours]],Table1323[[#This Row],[Assumed hours from space type]])+Table1323[[#This Row],[Controls Rebate kWh Savings]],Table1323[[#This Row],[Quantity of luminaires]]*(INDEX(Table1[Actual Baseline W],MATCH(Table1323[[#This Row],[Lamp / Luminaire Category]]&Table1323[[#This Row],[Rebate Category]],Table1[PrescribedSource - Rebate ID],0))/1000-Table1323[[#This Row],[LED Luminaire W by rebate]]/1000)*IF(Table1323[[#This Row],[Assumed hours from space type]]=\"user defined\",Table1323[[#This Row],[Baseline Operating hours]],Table1323[[#This Row],[Assumed hours from space type]])+Table1323[[#This Row],[Controls Rebate kWh Savings]]),0)","v":0},{"$f":"IFERROR(IF(Table1323[[#This Row],[Rebate kW Savings]]=0,Table1323[[#This Row],[Demand Savings, kW]],INDEX(Table1[Actual Savings],MATCH(Table1323[[#This Row],[Lamp / Luminaire Category]]&Table1323[[#This Row],[Rebate Category]],Table1[PrescribedSource - Rebate ID],0))*Table1323[[#This Row],[Quantity of luminaires]]/1000),0)","v":""},{"$f":"IFERROR(Table1323[[#This Row],[BC Housing Site kW Savings]]*IF(Table1323[[#This Row],[Assumed hours from space type]]=\"user defined\",Table1323[[#This Row],[Baseline Operating hours]],Table1323[[#This Row],[Assumed hours from space type]])+Table1323[[#This Row],[Controls Rebate kWh Savings]],0)","v":0},{"$f":"IFERROR(IF(Table1323[[#This Row],[Lamp / Luminaire Category]]=\"No eligible rebate\",Table1323[[#This Row],[Lighting Technology]]&\" retrofit with no rebate\",Table1323[[#This Row],[Rebate Category]]),\"\")","v":0},{"$f":"IF(Table1323[[#This Row],[Lamp / Luminaire Category]]=\"No eligible rebate\",1,0)","v":0},{"$f":"IFERROR(IF(IF(Table1323[[#This Row],[Assumed hours from space type]]=\"user defined\",Table1323[[#This Row],[Baseline Operating hours]],Table1323[[#This Row],[Assumed hours from space type]])<3600,0,IF(AND(IF(Table1323[[#This Row],[Assumed hours from space type]]=\"user defined\",Table1323[[#This Row],[Baseline Operating hours]],Table1323[[#This Row],[Assumed hours from space type]])>=3600,OR(Table1323[[#This Row],[Automatic Controls?]]=\"None\",Table1323[[#This Row],[Automatic Controls?]]=\"\")),IF(Table1323[[#This Row],[Lamp / Luminaire Category]]=\"No eligible rebate\",Table1323[[#This Row],[Baseline W defined by user]]-Table1323[[#This Row],[Retrofit W defined by user (no rebate)]],Table1323[[#This Row],[Assumed Baseline W by source]]-Table1323[[#This Row],[LED Luminaire W by rebate]]),IF(AND(IF(Table1323[[#This Row],[Assumed hours from space type]]=\"user defined\",Table1323[[#This Row],[Baseline Operating hours]],Table1323[[#This Row],[Assumed hours from space type]])>=(3600/0.8),OR(Table1323[[#This Row],[Automatic Controls?]]=\"Fixture integrated occupancy sensor\",Table1323[[#This Row],[Automatic Controls?]]=\"Ceiling / wall mounted occupancy sensor\")),IF(Table1323[[#This Row],[Lamp / Luminaire Category]]=\"No eligible rebate\",(Table1323[[#This Row],[Baseline W defined by user]]-Table1323[[#This Row],[Retrofit W defined by user (no rebate)]]),Table1323[[#This Row],[Assumed Baseline W by source]]-Table1323[[#This Row],[LED Luminaire W by rebate]]),IF(AND(IF(Table1323[[#This Row],[Assumed hours from space type]]=\"user defined\",Table1323[[#This Row],[Baseline Operating hours]],Table1323[[#This Row],[Assumed hours from space type]])<(3600/0.8),OR(Table1323[[#This Row],[Automatic Controls?]]=\"Fixture integrated occupancy sensor\",Table1323[[#This Row],[Automatic Controls?]]=\"Ceiling / wall mounted occupancy sensor\")),IF(Table1323[[#This Row],[Lamp / Luminaire Category]]=\"No eligible rebate\",Table1323[[#This Row],[Baseline W defined by user]],Table1323[[#This Row],[Assumed Baseline W by source]])))))*Table1323[[#This Row],[Quantity of luminaires]]/1000,\"\")","v":""},{"$f":"Table1323[[#This Row],[LED lamp/luminaire retrofit part '#]]","v":0},{"$f":"IF(Table1323[[#This Row],[Rebate Unit]]=\"per lamp\",INDEX(Table1[Number of Lamps],MATCH(Table1323[[#This Row],[Lamp / Luminaire Category]]&Table1323[[#This Row],[Rebate Category]],Table1[PrescribedSource - Rebate ID],0)),1)*Table1323[[#This Row],[Quantity of luminaires]]","v":0},{"$f":"IFERROR(IF(Table1323[[#This Row],[Lamp / Luminaire Category]]=\"No eligible rebate\",\"no eligible rebate\",INDEX(Table1[BC Hydro xRM ECM],MATCH(Table1323[[#This Row],[Lamp / Luminaire Category]]&Table1323[[#This Row],[Rebate Category]],Table1[PrescribedSource - Rebate ID],0))),\"\")","v":""}]
[null,{"$f":"IF(Table1323[[#This Row],[Space Type]]=\"\",\"\",\"L-\"&ROW(39:39))","v":""},null,null,null,null,null,null,null,{"$f":"IFERROR(IF(Table1323[[#This Row],[Space Type]]=\"\",\"\",IF(Table1323[[#This Row],[Lamp / Luminaire Category]]=\"No eligible rebate\",\"\",IF(Table1323[[#This Row],[Rebate Category]]=\"\",\"select rebate\",INDEX(Table1[Actual Baseline W],MATCH(Table1323[[#This Row],[Lamp / Luminaire Category]]&Table1323[[#This Row],[Rebate Category]],Table1[PrescribedSource - Rebate ID],0))))),\"\")","v":""},{"$f":"IFERROR(IF(Table1323[[#This Row],[No]]=\"\",\"\",IF(Table1323[[#This Row],[Space Type]]=\"\",\"select Space Type\",IF(Table1323[[#This Row],[Baseline Operating hours]]<>\"\",\"user defined\",INDEX(Table5[Hours],MATCH(Table1323[[#This Row],[Space Type]],Table5[Space Type],0))))),\"\")","v":""},null,{"$f":"IFERROR(INDEX(Table1[Rebate],MATCH(Table1323[[#This Row],[Lamp / Luminaire Category]]&Table1323[[#This Row],[Rebate Category]],Table1[PrescribedSource - Rebate ID],0)),\"\")","v":""},{"$f":"IFERROR(INDEX(Table1[Rebate Unit],MATCH(Table1323[[#This Row],[Lamp / Luminaire Category]]&Table1323[[#This Row],[Rebate Category]],Table1[PrescribedSource - Rebate ID],0)),\"\")","v":""},null,{"$f":"IFERROR(IF(Table1323[[#This Row],[Lamp / Luminaire Category]]=\"No eligible rebate\",\"no rebate\",INDEX(Table1[Retrofit W],MATCH(Table1323[[#This Row],[Lamp / Luminaire Category]]&Table1323[[#This Row],[Rebate Category]],Table1[PrescribedSource - Rebate ID],0))),\"\")","v":""},null,null,null,{"$f":"IFERROR(INDEX(Table1[Rebate],MATCH(Table1323[[#This Row],[Lamp / Luminaire Category]]&Table1323[[#This Row],[Rebate Category]],Table1[PrescribedSource - Rebate ID],0))*Table1323[[#This Row],[Quantity of luminaires]],0)","v":0},{"$f":"IF(OR(Table1323[[#This Row],[Automatic Controls?]]=\"Fixture integrated Occupancy / Daylight Harvesting sensor\",Table1323[[#This Row],[Automatic Controls?]]=\"Ceiling / wall mounted Occupancy / Daylight Harvesting sensor\",Table1323[[#This Row],[Automatic Controls?]]=\"Timer\"),45*Table1323[[#This Row],[Number of occupancy sensors]],\"\")","v":""},{"$f":"IFERROR(IF(Table1323[[#This Row],[Controls Rebate]]=\"\",0,Table1323[[#This Row],[Controls Rebate]])+Table1323[[#This Row],[Lighting Rebate]],\"\")","v":0},{"$f":"IFERROR(INDEX(Table1[Rebate Savings],MATCH(Table1323[[#This Row],[Lamp / Luminaire Category]]&Table1323[[#This Row],[Rebate Category]],Table1[PrescribedSource - Rebate ID],0))*Table1323[[#This Row],[Quantity of luminaires]]/1000,0)","v":0},{"$f":"IFERROR(Table1323[[#This Row],[Rebate kW Savings]]*IF(Table1323[[#This Row],[Assumed hours from space type]]=\"user defined\",Table1323[[#This Row],[Baseline Operating hours]],Table1323[[#This Row],[Assumed hours from space type]]),0)","v":0},{"$f":"IF(OR(Table1323[[#This Row],[Automatic Controls?]]=\"Fixture integrated occupancy sensor\",Table1323[[#This Row],[Automatic Controls?]]=\"Ceiling / wall mounted occupancy sensor\"),Table1323[[#This Row],[Quantity of luminaires]]*IF(Table1323[[#This Row],[Rebate Category]]<>\"\",INDEX(Table1[Retrofit W],MATCH(Table1323[[#This Row],[Rebate Category]],Table1[BC Hydro Rebate Category],0)),Table1323[[#This Row],[Retrofit W defined by user (no rebate)]])/1000*IF(Table1323[[#This Row],[Assumed hours from space type]]=\"user defined\",Table1323[[#This Row],[Baseline Operating hours]],Table1323[[#This Row],[Assumed hours from space type]])*0.2,0)","v":0},{"$f":"Table1323[[#This Row],[Rebate kWh savings]]+Table1323[[#This Row],[Controls Rebate kWh Savings]]","v":0},{"$f":"IFERROR(IF(Table1323[[#This Row],[Quantity of luminaires]]=\"\",\"\",IF(Table1323[[#This Row],[Lamp / Luminaire Category]]=\"No eligible rebate\",(Table1323[[#This Row],[Baseline W defined by user]]-Table1323[[#This Row],[Retrofit W defined by user (no rebate)]])*Table1323[[#This Row],[Quantity of luminaires]]/1000,(Table1323[[#This Row],[Assumed Baseline W by source]]-Table1323[[#This Row],[LED Luminaire W by rebate]])*Table1323[[#This Row],[Quantity of luminaires]]/1000)),0)","v":""},{"$f":"IFERROR(IF(Table1323[[#This Row],[Lamp / Luminaire Category]]=\"No eligible rebate\",Table1323[[#This Row],[Quantity of luminaires]]*(Table1323[[#This Row],[Baseline W defined by user]]-Table1323[[#This Row],[Retrofit W defined by user (no rebate)]])/1000*IF(Table1323[[#This Row],[Assumed hours from space type]]=\"user defined\",Table1323[[#This Row],[Baseline Operating hours]],Table1323[[#This Row],[Assumed hours from space type]])+Table1323[[#This Row],[Controls Rebate kWh Savings]],Table1323[[#This Row],[Quantity of luminaires]]*(INDEX(Table1[Actual Baseline W],MATCH(Table1323[[#This Row],[Lamp / Luminaire Category]]&Table1323[[#This Row],[Rebate Category]],Table1[PrescribedSource - Rebate ID],0))/1000-Table1323[[#This Row],[LED Luminaire W by rebate]]/1000)*IF(Table1323[[#This Row],[Assumed hours from space type]]=\"user defined\",Table1323[[#This Row],[Baseline Operating hours]],Table1323[[#This Row],[Assumed hours from space type]])+Table1323[[#This Row],[Controls Rebate kWh Savings]]),0)","v":0},{"$f":"IFERROR(IF(Table1323[[#This Row],[Rebate kW Savings]]=0,Table1323[[#This Row],[Demand Savings, kW]],INDEX(Table1[Actual Savings],MATCH(Table1323[[#This Row],[Lamp / Luminaire Category]]&Table1323[[#This Row],[Rebate Category]],Table1[PrescribedSource - Rebate ID],0))*Table1323[[#This Row],[Quantity of luminaires]]/1000),0)","v":""},{"$f":"IFERROR(Table1323[[#This Row],[BC Housing Site kW Savings]]*IF(Table1323[[#This Row],[Assumed hours from space type]]=\"user defined\",Table1323[[#This Row],[Baseline Operating hours]],Table1323[[#This Row],[Assumed hours from space type]])+Table1323[[#This Row],[Controls Rebate kWh Savings]],0)","v":0},{"$f":"IFERROR(IF(Table1323[[#This Row],[Lamp / Luminaire Category]]=\"No eligible rebate\",Table1323[[#This Row],[Lighting Technology]]&\" retrofit with no rebate\",Table1323[[#This Row],[Rebate Category]]),\"\")","v":0},{"$f":"IF(Table1323[[#This Row],[Lamp / Luminaire Category]]=\"No eligible rebate\",1,0)","v":0},{"$f":"IFERROR(IF(IF(Table1323[[#This Row],[Assumed hours from space type]]=\"user defined\",Table1323[[#This Row],[Baseline Operating hours]],Table1323[[#This Row],[Assumed hours from space type]])<3600,0,IF(AND(IF(Table1323[[#This Row],[Assumed hours from space type]]=\"user defined\",Table1323[[#This Row],[Baseline Operating hours]],Table1323[[#This Row],[Assumed hours from space type]])>=3600,OR(Table1323[[#This Row],[Automatic Controls?]]=\"None\",Table1323[[#This Row],[Automatic Controls?]]=\"\")),IF(Table1323[[#This Row],[Lamp / Luminaire Category]]=\"No eligible rebate\",Table1323[[#This Row],[Baseline W defined by user]]-Table1323[[#This Row],[Retrofit W defined by user (no rebate)]],Table1323[[#This Row],[Assumed Baseline W by source]]-Table1323[[#This Row],[LED Luminaire W by rebate]]),IF(AND(IF(Table1323[[#This Row],[Assumed hours from space type]]=\"user defined\",Table1323[[#This Row],[Baseline Operating hours]],Table1323[[#This Row],[Assumed hours from space type]])>=(3600/0.8),OR(Table1323[[#This Row],[Automatic Controls?]]=\"Fixture integrated occupancy sensor\",Table1323[[#This Row],[Automatic Controls?]]=\"Ceiling / wall mounted occupancy sensor\")),IF(Table1323[[#This Row],[Lamp / Luminaire Category]]=\"No eligible rebate\",(Table1323[[#This Row],[Baseline W defined by user]]-Table1323[[#This Row],[Retrofit W defined by user (no rebate)]]),Table1323[[#This Row],[Assumed Baseline W by source]]-Table1323[[#This Row],[LED Luminaire W by rebate]]),IF(AND(IF(Table1323[[#This Row],[Assumed hours from space type]]=\"user defined\",Table1323[[#This Row],[Baseline Operating hours]],Table1323[[#This Row],[Assumed hours from space type]])<(3600/0.8),OR(Table1323[[#This Row],[Automatic Controls?]]=\"Fixture integrated occupancy sensor\",Table1323[[#This Row],[Automatic Controls?]]=\"Ceiling / wall mounted occupancy sensor\")),IF(Table1323[[#This Row],[Lamp / Luminaire Category]]=\"No eligible rebate\",Table1323[[#This Row],[Baseline W defined by user]],Table1323[[#This Row],[Assumed Baseline W by source]])))))*Table1323[[#This Row],[Quantity of luminaires]]/1000,\"\")","v":""},{"$f":"Table1323[[#This Row],[LED lamp/luminaire retrofit part '#]]","v":0},{"$f":"IF(Table1323[[#This Row],[Rebate Unit]]=\"per lamp\",INDEX(Table1[Number of Lamps],MATCH(Table1323[[#This Row],[Lamp / Luminaire Category]]&Table1323[[#This Row],[Rebate Category]],Table1[PrescribedSource - Rebate ID],0)),1)*Table1323[[#This Row],[Quantity of luminaires]]","v":0},{"$f":"IFERROR(IF(Table1323[[#This Row],[Lamp / Luminaire Category]]=\"No eligible rebate\",\"no eligible rebate\",INDEX(Table1[BC Hydro xRM ECM],MATCH(Table1323[[#This Row],[Lamp / Luminaire Category]]&Table1323[[#This Row],[Rebate Category]],Table1[PrescribedSource - Rebate ID],0))),\"\")","v":""}]
[null,{"$f":"IF(Table1323[[#This Row],[Space Type]]=\"\",\"\",\"L-\"&ROW(40:40))","v":""},null,null,null,null,null,null,null,{"$f":"IFERROR(IF(Table1323[[#This Row],[Space Type]]=\"\",\"\",IF(Table1323[[#This Row],[Lamp / Luminaire Category]]=\"No eligible rebate\",\"\",IF(Table1323[[#This Row],[Rebate Category]]=\"\",\"select rebate\",INDEX(Table1[Actual Baseline W],MATCH(Table1323[[#This Row],[Lamp / Luminaire Category]]&Table1323[[#This Row],[Rebate Category]],Table1[PrescribedSource - Rebate ID],0))))),\"\")","v":""},{"$f":"IFERROR(IF(Table1323[[#This Row],[No]]=\"\",\"\",IF(Table1323[[#This Row],[Space Type]]=\"\",\"select Space Type\",IF(Table1323[[#This Row],[Baseline Operating hours]]<>\"\",\"user defined\",INDEX(Table5[Hours],MATCH(Table1323[[#This Row],[Space Type]],Table5[Space Type],0))))),\"\")","v":""},null,{"$f":"IFERROR(INDEX(Table1[Rebate],MATCH(Table1323[[#This Row],[Lamp / Luminaire Category]]&Table1323[[#This Row],[Rebate Category]],Table1[PrescribedSource - Rebate ID],0)),\"\")","v":""},{"$f":"IFERROR(INDEX(Table1[Rebate Unit],MATCH(Table1323[[#This Row],[Lamp / Luminaire Category]]&Table1323[[#This Row],[Rebate Category]],Table1[PrescribedSource - Rebate ID],0)),\"\")","v":""},null,{"$f":"IFERROR(IF(Table1323[[#This Row],[Lamp / Luminaire Category]]=\"No eligible rebate\",\"no rebate\",INDEX(Table1[Retrofit W],MATCH(Table1323[[#This Row],[Lamp / Luminaire Category]]&Table1323[[#This Row],[Rebate Category]],Table1[PrescribedSource - Rebate ID],0))),\"\")","v":""},null,null,null,{"$f":"IFERROR(INDEX(Table1[Rebate],MATCH(Table1323[[#This Row],[Lamp / Luminaire Category]]&Table1323[[#This Row],[Rebate Category]],Table1[PrescribedSource - Rebate ID],0))*Table1323[[#This Row],[Quantity of luminaires]],0)","v":0},{"$f":"IF(OR(Table1323[[#This Row],[Automatic Controls?]]=\"Fixture integrated Occupancy / Daylight Harvesting sensor\",Table1323[[#This Row],[Automatic Controls?]]=\"Ceiling / wall mounted Occupancy / Daylight Harvesting sensor\",Table1323[[#This Row],[Automatic Controls?]]=\"Timer\"),45*Table1323[[#This Row],[Number of occupancy sensors]],\"\")","v":""},{"$f":"IFERROR(IF(Table1323[[#This Row],[Controls Rebate]]=\"\",0,Table1323[[#This Row],[Controls Rebate]])+Table1323[[#This Row],[Lighting Rebate]],\"\")","v":0},{"$f":"IFERROR(INDEX(Table1[Rebate Savings],MATCH(Table1323[[#This Row],[Lamp / Luminaire Category]]&Table1323[[#This Row],[Rebate Category]],Table1[PrescribedSource - Rebate ID],0))*Table1323[[#This Row],[Quantity of luminaires]]/1000,0)","v":0},{"$f":"IFERROR(Table1323[[#This Row],[Rebate kW Savings]]*IF(Table1323[[#This Row],[Assumed hours from space type]]=\"user defined\",Table1323[[#This Row],[Baseline Operating hours]],Table1323[[#This Row],[Assumed hours from space type]]),0)","v":0},{"$f":"IF(OR(Table1323[[#This Row],[Automatic Controls?]]=\"Fixture integrated occupancy sensor\",Table1323[[#This Row],[Automatic Controls?]]=\"Ceiling / wall mounted occupancy sensor\"),Table1323[[#This Row],[Quantity of luminaires]]*IF(Table1323[[#This Row],[Rebate Category]]<>\"\",INDEX(Table1[Retrofit W],MATCH(Table1323[[#This Row],[Rebate Category]],Table1[BC Hydro Rebate Category],0)),Table1323[[#This Row],[Retrofit W defined by user (no rebate)]])/1000*IF(Table1323[[#This Row],[Assumed hours from space type]]=\"user defined\",Table1323[[#This Row],[Baseline Operating hours]],Table1323[[#This Row],[Assumed hours from space type]])*0.2,0)","v":0},{"$f":"Table1323[[#This Row],[Rebate kWh savings]]+Table1323[[#This Row],[Controls Rebate kWh Savings]]","v":0},{"$f":"IFERROR(IF(Table1323[[#This Row],[Quantity of luminaires]]=\"\",\"\",IF(Table1323[[#This Row],[Lamp / Luminaire Category]]=\"No eligible rebate\",(Table1323[[#This Row],[Baseline W defined by user]]-Table1323[[#This Row],[Retrofit W defined by user (no rebate)]])*Table1323[[#This Row],[Quantity of luminaires]]/1000,(Table1323[[#This Row],[Assumed Baseline W by source]]-Table1323[[#This Row],[LED Luminaire W by rebate]])*Table1323[[#This Row],[Quantity of luminaires]]/1000)),0)","v":""},{"$f":"IFERROR(IF(Table1323[[#This Row],[Lamp / Luminaire Category]]=\"No eligible rebate\",Table1323[[#This Row],[Quantity of luminaires]]*(Table1323[[#This Row],[Baseline W defined by user]]-Table1323[[#This Row],[Retrofit W defined by user (no rebate)]])/1000*IF(Table1323[[#This Row],[Assumed hours from space type]]=\"user defined\",Table1323[[#This Row],[Baseline Operating hours]],Table1323[[#This Row],[Assumed hours from space type]])+Table1323[[#This Row],[Controls Rebate kWh Savings]],Table1323[[#This Row],[Quantity of luminaires]]*(INDEX(Table1[Actual Baseline W],MATCH(Table1323[[#This Row],[Lamp / Luminaire Category]]&Table1323[[#This Row],[Rebate Category]],Table1[PrescribedSource - Rebate ID],0))/1000-Table1323[[#This Row],[LED Luminaire W by rebate]]/1000)*IF(Table1323[[#This Row],[Assumed hours from space type]]=\"user defined\",Table1323[[#This Row],[Baseline Operating hours]],Table1323[[#This Row],[Assumed hours from space type]])+Table1323[[#This Row],[Controls Rebate kWh Savings]]),0)","v":0},{"$f":"IFERROR(IF(Table1323[[#This Row],[Rebate kW Savings]]=0,Table1323[[#This Row],[Demand Savings, kW]],INDEX(Table1[Actual Savings],MATCH(Table1323[[#This Row],[Lamp / Luminaire Category]]&Table1323[[#This Row],[Rebate Category]],Table1[PrescribedSource - Rebate ID],0))*Table1323[[#This Row],[Quantity of luminaires]]/1000),0)","v":""},{"$f":"IFERROR(Table1323[[#This Row],[BC Housing Site kW Savings]]*IF(Table1323[[#This Row],[Assumed hours from space type]]=\"user defined\",Table1323[[#This Row],[Baseline Operating hours]],Table1323[[#This Row],[Assumed hours from space type]])+Table1323[[#This Row],[Controls Rebate kWh Savings]],0)","v":0},{"$f":"IFERROR(IF(Table1323[[#This Row],[Lamp / Luminaire Category]]=\"No eligible rebate\",Table1323[[#This Row],[Lighting Technology]]&\" retrofit with no rebate\",Table1323[[#This Row],[Rebate Category]]),\"\")","v":0},{"$f":"IF(Table1323[[#This Row],[Lamp / Luminaire Category]]=\"No eligible rebate\",1,0)","v":0},{"$f":"IFERROR(IF(IF(Table1323[[#This Row],[Assumed hours from space type]]=\"user defined\",Table1323[[#This Row],[Baseline Operating hours]],Table1323[[#This Row],[Assumed hours from space type]])<3600,0,IF(AND(IF(Table1323[[#This Row],[Assumed hours from space type]]=\"user defined\",Table1323[[#This Row],[Baseline Operating hours]],Table1323[[#This Row],[Assumed hours from space type]])>=3600,OR(Table1323[[#This Row],[Automatic Controls?]]=\"None\",Table1323[[#This Row],[Automatic Controls?]]=\"\")),IF(Table1323[[#This Row],[Lamp / Luminaire Category]]=\"No eligible rebate\",Table1323[[#This Row],[Baseline W defined by user]]-Table1323[[#This Row],[Retrofit W defined by user (no rebate)]],Table1323[[#This Row],[Assumed Baseline W by source]]-Table1323[[#This Row],[LED Luminaire W by rebate]]),IF(AND(IF(Table1323[[#This Row],[Assumed hours from space type]]=\"user defined\",Table1323[[#This Row],[Baseline Operating hours]],Table1323[[#This Row],[Assumed hours from space type]])>=(3600/0.8),OR(Table1323[[#This Row],[Automatic Controls?]]=\"Fixture integrated occupancy sensor\",Table1323[[#This Row],[Automatic Controls?]]=\"Ceiling / wall mounted occupancy sensor\")),IF(Table1323[[#This Row],[Lamp / Luminaire Category]]=\"No eligible rebate\",(Table1323[[#This Row],[Baseline W defined by user]]-Table1323[[#This Row],[Retrofit W defined by user (no rebate)]]),Table1323[[#This Row],[Assumed Baseline W by source]]-Table1323[[#This Row],[LED Luminaire W by rebate]]),IF(AND(IF(Table1323[[#This Row],[Assumed hours from space type]]=\"user defined\",Table1323[[#This Row],[Baseline Operating hours]],Table1323[[#This Row],[Assumed hours from space type]])<(3600/0.8),OR(Table1323[[#This Row],[Automatic Controls?]]=\"Fixture integrated occupancy sensor\",Table1323[[#This Row],[Automatic Controls?]]=\"Ceiling / wall mounted occupancy sensor\")),IF(Table1323[[#This Row],[Lamp / Luminaire Category]]=\"No eligible rebate\",Table1323[[#This Row],[Baseline W defined by user]],Table1323[[#This Row],[Assumed Baseline W by source]])))))*Table1323[[#This Row],[Quantity of luminaires]]/1000,\"\")","v":""},{"$f":"Table1323[[#This Row],[LED lamp/luminaire retrofit part '#]]","v":0},{"$f":"IF(Table1323[[#This Row],[Rebate Unit]]=\"per lamp\",INDEX(Table1[Number of Lamps],MATCH(Table1323[[#This Row],[Lamp / Luminaire Category]]&Table1323[[#This Row],[Rebate Category]],Table1[PrescribedSource - Rebate ID],0)),1)*Table1323[[#This Row],[Quantity of luminaires]]","v":0},{"$f":"IFERROR(IF(Table1323[[#This Row],[Lamp / Luminaire Category]]=\"No eligible rebate\",\"no eligible rebate\",INDEX(Table1[BC Hydro xRM ECM],MATCH(Table1323[[#This Row],[Lamp / Luminaire Category]]&Table1323[[#This Row],[Rebate Category]],Table1[PrescribedSource - Rebate ID],0))),\"\")","v":""}]
[null,{"$f":"IF(Table1323[[#This Row],[Space Type]]=\"\",\"\",\"L-\"&ROW(41:41))","v":""},null,null,null,null,null,null,null,{"$f":"IFERROR(IF(Table1323[[#This Row],[Space Type]]=\"\",\"\",IF(Table1323[[#This Row],[Lamp / Luminaire Category]]=\"No eligible rebate\",\"\",IF(Table1323[[#This Row],[Rebate Category]]=\"\",\"select rebate\",INDEX(Table1[Actual Baseline W],MATCH(Table1323[[#This Row],[Lamp / Luminaire Category]]&Table1323[[#This Row],[Rebate Category]],Table1[PrescribedSource - Rebate ID],0))))),\"\")","v":""},{"$f":"IFERROR(IF(Table1323[[#This Row],[No]]=\"\",\"\",IF(Table1323[[#This Row],[Space Type]]=\"\",\"select Space Type\",IF(Table1323[[#This Row],[Baseline Operating hours]]<>\"\",\"user defined\",INDEX(Table5[Hours],MATCH(Table1323[[#This Row],[Space Type]],Table5[Space Type],0))))),\"\")","v":""},null,{"$f":"IFERROR(INDEX(Table1[Rebate],MATCH(Table1323[[#This Row],[Lamp / Luminaire Category]]&Table1323[[#This Row],[Rebate Category]],Table1[PrescribedSource - Rebate ID],0)),\"\")","v":""},{"$f":"IFERROR(INDEX(Table1[Rebate Unit],MATCH(Table1323[[#This Row],[Lamp / Luminaire Category]]&Table1323[[#This Row],[Rebate Category]],Table1[PrescribedSource - Rebate ID],0)),\"\")","v":""},null,{"$f":"IFERROR(IF(Table1323[[#This Row],[Lamp / Luminaire Category]]=\"No eligible rebate\",\"no rebate\",INDEX(Table1[Retrofit W],MATCH(Table1323[[#This Row],[Lamp / Luminaire Category]]&Table1323[[#This Row],[Rebate Category]],Table1[PrescribedSource - Rebate ID],0))),\"\")","v":""},null,null,null,{"$f":"IFERROR(INDEX(Table1[Rebate],MATCH(Table1323[[#This Row],[Lamp / Luminaire Category]]&Table1323[[#This Row],[Rebate Category]],Table1[PrescribedSource - Rebate ID],0))*Table1323[[#This Row],[Quantity of luminaires]],0)","v":0},{"$f":"IF(OR(Table1323[[#This Row],[Automatic Controls?]]=\"Fixture integrated Occupancy / Daylight Harvesting sensor\",Table1323[[#This Row],[Automatic Controls?]]=\"Ceiling / wall mounted Occupancy / Daylight Harvesting sensor\",Table1323[[#This Row],[Automatic Controls?]]=\"Timer\"),45*Table1323[[#This Row],[Number of occupancy sensors]],\"\")","v":""},{"$f":"IFERROR(IF(Table1323[[#This Row],[Controls Rebate]]=\"\",0,Table1323[[#This Row],[Controls Rebate]])+Table1323[[#This Row],[Lighting Rebate]],\"\")","v":0},{"$f":"IFERROR(INDEX(Table1[Rebate Savings],MATCH(Table1323[[#This Row],[Lamp / Luminaire Category]]&Table1323[[#This Row],[Rebate Category]],Table1[PrescribedSource - Rebate ID],0))*Table1323[[#This Row],[Quantity of luminaires]]/1000,0)","v":0},{"$f":"IFERROR(Table1323[[#This Row],[Rebate kW Savings]]*IF(Table1323[[#This Row],[Assumed hours from space type]]=\"user defined\",Table1323[[#This Row],[Baseline Operating hours]],Table1323[[#This Row],[Assumed hours from space type]]),0)","v":0},{"$f":"IF(OR(Table1323[[#This Row],[Automatic Controls?]]=\"Fixture integrated occupancy sensor\",Table1323[[#This Row],[Automatic Controls?]]=\"Ceiling / wall mounted occupancy sensor\"),Table1323[[#This Row],[Quantity of luminaires]]*IF(Table1323[[#This Row],[Rebate Category]]<>\"\",INDEX(Table1[Retrofit W],MATCH(Table1323[[#This Row],[Rebate Category]],Table1[BC Hydro Rebate Category],0)),Table1323[[#This Row],[Retrofit W defined by user (no rebate)]])/1000*IF(Table1323[[#This Row],[Assumed hours from space type]]=\"user defined\",Table1323[[#This Row],[Baseline Operating hours]],Table1323[[#This Row],[Assumed hours from space type]])*0.2,0)","v":0},{"$f":"Table1323[[#This Row],[Rebate kWh savings]]+Table1323[[#This Row],[Controls Rebate kWh Savings]]","v":0},{"$f":"IFERROR(IF(Table1323[[#This Row],[Quantity of luminaires]]=\"\",\"\",IF(Table1323[[#This Row],[Lamp / Luminaire Category]]=\"No eligible rebate\",(Table1323[[#This Row],[Baseline W defined by user]]-Table1323[[#This Row],[Retrofit W defined by user (no rebate)]])*Table1323[[#This Row],[Quantity of luminaires]]/1000,(Table1323[[#This Row],[Assumed Baseline W by source]]-Table1323[[#This Row],[LED Luminaire W by rebate]])*Table1323[[#This Row],[Quantity of luminaires]]/1000)),0)","v":""},{"$f":"IFERROR(IF(Table1323[[#This Row],[Lamp / Luminaire Category]]=\"No eligible rebate\",Table1323[[#This Row],[Quantity of luminaires]]*(Table1323[[#This Row],[Baseline W defined by user]]-Table1323[[#This Row],[Retrofit W defined by user (no rebate)]])/1000*IF(Table1323[[#This Row],[Assumed hours from space type]]=\"user defined\",Table1323[[#This Row],[Baseline Operating hours]],Table1323[[#This Row],[Assumed hours from space type]])+Table1323[[#This Row],[Controls Rebate kWh Savings]],Table1323[[#This Row],[Quantity of luminaires]]*(INDEX(Table1[Actual Baseline W],MATCH(Table1323[[#This Row],[Lamp / Luminaire Category]]&Table1323[[#This Row],[Rebate Category]],Table1[PrescribedSource - Rebate ID],0))/1000-Table1323[[#This Row],[LED Luminaire W by rebate]]/1000)*IF(Table1323[[#This Row],[Assumed hours from space type]]=\"user defined\",Table1323[[#This Row],[Baseline Operating hours]],Table1323[[#This Row],[Assumed hours from space type]])+Table1323[[#This Row],[Controls Rebate kWh Savings]]),0)","v":0},{"$f":"IFERROR(IF(Table1323[[#This Row],[Rebate kW Savings]]=0,Table1323[[#This Row],[Demand Savings, kW]],INDEX(Table1[Actual Savings],MATCH(Table1323[[#This Row],[Lamp / Luminaire Category]]&Table1323[[#This Row],[Rebate Category]],Table1[PrescribedSource - Rebate ID],0))*Table1323[[#This Row],[Quantity of luminaires]]/1000),0)","v":""},{"$f":"IFERROR(Table1323[[#This Row],[BC Housing Site kW Savings]]*IF(Table1323[[#This Row],[Assumed hours from space type]]=\"user defined\",Table1323[[#This Row],[Baseline Operating hours]],Table1323[[#This Row],[Assumed hours from space type]])+Table1323[[#This Row],[Controls Rebate kWh Savings]],0)","v":0},{"$f":"IFERROR(IF(Table1323[[#This Row],[Lamp / Luminaire Category]]=\"No eligible rebate\",Table1323[[#This Row],[Lighting Technology]]&\" retrofit with no rebate\",Table1323[[#This Row],[Rebate Category]]),\"\")","v":0},{"$f":"IF(Table1323[[#This Row],[Lamp / Luminaire Category]]=\"No eligible rebate\",1,0)","v":0},{"$f":"IFERROR(IF(IF(Table1323[[#This Row],[Assumed hours from space type]]=\"user defined\",Table1323[[#This Row],[Baseline Operating hours]],Table1323[[#This Row],[Assumed hours from space type]])<3600,0,IF(AND(IF(Table1323[[#This Row],[Assumed hours from space type]]=\"user defined\",Table1323[[#This Row],[Baseline Operating hours]],Table1323[[#This Row],[Assumed hours from space type]])>=3600,OR(Table1323[[#This Row],[Automatic Controls?]]=\"None\",Table1323[[#This Row],[Automatic Controls?]]=\"\")),IF(Table1323[[#This Row],[Lamp / Luminaire Category]]=\"No eligible rebate\",Table1323[[#This Row],[Baseline W defined by user]]-Table1323[[#This Row],[Retrofit W defined by user (no rebate)]],Table1323[[#This Row],[Assumed Baseline W by source]]-Table1323[[#This Row],[LED Luminaire W by rebate]]),IF(AND(IF(Table1323[[#This Row],[Assumed hours from space type]]=\"user defined\",Table1323[[#This Row],[Baseline Operating hours]],Table1323[[#This Row],[Assumed hours from space type]])>=(3600/0.8),OR(Table1323[[#This Row],[Automatic Controls?]]=\"Fixture integrated occupancy sensor\",Table1323[[#This Row],[Automatic Controls?]]=\"Ceiling / wall mounted occupancy sensor\")),IF(Table1323[[#This Row],[Lamp / Luminaire Category]]=\"No eligible rebate\",(Table1323[[#This Row],[Baseline W defined by user]]-Table1323[[#This Row],[Retrofit W defined by user (no rebate)]]),Table1323[[#This Row],[Assumed Baseline W by source]]-Table1323[[#This Row],[LED Luminaire W by rebate]]),IF(AND(IF(Table1323[[#This Row],[Assumed hours from space type]]=\"user defined\",Table1323[[#This Row],[Baseline Operating hours]],Table1323[[#This Row],[Assumed hours from space type]])<(3600/0.8),OR(Table1323[[#This Row],[Automatic Controls?]]=\"Fixture integrated occupancy sensor\",Table1323[[#This Row],[Automatic Controls?]]=\"Ceiling / wall mounted occupancy sensor\")),IF(Table1323[[#This Row],[Lamp / Luminaire Category]]=\"No eligible rebate\",Table1323[[#This Row],[Baseline W defined by user]],Table1323[[#This Row],[Assumed Baseline W by source]])))))*Table1323[[#This Row],[Quantity of luminaires]]/1000,\"\")","v":""},{"$f":"Table1323[[#This Row],[LED lamp/luminaire retrofit part '#]]","v":0},{"$f":"IF(Table1323[[#This Row],[Rebate Unit]]=\"per lamp\",INDEX(Table1[Number of Lamps],MATCH(Table1323[[#This Row],[Lamp / Luminaire Category]]&Table1323[[#This Row],[Rebate Category]],Table1[PrescribedSource - Rebate ID],0)),1)*Table1323[[#This Row],[Quantity of luminaires]]","v":0},{"$f":"IFERROR(IF(Table1323[[#This Row],[Lamp / Luminaire Category]]=\"No eligible rebate\",\"no eligible rebate\",INDEX(Table1[BC Hydro xRM ECM],MATCH(Table1323[[#This Row],[Lamp / Luminaire Category]]&Table1323[[#This Row],[Rebate Category]],Table1[PrescribedSource - Rebate ID],0))),\"\")","v":""}]
[null,{"$f":"IF(Table1323[[#This Row],[Space Type]]=\"\",\"\",\"L-\"&ROW(42:42))","v":""},null,null,null,null,null,null,null,{"$f":"IFERROR(IF(Table1323[[#This Row],[Space Type]]=\"\",\"\",IF(Table1323[[#This Row],[Lamp / Luminaire Category]]=\"No eligible rebate\",\"\",IF(Table1323[[#This Row],[Rebate Category]]=\"\",\"select rebate\",INDEX(Table1[Actual Baseline W],MATCH(Table1323[[#This Row],[Lamp / Luminaire Category]]&Table1323[[#This Row],[Rebate Category]],Table1[PrescribedSource - Rebate ID],0))))),\"\")","v":""},{"$f":"IFERROR(IF(Table1323[[#This Row],[No]]=\"\",\"\",IF(Table1323[[#This Row],[Space Type]]=\"\",\"select Space Type\",IF(Table1323[[#This Row],[Baseline Operating hours]]<>\"\",\"user defined\",INDEX(Table5[Hours],MATCH(Table1323[[#This Row],[Space Type]],Table5[Space Type],0))))),\"\")","v":""},null,{"$f":"IFERROR(INDEX(Table1[Rebate],MATCH(Table1323[[#This Row],[Lamp / Luminaire Category]]&Table1323[[#This Row],[Rebate Category]],Table1[PrescribedSource - Rebate ID],0)),\"\")","v":""},{"$f":"IFERROR(INDEX(Table1[Rebate Unit],MATCH(Table1323[[#This Row],[Lamp / Luminaire Category]]&Table1323[[#This Row],[Rebate Category]],Table1[PrescribedSource - Rebate ID],0)),\"\")","v":""},null,{"$f":"IFERROR(IF(Table1323[[#This Row],[Lamp / Luminaire Category]]=\"No eligible rebate\",\"no rebate\",INDEX(Table1[Retrofit W],MATCH(Table1323[[#This Row],[Lamp / Luminaire Category]]&Table1323[[#This Row],[Rebate Category]],Table1[PrescribedSource - Rebate ID],0))),\"\")","v":""},null,null,null,{"$f":"IFERROR(INDEX(Table1[Rebate],MATCH(Table1323[[#This Row],[Lamp / Luminaire Category]]&Table1323[[#This Row],[Rebate Category]],Table1[PrescribedSource - Rebate ID],0))*Table1323[[#This Row],[Quantity of luminaires]],0)","v":0},{"$f":"IF(OR(Table1323[[#This Row],[Automatic Controls?]]=\"Fixture integrated Occupancy / Daylight Harvesting sensor\",Table1323[[#This Row],[Automatic Controls?]]=\"Ceiling / wall mounted Occupancy / Daylight Harvesting sensor\",Table1323[[#This Row],[Automatic Controls?]]=\"Timer\"),45*Table1323[[#This Row],[Number of occupancy sensors]],\"\")","v":""},{"$f":"IFERROR(IF(Table1323[[#This Row],[Controls Rebate]]=\"\",0,Table1323[[#This Row],[Controls Rebate]])+Table1323[[#This Row],[Lighting Rebate]],\"\")","v":0},{"$f":"IFERROR(INDEX(Table1[Rebate Savings],MATCH(Table1323[[#This Row],[Lamp / Luminaire Category]]&Table1323[[#This Row],[Rebate Category]],Table1[PrescribedSource - Rebate ID],0))*Table1323[[#This Row],[Quantity of luminaires]]/1000,0)","v":0},{"$f":"IFERROR(Table1323[[#This Row],[Rebate kW Savings]]*IF(Table1323[[#This Row],[Assumed hours from space type]]=\"user defined\",Table1323[[#This Row],[Baseline Operating hours]],Table1323[[#This Row],[Assumed hours from space type]]),0)","v":0},{"$f":"IF(OR(Table1323[[#This Row],[Automatic Controls?]]=\"Fixture integrated occupancy sensor\",Table1323[[#This Row],[Automatic Controls?]]=\"Ceiling / wall mounted occupancy sensor\"),Table1323[[#This Row],[Quantity of luminaires]]*IF(Table1323[[#This Row],[Rebate Category]]<>\"\",INDEX(Table1[Retrofit W],MATCH(Table1323[[#This Row],[Rebate Category]],Table1[BC Hydro Rebate Category],0)),Table1323[[#This Row],[Retrofit W defined by user (no rebate)]])/1000*IF(Table1323[[#This Row],[Assumed hours from space type]]=\"user defined\",Table1323[[#This Row],[Baseline Operating hours]],Table1323[[#This Row],[Assumed hours from space type]])*0.2,0)","v":0},{"$f":"Table1323[[#This Row],[Rebate kWh savings]]+Table1323[[#This Row],[Controls Rebate kWh Savings]]","v":0},{"$f":"IFERROR(IF(Table1323[[#This Row],[Quantity of luminaires]]=\"\",\"\",IF(Table1323[[#This Row],[Lamp / Luminaire Category]]=\"No eligible rebate\",(Table1323[[#This Row],[Baseline W defined by user]]-Table1323[[#This Row],[Retrofit W defined by user (no rebate)]])*Table1323[[#This Row],[Quantity of luminaires]]/1000,(Table1323[[#This Row],[Assumed Baseline W by source]]-Table1323[[#This Row],[LED Luminaire W by rebate]])*Table1323[[#This Row],[Quantity of luminaires]]/1000)),0)","v":""},{"$f":"IFERROR(IF(Table1323[[#This Row],[Lamp / Luminaire Category]]=\"No eligible rebate\",Table1323[[#This Row],[Quantity of luminaires]]*(Table1323[[#This Row],[Baseline W defined by user]]-Table1323[[#This Row],[Retrofit W defined by user (no rebate)]])/1000*IF(Table1323[[#This Row],[Assumed hours from space type]]=\"user defined\",Table1323[[#This Row],[Baseline Operating hours]],Table1323[[#This Row],[Assumed hours from space type]])+Table1323[[#This Row],[Controls Rebate kWh Savings]],Table1323[[#This Row],[Quantity of luminaires]]*(INDEX(Table1[Actual Baseline W],MATCH(Table1323[[#This Row],[Lamp / Luminaire Category]]&Table1323[[#This Row],[Rebate Category]],Table1[PrescribedSource - Rebate ID],0))/1000-Table1323[[#This Row],[LED Luminaire W by rebate]]/1000)*IF(Table1323[[#This Row],[Assumed hours from space type]]=\"user defined\",Table1323[[#This Row],[Baseline Operating hours]],Table1323[[#This Row],[Assumed hours from space type]])+Table1323[[#This Row],[Controls Rebate kWh Savings]]),0)","v":0},{"$f":"IFERROR(IF(Table1323[[#This Row],[Rebate kW Savings]]=0,Table1323[[#This Row],[Demand Savings, kW]],INDEX(Table1[Actual Savings],MATCH(Table1323[[#This Row],[Lamp / Luminaire Category]]&Table1323[[#This Row],[Rebate Category]],Table1[PrescribedSource - Rebate ID],0))*Table1323[[#This Row],[Quantity of luminaires]]/1000),0)","v":""},{"$f":"IFERROR(Table1323[[#This Row],[BC Housing Site kW Savings]]*IF(Table1323[[#This Row],[Assumed hours from space type]]=\"user defined\",Table1323[[#This Row],[Baseline Operating hours]],Table1323[[#This Row],[Assumed hours from space type]])+Table1323[[#This Row],[Controls Rebate kWh Savings]],0)","v":0},{"$f":"IFERROR(IF(Table1323[[#This Row],[Lamp / Luminaire Category]]=\"No eligible rebate\",Table1323[[#This Row],[Lighting Technology]]&\" retrofit with no rebate\",Table1323[[#This Row],[Rebate Category]]),\"\")","v":0},{"$f":"IF(Table1323[[#This Row],[Lamp / Luminaire Category]]=\"No eligible rebate\",1,0)","v":0},{"$f":"IFERROR(IF(IF(Table1323[[#This Row],[Assumed hours from space type]]=\"user defined\",Table1323[[#This Row],[Baseline Operating hours]],Table1323[[#This Row],[Assumed hours from space type]])<3600,0,IF(AND(IF(Table1323[[#This Row],[Assumed hours from space type]]=\"user defined\",Table1323[[#This Row],[Baseline Operating hours]],Table1323[[#This Row],[Assumed hours from space type]])>=3600,OR(Table1323[[#This Row],[Automatic Controls?]]=\"None\",Table1323[[#This Row],[Automatic Controls?]]=\"\")),IF(Table1323[[#This Row],[Lamp / Luminaire Category]]=\"No eligible rebate\",Table1323[[#This Row],[Baseline W defined by user]]-Table1323[[#This Row],[Retrofit W defined by user (no rebate)]],Table1323[[#This Row],[Assumed Baseline W by source]]-Table1323[[#This Row],[LED Luminaire W by rebate]]),IF(AND(IF(Table1323[[#This Row],[Assumed hours from space type]]=\"user defined\",Table1323[[#This Row],[Baseline Operating hours]],Table1323[[#This Row],[Assumed hours from space type]])>=(3600/0.8),OR(Table1323[[#This Row],[Automatic Controls?]]=\"Fixture integrated occupancy sensor\",Table1323[[#This Row],[Automatic Controls?]]=\"Ceiling / wall mounted occupancy sensor\")),IF(Table1323[[#This Row],[Lamp / Luminaire Category]]=\"No eligible rebate\",(Table1323[[#This Row],[Baseline W defined by user]]-Table1323[[#This Row],[Retrofit W defined by user (no rebate)]]),Table1323[[#This Row],[Assumed Baseline W by source]]-Table1323[[#This Row],[LED Luminaire W by rebate]]),IF(AND(IF(Table1323[[#This Row],[Assumed hours from space type]]=\"user defined\",Table1323[[#This Row],[Baseline Operating hours]],Table1323[[#This Row],[Assumed hours from space type]])<(3600/0.8),OR(Table1323[[#This Row],[Automatic Controls?]]=\"Fixture integrated occupancy sensor\",Table1323[[#This Row],[Automatic Controls?]]=\"Ceiling / wall mounted occupancy sensor\")),IF(Table1323[[#This Row],[Lamp / Luminaire Category]]=\"No eligible rebate\",Table1323[[#This Row],[Baseline W defined by user]],Table1323[[#This Row],[Assumed Baseline W by source]])))))*Table1323[[#This Row],[Quantity of luminaires]]/1000,\"\")","v":""},{"$f":"Table1323[[#This Row],[LED lamp/luminaire retrofit part '#]]","v":0},{"$f":"IF(Table1323[[#This Row],[Rebate Unit]]=\"per lamp\",INDEX(Table1[Number of Lamps],MATCH(Table1323[[#This Row],[Lamp / Luminaire Category]]&Table1323[[#This Row],[Rebate Category]],Table1[PrescribedSource - Rebate ID],0)),1)*Table1323[[#This Row],[Quantity of luminaires]]","v":0},{"$f":"IFERROR(IF(Table1323[[#This Row],[Lamp / Luminaire Category]]=\"No eligible rebate\",\"no eligible rebate\",INDEX(Table1[BC Hydro xRM ECM],MATCH(Table1323[[#This Row],[Lamp / Luminaire Category]]&Table1323[[#This Row],[Rebate Category]],Table1[PrescribedSource - Rebate ID],0))),\"\")","v":""}]
[null,{"$f":"IF(Table1323[[#This Row],[Space Type]]=\"\",\"\",\"L-\"&ROW(43:43))","v":""},null,null,null,null,null,null,null,{"$f":"IFERROR(IF(Table1323[[#This Row],[Space Type]]=\"\",\"\",IF(Table1323[[#This Row],[Lamp / Luminaire Category]]=\"No eligible rebate\",\"\",IF(Table1323[[#This Row],[Rebate Category]]=\"\",\"select rebate\",INDEX(Table1[Actual Baseline W],MATCH(Table1323[[#This Row],[Lamp / Luminaire Category]]&Table1323[[#This Row],[Rebate Category]],Table1[PrescribedSource - Rebate ID],0))))),\"\")","v":""},{"$f":"IFERROR(IF(Table1323[[#This Row],[No]]=\"\",\"\",IF(Table1323[[#This Row],[Space Type]]=\"\",\"select Space Type\",IF(Table1323[[#This Row],[Baseline Operating hours]]<>\"\",\"user defined\",INDEX(Table5[Hours],MATCH(Table1323[[#This Row],[Space Type]],Table5[Space Type],0))))),\"\")","v":""},null,{"$f":"IFERROR(INDEX(Table1[Rebate],MATCH(Table1323[[#This Row],[Lamp / Luminaire Category]]&Table1323[[#This Row],[Rebate Category]],Table1[PrescribedSource - Rebate ID],0)),\"\")","v":""},{"$f":"IFERROR(INDEX(Table1[Rebate Unit],MATCH(Table1323[[#This Row],[Lamp / Luminaire Category]]&Table1323[[#This Row],[Rebate Category]],Table1[PrescribedSource - Rebate ID],0)),\"\")","v":""},null,{"$f":"IFERROR(IF(Table1323[[#This Row],[Lamp / Luminaire Category]]=\"No eligible rebate\",\"no rebate\",INDEX(Table1[Retrofit W],MATCH(Table1323[[#This Row],[Lamp / Luminaire Category]]&Table1323[[#This Row],[Rebate Category]],Table1[PrescribedSource - Rebate ID],0))),\"\")","v":""},null,null,null,{"$f":"IFERROR(INDEX(Table1[Rebate],MATCH(Table1323[[#This Row],[Lamp / Luminaire Category]]&Table1323[[#This Row],[Rebate Category]],Table1[PrescribedSource - Rebate ID],0))*Table1323[[#This Row],[Quantity of luminaires]],0)","v":0},{"$f":"IF(OR(Table1323[[#This Row],[Automatic Controls?]]=\"Fixture integrated Occupancy / Daylight Harvesting sensor\",Table1323[[#This Row],[Automatic Controls?]]=\"Ceiling / wall mounted Occupancy / Daylight Harvesting sensor\",Table1323[[#This Row],[Automatic Controls?]]=\"Timer\"),45*Table1323[[#This Row],[Number of occupancy sensors]],\"\")","v":""},{"$f":"IFERROR(IF(Table1323[[#This Row],[Controls Rebate]]=\"\",0,Table1323[[#This Row],[Controls Rebate]])+Table1323[[#This Row],[Lighting Rebate]],\"\")","v":0},{"$f":"IFERROR(INDEX(Table1[Rebate Savings],MATCH(Table1323[[#This Row],[Lamp / Luminaire Category]]&Table1323[[#This Row],[Rebate Category]],Table1[PrescribedSource - Rebate ID],0))*Table1323[[#This Row],[Quantity of luminaires]]/1000,0)","v":0},{"$f":"IFERROR(Table1323[[#This Row],[Rebate kW Savings]]*IF(Table1323[[#This Row],[Assumed hours from space type]]=\"user defined\",Table1323[[#This Row],[Baseline Operating hours]],Table1323[[#This Row],[Assumed hours from space type]]),0)","v":0},{"$f":"IF(OR(Table1323[[#This Row],[Automatic Controls?]]=\"Fixture integrated occupancy sensor\",Table1323[[#This Row],[Automatic Controls?]]=\"Ceiling / wall mounted occupancy sensor\"),Table1323[[#This Row],[Quantity of luminaires]]*IF(Table1323[[#This Row],[Rebate Category]]<>\"\",INDEX(Table1[Retrofit W],MATCH(Table1323[[#This Row],[Rebate Category]],Table1[BC Hydro Rebate Category],0)),Table1323[[#This Row],[Retrofit W defined by user (no rebate)]])/1000*IF(Table1323[[#This Row],[Assumed hours from space type]]=\"user defined\",Table1323[[#This Row],[Baseline Operating hours]],Table1323[[#This Row],[Assumed hours from space type]])*0.2,0)","v":0},{"$f":"Table1323[[#This Row],[Rebate kWh savings]]+Table1323[[#This Row],[Controls Rebate kWh Savings]]","v":0},{"$f":"IFERROR(IF(Table1323[[#This Row],[Quantity of luminaires]]=\"\",\"\",IF(Table1323[[#This Row],[Lamp / Luminaire Category]]=\"No eligible rebate\",(Table1323[[#This Row],[Baseline W defined by user]]-Table1323[[#This Row],[Retrofit W defined by user (no rebate)]])*Table1323[[#This Row],[Quantity of luminaires]]/1000,(Table1323[[#This Row],[Assumed Baseline W by source]]-Table1323[[#This Row],[LED Luminaire W by rebate]])*Table1323[[#This Row],[Quantity of luminaires]]/1000)),0)","v":""},{"$f":"IFERROR(IF(Table1323[[#This Row],[Lamp / Luminaire Category]]=\"No eligible rebate\",Table1323[[#This Row],[Quantity of luminaires]]*(Table1323[[#This Row],[Baseline W defined by user]]-Table1323[[#This Row],[Retrofit W defined by user (no rebate)]])/1000*IF(Table1323[[#This Row],[Assumed hours from space type]]=\"user defined\",Table1323[[#This Row],[Baseline Operating hours]],Table1323[[#This Row],[Assumed hours from space type]])+Table1323[[#This Row],[Controls Rebate kWh Savings]],Table1323[[#This Row],[Quantity of luminaires]]*(INDEX(Table1[Actual Baseline W],MATCH(Table1323[[#This Row],[Lamp / Luminaire Category]]&Table1323[[#This Row],[Rebate Category]],Table1[PrescribedSource - Rebate ID],0))/1000-Table1323[[#This Row],[LED Luminaire W by rebate]]/1000)*IF(Table1323[[#This Row],[Assumed hours from space type]]=\"user defined\",Table1323[[#This Row],[Baseline Operating hours]],Table1323[[#This Row],[Assumed hours from space type]])+Table1323[[#This Row],[Controls Rebate kWh Savings]]),0)","v":0},{"$f":"IFERROR(IF(Table1323[[#This Row],[Rebate kW Savings]]=0,Table1323[[#This Row],[Demand Savings, kW]],INDEX(Table1[Actual Savings],MATCH(Table1323[[#This Row],[Lamp / Luminaire Category]]&Table1323[[#This Row],[Rebate Category]],Table1[PrescribedSource - Rebate ID],0))*Table1323[[#This Row],[Quantity of luminaires]]/1000),0)","v":""},{"$f":"IFERROR(Table1323[[#This Row],[BC Housing Site kW Savings]]*IF(Table1323[[#This Row],[Assumed hours from space type]]=\"user defined\",Table1323[[#This Row],[Baseline Operating hours]],Table1323[[#This Row],[Assumed hours from space type]])+Table1323[[#This Row],[Controls Rebate kWh Savings]],0)","v":0},{"$f":"IFERROR(IF(Table1323[[#This Row],[Lamp / Luminaire Category]]=\"No eligible rebate\",Table1323[[#This Row],[Lighting Technology]]&\" retrofit with no rebate\",Table1323[[#This Row],[Rebate Category]]),\"\")","v":0},{"$f":"IF(Table1323[[#This Row],[Lamp / Luminaire Category]]=\"No eligible rebate\",1,0)","v":0},{"$f":"IFERROR(IF(IF(Table1323[[#This Row],[Assumed hours from space type]]=\"user defined\",Table1323[[#This Row],[Baseline Operating hours]],Table1323[[#This Row],[Assumed hours from space type]])<3600,0,IF(AND(IF(Table1323[[#This Row],[Assumed hours from space type]]=\"user defined\",Table1323[[#This Row],[Baseline Operating hours]],Table1323[[#This Row],[Assumed hours from space type]])>=3600,OR(Table1323[[#This Row],[Automatic Controls?]]=\"None\",Table1323[[#This Row],[Automatic Controls?]]=\"\")),IF(Table1323[[#This Row],[Lamp / Luminaire Category]]=\"No eligible rebate\",Table1323[[#This Row],[Baseline W defined by user]]-Table1323[[#This Row],[Retrofit W defined by user (no rebate)]],Table1323[[#This Row],[Assumed Baseline W by source]]-Table1323[[#This Row],[LED Luminaire W by rebate]]),IF(AND(IF(Table1323[[#This Row],[Assumed hours from space type]]=\"user defined\",Table1323[[#This Row],[Baseline Operating hours]],Table1323[[#This Row],[Assumed hours from space type]])>=(3600/0.8),OR(Table1323[[#This Row],[Automatic Controls?]]=\"Fixture integrated occupancy sensor\",Table1323[[#This Row],[Automatic Controls?]]=\"Ceiling / wall mounted occupancy sensor\")),IF(Table1323[[#This Row],[Lamp / Luminaire Category]]=\"No eligible rebate\",(Table1323[[#This Row],[Baseline W defined by user]]-Table1323[[#This Row],[Retrofit W defined by user (no rebate)]]),Table1323[[#This Row],[Assumed Baseline W by source]]-Table1323[[#This Row],[LED Luminaire W by rebate]]),IF(AND(IF(Table1323[[#This Row],[Assumed hours from space type]]=\"user defined\",Table1323[[#This Row],[Baseline Operating hours]],Table1323[[#This Row],[Assumed hours from space type]])<(3600/0.8),OR(Table1323[[#This Row],[Automatic Controls?]]=\"Fixture integrated occupancy sensor\",Table1323[[#This Row],[Automatic Controls?]]=\"Ceiling / wall mounted occupancy sensor\")),IF(Table1323[[#This Row],[Lamp / Luminaire Category]]=\"No eligible rebate\",Table1323[[#This Row],[Baseline W defined by user]],Table1323[[#This Row],[Assumed Baseline W by source]])))))*Table1323[[#This Row],[Quantity of luminaires]]/1000,\"\")","v":""},{"$f":"Table1323[[#This Row],[LED lamp/luminaire retrofit part '#]]","v":0},{"$f":"IF(Table1323[[#This Row],[Rebate Unit]]=\"per lamp\",INDEX(Table1[Number of Lamps],MATCH(Table1323[[#This Row],[Lamp / Luminaire Category]]&Table1323[[#This Row],[Rebate Category]],Table1[PrescribedSource - Rebate ID],0)),1)*Table1323[[#This Row],[Quantity of luminaires]]","v":0},{"$f":"IFERROR(IF(Table1323[[#This Row],[Lamp / Luminaire Category]]=\"No eligible rebate\",\"no eligible rebate\",INDEX(Table1[BC Hydro xRM ECM],MATCH(Table1323[[#This Row],[Lamp / Luminaire Category]]&Table1323[[#This Row],[Rebate Category]],Table1[PrescribedSource - Rebate ID],0))),\"\")","v":""}]
[null,{"$f":"IF(Table1323[[#This Row],[Space Type]]=\"\",\"\",\"L-\"&ROW(44:44))","v":""},null,null,null,null,null,null,null,{"$f":"IFERROR(IF(Table1323[[#This Row],[Space Type]]=\"\",\"\",IF(Table1323[[#This Row],[Lamp / Luminaire Category]]=\"No eligible rebate\",\"\",IF(Table1323[[#This Row],[Rebate Category]]=\"\",\"select rebate\",INDEX(Table1[Actual Baseline W],MATCH(Table1323[[#This Row],[Lamp / Luminaire Category]]&Table1323[[#This Row],[Rebate Category]],Table1[PrescribedSource - Rebate ID],0))))),\"\")","v":""},{"$f":"IFERROR(IF(Table1323[[#This Row],[No]]=\"\",\"\",IF(Table1323[[#This Row],[Space Type]]=\"\",\"select Space Type\",IF(Table1323[[#This Row],[Baseline Operating hours]]<>\"\",\"user defined\",INDEX(Table5[Hours],MATCH(Table1323[[#This Row],[Space Type]],Table5[Space Type],0))))),\"\")","v":""},null,{"$f":"IFERROR(INDEX(Table1[Rebate],MATCH(Table1323[[#This Row],[Lamp / Luminaire Category]]&Table1323[[#This Row],[Rebate Category]],Table1[PrescribedSource - Rebate ID],0)),\"\")","v":""},{"$f":"IFERROR(INDEX(Table1[Rebate Unit],MATCH(Table1323[[#This Row],[Lamp / Luminaire Category]]&Table1323[[#This Row],[Rebate Category]],Table1[PrescribedSource - Rebate ID],0)),\"\")","v":""},null,{"$f":"IFERROR(IF(Table1323[[#This Row],[Lamp / Luminaire Category]]=\"No eligible rebate\",\"no rebate\",INDEX(Table1[Retrofit W],MATCH(Table1323[[#This Row],[Lamp / Luminaire Category]]&Table1323[[#This Row],[Rebate Category]],Table1[PrescribedSource - Rebate ID],0))),\"\")","v":""},null,null,null,{"$f":"IFERROR(INDEX(Table1[Rebate],MATCH(Table1323[[#This Row],[Lamp / Luminaire Category]]&Table1323[[#This Row],[Rebate Category]],Table1[PrescribedSource - Rebate ID],0))*Table1323[[#This Row],[Quantity of luminaires]],0)","v":0},{"$f":"IF(OR(Table1323[[#This Row],[Automatic Controls?]]=\"Fixture integrated Occupancy / Daylight Harvesting sensor\",Table1323[[#This Row],[Automatic Controls?]]=\"Ceiling / wall mounted Occupancy / Daylight Harvesting sensor\",Table1323[[#This Row],[Automatic Controls?]]=\"Timer\"),45*Table1323[[#This Row],[Number of occupancy sensors]],\"\")","v":""},{"$f":"IFERROR(IF(Table1323[[#This Row],[Controls Rebate]]=\"\",0,Table1323[[#This Row],[Controls Rebate]])+Table1323[[#This Row],[Lighting Rebate]],\"\")","v":0},{"$f":"IFERROR(INDEX(Table1[Rebate Savings],MATCH(Table1323[[#This Row],[Lamp / Luminaire Category]]&Table1323[[#This Row],[Rebate Category]],Table1[PrescribedSource - Rebate ID],0))*Table1323[[#This Row],[Quantity of luminaires]]/1000,0)","v":0},{"$f":"IFERROR(Table1323[[#This Row],[Rebate kW Savings]]*IF(Table1323[[#This Row],[Assumed hours from space type]]=\"user defined\",Table1323[[#This Row],[Baseline Operating hours]],Table1323[[#This Row],[Assumed hours from space type]]),0)","v":0},{"$f":"IF(OR(Table1323[[#This Row],[Automatic Controls?]]=\"Fixture integrated occupancy sensor\",Table1323[[#This Row],[Automatic Controls?]]=\"Ceiling / wall mounted occupancy sensor\"),Table1323[[#This Row],[Quantity of luminaires]]*IF(Table1323[[#This Row],[Rebate Category]]<>\"\",INDEX(Table1[Retrofit W],MATCH(Table1323[[#This Row],[Rebate Category]],Table1[BC Hydro Rebate Category],0)),Table1323[[#This Row],[Retrofit W defined by user (no rebate)]])/1000*IF(Table1323[[#This Row],[Assumed hours from space type]]=\"user defined\",Table1323[[#This Row],[Baseline Operating hours]],Table1323[[#This Row],[Assumed hours from space type]])*0.2,0)","v":0},{"$f":"Table1323[[#This Row],[Rebate kWh savings]]+Table1323[[#This Row],[Controls Rebate kWh Savings]]","v":0},{"$f":"IFERROR(IF(Table1323[[#This Row],[Quantity of luminaires]]=\"\",\"\",IF(Table1323[[#This Row],[Lamp / Luminaire Category]]=\"No eligible rebate\",(Table1323[[#This Row],[Baseline W defined by user]]-Table1323[[#This Row],[Retrofit W defined by user (no rebate)]])*Table1323[[#This Row],[Quantity of luminaires]]/1000,(Table1323[[#This Row],[Assumed Baseline W by source]]-Table1323[[#This Row],[LED Luminaire W by rebate]])*Table1323[[#This Row],[Quantity of luminaires]]/1000)),0)","v":""},{"$f":"IFERROR(IF(Table1323[[#This Row],[Lamp / Luminaire Category]]=\"No eligible rebate\",Table1323[[#This Row],[Quantity of luminaires]]*(Table1323[[#This Row],[Baseline W defined by user]]-Table1323[[#This Row],[Retrofit W defined by user (no rebate)]])/1000*IF(Table1323[[#This Row],[Assumed hours from space type]]=\"user defined\",Table1323[[#This Row],[Baseline Operating hours]],Table1323[[#This Row],[Assumed hours from space type]])+Table1323[[#This Row],[Controls Rebate kWh Savings]],Table1323[[#This Row],[Quantity of luminaires]]*(INDEX(Table1[Actual Baseline W],MATCH(Table1323[[#This Row],[Lamp / Luminaire Category]]&Table1323[[#This Row],[Rebate Category]],Table1[PrescribedSource - Rebate ID],0))/1000-Table1323[[#This Row],[LED Luminaire W by rebate]]/1000)*IF(Table1323[[#This Row],[Assumed hours from space type]]=\"user defined\",Table1323[[#This Row],[Baseline Operating hours]],Table1323[[#This Row],[Assumed hours from space type]])+Table1323[[#This Row],[Controls Rebate kWh Savings]]),0)","v":0},{"$f":"IFERROR(IF(Table1323[[#This Row],[Rebate kW Savings]]=0,Table1323[[#This Row],[Demand Savings, kW]],INDEX(Table1[Actual Savings],MATCH(Table1323[[#This Row],[Lamp / Luminaire Category]]&Table1323[[#This Row],[Rebate Category]],Table1[PrescribedSource - Rebate ID],0))*Table1323[[#This Row],[Quantity of luminaires]]/1000),0)","v":""},{"$f":"IFERROR(Table1323[[#This Row],[BC Housing Site kW Savings]]*IF(Table1323[[#This Row],[Assumed hours from space type]]=\"user defined\",Table1323[[#This Row],[Baseline Operating hours]],Table1323[[#This Row],[Assumed hours from space type]])+Table1323[[#This Row],[Controls Rebate kWh Savings]],0)","v":0},{"$f":"IFERROR(IF(Table1323[[#This Row],[Lamp / Luminaire Category]]=\"No eligible rebate\",Table1323[[#This Row],[Lighting Technology]]&\" retrofit with no rebate\",Table1323[[#This Row],[Rebate Category]]),\"\")","v":0},{"$f":"IF(Table1323[[#This Row],[Lamp / Luminaire Category]]=\"No eligible rebate\",1,0)","v":0},{"$f":"IFERROR(IF(IF(Table1323[[#This Row],[Assumed hours from space type]]=\"user defined\",Table1323[[#This Row],[Baseline Operating hours]],Table1323[[#This Row],[Assumed hours from space type]])<3600,0,IF(AND(IF(Table1323[[#This Row],[Assumed hours from space type]]=\"user defined\",Table1323[[#This Row],[Baseline Operating hours]],Table1323[[#This Row],[Assumed hours from space type]])>=3600,OR(Table1323[[#This Row],[Automatic Controls?]]=\"None\",Table1323[[#This Row],[Automatic Controls?]]=\"\")),IF(Table1323[[#This Row],[Lamp / Luminaire Category]]=\"No eligible rebate\",Table1323[[#This Row],[Baseline W defined by user]]-Table1323[[#This Row],[Retrofit W defined by user (no rebate)]],Table1323[[#This Row],[Assumed Baseline W by source]]-Table1323[[#This Row],[LED Luminaire W by rebate]]),IF(AND(IF(Table1323[[#This Row],[Assumed hours from space type]]=\"user defined\",Table1323[[#This Row],[Baseline Operating hours]],Table1323[[#This Row],[Assumed hours from space type]])>=(3600/0.8),OR(Table1323[[#This Row],[Automatic Controls?]]=\"Fixture integrated occupancy sensor\",Table1323[[#This Row],[Automatic Controls?]]=\"Ceiling / wall mounted occupancy sensor\")),IF(Table1323[[#This Row],[Lamp / Luminaire Category]]=\"No eligible rebate\",(Table1323[[#This Row],[Baseline W defined by user]]-Table1323[[#This Row],[Retrofit W defined by user (no rebate)]]),Table1323[[#This Row],[Assumed Baseline W by source]]-Table1323[[#This Row],[LED Luminaire W by rebate]]),IF(AND(IF(Table1323[[#This Row],[Assumed hours from space type]]=\"user defined\",Table1323[[#This Row],[Baseline Operating hours]],Table1323[[#This Row],[Assumed hours from space type]])<(3600/0.8),OR(Table1323[[#This Row],[Automatic Controls?]]=\"Fixture integrated occupancy sensor\",Table1323[[#This Row],[Automatic Controls?]]=\"Ceiling / wall mounted occupancy sensor\")),IF(Table1323[[#This Row],[Lamp / Luminaire Category]]=\"No eligible rebate\",Table1323[[#This Row],[Baseline W defined by user]],Table1323[[#This Row],[Assumed Baseline W by source]])))))*Table1323[[#This Row],[Quantity of luminaires]]/1000,\"\")","v":""},{"$f":"Table1323[[#This Row],[LED lamp/luminaire retrofit part '#]]","v":0},{"$f":"IF(Table1323[[#This Row],[Rebate Unit]]=\"per lamp\",INDEX(Table1[Number of Lamps],MATCH(Table1323[[#This Row],[Lamp / Luminaire Category]]&Table1323[[#This Row],[Rebate Category]],Table1[PrescribedSource - Rebate ID],0)),1)*Table1323[[#This Row],[Quantity of luminaires]]","v":0},{"$f":"IFERROR(IF(Table1323[[#This Row],[Lamp / Luminaire Category]]=\"No eligible rebate\",\"no eligible rebate\",INDEX(Table1[BC Hydro xRM ECM],MATCH(Table1323[[#This Row],[Lamp / Luminaire Category]]&Table1323[[#This Row],[Rebate Category]],Table1[PrescribedSource - Rebate ID],0))),\"\")","v":""}]
[null,{"$f":"IF(Table1323[[#This Row],[Space Type]]=\"\",\"\",\"L-\"&ROW(45:45))","v":""},null,null,null,null,null,null,null,{"$f":"IFERROR(IF(Table1323[[#This Row],[Space Type]]=\"\",\"\",IF(Table1323[[#This Row],[Lamp / Luminaire Category]]=\"No eligible rebate\",\"\",IF(Table1323[[#This Row],[Rebate Category]]=\"\",\"select rebate\",INDEX(Table1[Actual Baseline W],MATCH(Table1323[[#This Row],[Lamp / Luminaire Category]]&Table1323[[#This Row],[Rebate Category]],Table1[PrescribedSource - Rebate ID],0))))),\"\")","v":""},{"$f":"IFERROR(IF(Table1323[[#This Row],[No]]=\"\",\"\",IF(Table1323[[#This Row],[Space Type]]=\"\",\"select Space Type\",IF(Table1323[[#This Row],[Baseline Operating hours]]<>\"\",\"user defined\",INDEX(Table5[Hours],MATCH(Table1323[[#This Row],[Space Type]],Table5[Space Type],0))))),\"\")","v":""},null,{"$f":"IFERROR(INDEX(Table1[Rebate],MATCH(Table1323[[#This Row],[Lamp / Luminaire Category]]&Table1323[[#This Row],[Rebate Category]],Table1[PrescribedSource - Rebate ID],0)),\"\")","v":""},{"$f":"IFERROR(INDEX(Table1[Rebate Unit],MATCH(Table1323[[#This Row],[Lamp / Luminaire Category]]&Table1323[[#This Row],[Rebate Category]],Table1[PrescribedSource - Rebate ID],0)),\"\")","v":""},null,{"$f":"IFERROR(IF(Table1323[[#This Row],[Lamp / Luminaire Category]]=\"No eligible rebate\",\"no rebate\",INDEX(Table1[Retrofit W],MATCH(Table1323[[#This Row],[Lamp / Luminaire Category]]&Table1323[[#This Row],[Rebate Category]],Table1[PrescribedSource - Rebate ID],0))),\"\")","v":""},null,null,null,{"$f":"IFERROR(INDEX(Table1[Rebate],MATCH(Table1323[[#This Row],[Lamp / Luminaire Category]]&Table1323[[#This Row],[Rebate Category]],Table1[PrescribedSource - Rebate ID],0))*Table1323[[#This Row],[Quantity of luminaires]],0)","v":0},{"$f":"IF(OR(Table1323[[#This Row],[Automatic Controls?]]=\"Fixture integrated Occupancy / Daylight Harvesting sensor\",Table1323[[#This Row],[Automatic Controls?]]=\"Ceiling / wall mounted Occupancy / Daylight Harvesting sensor\",Table1323[[#This Row],[Automatic Controls?]]=\"Timer\"),45*Table1323[[#This Row],[Number of occupancy sensors]],\"\")","v":""},{"$f":"IFERROR(IF(Table1323[[#This Row],[Controls Rebate]]=\"\",0,Table1323[[#This Row],[Controls Rebate]])+Table1323[[#This Row],[Lighting Rebate]],\"\")","v":0},{"$f":"IFERROR(INDEX(Table1[Rebate Savings],MATCH(Table1323[[#This Row],[Lamp / Luminaire Category]]&Table1323[[#This Row],[Rebate Category]],Table1[PrescribedSource - Rebate ID],0))*Table1323[[#This Row],[Quantity of luminaires]]/1000,0)","v":0},{"$f":"IFERROR(Table1323[[#This Row],[Rebate kW Savings]]*IF(Table1323[[#This Row],[Assumed hours from space type]]=\"user defined\",Table1323[[#This Row],[Baseline Operating hours]],Table1323[[#This Row],[Assumed hours from space type]]),0)","v":0},{"$f":"IF(OR(Table1323[[#This Row],[Automatic Controls?]]=\"Fixture integrated occupancy sensor\",Table1323[[#This Row],[Automatic Controls?]]=\"Ceiling / wall mounted occupancy sensor\"),Table1323[[#This Row],[Quantity of luminaires]]*IF(Table1323[[#This Row],[Rebate Category]]<>\"\",INDEX(Table1[Retrofit W],MATCH(Table1323[[#This Row],[Rebate Category]],Table1[BC Hydro Rebate Category],0)),Table1323[[#This Row],[Retrofit W defined by user (no rebate)]])/1000*IF(Table1323[[#This Row],[Assumed hours from space type]]=\"user defined\",Table1323[[#This Row],[Baseline Operating hours]],Table1323[[#This Row],[Assumed hours from space type]])*0.2,0)","v":0},{"$f":"Table1323[[#This Row],[Rebate kWh savings]]+Table1323[[#This Row],[Controls Rebate kWh Savings]]","v":0},{"$f":"IFERROR(IF(Table1323[[#This Row],[Quantity of luminaires]]=\"\",\"\",IF(Table1323[[#This Row],[Lamp / Luminaire Category]]=\"No eligible rebate\",(Table1323[[#This Row],[Baseline W defined by user]]-Table1323[[#This Row],[Retrofit W defined by user (no rebate)]])*Table1323[[#This Row],[Quantity of luminaires]]/1000,(Table1323[[#This Row],[Assumed Baseline W by source]]-Table1323[[#This Row],[LED Luminaire W by rebate]])*Table1323[[#This Row],[Quantity of luminaires]]/1000)),0)","v":""},{"$f":"IFERROR(IF(Table1323[[#This Row],[Lamp / Luminaire Category]]=\"No eligible rebate\",Table1323[[#This Row],[Quantity of luminaires]]*(Table1323[[#This Row],[Baseline W defined by user]]-Table1323[[#This Row],[Retrofit W defined by user (no rebate)]])/1000*IF(Table1323[[#This Row],[Assumed hours from space type]]=\"user defined\",Table1323[[#This Row],[Baseline Operating hours]],Table1323[[#This Row],[Assumed hours from space type]])+Table1323[[#This Row],[Controls Rebate kWh Savings]],Table1323[[#This Row],[Quantity of luminaires]]*(INDEX(Table1[Actual Baseline W],MATCH(Table1323[[#This Row],[Lamp / Luminaire Category]]&Table1323[[#This Row],[Rebate Category]],Table1[PrescribedSource - Rebate ID],0))/1000-Table1323[[#This Row],[LED Luminaire W by rebate]]/1000)*IF(Table1323[[#This Row],[Assumed hours from space type]]=\"user defined\",Table1323[[#This Row],[Baseline Operating hours]],Table1323[[#This Row],[Assumed hours from space type]])+Table1323[[#This Row],[Controls Rebate kWh Savings]]),0)","v":0},{"$f":"IFERROR(IF(Table1323[[#This Row],[Rebate kW Savings]]=0,Table1323[[#This Row],[Demand Savings, kW]],INDEX(Table1[Actual Savings],MATCH(Table1323[[#This Row],[Lamp / Luminaire Category]]&Table1323[[#This Row],[Rebate Category]],Table1[PrescribedSource - Rebate ID],0))*Table1323[[#This Row],[Quantity of luminaires]]/1000),0)","v":""},{"$f":"IFERROR(Table1323[[#This Row],[BC Housing Site kW Savings]]*IF(Table1323[[#This Row],[Assumed hours from space type]]=\"user defined\",Table1323[[#This Row],[Baseline Operating hours]],Table1323[[#This Row],[Assumed hours from space type]])+Table1323[[#This Row],[Controls Rebate kWh Savings]],0)","v":0},{"$f":"IFERROR(IF(Table1323[[#This Row],[Lamp / Luminaire Category]]=\"No eligible rebate\",Table1323[[#This Row],[Lighting Technology]]&\" retrofit with no rebate\",Table1323[[#This Row],[Rebate Category]]),\"\")","v":0},{"$f":"IF(Table1323[[#This Row],[Lamp / Luminaire Category]]=\"No eligible rebate\",1,0)","v":0},{"$f":"IFERROR(IF(IF(Table1323[[#This Row],[Assumed hours from space type]]=\"user defined\",Table1323[[#This Row],[Baseline Operating hours]],Table1323[[#This Row],[Assumed hours from space type]])<3600,0,IF(AND(IF(Table1323[[#This Row],[Assumed hours from space type]]=\"user defined\",Table1323[[#This Row],[Baseline Operating hours]],Table1323[[#This Row],[Assumed hours from space type]])>=3600,OR(Table1323[[#This Row],[Automatic Controls?]]=\"None\",Table1323[[#This Row],[Automatic Controls?]]=\"\")),IF(Table1323[[#This Row],[Lamp / Luminaire Category]]=\"No eligible rebate\",Table1323[[#This Row],[Baseline W defined by user]]-Table1323[[#This Row],[Retrofit W defined by user (no rebate)]],Table1323[[#This Row],[Assumed Baseline W by source]]-Table1323[[#This Row],[LED Luminaire W by rebate]]),IF(AND(IF(Table1323[[#This Row],[Assumed hours from space type]]=\"user defined\",Table1323[[#This Row],[Baseline Operating hours]],Table1323[[#This Row],[Assumed hours from space type]])>=(3600/0.8),OR(Table1323[[#This Row],[Automatic Controls?]]=\"Fixture integrated occupancy sensor\",Table1323[[#This Row],[Automatic Controls?]]=\"Ceiling / wall mounted occupancy sensor\")),IF(Table1323[[#This Row],[Lamp / Luminaire Category]]=\"No eligible rebate\",(Table1323[[#This Row],[Baseline W defined by user]]-Table1323[[#This Row],[Retrofit W defined by user (no rebate)]]),Table1323[[#This Row],[Assumed Baseline W by source]]-Table1323[[#This Row],[LED Luminaire W by rebate]]),IF(AND(IF(Table1323[[#This Row],[Assumed hours from space type]]=\"user defined\",Table1323[[#This Row],[Baseline Operating hours]],Table1323[[#This Row],[Assumed hours from space type]])<(3600/0.8),OR(Table1323[[#This Row],[Automatic Controls?]]=\"Fixture integrated occupancy sensor\",Table1323[[#This Row],[Automatic Controls?]]=\"Ceiling / wall mounted occupancy sensor\")),IF(Table1323[[#This Row],[Lamp / Luminaire Category]]=\"No eligible rebate\",Table1323[[#This Row],[Baseline W defined by user]],Table1323[[#This Row],[Assumed Baseline W by source]])))))*Table1323[[#This Row],[Quantity of luminaires]]/1000,\"\")","v":""},{"$f":"Table1323[[#This Row],[LED lamp/luminaire retrofit part '#]]","v":0},{"$f":"IF(Table1323[[#This Row],[Rebate Unit]]=\"per lamp\",INDEX(Table1[Number of Lamps],MATCH(Table1323[[#This Row],[Lamp / Luminaire Category]]&Table1323[[#This Row],[Rebate Category]],Table1[PrescribedSource - Rebate ID],0)),1)*Table1323[[#This Row],[Quantity of luminaires]]","v":0},{"$f":"IFERROR(IF(Table1323[[#This Row],[Lamp / Luminaire Category]]=\"No eligible rebate\",\"no eligible rebate\",INDEX(Table1[BC Hydro xRM ECM],MATCH(Table1323[[#This Row],[Lamp / Luminaire Category]]&Table1323[[#This Row],[Rebate Category]],Table1[PrescribedSource - Rebate ID],0))),\"\")","v":""}]
[null,{"$f":"IF(Table1323[[#This Row],[Space Type]]=\"\",\"\",\"L-\"&ROW(46:46))","v":""},null,null,null,null,null,null,null,{"$f":"IFERROR(IF(Table1323[[#This Row],[Space Type]]=\"\",\"\",IF(Table1323[[#This Row],[Lamp / Luminaire Category]]=\"No eligible rebate\",\"\",IF(Table1323[[#This Row],[Rebate Category]]=\"\",\"select rebate\",INDEX(Table1[Actual Baseline W],MATCH(Table1323[[#This Row],[Lamp / Luminaire Category]]&Table1323[[#This Row],[Rebate Category]],Table1[PrescribedSource - Rebate ID],0))))),\"\")","v":""},{"$f":"IFERROR(IF(Table1323[[#This Row],[No]]=\"\",\"\",IF(Table1323[[#This Row],[Space Type]]=\"\",\"select Space Type\",IF(Table1323[[#This Row],[Baseline Operating hours]]<>\"\",\"user defined\",INDEX(Table5[Hours],MATCH(Table1323[[#This Row],[Space Type]],Table5[Space Type],0))))),\"\")","v":""},null,{"$f":"IFERROR(INDEX(Table1[Rebate],MATCH(Table1323[[#This Row],[Lamp / Luminaire Category]]&Table1323[[#This Row],[Rebate Category]],Table1[PrescribedSource - Rebate ID],0)),\"\")","v":""},{"$f":"IFERROR(INDEX(Table1[Rebate Unit],MATCH(Table1323[[#This Row],[Lamp / Luminaire Category]]&Table1323[[#This Row],[Rebate Category]],Table1[PrescribedSource - Rebate ID],0)),\"\")","v":""},null,{"$f":"IFERROR(IF(Table1323[[#This Row],[Lamp / Luminaire Category]]=\"No eligible rebate\",\"no rebate\",INDEX(Table1[Retrofit W],MATCH(Table1323[[#This Row],[Lamp / Luminaire Category]]&Table1323[[#This Row],[Rebate Category]],Table1[PrescribedSource - Rebate ID],0))),\"\")","v":""},null,null,null,{"$f":"IFERROR(INDEX(Table1[Rebate],MATCH(Table1323[[#This Row],[Lamp / Luminaire Category]]&Table1323[[#This Row],[Rebate Category]],Table1[PrescribedSource - Rebate ID],0))*Table1323[[#This Row],[Quantity of luminaires]],0)","v":0},{"$f":"IF(OR(Table1323[[#This Row],[Automatic Controls?]]=\"Fixture integrated Occupancy / Daylight Harvesting sensor\",Table1323[[#This Row],[Automatic Controls?]]=\"Ceiling / wall mounted Occupancy / Daylight Harvesting sensor\",Table1323[[#This Row],[Automatic Controls?]]=\"Timer\"),45*Table1323[[#This Row],[Number of occupancy sensors]],\"\")","v":""},{"$f":"IFERROR(IF(Table1323[[#This Row],[Controls Rebate]]=\"\",0,Table1323[[#This Row],[Controls Rebate]])+Table1323[[#This Row],[Lighting Rebate]],\"\")","v":0},{"$f":"IFERROR(INDEX(Table1[Rebate Savings],MATCH(Table1323[[#This Row],[Lamp / Luminaire Category]]&Table1323[[#This Row],[Rebate Category]],Table1[PrescribedSource - Rebate ID],0))*Table1323[[#This Row],[Quantity of luminaires]]/1000,0)","v":0},{"$f":"IFERROR(Table1323[[#This Row],[Rebate kW Savings]]*IF(Table1323[[#This Row],[Assumed hours from space type]]=\"user defined\",Table1323[[#This Row],[Baseline Operating hours]],Table1323[[#This Row],[Assumed hours from space type]]),0)","v":0},{"$f":"IF(OR(Table1323[[#This Row],[Automatic Controls?]]=\"Fixture integrated occupancy sensor\",Table1323[[#This Row],[Automatic Controls?]]=\"Ceiling / wall mounted occupancy sensor\"),Table1323[[#This Row],[Quantity of luminaires]]*IF(Table1323[[#This Row],[Rebate Category]]<>\"\",INDEX(Table1[Retrofit W],MATCH(Table1323[[#This Row],[Rebate Category]],Table1[BC Hydro Rebate Category],0)),Table1323[[#This Row],[Retrofit W defined by user (no rebate)]])/1000*IF(Table1323[[#This Row],[Assumed hours from space type]]=\"user defined\",Table1323[[#This Row],[Baseline Operating hours]],Table1323[[#This Row],[Assumed hours from space type]])*0.2,0)","v":0},{"$f":"Table1323[[#This Row],[Rebate kWh savings]]+Table1323[[#This Row],[Controls Rebate kWh Savings]]","v":0},{"$f":"IFERROR(IF(Table1323[[#This Row],[Quantity of luminaires]]=\"\",\"\",IF(Table1323[[#This Row],[Lamp / Luminaire Category]]=\"No eligible rebate\",(Table1323[[#This Row],[Baseline W defined by user]]-Table1323[[#This Row],[Retrofit W defined by user (no rebate)]])*Table1323[[#This Row],[Quantity of luminaires]]/1000,(Table1323[[#This Row],[Assumed Baseline W by source]]-Table1323[[#This Row],[LED Luminaire W by rebate]])*Table1323[[#This Row],[Quantity of luminaires]]/1000)),0)","v":""},{"$f":"IFERROR(IF(Table1323[[#This Row],[Lamp / Luminaire Category]]=\"No eligible rebate\",Table1323[[#This Row],[Quantity of luminaires]]*(Table1323[[#This Row],[Baseline W defined by user]]-Table1323[[#This Row],[Retrofit W defined by user (no rebate)]])/1000*IF(Table1323[[#This Row],[Assumed hours from space type]]=\"user defined\",Table1323[[#This Row],[Baseline Operating hours]],Table1323[[#This Row],[Assumed hours from space type]])+Table1323[[#This Row],[Controls Rebate kWh Savings]],Table1323[[#This Row],[Quantity of luminaires]]*(INDEX(Table1[Actual Baseline W],MATCH(Table1323[[#This Row],[Lamp / Luminaire Category]]&Table1323[[#This Row],[Rebate Category]],Table1[PrescribedSource - Rebate ID],0))/1000-Table1323[[#This Row],[LED Luminaire W by rebate]]/1000)*IF(Table1323[[#This Row],[Assumed hours from space type]]=\"user defined\",Table1323[[#This Row],[Baseline Operating hours]],Table1323[[#This Row],[Assumed hours from space type]])+Table1323[[#This Row],[Controls Rebate kWh Savings]]),0)","v":0},{"$f":"IFERROR(IF(Table1323[[#This Row],[Rebate kW Savings]]=0,Table1323[[#This Row],[Demand Savings, kW]],INDEX(Table1[Actual Savings],MATCH(Table1323[[#This Row],[Lamp / Luminaire Category]]&Table1323[[#This Row],[Rebate Category]],Table1[PrescribedSource - Rebate ID],0))*Table1323[[#This Row],[Quantity of luminaires]]/1000),0)","v":""},{"$f":"IFERROR(Table1323[[#This Row],[BC Housing Site kW Savings]]*IF(Table1323[[#This Row],[Assumed hours from space type]]=\"user defined\",Table1323[[#This Row],[Baseline Operating hours]],Table1323[[#This Row],[Assumed hours from space type]])+Table1323[[#This Row],[Controls Rebate kWh Savings]],0)","v":0},{"$f":"IFERROR(IF(Table1323[[#This Row],[Lamp / Luminaire Category]]=\"No eligible rebate\",Table1323[[#This Row],[Lighting Technology]]&\" retrofit with no rebate\",Table1323[[#This Row],[Rebate Category]]),\"\")","v":0},{"$f":"IF(Table1323[[#This Row],[Lamp / Luminaire Category]]=\"No eligible rebate\",1,0)","v":0},{"$f":"IFERROR(IF(IF(Table1323[[#This Row],[Assumed hours from space type]]=\"user defined\",Table1323[[#This Row],[Baseline Operating hours]],Table1323[[#This Row],[Assumed hours from space type]])<3600,0,IF(AND(IF(Table1323[[#This Row],[Assumed hours from space type]]=\"user defined\",Table1323[[#This Row],[Baseline Operating hours]],Table1323[[#This Row],[Assumed hours from space type]])>=3600,OR(Table1323[[#This Row],[Automatic Controls?]]=\"None\",Table1323[[#This Row],[Automatic Controls?]]=\"\")),IF(Table1323[[#This Row],[Lamp / Luminaire Category]]=\"No eligible rebate\",Table1323[[#This Row],[Baseline W defined by user]]-Table1323[[#This Row],[Retrofit W defined by user (no rebate)]],Table1323[[#This Row],[Assumed Baseline W by source]]-Table1323[[#This Row],[LED Luminaire W by rebate]]),IF(AND(IF(Table1323[[#This Row],[Assumed hours from space type]]=\"user defined\",Table1323[[#This Row],[Baseline Operating hours]],Table1323[[#This Row],[Assumed hours from space type]])>=(3600/0.8),OR(Table1323[[#This Row],[Automatic Controls?]]=\"Fixture integrated occupancy sensor\",Table1323[[#This Row],[Automatic Controls?]]=\"Ceiling / wall mounted occupancy sensor\")),IF(Table1323[[#This Row],[Lamp / Luminaire Category]]=\"No eligible rebate\",(Table1323[[#This Row],[Baseline W defined by user]]-Table1323[[#This Row],[Retrofit W defined by user (no rebate)]]),Table1323[[#This Row],[Assumed Baseline W by source]]-Table1323[[#This Row],[LED Luminaire W by rebate]]),IF(AND(IF(Table1323[[#This Row],[Assumed hours from space type]]=\"user defined\",Table1323[[#This Row],[Baseline Operating hours]],Table1323[[#This Row],[Assumed hours from space type]])<(3600/0.8),OR(Table1323[[#This Row],[Automatic Controls?]]=\"Fixture integrated occupancy sensor\",Table1323[[#This Row],[Automatic Controls?]]=\"Ceiling / wall mounted occupancy sensor\")),IF(Table1323[[#This Row],[Lamp / Luminaire Category]]=\"No eligible rebate\",Table1323[[#This Row],[Baseline W defined by user]],Table1323[[#This Row],[Assumed Baseline W by source]])))))*Table1323[[#This Row],[Quantity of luminaires]]/1000,\"\")","v":""},{"$f":"Table1323[[#This Row],[LED lamp/luminaire retrofit part '#]]","v":0},{"$f":"IF(Table1323[[#This Row],[Rebate Unit]]=\"per lamp\",INDEX(Table1[Number of Lamps],MATCH(Table1323[[#This Row],[Lamp / Luminaire Category]]&Table1323[[#This Row],[Rebate Category]],Table1[PrescribedSource - Rebate ID],0)),1)*Table1323[[#This Row],[Quantity of luminaires]]","v":0},{"$f":"IFERROR(IF(Table1323[[#This Row],[Lamp / Luminaire Category]]=\"No eligible rebate\",\"no eligible rebate\",INDEX(Table1[BC Hydro xRM ECM],MATCH(Table1323[[#This Row],[Lamp / Luminaire Category]]&Table1323[[#This Row],[Rebate Category]],Table1[PrescribedSource - Rebate ID],0))),\"\")","v":""}]
[null,{"$f":"IF(Table1323[[#This Row],[Space Type]]=\"\",\"\",\"L-\"&ROW(47:47))","v":""},null,null,null,null,null,null,null,{"$f":"IFERROR(IF(Table1323[[#This Row],[Space Type]]=\"\",\"\",IF(Table1323[[#This Row],[Lamp / Luminaire Category]]=\"No eligible rebate\",\"\",IF(Table1323[[#This Row],[Rebate Category]]=\"\",\"select rebate\",INDEX(Table1[Actual Baseline W],MATCH(Table1323[[#This Row],[Lamp / Luminaire Category]]&Table1323[[#This Row],[Rebate Category]],Table1[PrescribedSource - Rebate ID],0))))),\"\")","v":""},{"$f":"IFERROR(IF(Table1323[[#This Row],[No]]=\"\",\"\",IF(Table1323[[#This Row],[Space Type]]=\"\",\"select Space Type\",IF(Table1323[[#This Row],[Baseline Operating hours]]<>\"\",\"user defined\",INDEX(Table5[Hours],MATCH(Table1323[[#This Row],[Space Type]],Table5[Space Type],0))))),\"\")","v":""},null,{"$f":"IFERROR(INDEX(Table1[Rebate],MATCH(Table1323[[#This Row],[Lamp / Luminaire Category]]&Table1323[[#This Row],[Rebate Category]],Table1[PrescribedSource - Rebate ID],0)),\"\")","v":""},{"$f":"IFERROR(INDEX(Table1[Rebate Unit],MATCH(Table1323[[#This Row],[Lamp / Luminaire Category]]&Table1323[[#This Row],[Rebate Category]],Table1[PrescribedSource - Rebate ID],0)),\"\")","v":""},null,{"$f":"IFERROR(IF(Table1323[[#This Row],[Lamp / Luminaire Category]]=\"No eligible rebate\",\"no rebate\",INDEX(Table1[Retrofit W],MATCH(Table1323[[#This Row],[Lamp / Luminaire Category]]&Table1323[[#This Row],[Rebate Category]],Table1[PrescribedSource - Rebate ID],0))),\"\")","v":""},null,null,null,{"$f":"IFERROR(INDEX(Table1[Rebate],MATCH(Table1323[[#This Row],[Lamp / Luminaire Category]]&Table1323[[#This Row],[Rebate Category]],Table1[PrescribedSource - Rebate ID],0))*Table1323[[#This Row],[Quantity of luminaires]],0)","v":0},{"$f":"IF(OR(Table1323[[#This Row],[Automatic Controls?]]=\"Fixture integrated Occupancy / Daylight Harvesting sensor\",Table1323[[#This Row],[Automatic Controls?]]=\"Ceiling / wall mounted Occupancy / Daylight Harvesting sensor\",Table1323[[#This Row],[Automatic Controls?]]=\"Timer\"),45*Table1323[[#This Row],[Number of occupancy sensors]],\"\")","v":""},{"$f":"IFERROR(IF(Table1323[[#This Row],[Controls Rebate]]=\"\",0,Table1323[[#This Row],[Controls Rebate]])+Table1323[[#This Row],[Lighting Rebate]],\"\")","v":0},{"$f":"IFERROR(INDEX(Table1[Rebate Savings],MATCH(Table1323[[#This Row],[Lamp / Luminaire Category]]&Table1323[[#This Row],[Rebate Category]],Table1[PrescribedSource - Rebate ID],0))*Table1323[[#This Row],[Quantity of luminaires]]/1000,0)","v":0},{"$f":"IFERROR(Table1323[[#This Row],[Rebate kW Savings]]*IF(Table1323[[#This Row],[Assumed hours from space type]]=\"user defined\",Table1323[[#This Row],[Baseline Operating hours]],Table1323[[#This Row],[Assumed hours from space type]]),0)","v":0},{"$f":"IF(OR(Table1323[[#This Row],[Automatic Controls?]]=\"Fixture integrated occupancy sensor\",Table1323[[#This Row],[Automatic Controls?]]=\"Ceiling / wall mounted occupancy sensor\"),Table1323[[#This Row],[Quantity of luminaires]]*IF(Table1323[[#This Row],[Rebate Category]]<>\"\",INDEX(Table1[Retrofit W],MATCH(Table1323[[#This Row],[Rebate Category]],Table1[BC Hydro Rebate Category],0)),Table1323[[#This Row],[Retrofit W defined by user (no rebate)]])/1000*IF(Table1323[[#This Row],[Assumed hours from space type]]=\"user defined\",Table1323[[#This Row],[Baseline Operating hours]],Table1323[[#This Row],[Assumed hours from space type]])*0.2,0)","v":0},{"$f":"Table1323[[#This Row],[Rebate kWh savings]]+Table1323[[#This Row],[Controls Rebate kWh Savings]]","v":0},{"$f":"IFERROR(IF(Table1323[[#This Row],[Quantity of luminaires]]=\"\",\"\",IF(Table1323[[#This Row],[Lamp / Luminaire Category]]=\"No eligible rebate\",(Table1323[[#This Row],[Baseline W defined by user]]-Table1323[[#This Row],[Retrofit W defined by user (no rebate)]])*Table1323[[#This Row],[Quantity of luminaires]]/1000,(Table1323[[#This Row],[Assumed Baseline W by source]]-Table1323[[#This Row],[LED Luminaire W by rebate]])*Table1323[[#This Row],[Quantity of luminaires]]/1000)),0)","v":""},{"$f":"IFERROR(IF(Table1323[[#This Row],[Lamp / Luminaire Category]]=\"No eligible rebate\",Table1323[[#This Row],[Quantity of luminaires]]*(Table1323[[#This Row],[Baseline W defined by user]]-Table1323[[#This Row],[Retrofit W defined by user (no rebate)]])/1000*IF(Table1323[[#This Row],[Assumed hours from space type]]=\"user defined\",Table1323[[#This Row],[Baseline Operating hours]],Table1323[[#This Row],[Assumed hours from space type]])+Table1323[[#This Row],[Controls Rebate kWh Savings]],Table1323[[#This Row],[Quantity of luminaires]]*(INDEX(Table1[Actual Baseline W],MATCH(Table1323[[#This Row],[Lamp / Luminaire Category]]&Table1323[[#This Row],[Rebate Category]],Table1[PrescribedSource - Rebate ID],0))/1000-Table1323[[#This Row],[LED Luminaire W by rebate]]/1000)*IF(Table1323[[#This Row],[Assumed hours from space type]]=\"user defined\",Table1323[[#This Row],[Baseline Operating hours]],Table1323[[#This Row],[Assumed hours from space type]])+Table1323[[#This Row],[Controls Rebate kWh Savings]]),0)","v":0},{"$f":"IFERROR(IF(Table1323[[#This Row],[Rebate kW Savings]]=0,Table1323[[#This Row],[Demand Savings, kW]],INDEX(Table1[Actual Savings],MATCH(Table1323[[#This Row],[Lamp / Luminaire Category]]&Table1323[[#This Row],[Rebate Category]],Table1[PrescribedSource - Rebate ID],0))*Table1323[[#This Row],[Quantity of luminaires]]/1000),0)","v":""},{"$f":"IFERROR(Table1323[[#This Row],[BC Housing Site kW Savings]]*IF(Table1323[[#This Row],[Assumed hours from space type]]=\"user defined\",Table1323[[#This Row],[Baseline Operating hours]],Table1323[[#This Row],[Assumed hours from space type]])+Table1323[[#This Row],[Controls Rebate kWh Savings]],0)","v":0},{"$f":"IFERROR(IF(Table1323[[#This Row],[Lamp / Luminaire Category]]=\"No eligible rebate\",Table1323[[#This Row],[Lighting Technology]]&\" retrofit with no rebate\",Table1323[[#This Row],[Rebate Category]]),\"\")","v":0},{"$f":"IF(Table1323[[#This Row],[Lamp / Luminaire Category]]=\"No eligible rebate\",1,0)","v":0},{"$f":"IFERROR(IF(IF(Table1323[[#This Row],[Assumed hours from space type]]=\"user defined\",Table1323[[#This Row],[Baseline Operating hours]],Table1323[[#This Row],[Assumed hours from space type]])<3600,0,IF(AND(IF(Table1323[[#This Row],[Assumed hours from space type]]=\"user defined\",Table1323[[#This Row],[Baseline Operating hours]],Table1323[[#This Row],[Assumed hours from space type]])>=3600,OR(Table1323[[#This Row],[Automatic Controls?]]=\"None\",Table1323[[#This Row],[Automatic Controls?]]=\"\")),IF(Table1323[[#This Row],[Lamp / Luminaire Category]]=\"No eligible rebate\",Table1323[[#This Row],[Baseline W defined by user]]-Table1323[[#This Row],[Retrofit W defined by user (no rebate)]],Table1323[[#This Row],[Assumed Baseline W by source]]-Table1323[[#This Row],[LED Luminaire W by rebate]]),IF(AND(IF(Table1323[[#This Row],[Assumed hours from space type]]=\"user defined\",Table1323[[#This Row],[Baseline Operating hours]],Table1323[[#This Row],[Assumed hours from space type]])>=(3600/0.8),OR(Table1323[[#This Row],[Automatic Controls?]]=\"Fixture integrated occupancy sensor\",Table1323[[#This Row],[Automatic Controls?]]=\"Ceiling / wall mounted occupancy sensor\")),IF(Table1323[[#This Row],[Lamp / Luminaire Category]]=\"No eligible rebate\",(Table1323[[#This Row],[Baseline W defined by user]]-Table1323[[#This Row],[Retrofit W defined by user (no rebate)]]),Table1323[[#This Row],[Assumed Baseline W by source]]-Table1323[[#This Row],[LED Luminaire W by rebate]]),IF(AND(IF(Table1323[[#This Row],[Assumed hours from space type]]=\"user defined\",Table1323[[#This Row],[Baseline Operating hours]],Table1323[[#This Row],[Assumed hours from space type]])<(3600/0.8),OR(Table1323[[#This Row],[Automatic Controls?]]=\"Fixture integrated occupancy sensor\",Table1323[[#This Row],[Automatic Controls?]]=\"Ceiling / wall mounted occupancy sensor\")),IF(Table1323[[#This Row],[Lamp / Luminaire Category]]=\"No eligible rebate\",Table1323[[#This Row],[Baseline W defined by user]],Table1323[[#This Row],[Assumed Baseline W by source]])))))*Table1323[[#This Row],[Quantity of luminaires]]/1000,\"\")","v":""},{"$f":"Table1323[[#This Row],[LED lamp/luminaire retrofit part '#]]","v":0},{"$f":"IF(Table1323[[#This Row],[Rebate Unit]]=\"per lamp\",INDEX(Table1[Number of Lamps],MATCH(Table1323[[#This Row],[Lamp / Luminaire Category]]&Table1323[[#This Row],[Rebate Category]],Table1[PrescribedSource - Rebate ID],0)),1)*Table1323[[#This Row],[Quantity of luminaires]]","v":0},{"$f":"IFERROR(IF(Table1323[[#This Row],[Lamp / Luminaire Category]]=\"No eligible rebate\",\"no eligible rebate\",INDEX(Table1[BC Hydro xRM ECM],MATCH(Table1323[[#This Row],[Lamp / Luminaire Category]]&Table1323[[#This Row],[Rebate Category]],Table1[PrescribedSource - Rebate ID],0))),\"\")","v":""}]
[null,{"$f":"IF(Table1323[[#This Row],[Space Type]]=\"\",\"\",\"L-\"&ROW(48:48))","v":""},null,null,null,null,null,null,null,{"$f":"IFERROR(IF(Table1323[[#This Row],[Space Type]]=\"\",\"\",IF(Table1323[[#This Row],[Lamp / Luminaire Category]]=\"No eligible rebate\",\"\",IF(Table1323[[#This Row],[Rebate Category]]=\"\",\"select rebate\",INDEX(Table1[Actual Baseline W],MATCH(Table1323[[#This Row],[Lamp / Luminaire Category]]&Table1323[[#This Row],[Rebate Category]],Table1[PrescribedSource - Rebate ID],0))))),\"\")","v":""},{"$f":"IFERROR(IF(Table1323[[#This Row],[No]]=\"\",\"\",IF(Table1323[[#This Row],[Space Type]]=\"\",\"select Space Type\",IF(Table1323[[#This Row],[Baseline Operating hours]]<>\"\",\"user defined\",INDEX(Table5[Hours],MATCH(Table1323[[#This Row],[Space Type]],Table5[Space Type],0))))),\"\")","v":""},null,{"$f":"IFERROR(INDEX(Table1[Rebate],MATCH(Table1323[[#This Row],[Lamp / Luminaire Category]]&Table1323[[#This Row],[Rebate Category]],Table1[PrescribedSource - Rebate ID],0)),\"\")","v":""},{"$f":"IFERROR(INDEX(Table1[Rebate Unit],MATCH(Table1323[[#This Row],[Lamp / Luminaire Category]]&Table1323[[#This Row],[Rebate Category]],Table1[PrescribedSource - Rebate ID],0)),\"\")","v":""},null,{"$f":"IFERROR(IF(Table1323[[#This Row],[Lamp / Luminaire Category]]=\"No eligible rebate\",\"no rebate\",INDEX(Table1[Retrofit W],MATCH(Table1323[[#This Row],[Lamp / Luminaire Category]]&Table1323[[#This Row],[Rebate Category]],Table1[PrescribedSource - Rebate ID],0))),\"\")","v":""},null,null,null,{"$f":"IFERROR(INDEX(Table1[Rebate],MATCH(Table1323[[#This Row],[Lamp / Luminaire Category]]&Table1323[[#This Row],[Rebate Category]],Table1[PrescribedSource - Rebate ID],0))*Table1323[[#This Row],[Quantity of luminaires]],0)","v":0},{"$f":"IF(OR(Table1323[[#This Row],[Automatic Controls?]]=\"Fixture integrated Occupancy / Daylight Harvesting sensor\",Table1323[[#This Row],[Automatic Controls?]]=\"Ceiling / wall mounted Occupancy / Daylight Harvesting sensor\",Table1323[[#This Row],[Automatic Controls?]]=\"Timer\"),45*Table1323[[#This Row],[Number of occupancy sensors]],\"\")","v":""},{"$f":"IFERROR(IF(Table1323[[#This Row],[Controls Rebate]]=\"\",0,Table1323[[#This Row],[Controls Rebate]])+Table1323[[#This Row],[Lighting Rebate]],\"\")","v":0},{"$f":"IFERROR(INDEX(Table1[Rebate Savings],MATCH(Table1323[[#This Row],[Lamp / Luminaire Category]]&Table1323[[#This Row],[Rebate Category]],Table1[PrescribedSource - Rebate ID],0))*Table1323[[#This Row],[Quantity of luminaires]]/1000,0)","v":0},{"$f":"IFERROR(Table1323[[#This Row],[Rebate kW Savings]]*IF(Table1323[[#This Row],[Assumed hours from space type]]=\"user defined\",Table1323[[#This Row],[Baseline Operating hours]],Table1323[[#This Row],[Assumed hours from space type]]),0)","v":0},{"$f":"IF(OR(Table1323[[#This Row],[Automatic Controls?]]=\"Fixture integrated occupancy sensor\",Table1323[[#This Row],[Automatic Controls?]]=\"Ceiling / wall mounted occupancy sensor\"),Table1323[[#This Row],[Quantity of luminaires]]*IF(Table1323[[#This Row],[Rebate Category]]<>\"\",INDEX(Table1[Retrofit W],MATCH(Table1323[[#This Row],[Rebate Category]],Table1[BC Hydro Rebate Category],0)),Table1323[[#This Row],[Retrofit W defined by user (no rebate)]])/1000*IF(Table1323[[#This Row],[Assumed hours from space type]]=\"user defined\",Table1323[[#This Row],[Baseline Operating hours]],Table1323[[#This Row],[Assumed hours from space type]])*0.2,0)","v":0},{"$f":"Table1323[[#This Row],[Rebate kWh savings]]+Table1323[[#This Row],[Controls Rebate kWh Savings]]","v":0},{"$f":"IFERROR(IF(Table1323[[#This Row],[Quantity of luminaires]]=\"\",\"\",IF(Table1323[[#This Row],[Lamp / Luminaire Category]]=\"No eligible rebate\",(Table1323[[#This Row],[Baseline W defined by user]]-Table1323[[#This Row],[Retrofit W defined by user (no rebate)]])*Table1323[[#This Row],[Quantity of luminaires]]/1000,(Table1323[[#This Row],[Assumed Baseline W by source]]-Table1323[[#This Row],[LED Luminaire W by rebate]])*Table1323[[#This Row],[Quantity of luminaires]]/1000)),0)","v":""},{"$f":"IFERROR(IF(Table1323[[#This Row],[Lamp / Luminaire Category]]=\"No eligible rebate\",Table1323[[#This Row],[Quantity of luminaires]]*(Table1323[[#This Row],[Baseline W defined by user]]-Table1323[[#This Row],[Retrofit W defined by user (no rebate)]])/1000*IF(Table1323[[#This Row],[Assumed hours from space type]]=\"user defined\",Table1323[[#This Row],[Baseline Operating hours]],Table1323[[#This Row],[Assumed hours from space type]])+Table1323[[#This Row],[Controls Rebate kWh Savings]],Table1323[[#This Row],[Quantity of luminaires]]*(INDEX(Table1[Actual Baseline W],MATCH(Table1323[[#This Row],[Lamp / Luminaire Category]]&Table1323[[#This Row],[Rebate Category]],Table1[PrescribedSource - Rebate ID],0))/1000-Table1323[[#This Row],[LED Luminaire W by rebate]]/1000)*IF(Table1323[[#This Row],[Assumed hours from space type]]=\"user defined\",Table1323[[#This Row],[Baseline Operating hours]],Table1323[[#This Row],[Assumed hours from space type]])+Table1323[[#This Row],[Controls Rebate kWh Savings]]),0)","v":0},{"$f":"IFERROR(IF(Table1323[[#This Row],[Rebate kW Savings]]=0,Table1323[[#This Row],[Demand Savings, kW]],INDEX(Table1[Actual Savings],MATCH(Table1323[[#This Row],[Lamp / Luminaire Category]]&Table1323[[#This Row],[Rebate Category]],Table1[PrescribedSource - Rebate ID],0))*Table1323[[#This Row],[Quantity of luminaires]]/1000),0)","v":""},{"$f":"IFERROR(Table1323[[#This Row],[BC Housing Site kW Savings]]*IF(Table1323[[#This Row],[Assumed hours from space type]]=\"user defined\",Table1323[[#This Row],[Baseline Operating hours]],Table1323[[#This Row],[Assumed hours from space type]])+Table1323[[#This Row],[Controls Rebate kWh Savings]],0)","v":0},{"$f":"IFERROR(IF(Table1323[[#This Row],[Lamp / Luminaire Category]]=\"No eligible rebate\",Table1323[[#This Row],[Lighting Technology]]&\" retrofit with no rebate\",Table1323[[#This Row],[Rebate Category]]),\"\")","v":0},{"$f":"IF(Table1323[[#This Row],[Lamp / Luminaire Category]]=\"No eligible rebate\",1,0)","v":0},{"$f":"IFERROR(IF(IF(Table1323[[#This Row],[Assumed hours from space type]]=\"user defined\",Table1323[[#This Row],[Baseline Operating hours]],Table1323[[#This Row],[Assumed hours from space type]])<3600,0,IF(AND(IF(Table1323[[#This Row],[Assumed hours from space type]]=\"user defined\",Table1323[[#This Row],[Baseline Operating hours]],Table1323[[#This Row],[Assumed hours from space type]])>=3600,OR(Table1323[[#This Row],[Automatic Controls?]]=\"None\",Table1323[[#This Row],[Automatic Controls?]]=\"\")),IF(Table1323[[#This Row],[Lamp / Luminaire Category]]=\"No eligible rebate\",Table1323[[#This Row],[Baseline W defined by user]]-Table1323[[#This Row],[Retrofit W defined by user (no rebate)]],Table1323[[#This Row],[Assumed Baseline W by source]]-Table1323[[#This Row],[LED Luminaire W by rebate]]),IF(AND(IF(Table1323[[#This Row],[Assumed hours from space type]]=\"user defined\",Table1323[[#This Row],[Baseline Operating hours]],Table1323[[#This Row],[Assumed hours from space type]])>=(3600/0.8),OR(Table1323[[#This Row],[Automatic Controls?]]=\"Fixture integrated occupancy sensor\",Table1323[[#This Row],[Automatic Controls?]]=\"Ceiling / wall mounted occupancy sensor\")),IF(Table1323[[#This Row],[Lamp / Luminaire Category]]=\"No eligible rebate\",(Table1323[[#This Row],[Baseline W defined by user]]-Table1323[[#This Row],[Retrofit W defined by user (no rebate)]]),Table1323[[#This Row],[Assumed Baseline W by source]]-Table1323[[#This Row],[LED Luminaire W by rebate]]),IF(AND(IF(Table1323[[#This Row],[Assumed hours from space type]]=\"user defined\",Table1323[[#This Row],[Baseline Operating hours]],Table1323[[#This Row],[Assumed hours from space type]])<(3600/0.8),OR(Table1323[[#This Row],[Automatic Controls?]]=\"Fixture integrated occupancy sensor\",Table1323[[#This Row],[Automatic Controls?]]=\"Ceiling / wall mounted occupancy sensor\")),IF(Table1323[[#This Row],[Lamp / Luminaire Category]]=\"No eligible rebate\",Table1323[[#This Row],[Baseline W defined by user]],Table1323[[#This Row],[Assumed Baseline W by source]])))))*Table1323[[#This Row],[Quantity of luminaires]]/1000,\"\")","v":""},{"$f":"Table1323[[#This Row],[LED lamp/luminaire retrofit part '#]]","v":0},{"$f":"IF(Table1323[[#This Row],[Rebate Unit]]=\"per lamp\",INDEX(Table1[Number of Lamps],MATCH(Table1323[[#This Row],[Lamp / Luminaire Category]]&Table1323[[#This Row],[Rebate Category]],Table1[PrescribedSource - Rebate ID],0)),1)*Table1323[[#This Row],[Quantity of luminaires]]","v":0},{"$f":"IFERROR(IF(Table1323[[#This Row],[Lamp / Luminaire Category]]=\"No eligible rebate\",\"no eligible rebate\",INDEX(Table1[BC Hydro xRM ECM],MATCH(Table1323[[#This Row],[Lamp / Luminaire Category]]&Table1323[[#This Row],[Rebate Category]],Table1[PrescribedSource - Rebate ID],0))),\"\")","v":""}]
[null,{"$f":"IF(Table1323[[#This Row],[Space Type]]=\"\",\"\",\"L-\"&ROW(49:49))","v":""},null,null,null,null,null,null,null,{"$f":"IFERROR(IF(Table1323[[#This Row],[Space Type]]=\"\",\"\",IF(Table1323[[#This Row],[Lamp / Luminaire Category]]=\"No eligible rebate\",\"\",IF(Table1323[[#This Row],[Rebate Category]]=\"\",\"select rebate\",INDEX(Table1[Actual Baseline W],MATCH(Table1323[[#This Row],[Lamp / Luminaire Category]]&Table1323[[#This Row],[Rebate Category]],Table1[PrescribedSource - Rebate ID],0))))),\"\")","v":""},{"$f":"IFERROR(IF(Table1323[[#This Row],[No]]=\"\",\"\",IF(Table1323[[#This Row],[Space Type]]=\"\",\"select Space Type\",IF(Table1323[[#This Row],[Baseline Operating hours]]<>\"\",\"user defined\",INDEX(Table5[Hours],MATCH(Table1323[[#This Row],[Space Type]],Table5[Space Type],0))))),\"\")","v":""},null,{"$f":"IFERROR(INDEX(Table1[Rebate],MATCH(Table1323[[#This Row],[Lamp / Luminaire Category]]&Table1323[[#This Row],[Rebate Category]],Table1[PrescribedSource - Rebate ID],0)),\"\")","v":""},{"$f":"IFERROR(INDEX(Table1[Rebate Unit],MATCH(Table1323[[#This Row],[Lamp / Luminaire Category]]&Table1323[[#This Row],[Rebate Category]],Table1[PrescribedSource - Rebate ID],0)),\"\")","v":""},null,{"$f":"IFERROR(IF(Table1323[[#This Row],[Lamp / Luminaire Category]]=\"No eligible rebate\",\"no rebate\",INDEX(Table1[Retrofit W],MATCH(Table1323[[#This Row],[Lamp / Luminaire Category]]&Table1323[[#This Row],[Rebate Category]],Table1[PrescribedSource - Rebate ID],0))),\"\")","v":""},null,null,null,{"$f":"IFERROR(INDEX(Table1[Rebate],MATCH(Table1323[[#This Row],[Lamp / Luminaire Category]]&Table1323[[#This Row],[Rebate Category]],Table1[PrescribedSource - Rebate ID],0))*Table1323[[#This Row],[Quantity of luminaires]],0)","v":0},{"$f":"IF(OR(Table1323[[#This Row],[Automatic Controls?]]=\"Fixture integrated Occupancy / Daylight Harvesting sensor\",Table1323[[#This Row],[Automatic Controls?]]=\"Ceiling / wall mounted Occupancy / Daylight Harvesting sensor\",Table1323[[#This Row],[Automatic Controls?]]=\"Timer\"),45*Table1323[[#This Row],[Number of occupancy sensors]],\"\")","v":""},{"$f":"IFERROR(IF(Table1323[[#This Row],[Controls Rebate]]=\"\",0,Table1323[[#This Row],[Controls Rebate]])+Table1323[[#This Row],[Lighting Rebate]],\"\")","v":0},{"$f":"IFERROR(INDEX(Table1[Rebate Savings],MATCH(Table1323[[#This Row],[Lamp / Luminaire Category]]&Table1323[[#This Row],[Rebate Category]],Table1[PrescribedSource - Rebate ID],0))*Table1323[[#This Row],[Quantity of luminaires]]/1000,0)","v":0},{"$f":"IFERROR(Table1323[[#This Row],[Rebate kW Savings]]*IF(Table1323[[#This Row],[Assumed hours from space type]]=\"user defined\",Table1323[[#This Row],[Baseline Operating hours]],Table1323[[#This Row],[Assumed hours from space type]]),0)","v":0},{"$f":"IF(OR(Table1323[[#This Row],[Automatic Controls?]]=\"Fixture integrated occupancy sensor\",Table1323[[#This Row],[Automatic Controls?]]=\"Ceiling / wall mounted occupancy sensor\"),Table1323[[#This Row],[Quantity of luminaires]]*IF(Table1323[[#This Row],[Rebate Category]]<>\"\",INDEX(Table1[Retrofit W],MATCH(Table1323[[#This Row],[Rebate Category]],Table1[BC Hydro Rebate Category],0)),Table1323[[#This Row],[Retrofit W defined by user (no rebate)]])/1000*IF(Table1323[[#This Row],[Assumed hours from space type]]=\"user defined\",Table1323[[#This Row],[Baseline Operating hours]],Table1323[[#This Row],[Assumed hours from space type]])*0.2,0)","v":0},{"$f":"Table1323[[#This Row],[Rebate kWh savings]]+Table1323[[#This Row],[Controls Rebate kWh Savings]]","v":0},{"$f":"IFERROR(IF(Table1323[[#This Row],[Quantity of luminaires]]=\"\",\"\",IF(Table1323[[#This Row],[Lamp / Luminaire Category]]=\"No eligible rebate\",(Table1323[[#This Row],[Baseline W defined by user]]-Table1323[[#This Row],[Retrofit W defined by user (no rebate)]])*Table1323[[#This Row],[Quantity of luminaires]]/1000,(Table1323[[#This Row],[Assumed Baseline W by source]]-Table1323[[#This Row],[LED Luminaire W by rebate]])*Table1323[[#This Row],[Quantity of luminaires]]/1000)),0)","v":""},{"$f":"IFERROR(IF(Table1323[[#This Row],[Lamp / Luminaire Category]]=\"No eligible rebate\",Table1323[[#This Row],[Quantity of luminaires]]*(Table1323[[#This Row],[Baseline W defined by user]]-Table1323[[#This Row],[Retrofit W defined by user (no rebate)]])/1000*IF(Table1323[[#This Row],[Assumed hours from space type]]=\"user defined\",Table1323[[#This Row],[Baseline Operating hours]],Table1323[[#This Row],[Assumed hours from space type]])+Table1323[[#This Row],[Controls Rebate kWh Savings]],Table1323[[#This Row],[Quantity of luminaires]]*(INDEX(Table1[Actual Baseline W],MATCH(Table1323[[#This Row],[Lamp / Luminaire Category]]&Table1323[[#This Row],[Rebate Category]],Table1[PrescribedSource - Rebate ID],0))/1000-Table1323[[#This Row],[LED Luminaire W by rebate]]/1000)*IF(Table1323[[#This Row],[Assumed hours from space type]]=\"user defined\",Table1323[[#This Row],[Baseline Operating hours]],Table1323[[#This Row],[Assumed hours from space type]])+Table1323[[#This Row],[Controls Rebate kWh Savings]]),0)","v":0},{"$f":"IFERROR(IF(Table1323[[#This Row],[Rebate kW Savings]]=0,Table1323[[#This Row],[Demand Savings, kW]],INDEX(Table1[Actual Savings],MATCH(Table1323[[#This Row],[Lamp / Luminaire Category]]&Table1323[[#This Row],[Rebate Category]],Table1[PrescribedSource - Rebate ID],0))*Table1323[[#This Row],[Quantity of luminaires]]/1000),0)","v":""},{"$f":"IFERROR(Table1323[[#This Row],[BC Housing Site kW Savings]]*IF(Table1323[[#This Row],[Assumed hours from space type]]=\"user defined\",Table1323[[#This Row],[Baseline Operating hours]],Table1323[[#This Row],[Assumed hours from space type]])+Table1323[[#This Row],[Controls Rebate kWh Savings]],0)","v":0},{"$f":"IFERROR(IF(Table1323[[#This Row],[Lamp / Luminaire Category]]=\"No eligible rebate\",Table1323[[#This Row],[Lighting Technology]]&\" retrofit with no rebate\",Table1323[[#This Row],[Rebate Category]]),\"\")","v":0},{"$f":"IF(Table1323[[#This Row],[Lamp / Luminaire Category]]=\"No eligible rebate\",1,0)","v":0},{"$f":"IFERROR(IF(IF(Table1323[[#This Row],[Assumed hours from space type]]=\"user defined\",Table1323[[#This Row],[Baseline Operating hours]],Table1323[[#This Row],[Assumed hours from space type]])<3600,0,IF(AND(IF(Table1323[[#This Row],[Assumed hours from space type]]=\"user defined\",Table1323[[#This Row],[Baseline Operating hours]],Table1323[[#This Row],[Assumed hours from space type]])>=3600,OR(Table1323[[#This Row],[Automatic Controls?]]=\"None\",Table1323[[#This Row],[Automatic Controls?]]=\"\")),IF(Table1323[[#This Row],[Lamp / Luminaire Category]]=\"No eligible rebate\",Table1323[[#This Row],[Baseline W defined by user]]-Table1323[[#This Row],[Retrofit W defined by user (no rebate)]],Table1323[[#This Row],[Assumed Baseline W by source]]-Table1323[[#This Row],[LED Luminaire W by rebate]]),IF(AND(IF(Table1323[[#This Row],[Assumed hours from space type]]=\"user defined\",Table1323[[#This Row],[Baseline Operating hours]],Table1323[[#This Row],[Assumed hours from space type]])>=(3600/0.8),OR(Table1323[[#This Row],[Automatic Controls?]]=\"Fixture integrated occupancy sensor\",Table1323[[#This Row],[Automatic Controls?]]=\"Ceiling / wall mounted occupancy sensor\")),IF(Table1323[[#This Row],[Lamp / Luminaire Category]]=\"No eligible rebate\",(Table1323[[#This Row],[Baseline W defined by user]]-Table1323[[#This Row],[Retrofit W defined by user (no rebate)]]),Table1323[[#This Row],[Assumed Baseline W by source]]-Table1323[[#This Row],[LED Luminaire W by rebate]]),IF(AND(IF(Table1323[[#This Row],[Assumed hours from space type]]=\"user defined\",Table1323[[#This Row],[Baseline Operating hours]],Table1323[[#This Row],[Assumed hours from space type]])<(3600/0.8),OR(Table1323[[#This Row],[Automatic Controls?]]=\"Fixture integrated occupancy sensor\",Table1323[[#This Row],[Automatic Controls?]]=\"Ceiling / wall mounted occupancy sensor\")),IF(Table1323[[#This Row],[Lamp / Luminaire Category]]=\"No eligible rebate\",Table1323[[#This Row],[Baseline W defined by user]],Table1323[[#This Row],[Assumed Baseline W by source]])))))*Table1323[[#This Row],[Quantity of luminaires]]/1000,\"\")","v":""},{"$f":"Table1323[[#This Row],[LED lamp/luminaire retrofit part '#]]","v":0},{"$f":"IF(Table1323[[#This Row],[Rebate Unit]]=\"per lamp\",INDEX(Table1[Number of Lamps],MATCH(Table1323[[#This Row],[Lamp / Luminaire Category]]&Table1323[[#This Row],[Rebate Category]],Table1[PrescribedSource - Rebate ID],0)),1)*Table1323[[#This Row],[Quantity of luminaires]]","v":0},{"$f":"IFERROR(IF(Table1323[[#This Row],[Lamp / Luminaire Category]]=\"No eligible rebate\",\"no eligible rebate\",INDEX(Table1[BC Hydro xRM ECM],MATCH(Table1323[[#This Row],[Lamp / Luminaire Category]]&Table1323[[#This Row],[Rebate Category]],Table1[PrescribedSource - Rebate ID],0))),\"\")","v":""}]
[null,{"$f":"IF(Table1323[[#This Row],[Space Type]]=\"\",\"\",\"L-\"&ROW(50:50))","v":""},null,null,null,null,null,null,null,{"$f":"IFERROR(IF(Table1323[[#This Row],[Space Type]]=\"\",\"\",IF(Table1323[[#This Row],[Lamp / Luminaire Category]]=\"No eligible rebate\",\"\",IF(Table1323[[#This Row],[Rebate Category]]=\"\",\"select rebate\",INDEX(Table1[Actual Baseline W],MATCH(Table1323[[#This Row],[Lamp / Luminaire Category]]&Table1323[[#This Row],[Rebate Category]],Table1[PrescribedSource - Rebate ID],0))))),\"\")","v":""},{"$f":"IFERROR(IF(Table1323[[#This Row],[No]]=\"\",\"\",IF(Table1323[[#This Row],[Space Type]]=\"\",\"select Space Type\",IF(Table1323[[#This Row],[Baseline Operating hours]]<>\"\",\"user defined\",INDEX(Table5[Hours],MATCH(Table1323[[#This Row],[Space Type]],Table5[Space Type],0))))),\"\")","v":""},null,{"$f":"IFERROR(INDEX(Table1[Rebate],MATCH(Table1323[[#This Row],[Lamp / Luminaire Category]]&Table1323[[#This Row],[Rebate Category]],Table1[PrescribedSource - Rebate ID],0)),\"\")","v":""},{"$f":"IFERROR(INDEX(Table1[Rebate Unit],MATCH(Table1323[[#This Row],[Lamp / Luminaire Category]]&Table1323[[#This Row],[Rebate Category]],Table1[PrescribedSource - Rebate ID],0)),\"\")","v":""},null,{"$f":"IFERROR(IF(Table1323[[#This Row],[Lamp / Luminaire Category]]=\"No eligible rebate\",\"no rebate\",INDEX(Table1[Retrofit W],MATCH(Table1323[[#This Row],[Lamp / Luminaire Category]]&Table1323[[#This Row],[Rebate Category]],Table1[PrescribedSource - Rebate ID],0))),\"\")","v":""},null,null,null,{"$f":"IFERROR(INDEX(Table1[Rebate],MATCH(Table1323[[#This Row],[Lamp / Luminaire Category]]&Table1323[[#This Row],[Rebate Category]],Table1[PrescribedSource - Rebate ID],0))*Table1323[[#This Row],[Quantity of luminaires]],0)","v":0},{"$f":"IF(OR(Table1323[[#This Row],[Automatic Controls?]]=\"Fixture integrated Occupancy / Daylight Harvesting sensor\",Table1323[[#This Row],[Automatic Controls?]]=\"Ceiling / wall mounted Occupancy / Daylight Harvesting sensor\",Table1323[[#This Row],[Automatic Controls?]]=\"Timer\"),45*Table1323[[#This Row],[Number of occupancy sensors]],\"\")","v":""},{"$f":"IFERROR(IF(Table1323[[#This Row],[Controls Rebate]]=\"\",0,Table1323[[#This Row],[Controls Rebate]])+Table1323[[#This Row],[Lighting Rebate]],\"\")","v":0},{"$f":"IFERROR(INDEX(Table1[Rebate Savings],MATCH(Table1323[[#This Row],[Lamp / Luminaire Category]]&Table1323[[#This Row],[Rebate Category]],Table1[PrescribedSource - Rebate ID],0))*Table1323[[#This Row],[Quantity of luminaires]]/1000,0)","v":0},{"$f":"IFERROR(Table1323[[#This Row],[Rebate kW Savings]]*IF(Table1323[[#This Row],[Assumed hours from space type]]=\"user defined\",Table1323[[#This Row],[Baseline Operating hours]],Table1323[[#This Row],[Assumed hours from space type]]),0)","v":0},{"$f":"IF(OR(Table1323[[#This Row],[Automatic Controls?]]=\"Fixture integrated occupancy sensor\",Table1323[[#This Row],[Automatic Controls?]]=\"Ceiling / wall mounted occupancy sensor\"),Table1323[[#This Row],[Quantity of luminaires]]*IF(Table1323[[#This Row],[Rebate Category]]<>\"\",INDEX(Table1[Retrofit W],MATCH(Table1323[[#This Row],[Rebate Category]],Table1[BC Hydro Rebate Category],0)),Table1323[[#This Row],[Retrofit W defined by user (no rebate)]])/1000*IF(Table1323[[#This Row],[Assumed hours from space type]]=\"user defined\",Table1323[[#This Row],[Baseline Operating hours]],Table1323[[#This Row],[Assumed hours from space type]])*0.2,0)","v":0},{"$f":"Table1323[[#This Row],[Rebate kWh savings]]+Table1323[[#This Row],[Controls Rebate kWh Savings]]","v":0},{"$f":"IFERROR(IF(Table1323[[#This Row],[Quantity of luminaires]]=\"\",\"\",IF(Table1323[[#This Row],[Lamp / Luminaire Category]]=\"No eligible rebate\",(Table1323[[#This Row],[Baseline W defined by user]]-Table1323[[#This Row],[Retrofit W defined by user (no rebate)]])*Table1323[[#This Row],[Quantity of luminaires]]/1000,(Table1323[[#This Row],[Assumed Baseline W by source]]-Table1323[[#This Row],[LED Luminaire W by rebate]])*Table1323[[#This Row],[Quantity of luminaires]]/1000)),0)","v":""},{"$f":"IFERROR(IF(Table1323[[#This Row],[Lamp / Luminaire Category]]=\"No eligible rebate\",Table1323[[#This Row],[Quantity of luminaires]]*(Table1323[[#This Row],[Baseline W defined by user]]-Table1323[[#This Row],[Retrofit W defined by user (no rebate)]])/1000*IF(Table1323[[#This Row],[Assumed hours from space type]]=\"user defined\",Table1323[[#This Row],[Baseline Operating hours]],Table1323[[#This Row],[Assumed hours from space type]])+Table1323[[#This Row],[Controls Rebate kWh Savings]],Table1323[[#This Row],[Quantity of luminaires]]*(INDEX(Table1[Actual Baseline W],MATCH(Table1323[[#This Row],[Lamp / Luminaire Category]]&Table1323[[#This Row],[Rebate Category]],Table1[PrescribedSource - Rebate ID],0))/1000-Table1323[[#This Row],[LED Luminaire W by rebate]]/1000)*IF(Table1323[[#This Row],[Assumed hours from space type]]=\"user defined\",Table1323[[#This Row],[Baseline Operating hours]],Table1323[[#This Row],[Assumed hours from space type]])+Table1323[[#This Row],[Controls Rebate kWh Savings]]),0)","v":0},{"$f":"IFERROR(IF(Table1323[[#This Row],[Rebate kW Savings]]=0,Table1323[[#This Row],[Demand Savings, kW]],INDEX(Table1[Actual Savings],MATCH(Table1323[[#This Row],[Lamp / Luminaire Category]]&Table1323[[#This Row],[Rebate Category]],Table1[PrescribedSource - Rebate ID],0))*Table1323[[#This Row],[Quantity of luminaires]]/1000),0)","v":""},{"$f":"IFERROR(Table1323[[#This Row],[BC Housing Site kW Savings]]*IF(Table1323[[#This Row],[Assumed hours from space type]]=\"user defined\",Table1323[[#This Row],[Baseline Operating hours]],Table1323[[#This Row],[Assumed hours from space type]])+Table1323[[#This Row],[Controls Rebate kWh Savings]],0)","v":0},{"$f":"IFERROR(IF(Table1323[[#This Row],[Lamp / Luminaire Category]]=\"No eligible rebate\",Table1323[[#This Row],[Lighting Technology]]&\" retrofit with no rebate\",Table1323[[#This Row],[Rebate Category]]),\"\")","v":0},{"$f":"IF(Table1323[[#This Row],[Lamp / Luminaire Category]]=\"No eligible rebate\",1,0)","v":0},{"$f":"IFERROR(IF(IF(Table1323[[#This Row],[Assumed hours from space type]]=\"user defined\",Table1323[[#This Row],[Baseline Operating hours]],Table1323[[#This Row],[Assumed hours from space type]])<3600,0,IF(AND(IF(Table1323[[#This Row],[Assumed hours from space type]]=\"user defined\",Table1323[[#This Row],[Baseline Operating hours]],Table1323[[#This Row],[Assumed hours from space type]])>=3600,OR(Table1323[[#This Row],[Automatic Controls?]]=\"None\",Table1323[[#This Row],[Automatic Controls?]]=\"\")),IF(Table1323[[#This Row],[Lamp / Luminaire Category]]=\"No eligible rebate\",Table1323[[#This Row],[Baseline W defined by user]]-Table1323[[#This Row],[Retrofit W defined by user (no rebate)]],Table1323[[#This Row],[Assumed Baseline W by source]]-Table1323[[#This Row],[LED Luminaire W by rebate]]),IF(AND(IF(Table1323[[#This Row],[Assumed hours from space type]]=\"user defined\",Table1323[[#This Row],[Baseline Operating hours]],Table1323[[#This Row],[Assumed hours from space type]])>=(3600/0.8),OR(Table1323[[#This Row],[Automatic Controls?]]=\"Fixture integrated occupancy sensor\",Table1323[[#This Row],[Automatic Controls?]]=\"Ceiling / wall mounted occupancy sensor\")),IF(Table1323[[#This Row],[Lamp / Luminaire Category]]=\"No eligible rebate\",(Table1323[[#This Row],[Baseline W defined by user]]-Table1323[[#This Row],[Retrofit W defined by user (no rebate)]]),Table1323[[#This Row],[Assumed Baseline W by source]]-Table1323[[#This Row],[LED Luminaire W by rebate]]),IF(AND(IF(Table1323[[#This Row],[Assumed hours from space type]]=\"user defined\",Table1323[[#This Row],[Baseline Operating hours]],Table1323[[#This Row],[Assumed hours from space type]])<(3600/0.8),OR(Table1323[[#This Row],[Automatic Controls?]]=\"Fixture integrated occupancy sensor\",Table1323[[#This Row],[Automatic Controls?]]=\"Ceiling / wall mounted occupancy sensor\")),IF(Table1323[[#This Row],[Lamp / Luminaire Category]]=\"No eligible rebate\",Table1323[[#This Row],[Baseline W defined by user]],Table1323[[#This Row],[Assumed Baseline W by source]])))))*Table1323[[#This Row],[Quantity of luminaires]]/1000,\"\")","v":""},{"$f":"Table1323[[#This Row],[LED lamp/luminaire retrofit part '#]]","v":0},{"$f":"IF(Table1323[[#This Row],[Rebate Unit]]=\"per lamp\",INDEX(Table1[Number of Lamps],MATCH(Table1323[[#This Row],[Lamp / Luminaire Category]]&Table1323[[#This Row],[Rebate Category]],Table1[PrescribedSource - Rebate ID],0)),1)*Table1323[[#This Row],[Quantity of luminaires]]","v":0},{"$f":"IFERROR(IF(Table1323[[#This Row],[Lamp / Luminaire Category]]=\"No eligible rebate\",\"no eligible rebate\",INDEX(Table1[BC Hydro xRM ECM],MATCH(Table1323[[#This Row],[Lamp / Luminaire Category]]&Table1323[[#This Row],[Rebate Category]],Table1[PrescribedSource - Rebate ID],0))),\"\")","v":""}]
[null,{"$f":"IF(Table1323[[#This Row],[Space Type]]=\"\",\"\",\"L-\"&ROW(51:51))","v":""},null,null,null,null,null,null,null,{"$f":"IFERROR(IF(Table1323[[#This Row],[Space Type]]=\"\",\"\",IF(Table1323[[#This Row],[Lamp / Luminaire Category]]=\"No eligible rebate\",\"\",IF(Table1323[[#This Row],[Rebate Category]]=\"\",\"select rebate\",INDEX(Table1[Actual Baseline W],MATCH(Table1323[[#This Row],[Lamp / Luminaire Category]]&Table1323[[#This Row],[Rebate Category]],Table1[PrescribedSource - Rebate ID],0))))),\"\")","v":""},{"$f":"IFERROR(IF(Table1323[[#This Row],[No]]=\"\",\"\",IF(Table1323[[#This Row],[Space Type]]=\"\",\"select Space Type\",IF(Table1323[[#This Row],[Baseline Operating hours]]<>\"\",\"user defined\",INDEX(Table5[Hours],MATCH(Table1323[[#This Row],[Space Type]],Table5[Space Type],0))))),\"\")","v":""},null,{"$f":"IFERROR(INDEX(Table1[Rebate],MATCH(Table1323[[#This Row],[Lamp / Luminaire Category]]&Table1323[[#This Row],[Rebate Category]],Table1[PrescribedSource - Rebate ID],0)),\"\")","v":""},{"$f":"IFERROR(INDEX(Table1[Rebate Unit],MATCH(Table1323[[#This Row],[Lamp / Luminaire Category]]&Table1323[[#This Row],[Rebate Category]],Table1[PrescribedSource - Rebate ID],0)),\"\")","v":""},null,{"$f":"IFERROR(IF(Table1323[[#This Row],[Lamp / Luminaire Category]]=\"No eligible rebate\",\"no rebate\",INDEX(Table1[Retrofit W],MATCH(Table1323[[#This Row],[Lamp / Luminaire Category]]&Table1323[[#This Row],[Rebate Category]],Table1[PrescribedSource - Rebate ID],0))),\"\")","v":""},null,null,null,{"$f":"IFERROR(INDEX(Table1[Rebate],MATCH(Table1323[[#This Row],[Lamp / Luminaire Category]]&Table1323[[#This Row],[Rebate Category]],Table1[PrescribedSource - Rebate ID],0))*Table1323[[#This Row],[Quantity of luminaires]],0)","v":0},{"$f":"IF(OR(Table1323[[#This Row],[Automatic Controls?]]=\"Fixture integrated Occupancy / Daylight Harvesting sensor\",Table1323[[#This Row],[Automatic Controls?]]=\"Ceiling / wall mounted Occupancy / Daylight Harvesting sensor\",Table1323[[#This Row],[Automatic Controls?]]=\"Timer\"),45*Table1323[[#This Row],[Number of occupancy sensors]],\"\")","v":""},{"$f":"IFERROR(IF(Table1323[[#This Row],[Controls Rebate]]=\"\",0,Table1323[[#This Row],[Controls Rebate]])+Table1323[[#This Row],[Lighting Rebate]],\"\")","v":0},{"$f":"IFERROR(INDEX(Table1[Rebate Savings],MATCH(Table1323[[#This Row],[Lamp / Luminaire Category]]&Table1323[[#This Row],[Rebate Category]],Table1[PrescribedSource - Rebate ID],0))*Table1323[[#This Row],[Quantity of luminaires]]/1000,0)","v":0},{"$f":"IFERROR(Table1323[[#This Row],[Rebate kW Savings]]*IF(Table1323[[#This Row],[Assumed hours from space type]]=\"user defined\",Table1323[[#This Row],[Baseline Operating hours]],Table1323[[#This Row],[Assumed hours from space type]]),0)","v":0},{"$f":"IF(OR(Table1323[[#This Row],[Automatic Controls?]]=\"Fixture integrated occupancy sensor\",Table1323[[#This Row],[Automatic Controls?]]=\"Ceiling / wall mounted occupancy sensor\"),Table1323[[#This Row],[Quantity of luminaires]]*IF(Table1323[[#This Row],[Rebate Category]]<>\"\",INDEX(Table1[Retrofit W],MATCH(Table1323[[#This Row],[Rebate Category]],Table1[BC Hydro Rebate Category],0)),Table1323[[#This Row],[Retrofit W defined by user (no rebate)]])/1000*IF(Table1323[[#This Row],[Assumed hours from space type]]=\"user defined\",Table1323[[#This Row],[Baseline Operating hours]],Table1323[[#This Row],[Assumed hours from space type]])*0.2,0)","v":0},{"$f":"Table1323[[#This Row],[Rebate kWh savings]]+Table1323[[#This Row],[Controls Rebate kWh Savings]]","v":0},{"$f":"IFERROR(IF(Table1323[[#This Row],[Quantity of luminaires]]=\"\",\"\",IF(Table1323[[#This Row],[Lamp / Luminaire Category]]=\"No eligible rebate\",(Table1323[[#This Row],[Baseline W defined by user]]-Table1323[[#This Row],[Retrofit W defined by user (no rebate)]])*Table1323[[#This Row],[Quantity of luminaires]]/1000,(Table1323[[#This Row],[Assumed Baseline W by source]]-Table1323[[#This Row],[LED Luminaire W by rebate]])*Table1323[[#This Row],[Quantity of luminaires]]/1000)),0)","v":""},{"$f":"IFERROR(IF(Table1323[[#This Row],[Lamp / Luminaire Category]]=\"No eligible rebate\",Table1323[[#This Row],[Quantity of luminaires]]*(Table1323[[#This Row],[Baseline W defined by user]]-Table1323[[#This Row],[Retrofit W defined by user (no rebate)]])/1000*IF(Table1323[[#This Row],[Assumed hours from space type]]=\"user defined\",Table1323[[#This Row],[Baseline Operating hours]],Table1323[[#This Row],[Assumed hours from space type]])+Table1323[[#This Row],[Controls Rebate kWh Savings]],Table1323[[#This Row],[Quantity of luminaires]]*(INDEX(Table1[Actual Baseline W],MATCH(Table1323[[#This Row],[Lamp / Luminaire Category]]&Table1323[[#This Row],[Rebate Category]],Table1[PrescribedSource - Rebate ID],0))/1000-Table1323[[#This Row],[LED Luminaire W by rebate]]/1000)*IF(Table1323[[#This Row],[Assumed hours from space type]]=\"user defined\",Table1323[[#This Row],[Baseline Operating hours]],Table1323[[#This Row],[Assumed hours from space type]])+Table1323[[#This Row],[Controls Rebate kWh Savings]]),0)","v":0},{"$f":"IFERROR(IF(Table1323[[#This Row],[Rebate kW Savings]]=0,Table1323[[#This Row],[Demand Savings, kW]],INDEX(Table1[Actual Savings],MATCH(Table1323[[#This Row],[Lamp / Luminaire Category]]&Table1323[[#This Row],[Rebate Category]],Table1[PrescribedSource - Rebate ID],0))*Table1323[[#This Row],[Quantity of luminaires]]/1000),0)","v":""},{"$f":"IFERROR(Table1323[[#This Row],[BC Housing Site kW Savings]]*IF(Table1323[[#This Row],[Assumed hours from space type]]=\"user defined\",Table1323[[#This Row],[Baseline Operating hours]],Table1323[[#This Row],[Assumed hours from space type]])+Table1323[[#This Row],[Controls Rebate kWh Savings]],0)","v":0},{"$f":"IFERROR(IF(Table1323[[#This Row],[Lamp / Luminaire Category]]=\"No eligible rebate\",Table1323[[#This Row],[Lighting Technology]]&\" retrofit with no rebate\",Table1323[[#This Row],[Rebate Category]]),\"\")","v":0},{"$f":"IF(Table1323[[#This Row],[Lamp / Luminaire Category]]=\"No eligible rebate\",1,0)","v":0},{"$f":"IFERROR(IF(IF(Table1323[[#This Row],[Assumed hours from space type]]=\"user defined\",Table1323[[#This Row],[Baseline Operating hours]],Table1323[[#This Row],[Assumed hours from space type]])<3600,0,IF(AND(IF(Table1323[[#This Row],[Assumed hours from space type]]=\"user defined\",Table1323[[#This Row],[Baseline Operating hours]],Table1323[[#This Row],[Assumed hours from space type]])>=3600,OR(Table1323[[#This Row],[Automatic Controls?]]=\"None\",Table1323[[#This Row],[Automatic Controls?]]=\"\")),IF(Table1323[[#This Row],[Lamp / Luminaire Category]]=\"No eligible rebate\",Table1323[[#This Row],[Baseline W defined by user]]-Table1323[[#This Row],[Retrofit W defined by user (no rebate)]],Table1323[[#This Row],[Assumed Baseline W by source]]-Table1323[[#This Row],[LED Luminaire W by rebate]]),IF(AND(IF(Table1323[[#This Row],[Assumed hours from space type]]=\"user defined\",Table1323[[#This Row],[Baseline Operating hours]],Table1323[[#This Row],[Assumed hours from space type]])>=(3600/0.8),OR(Table1323[[#This Row],[Automatic Controls?]]=\"Fixture integrated occupancy sensor\",Table1323[[#This Row],[Automatic Controls?]]=\"Ceiling / wall mounted occupancy sensor\")),IF(Table1323[[#This Row],[Lamp / Luminaire Category]]=\"No eligible rebate\",(Table1323[[#This Row],[Baseline W defined by user]]-Table1323[[#This Row],[Retrofit W defined by user (no rebate)]]),Table1323[[#This Row],[Assumed Baseline W by source]]-Table1323[[#This Row],[LED Luminaire W by rebate]]),IF(AND(IF(Table1323[[#This Row],[Assumed hours from space type]]=\"user defined\",Table1323[[#This Row],[Baseline Operating hours]],Table1323[[#This Row],[Assumed hours from space type]])<(3600/0.8),OR(Table1323[[#This Row],[Automatic Controls?]]=\"Fixture integrated occupancy sensor\",Table1323[[#This Row],[Automatic Controls?]]=\"Ceiling / wall mounted occupancy sensor\")),IF(Table1323[[#This Row],[Lamp / Luminaire Category]]=\"No eligible rebate\",Table1323[[#This Row],[Baseline W defined by user]],Table1323[[#This Row],[Assumed Baseline W by source]])))))*Table1323[[#This Row],[Quantity of luminaires]]/1000,\"\")","v":""},{"$f":"Table1323[[#This Row],[LED lamp/luminaire retrofit part '#]]","v":0},{"$f":"IF(Table1323[[#This Row],[Rebate Unit]]=\"per lamp\",INDEX(Table1[Number of Lamps],MATCH(Table1323[[#This Row],[Lamp / Luminaire Category]]&Table1323[[#This Row],[Rebate Category]],Table1[PrescribedSource - Rebate ID],0)),1)*Table1323[[#This Row],[Quantity of luminaires]]","v":0},{"$f":"IFERROR(IF(Table1323[[#This Row],[Lamp / Luminaire Category]]=\"No eligible rebate\",\"no eligible rebate\",INDEX(Table1[BC Hydro xRM ECM],MATCH(Table1323[[#This Row],[Lamp / Luminaire Category]]&Table1323[[#This Row],[Rebate Category]],Table1[PrescribedSource - Rebate ID],0))),\"\")","v":""}]
[null,{"$f":"IF(Table1323[[#This Row],[Space Type]]=\"\",\"\",\"L-\"&ROW(2:2))","v":""},null,null,null,null,null,null,null,{"$f":"IFERROR(IF(Table1323[[#This Row],[Space Type]]=\"\",\"\",IF(Table1323[[#This Row],[Lamp / Luminaire Category]]=\"No eligible rebate\",\"\",IF(Table1323[[#This Row],[Rebate Category]]=\"\",\"select rebate\",INDEX(Table1[Actual Baseline W],MATCH(Table1323[[#This Row],[Lamp / Luminaire Category]]&Table1323[[#This Row],[Rebate Category]],Table1[PrescribedSource - Rebate ID],0))))),\"\")","v":""},{"$f":"IFERROR(IF(Table1323[[#This Row],[No]]=\"\",\"\",IF(Table1323[[#This Row],[Space Type]]=\"\",\"select Space Type\",IF(Table1323[[#This Row],[Baseline Operating hours]]<>\"\",\"user defined\",INDEX(Table5[Hours],MATCH(Table1323[[#This Row],[Space Type]],Table5[Space Type],0))))),\"\")","v":""},null,{"$f":"IFERROR(INDEX(Table1[Rebate],MATCH(Table1323[[#This Row],[Lamp / Luminaire Category]]&Table1323[[#This Row],[Rebate Category]],Table1[PrescribedSource - Rebate ID],0)),\"\")","v":""},{"$f":"IFERROR(INDEX(Table1[Rebate Unit],MATCH(Table1323[[#This Row],[Lamp / Luminaire Category]]&Table1323[[#This Row],[Rebate Category]],Table1[PrescribedSource - Rebate ID],0)),\"\")","v":""},null,{"$f":"IFERROR(IF(Table1323[[#This Row],[Lamp / Luminaire Category]]=\"No eligible rebate\",\"no rebate\",INDEX(Table1[Retrofit W],MATCH(Table1323[[#This Row],[Lamp / Luminaire Category]]&Table1323[[#This Row],[Rebate Category]],Table1[PrescribedSource - Rebate ID],0))),\"\")","v":""},null,null,null,{"$f":"IFERROR(INDEX(Table1[Rebate],MATCH(Table1323[[#This Row],[Lamp / Luminaire Category]]&Table1323[[#This Row],[Rebate Category]],Table1[PrescribedSource - Rebate ID],0))*Table1323[[#This Row],[Quantity of luminaires]],0)","v":0},{"$f":"IF(OR(Table1323[[#This Row],[Automatic Controls?]]=\"Fixture integrated Occupancy / Daylight Harvesting sensor\",Table1323[[#This Row],[Automatic Controls?]]=\"Ceiling / wall mounted Occupancy / Daylight Harvesting sensor\",Table1323[[#This Row],[Automatic Controls?]]=\"Timer\"),45*Table1323[[#This Row],[Number of occupancy sensors]],\"\")","v":""},{"$f":"IFERROR(IF(Table1323[[#This Row],[Controls Rebate]]=\"\",0,Table1323[[#This Row],[Controls Rebate]])+Table1323[[#This Row],[Lighting Rebate]],\"\")","v":0},{"$f":"IFERROR(INDEX(Table1[Rebate Savings],MATCH(Table1323[[#This Row],[Lamp / Luminaire Category]]&Table1323[[#This Row],[Rebate Category]],Table1[PrescribedSource - Rebate ID],0))*Table1323[[#This Row],[Quantity of luminaires]]/1000,0)","v":0},{"$f":"IFERROR(Table1323[[#This Row],[Rebate kW Savings]]*IF(Table1323[[#This Row],[Assumed hours from space type]]=\"user defined\",Table1323[[#This Row],[Baseline Operating hours]],Table1323[[#This Row],[Assumed hours from space type]]),0)","v":0},{"$f":"IF(OR(Table1323[[#This Row],[Automatic Controls?]]=\"Fixture integrated occupancy sensor\",Table1323[[#This Row],[Automatic Controls?]]=\"Ceiling / wall mounted occupancy sensor\"),Table1323[[#This Row],[Quantity of luminaires]]*IF(Table1323[[#This Row],[Rebate Category]]<>\"\",INDEX(Table1[Retrofit W],MATCH(Table1323[[#This Row],[Rebate Category]],Table1[BC Hydro Rebate Category],0)),Table1323[[#This Row],[Retrofit W defined by user (no rebate)]])/1000*IF(Table1323[[#This Row],[Assumed hours from space type]]=\"user defined\",Table1323[[#This Row],[Baseline Operating hours]],Table1323[[#This Row],[Assumed hours from space type]])*0.2,0)","v":0},{"$f":"Table1323[[#This Row],[Rebate kWh savings]]+Table1323[[#This Row],[Controls Rebate kWh Savings]]","v":0},{"$f":"IFERROR(IF(Table1323[[#This Row],[Quantity of luminaires]]=\"\",\"\",IF(Table1323[[#This Row],[Lamp / Luminaire Category]]=\"No eligible rebate\",(Table1323[[#This Row],[Baseline W defined by user]]-Table1323[[#This Row],[Retrofit W defined by user (no rebate)]])*Table1323[[#This Row],[Quantity of luminaires]]/1000,(Table1323[[#This Row],[Assumed Baseline W by source]]-Table1323[[#This Row],[LED Luminaire W by rebate]])*Table1323[[#This Row],[Quantity of luminaires]]/1000)),0)","v":""},{"$f":"IFERROR(IF(Table1323[[#This Row],[Lamp / Luminaire Category]]=\"No eligible rebate\",Table1323[[#This Row],[Quantity of luminaires]]*(Table1323[[#This Row],[Baseline W defined by user]]-Table1323[[#This Row],[Retrofit W defined by user (no rebate)]])/1000*IF(Table1323[[#This Row],[Assumed hours from space type]]=\"user defined\",Table1323[[#This Row],[Baseline Operating hours]],Table1323[[#This Row],[Assumed hours from space type]])+Table1323[[#This Row],[Controls Rebate kWh Savings]],Table1323[[#This Row],[Quantity of luminaires]]*(INDEX(Table1[Actual Baseline W],MATCH(Table1323[[#This Row],[Lamp / Luminaire Category]]&Table1323[[#This Row],[Rebate Category]],Table1[PrescribedSource - Rebate ID],0))/1000-Table1323[[#This Row],[LED Luminaire W by rebate]]/1000)*IF(Table1323[[#This Row],[Assumed hours from space type]]=\"user defined\",Table1323[[#This Row],[Baseline Operating hours]],Table1323[[#This Row],[Assumed hours from space type]])+Table1323[[#This Row],[Controls Rebate kWh Savings]]),0)","v":0},{"$f":"IFERROR(IF(Table1323[[#This Row],[Rebate kW Savings]]=0,Table1323[[#This Row],[Demand Savings, kW]],INDEX(Table1[Actual Savings],MATCH(Table1323[[#This Row],[Lamp / Luminaire Category]]&Table1323[[#This Row],[Rebate Category]],Table1[PrescribedSource - Rebate ID],0))*Table1323[[#This Row],[Quantity of luminaires]]/1000),0)","v":""},{"$f":"IFERROR(Table1323[[#This Row],[BC Housing Site kW Savings]]*IF(Table1323[[#This Row],[Assumed hours from space type]]=\"user defined\",Table1323[[#This Row],[Baseline Operating hours]],Table1323[[#This Row],[Assumed hours from space type]])+Table1323[[#This Row],[Controls Rebate kWh Savings]],0)","v":0},{"$f":"IFERROR(IF(Table1323[[#This Row],[Lamp / Luminaire Category]]=\"No eligible rebate\",Table1323[[#This Row],[Lighting Technology]]&\" retrofit with no rebate\",Table1323[[#This Row],[Rebate Category]]),\"\")","v":0},{"$f":"IF(Table1323[[#This Row],[Lamp / Luminaire Category]]=\"No eligible rebate\",1,0)","v":0},{"$f":"IFERROR(IF(IF(Table1323[[#This Row],[Assumed hours from space type]]=\"user defined\",Table1323[[#This Row],[Baseline Operating hours]],Table1323[[#This Row],[Assumed hours from space type]])<3600,0,IF(AND(IF(Table1323[[#This Row],[Assumed hours from space type]]=\"user defined\",Table1323[[#This Row],[Baseline Operating hours]],Table1323[[#This Row],[Assumed hours from space type]])>=3600,OR(Table1323[[#This Row],[Automatic Controls?]]=\"None\",Table1323[[#This Row],[Automatic Controls?]]=\"\")),IF(Table1323[[#This Row],[Lamp / Luminaire Category]]=\"No eligible rebate\",Table1323[[#This Row],[Baseline W defined by user]]-Table1323[[#This Row],[Retrofit W defined by user (no rebate)]],Table1323[[#This Row],[Assumed Baseline W by source]]-Table1323[[#This Row],[LED Luminaire W by rebate]]),IF(AND(IF(Table1323[[#This Row],[Assumed hours from space type]]=\"user defined\",Table1323[[#This Row],[Baseline Operating hours]],Table1323[[#This Row],[Assumed hours from space type]])>=(3600/0.8),OR(Table1323[[#This Row],[Automatic Controls?]]=\"Fixture integrated occupancy sensor\",Table1323[[#This Row],[Automatic Controls?]]=\"Ceiling / wall mounted occupancy sensor\")),IF(Table1323[[#This Row],[Lamp / Luminaire Category]]=\"No eligible rebate\",(Table1323[[#This Row],[Baseline W defined by user]]-Table1323[[#This Row],[Retrofit W defined by user (no rebate)]]),Table1323[[#This Row],[Assumed Baseline W by source]]-Table1323[[#This Row],[LED Luminaire W by rebate]]),IF(AND(IF(Table1323[[#This Row],[Assumed hours from space type]]=\"user defined\",Table1323[[#This Row],[Baseline Operating hours]],Table1323[[#This Row],[Assumed hours from space type]])<(3600/0.8),OR(Table1323[[#This Row],[Automatic Controls?]]=\"Fixture integrated occupancy sensor\",Table1323[[#This Row],[Automatic Controls?]]=\"Ceiling / wall mounted occupancy sensor\")),IF(Table1323[[#This Row],[Lamp / Luminaire Category]]=\"No eligible rebate\",Table1323[[#This Row],[Baseline W defined by user]],Table1323[[#This Row],[Assumed Baseline W by source]])))))*Table1323[[#This Row],[Quantity of luminaires]]/1000,\"\")","v":""},{"$f":"Table1323[[#This Row],[LED lamp/luminaire retrofit part '#]]","v":0},{"$f":"IF(Table1323[[#This Row],[Rebate Unit]]=\"per lamp\",INDEX(Table1[Number of Lamps],MATCH(Table1323[[#This Row],[Lamp / Luminaire Category]]&Table1323[[#This Row],[Rebate Category]],Table1[PrescribedSource - Rebate ID],0)),1)*Table1323[[#This Row],[Quantity of luminaires]]","v":0},{"$f":"IFERROR(IF(Table1323[[#This Row],[Lamp / Luminaire Category]]=\"No eligible rebate\",\"no eligible rebate\",INDEX(Table1[BC Hydro xRM ECM],MATCH(Table1323[[#This Row],[Lamp / Luminaire Category]]&Table1323[[#This Row],[Rebate Category]],Table1[PrescribedSource - Rebate ID],0))),\"\")","v":""}]
[null,{"$f":"IF(Table1323[[#This Row],[Space Type]]=\"\",\"\",\"L-\"&ROW(3:3))","v":""},null,null,null,null,null,null,null,{"$f":"IFERROR(IF(Table1323[[#This Row],[Space Type]]=\"\",\"\",IF(Table1323[[#This Row],[Lamp / Luminaire Category]]=\"No eligible rebate\",\"\",IF(Table1323[[#This Row],[Rebate Category]]=\"\",\"select rebate\",INDEX(Table1[Actual Baseline W],MATCH(Table1323[[#This Row],[Lamp / Luminaire Category]]&Table1323[[#This Row],[Rebate Category]],Table1[PrescribedSource - Rebate ID],0))))),\"\")","v":""},{"$f":"IFERROR(IF(Table1323[[#This Row],[No]]=\"\",\"\",IF(Table1323[[#This Row],[Space Type]]=\"\",\"select Space Type\",IF(Table1323[[#This Row],[Baseline Operating hours]]<>\"\",\"user defined\",INDEX(Table5[Hours],MATCH(Table1323[[#This Row],[Space Type]],Table5[Space Type],0))))),\"\")","v":""},null,{"$f":"IFERROR(INDEX(Table1[Rebate],MATCH(Table1323[[#This Row],[Lamp / Luminaire Category]]&Table1323[[#This Row],[Rebate Category]],Table1[PrescribedSource - Rebate ID],0)),\"\")","v":""},{"$f":"IFERROR(INDEX(Table1[Rebate Unit],MATCH(Table1323[[#This Row],[Lamp / Luminaire Category]]&Table1323[[#This Row],[Rebate Category]],Table1[PrescribedSource - Rebate ID],0)),\"\")","v":""},null,{"$f":"IFERROR(IF(Table1323[[#This Row],[Lamp / Luminaire Category]]=\"No eligible rebate\",\"no rebate\",INDEX(Table1[Retrofit W],MATCH(Table1323[[#This Row],[Lamp / Luminaire Category]]&Table1323[[#This Row],[Rebate Category]],Table1[PrescribedSource - Rebate ID],0))),\"\")","v":""},null,null,null,{"$f":"IFERROR(INDEX(Table1[Rebate],MATCH(Table1323[[#This Row],[Lamp / Luminaire Category]]&Table1323[[#This Row],[Rebate Category]],Table1[PrescribedSource - Rebate ID],0))*Table1323[[#This Row],[Quantity of luminaires]],0)","v":0},{"$f":"IF(OR(Table1323[[#This Row],[Automatic Controls?]]=\"Fixture integrated Occupancy / Daylight Harvesting sensor\",Table1323[[#This Row],[Automatic Controls?]]=\"Ceiling / wall mounted Occupancy / Daylight Harvesting sensor\",Table1323[[#This Row],[Automatic Controls?]]=\"Timer\"),45*Table1323[[#This Row],[Number of occupancy sensors]],\"\")","v":""},{"$f":"IFERROR(IF(Table1323[[#This Row],[Controls Rebate]]=\"\",0,Table1323[[#This Row],[Controls Rebate]])+Table1323[[#This Row],[Lighting Rebate]],\"\")","v":0},{"$f":"IFERROR(INDEX(Table1[Rebate Savings],MATCH(Table1323[[#This Row],[Lamp / Luminaire Category]]&Table1323[[#This Row],[Rebate Category]],Table1[PrescribedSource - Rebate ID],0))*Table1323[[#This Row],[Quantity of luminaires]]/1000,0)","v":0},{"$f":"IFERROR(Table1323[[#This Row],[Rebate kW Savings]]*IF(Table1323[[#This Row],[Assumed hours from space type]]=\"user defined\",Table1323[[#This Row],[Baseline Operating hours]],Table1323[[#This Row],[Assumed hours from space type]]),0)","v":0},{"$f":"IF(OR(Table1323[[#This Row],[Automatic Controls?]]=\"Fixture integrated occupancy sensor\",Table1323[[#This Row],[Automatic Controls?]]=\"Ceiling / wall mounted occupancy sensor\"),Table1323[[#This Row],[Quantity of luminaires]]*IF(Table1323[[#This Row],[Rebate Category]]<>\"\",INDEX(Table1[Retrofit W],MATCH(Table1323[[#This Row],[Rebate Category]],Table1[BC Hydro Rebate Category],0)),Table1323[[#This Row],[Retrofit W defined by user (no rebate)]])/1000*IF(Table1323[[#This Row],[Assumed hours from space type]]=\"user defined\",Table1323[[#This Row],[Baseline Operating hours]],Table1323[[#This Row],[Assumed hours from space type]])*0.2,0)","v":0},{"$f":"Table1323[[#This Row],[Rebate kWh savings]]+Table1323[[#This Row],[Controls Rebate kWh Savings]]","v":0},{"$f":"IFERROR(IF(Table1323[[#This Row],[Quantity of luminaires]]=\"\",\"\",IF(Table1323[[#This Row],[Lamp / Luminaire Category]]=\"No eligible rebate\",(Table1323[[#This Row],[Baseline W defined by user]]-Table1323[[#This Row],[Retrofit W defined by user (no rebate)]])*Table1323[[#This Row],[Quantity of luminaires]]/1000,(Table1323[[#This Row],[Assumed Baseline W by source]]-Table1323[[#This Row],[LED Luminaire W by rebate]])*Table1323[[#This Row],[Quantity of luminaires]]/1000)),0)","v":""},{"$f":"IFERROR(IF(Table1323[[#This Row],[Lamp / Luminaire Category]]=\"No eligible rebate\",Table1323[[#This Row],[Quantity of luminaires]]*(Table1323[[#This Row],[Baseline W defined by user]]-Table1323[[#This Row],[Retrofit W defined by user (no rebate)]])/1000*IF(Table1323[[#This Row],[Assumed hours from space type]]=\"user defined\",Table1323[[#This Row],[Baseline Operating hours]],Table1323[[#This Row],[Assumed hours from space type]])+Table1323[[#This Row],[Controls Rebate kWh Savings]],Table1323[[#This Row],[Quantity of luminaires]]*(INDEX(Table1[Actual Baseline W],MATCH(Table1323[[#This Row],[Lamp / Luminaire Category]]&Table1323[[#This Row],[Rebate Category]],Table1[PrescribedSource - Rebate ID],0))/1000-Table1323[[#This Row],[LED Luminaire W by rebate]]/1000)*IF(Table1323[[#This Row],[Assumed hours from space type]]=\"user defined\",Table1323[[#This Row],[Baseline Operating hours]],Table1323[[#This Row],[Assumed hours from space type]])+Table1323[[#This Row],[Controls Rebate kWh Savings]]),0)","v":0},{"$f":"IFERROR(IF(Table1323[[#This Row],[Rebate kW Savings]]=0,Table1323[[#This Row],[Demand Savings, kW]],INDEX(Table1[Actual Savings],MATCH(Table1323[[#This Row],[Lamp / Luminaire Category]]&Table1323[[#This Row],[Rebate Category]],Table1[PrescribedSource - Rebate ID],0))*Table1323[[#This Row],[Quantity of luminaires]]/1000),0)","v":""},{"$f":"IFERROR(Table1323[[#This Row],[BC Housing Site kW Savings]]*IF(Table1323[[#This Row],[Assumed hours from space type]]=\"user defined\",Table1323[[#This Row],[Baseline Operating hours]],Table1323[[#This Row],[Assumed hours from space type]])+Table1323[[#This Row],[Controls Rebate kWh Savings]],0)","v":0},{"$f":"IFERROR(IF(Table1323[[#This Row],[Lamp / Luminaire Category]]=\"No eligible rebate\",Table1323[[#This Row],[Lighting Technology]]&\" retrofit with no rebate\",Table1323[[#This Row],[Rebate Category]]),\"\")","v":0},{"$f":"IF(Table1323[[#This Row],[Lamp / Luminaire Category]]=\"No eligible rebate\",1,0)","v":0},{"$f":"IFERROR(IF(IF(Table1323[[#This Row],[Assumed hours from space type]]=\"user defined\",Table1323[[#This Row],[Baseline Operating hours]],Table1323[[#This Row],[Assumed hours from space type]])<3600,0,IF(AND(IF(Table1323[[#This Row],[Assumed hours from space type]]=\"user defined\",Table1323[[#This Row],[Baseline Operating hours]],Table1323[[#This Row],[Assumed hours from space type]])>=3600,OR(Table1323[[#This Row],[Automatic Controls?]]=\"None\",Table1323[[#This Row],[Automatic Controls?]]=\"\")),IF(Table1323[[#This Row],[Lamp / Luminaire Category]]=\"No eligible rebate\",Table1323[[#This Row],[Baseline W defined by user]]-Table1323[[#This Row],[Retrofit W defined by user (no rebate)]],Table1323[[#This Row],[Assumed Baseline W by source]]-Table1323[[#This Row],[LED Luminaire W by rebate]]),IF(AND(IF(Table1323[[#This Row],[Assumed hours from space type]]=\"user defined\",Table1323[[#This Row],[Baseline Operating hours]],Table1323[[#This Row],[Assumed hours from space type]])>=(3600/0.8),OR(Table1323[[#This Row],[Automatic Controls?]]=\"Fixture integrated occupancy sensor\",Table1323[[#This Row],[Automatic Controls?]]=\"Ceiling / wall mounted occupancy sensor\")),IF(Table1323[[#This Row],[Lamp / Luminaire Category]]=\"No eligible rebate\",(Table1323[[#This Row],[Baseline W defined by user]]-Table1323[[#This Row],[Retrofit W defined by user (no rebate)]]),Table1323[[#This Row],[Assumed Baseline W by source]]-Table1323[[#This Row],[LED Luminaire W by rebate]]),IF(AND(IF(Table1323[[#This Row],[Assumed hours from space type]]=\"user defined\",Table1323[[#This Row],[Baseline Operating hours]],Table1323[[#This Row],[Assumed hours from space type]])<(3600/0.8),OR(Table1323[[#This Row],[Automatic Controls?]]=\"Fixture integrated occupancy sensor\",Table1323[[#This Row],[Automatic Controls?]]=\"Ceiling / wall mounted occupancy sensor\")),IF(Table1323[[#This Row],[Lamp / Luminaire Category]]=\"No eligible rebate\",Table1323[[#This Row],[Baseline W defined by user]],Table1323[[#This Row],[Assumed Baseline W by source]])))))*Table1323[[#This Row],[Quantity of luminaires]]/1000,\"\")","v":""},{"$f":"Table1323[[#This Row],[LED lamp/luminaire retrofit part '#]]","v":0},{"$f":"IF(Table1323[[#This Row],[Rebate Unit]]=\"per lamp\",INDEX(Table1[Number of Lamps],MATCH(Table1323[[#This Row],[Lamp / Luminaire Category]]&Table1323[[#This Row],[Rebate Category]],Table1[PrescribedSource - Rebate ID],0)),1)*Table1323[[#This Row],[Quantity of luminaires]]","v":0},{"$f":"IFERROR(IF(Table1323[[#This Row],[Lamp / Luminaire Category]]=\"No eligible rebate\",\"no eligible rebate\",INDEX(Table1[BC Hydro xRM ECM],MATCH(Table1323[[#This Row],[Lamp / Luminaire Category]]&Table1323[[#This Row],[Rebate Category]],Table1[PrescribedSource - Rebate ID],0))),\"\")","v":""}]
[null,{"$f":"IF(Table1323[[#This Row],[Space Type]]=\"\",\"\",\"L-\"&ROW(4:4))","v":""},null,null,null,null,null,null,null,{"$f":"IFERROR(IF(Table1323[[#This Row],[Space Type]]=\"\",\"\",IF(Table1323[[#This Row],[Lamp / Luminaire Category]]=\"No eligible rebate\",\"\",IF(Table1323[[#This Row],[Rebate Category]]=\"\",\"select rebate\",INDEX(Table1[Actual Baseline W],MATCH(Table1323[[#This Row],[Lamp / Luminaire Category]]&Table1323[[#This Row],[Rebate Category]],Table1[PrescribedSource - Rebate ID],0))))),\"\")","v":""},{"$f":"IFERROR(IF(Table1323[[#This Row],[No]]=\"\",\"\",IF(Table1323[[#This Row],[Space Type]]=\"\",\"select Space Type\",IF(Table1323[[#This Row],[Baseline Operating hours]]<>\"\",\"user defined\",INDEX(Table5[Hours],MATCH(Table1323[[#This Row],[Space Type]],Table5[Space Type],0))))),\"\")","v":""},null,{"$f":"IFERROR(INDEX(Table1[Rebate],MATCH(Table1323[[#This Row],[Lamp / Luminaire Category]]&Table1323[[#This Row],[Rebate Category]],Table1[PrescribedSource - Rebate ID],0)),\"\")","v":""},{"$f":"IFERROR(INDEX(Table1[Rebate Unit],MATCH(Table1323[[#This Row],[Lamp / Luminaire Category]]&Table1323[[#This Row],[Rebate Category]],Table1[PrescribedSource - Rebate ID],0)),\"\")","v":""},null,{"$f":"IFERROR(IF(Table1323[[#This Row],[Lamp / Luminaire Category]]=\"No eligible rebate\",\"no rebate\",INDEX(Table1[Retrofit W],MATCH(Table1323[[#This Row],[Lamp / Luminaire Category]]&Table1323[[#This Row],[Rebate Category]],Table1[PrescribedSource - Rebate ID],0))),\"\")","v":""},null,null,null,{"$f":"IFERROR(INDEX(Table1[Rebate],MATCH(Table1323[[#This Row],[Lamp / Luminaire Category]]&Table1323[[#This Row],[Rebate Category]],Table1[PrescribedSource - Rebate ID],0))*Table1323[[#This Row],[Quantity of luminaires]],0)","v":0},{"$f":"IF(OR(Table1323[[#This Row],[Automatic Controls?]]=\"Fixture integrated Occupancy / Daylight Harvesting sensor\",Table1323[[#This Row],[Automatic Controls?]]=\"Ceiling / wall mounted Occupancy / Daylight Harvesting sensor\",Table1323[[#This Row],[Automatic Controls?]]=\"Timer\"),45*Table1323[[#This Row],[Number of occupancy sensors]],\"\")","v":""},{"$f":"IFERROR(IF(Table1323[[#This Row],[Controls Rebate]]=\"\",0,Table1323[[#This Row],[Controls Rebate]])+Table1323[[#This Row],[Lighting Rebate]],\"\")","v":0},{"$f":"IFERROR(INDEX(Table1[Rebate Savings],MATCH(Table1323[[#This Row],[Lamp / Luminaire Category]]&Table1323[[#This Row],[Rebate Category]],Table1[PrescribedSource - Rebate ID],0))*Table1323[[#This Row],[Quantity of luminaires]]/1000,0)","v":0},{"$f":"IFERROR(Table1323[[#This Row],[Rebate kW Savings]]*IF(Table1323[[#This Row],[Assumed hours from space type]]=\"user defined\",Table1323[[#This Row],[Baseline Operating hours]],Table1323[[#This Row],[Assumed hours from space type]]),0)","v":0},{"$f":"IF(OR(Table1323[[#This Row],[Automatic Controls?]]=\"Fixture integrated occupancy sensor\",Table1323[[#This Row],[Automatic Controls?]]=\"Ceiling / wall mounted occupancy sensor\"),Table1323[[#This Row],[Quantity of luminaires]]*IF(Table1323[[#This Row],[Rebate Category]]<>\"\",INDEX(Table1[Retrofit W],MATCH(Table1323[[#This Row],[Rebate Category]],Table1[BC Hydro Rebate Category],0)),Table1323[[#This Row],[Retrofit W defined by user (no rebate)]])/1000*IF(Table1323[[#This Row],[Assumed hours from space type]]=\"user defined\",Table1323[[#This Row],[Baseline Operating hours]],Table1323[[#This Row],[Assumed hours from space type]])*0.2,0)","v":0},{"$f":"Table1323[[#This Row],[Rebate kWh savings]]+Table1323[[#This Row],[Controls Rebate kWh Savings]]","v":0},{"$f":"IFERROR(IF(Table1323[[#This Row],[Quantity of luminaires]]=\"\",\"\",IF(Table1323[[#This Row],[Lamp / Luminaire Category]]=\"No eligible rebate\",(Table1323[[#This Row],[Baseline W defined by user]]-Table1323[[#This Row],[Retrofit W defined by user (no rebate)]])*Table1323[[#This Row],[Quantity of luminaires]]/1000,(Table1323[[#This Row],[Assumed Baseline W by source]]-Table1323[[#This Row],[LED Luminaire W by rebate]])*Table1323[[#This Row],[Quantity of luminaires]]/1000)),0)","v":""},{"$f":"IFERROR(IF(Table1323[[#This Row],[Lamp / Luminaire Category]]=\"No eligible rebate\",Table1323[[#This Row],[Quantity of luminaires]]*(Table1323[[#This Row],[Baseline W defined by user]]-Table1323[[#This Row],[Retrofit W defined by user (no rebate)]])/1000*IF(Table1323[[#This Row],[Assumed hours from space type]]=\"user defined\",Table1323[[#This Row],[Baseline Operating hours]],Table1323[[#This Row],[Assumed hours from space type]])+Table1323[[#This Row],[Controls Rebate kWh Savings]],Table1323[[#This Row],[Quantity of luminaires]]*(INDEX(Table1[Actual Baseline W],MATCH(Table1323[[#This Row],[Lamp / Luminaire Category]]&Table1323[[#This Row],[Rebate Category]],Table1[PrescribedSource - Rebate ID],0))/1000-Table1323[[#This Row],[LED Luminaire W by rebate]]/1000)*IF(Table1323[[#This Row],[Assumed hours from space type]]=\"user defined\",Table1323[[#This Row],[Baseline Operating hours]],Table1323[[#This Row],[Assumed hours from space type]])+Table1323[[#This Row],[Controls Rebate kWh Savings]]),0)","v":0},{"$f":"IFERROR(IF(Table1323[[#This Row],[Rebate kW Savings]]=0,Table1323[[#This Row],[Demand Savings, kW]],INDEX(Table1[Actual Savings],MATCH(Table1323[[#This Row],[Lamp / Luminaire Category]]&Table1323[[#This Row],[Rebate Category]],Table1[PrescribedSource - Rebate ID],0))*Table1323[[#This Row],[Quantity of luminaires]]/1000),0)","v":""},{"$f":"IFERROR(Table1323[[#This Row],[BC Housing Site kW Savings]]*IF(Table1323[[#This Row],[Assumed hours from space type]]=\"user defined\",Table1323[[#This Row],[Baseline Operating hours]],Table1323[[#This Row],[Assumed hours from space type]])+Table1323[[#This Row],[Controls Rebate kWh Savings]],0)","v":0},{"$f":"IFERROR(IF(Table1323[[#This Row],[Lamp / Luminaire Category]]=\"No eligible rebate\",Table1323[[#This Row],[Lighting Technology]]&\" retrofit with no rebate\",Table1323[[#This Row],[Rebate Category]]),\"\")","v":0},{"$f":"IF(Table1323[[#This Row],[Lamp / Luminaire Category]]=\"No eligible rebate\",1,0)","v":0},{"$f":"IFERROR(IF(IF(Table1323[[#This Row],[Assumed hours from space type]]=\"user defined\",Table1323[[#This Row],[Baseline Operating hours]],Table1323[[#This Row],[Assumed hours from space type]])<3600,0,IF(AND(IF(Table1323[[#This Row],[Assumed hours from space type]]=\"user defined\",Table1323[[#This Row],[Baseline Operating hours]],Table1323[[#This Row],[Assumed hours from space type]])>=3600,OR(Table1323[[#This Row],[Automatic Controls?]]=\"None\",Table1323[[#This Row],[Automatic Controls?]]=\"\")),IF(Table1323[[#This Row],[Lamp / Luminaire Category]]=\"No eligible rebate\",Table1323[[#This Row],[Baseline W defined by user]]-Table1323[[#This Row],[Retrofit W defined by user (no rebate)]],Table1323[[#This Row],[Assumed Baseline W by source]]-Table1323[[#This Row],[LED Luminaire W by rebate]]),IF(AND(IF(Table1323[[#This Row],[Assumed hours from space type]]=\"user defined\",Table1323[[#This Row],[Baseline Operating hours]],Table1323[[#This Row],[Assumed hours from space type]])>=(3600/0.8),OR(Table1323[[#This Row],[Automatic Controls?]]=\"Fixture integrated occupancy sensor\",Table1323[[#This Row],[Automatic Controls?]]=\"Ceiling / wall mounted occupancy sensor\")),IF(Table1323[[#This Row],[Lamp / Luminaire Category]]=\"No eligible rebate\",(Table1323[[#This Row],[Baseline W defined by user]]-Table1323[[#This Row],[Retrofit W defined by user (no rebate)]]),Table1323[[#This Row],[Assumed Baseline W by source]]-Table1323[[#This Row],[LED Luminaire W by rebate]]),IF(AND(IF(Table1323[[#This Row],[Assumed hours from space type]]=\"user defined\",Table1323[[#This Row],[Baseline Operating hours]],Table1323[[#This Row],[Assumed hours from space type]])<(3600/0.8),OR(Table1323[[#This Row],[Automatic Controls?]]=\"Fixture integrated occupancy sensor\",Table1323[[#This Row],[Automatic Controls?]]=\"Ceiling / wall mounted occupancy sensor\")),IF(Table1323[[#This Row],[Lamp / Luminaire Category]]=\"No eligible rebate\",Table1323[[#This Row],[Baseline W defined by user]],Table1323[[#This Row],[Assumed Baseline W by source]])))))*Table1323[[#This Row],[Quantity of luminaires]]/1000,\"\")","v":""},{"$f":"Table1323[[#This Row],[LED lamp/luminaire retrofit part '#]]","v":0},{"$f":"IF(Table1323[[#This Row],[Rebate Unit]]=\"per lamp\",INDEX(Table1[Number of Lamps],MATCH(Table1323[[#This Row],[Lamp / Luminaire Category]]&Table1323[[#This Row],[Rebate Category]],Table1[PrescribedSource - Rebate ID],0)),1)*Table1323[[#This Row],[Quantity of luminaires]]","v":0},{"$f":"IFERROR(IF(Table1323[[#This Row],[Lamp / Luminaire Category]]=\"No eligible rebate\",\"no eligible rebate\",INDEX(Table1[BC Hydro xRM ECM],MATCH(Table1323[[#This Row],[Lamp / Luminaire Category]]&Table1323[[#This Row],[Rebate Category]],Table1[PrescribedSource - Rebate ID],0))),\"\")","v":""}]
[null,{"$f":"IF(Table1323[[#This Row],[Space Type]]=\"\",\"\",\"L-\"&ROW(5:5))","v":""},null,null,null,null,null,null,null,{"$f":"IFERROR(IF(Table1323[[#This Row],[Space Type]]=\"\",\"\",IF(Table1323[[#This Row],[Lamp / Luminaire Category]]=\"No eligible rebate\",\"\",IF(Table1323[[#This Row],[Rebate Category]]=\"\",\"select rebate\",INDEX(Table1[Actual Baseline W],MATCH(Table1323[[#This Row],[Lamp / Luminaire Category]]&Table1323[[#This Row],[Rebate Category]],Table1[PrescribedSource - Rebate ID],0))))),\"\")","v":""},{"$f":"IFERROR(IF(Table1323[[#This Row],[No]]=\"\",\"\",IF(Table1323[[#This Row],[Space Type]]=\"\",\"select Space Type\",IF(Table1323[[#This Row],[Baseline Operating hours]]<>\"\",\"user defined\",INDEX(Table5[Hours],MATCH(Table1323[[#This Row],[Space Type]],Table5[Space Type],0))))),\"\")","v":""},null,{"$f":"IFERROR(INDEX(Table1[Rebate],MATCH(Table1323[[#This Row],[Lamp / Luminaire Category]]&Table1323[[#This Row],[Rebate Category]],Table1[PrescribedSource - Rebate ID],0)),\"\")","v":""},{"$f":"IFERROR(INDEX(Table1[Rebate Unit],MATCH(Table1323[[#This Row],[Lamp / Luminaire Category]]&Table1323[[#This Row],[Rebate Category]],Table1[PrescribedSource - Rebate ID],0)),\"\")","v":""},null,{"$f":"IFERROR(IF(Table1323[[#This Row],[Lamp / Luminaire Category]]=\"No eligible rebate\",\"no rebate\",INDEX(Table1[Retrofit W],MATCH(Table1323[[#This Row],[Lamp / Luminaire Category]]&Table1323[[#This Row],[Rebate Category]],Table1[PrescribedSource - Rebate ID],0))),\"\")","v":""},null,null,null,{"$f":"IFERROR(INDEX(Table1[Rebate],MATCH(Table1323[[#This Row],[Lamp / Luminaire Category]]&Table1323[[#This Row],[Rebate Category]],Table1[PrescribedSource - Rebate ID],0))*Table1323[[#This Row],[Quantity of luminaires]],0)","v":0},{"$f":"IF(OR(Table1323[[#This Row],[Automatic Controls?]]=\"Fixture integrated Occupancy / Daylight Harvesting sensor\",Table1323[[#This Row],[Automatic Controls?]]=\"Ceiling / wall mounted Occupancy / Daylight Harvesting sensor\",Table1323[[#This Row],[Automatic Controls?]]=\"Timer\"),45*Table1323[[#This Row],[Number of occupancy sensors]],\"\")","v":""},{"$f":"IFERROR(IF(Table1323[[#This Row],[Controls Rebate]]=\"\",0,Table1323[[#This Row],[Controls Rebate]])+Table1323[[#This Row],[Lighting Rebate]],\"\")","v":0},{"$f":"IFERROR(INDEX(Table1[Rebate Savings],MATCH(Table1323[[#This Row],[Lamp / Luminaire Category]]&Table1323[[#This Row],[Rebate Category]],Table1[PrescribedSource - Rebate ID],0))*Table1323[[#This Row],[Quantity of luminaires]]/1000,0)","v":0},{"$f":"IFERROR(Table1323[[#This Row],[Rebate kW Savings]]*IF(Table1323[[#This Row],[Assumed hours from space type]]=\"user defined\",Table1323[[#This Row],[Baseline Operating hours]],Table1323[[#This Row],[Assumed hours from space type]]),0)","v":0},{"$f":"IF(OR(Table1323[[#This Row],[Automatic Controls?]]=\"Fixture integrated occupancy sensor\",Table1323[[#This Row],[Automatic Controls?]]=\"Ceiling / wall mounted occupancy sensor\"),Table1323[[#This Row],[Quantity of luminaires]]*IF(Table1323[[#This Row],[Rebate Category]]<>\"\",INDEX(Table1[Retrofit W],MATCH(Table1323[[#This Row],[Rebate Category]],Table1[BC Hydro Rebate Category],0)),Table1323[[#This Row],[Retrofit W defined by user (no rebate)]])/1000*IF(Table1323[[#This Row],[Assumed hours from space type]]=\"user defined\",Table1323[[#This Row],[Baseline Operating hours]],Table1323[[#This Row],[Assumed hours from space type]])*0.2,0)","v":0},{"$f":"Table1323[[#This Row],[Rebate kWh savings]]+Table1323[[#This Row],[Controls Rebate kWh Savings]]","v":0},{"$f":"IFERROR(IF(Table1323[[#This Row],[Quantity of luminaires]]=\"\",\"\",IF(Table1323[[#This Row],[Lamp / Luminaire Category]]=\"No eligible rebate\",(Table1323[[#This Row],[Baseline W defined by user]]-Table1323[[#This Row],[Retrofit W defined by user (no rebate)]])*Table1323[[#This Row],[Quantity of luminaires]]/1000,(Table1323[[#This Row],[Assumed Baseline W by source]]-Table1323[[#This Row],[LED Luminaire W by rebate]])*Table1323[[#This Row],[Quantity of luminaires]]/1000)),0)","v":""},{"$f":"IFERROR(IF(Table1323[[#This Row],[Lamp / Luminaire Category]]=\"No eligible rebate\",Table1323[[#This Row],[Quantity of luminaires]]*(Table1323[[#This Row],[Baseline W defined by user]]-Table1323[[#This Row],[Retrofit W defined by user (no rebate)]])/1000*IF(Table1323[[#This Row],[Assumed hours from space type]]=\"user defined\",Table1323[[#This Row],[Baseline Operating hours]],Table1323[[#This Row],[Assumed hours from space type]])+Table1323[[#This Row],[Controls Rebate kWh Savings]],Table1323[[#This Row],[Quantity of luminaires]]*(INDEX(Table1[Actual Baseline W],MATCH(Table1323[[#This Row],[Lamp / Luminaire Category]]&Table1323[[#This Row],[Rebate Category]],Table1[PrescribedSource - Rebate ID],0))/1000-Table1323[[#This Row],[LED Luminaire W by rebate]]/1000)*IF(Table1323[[#This Row],[Assumed hours from space type]]=\"user defined\",Table1323[[#This Row],[Baseline Operating hours]],Table1323[[#This Row],[Assumed hours from space type]])+Table1323[[#This Row],[Controls Rebate kWh Savings]]),0)","v":0},{"$f":"IFERROR(IF(Table1323[[#This Row],[Rebate kW Savings]]=0,Table1323[[#This Row],[Demand Savings, kW]],INDEX(Table1[Actual Savings],MATCH(Table1323[[#This Row],[Lamp / Luminaire Category]]&Table1323[[#This Row],[Rebate Category]],Table1[PrescribedSource - Rebate ID],0))*Table1323[[#This Row],[Quantity of luminaires]]/1000),0)","v":""},{"$f":"IFERROR(Table1323[[#This Row],[BC Housing Site kW Savings]]*IF(Table1323[[#This Row],[Assumed hours from space type]]=\"user defined\",Table1323[[#This Row],[Baseline Operating hours]],Table1323[[#This Row],[Assumed hours from space type]])+Table1323[[#This Row],[Controls Rebate kWh Savings]],0)","v":0},{"$f":"IFERROR(IF(Table1323[[#This Row],[Lamp / Luminaire Category]]=\"No eligible rebate\",Table1323[[#This Row],[Lighting Technology]]&\" retrofit with no rebate\",Table1323[[#This Row],[Rebate Category]]),\"\")","v":0},{"$f":"IF(Table1323[[#This Row],[Lamp / Luminaire Category]]=\"No eligible rebate\",1,0)","v":0},{"$f":"IFERROR(IF(IF(Table1323[[#This Row],[Assumed hours from space type]]=\"user defined\",Table1323[[#This Row],[Baseline Operating hours]],Table1323[[#This Row],[Assumed hours from space type]])<3600,0,IF(AND(IF(Table1323[[#This Row],[Assumed hours from space type]]=\"user defined\",Table1323[[#This Row],[Baseline Operating hours]],Table1323[[#This Row],[Assumed hours from space type]])>=3600,OR(Table1323[[#This Row],[Automatic Controls?]]=\"None\",Table1323[[#This Row],[Automatic Controls?]]=\"\")),IF(Table1323[[#This Row],[Lamp / Luminaire Category]]=\"No eligible rebate\",Table1323[[#This Row],[Baseline W defined by user]]-Table1323[[#This Row],[Retrofit W defined by user (no rebate)]],Table1323[[#This Row],[Assumed Baseline W by source]]-Table1323[[#This Row],[LED Luminaire W by rebate]]),IF(AND(IF(Table1323[[#This Row],[Assumed hours from space type]]=\"user defined\",Table1323[[#This Row],[Baseline Operating hours]],Table1323[[#This Row],[Assumed hours from space type]])>=(3600/0.8),OR(Table1323[[#This Row],[Automatic Controls?]]=\"Fixture integrated occupancy sensor\",Table1323[[#This Row],[Automatic Controls?]]=\"Ceiling / wall mounted occupancy sensor\")),IF(Table1323[[#This Row],[Lamp / Luminaire Category]]=\"No eligible rebate\",(Table1323[[#This Row],[Baseline W defined by user]]-Table1323[[#This Row],[Retrofit W defined by user (no rebate)]]),Table1323[[#This Row],[Assumed Baseline W by source]]-Table1323[[#This Row],[LED Luminaire W by rebate]]),IF(AND(IF(Table1323[[#This Row],[Assumed hours from space type]]=\"user defined\",Table1323[[#This Row],[Baseline Operating hours]],Table1323[[#This Row],[Assumed hours from space type]])<(3600/0.8),OR(Table1323[[#This Row],[Automatic Controls?]]=\"Fixture integrated occupancy sensor\",Table1323[[#This Row],[Automatic Controls?]]=\"Ceiling / wall mounted occupancy sensor\")),IF(Table1323[[#This Row],[Lamp / Luminaire Category]]=\"No eligible rebate\",Table1323[[#This Row],[Baseline W defined by user]],Table1323[[#This Row],[Assumed Baseline W by source]])))))*Table1323[[#This Row],[Quantity of luminaires]]/1000,\"\")","v":""},{"$f":"Table1323[[#This Row],[LED lamp/luminaire retrofit part '#]]","v":0},{"$f":"IF(Table1323[[#This Row],[Rebate Unit]]=\"per lamp\",INDEX(Table1[Number of Lamps],MATCH(Table1323[[#This Row],[Lamp / Luminaire Category]]&Table1323[[#This Row],[Rebate Category]],Table1[PrescribedSource - Rebate ID],0)),1)*Table1323[[#This Row],[Quantity of luminaires]]","v":0},{"$f":"IFERROR(IF(Table1323[[#This Row],[Lamp / Luminaire Category]]=\"No eligible rebate\",\"no eligible rebate\",INDEX(Table1[BC Hydro xRM ECM],MATCH(Table1323[[#This Row],[Lamp / Luminaire Category]]&Table1323[[#This Row],[Rebate Category]],Table1[PrescribedSource - Rebate ID],0))),\"\")","v":""}]
[null,{"$f":"IF(Table1323[[#This Row],[Space Type]]=\"\",\"\",\"L-\"&ROW(56:56))","v":""},null,null,null,null,null,null,null,{"$f":"IFERROR(IF(Table1323[[#This Row],[Space Type]]=\"\",\"\",IF(Table1323[[#This Row],[Lamp / Luminaire Category]]=\"No eligible rebate\",\"\",IF(Table1323[[#This Row],[Rebate Category]]=\"\",\"select rebate\",INDEX(Table1[Actual Baseline W],MATCH(Table1323[[#This Row],[Lamp / Luminaire Category]]&Table1323[[#This Row],[Rebate Category]],Table1[PrescribedSource - Rebate ID],0))))),\"\")","v":""},{"$f":"IFERROR(IF(Table1323[[#This Row],[No]]=\"\",\"\",IF(Table1323[[#This Row],[Space Type]]=\"\",\"select Space Type\",IF(Table1323[[#This Row],[Baseline Operating hours]]<>\"\",\"user defined\",INDEX(Table5[Hours],MATCH(Table1323[[#This Row],[Space Type]],Table5[Space Type],0))))),\"\")","v":""},null,{"$f":"IFERROR(INDEX(Table1[Rebate],MATCH(Table1323[[#This Row],[Lamp / Luminaire Category]]&Table1323[[#This Row],[Rebate Category]],Table1[PrescribedSource - Rebate ID],0)),\"\")","v":""},{"$f":"IFERROR(INDEX(Table1[Rebate Unit],MATCH(Table1323[[#This Row],[Lamp / Luminaire Category]]&Table1323[[#This Row],[Rebate Category]],Table1[PrescribedSource - Rebate ID],0)),\"\")","v":""},null,{"$f":"IFERROR(IF(Table1323[[#This Row],[Lamp / Luminaire Category]]=\"No eligible rebate\",\"no rebate\",INDEX(Table1[Retrofit W],MATCH(Table1323[[#This Row],[Lamp / Luminaire Category]]&Table1323[[#This Row],[Rebate Category]],Table1[PrescribedSource - Rebate ID],0))),\"\")","v":""},null,null,null,{"$f":"IFERROR(INDEX(Table1[Rebate],MATCH(Table1323[[#This Row],[Lamp / Luminaire Category]]&Table1323[[#This Row],[Rebate Category]],Table1[PrescribedSource - Rebate ID],0))*Table1323[[#This Row],[Quantity of luminaires]],0)","v":0},{"$f":"IF(OR(Table1323[[#This Row],[Automatic Controls?]]=\"Fixture integrated Occupancy / Daylight Harvesting sensor\",Table1323[[#This Row],[Automatic Controls?]]=\"Ceiling / wall mounted Occupancy / Daylight Harvesting sensor\",Table1323[[#This Row],[Automatic Controls?]]=\"Timer\"),45*Table1323[[#This Row],[Number of occupancy sensors]],\"\")","v":""},{"$f":"IFERROR(IF(Table1323[[#This Row],[Controls Rebate]]=\"\",0,Table1323[[#This Row],[Controls Rebate]])+Table1323[[#This Row],[Lighting Rebate]],\"\")","v":0},{"$f":"IFERROR(INDEX(Table1[Rebate Savings],MATCH(Table1323[[#This Row],[Lamp / Luminaire Category]]&Table1323[[#This Row],[Rebate Category]],Table1[PrescribedSource - Rebate ID],0))*Table1323[[#This Row],[Quantity of luminaires]]/1000,0)","v":0},{"$f":"IFERROR(Table1323[[#This Row],[Rebate kW Savings]]*IF(Table1323[[#This Row],[Assumed hours from space type]]=\"user defined\",Table1323[[#This Row],[Baseline Operating hours]],Table1323[[#This Row],[Assumed hours from space type]]),0)","v":0},{"$f":"IF(OR(Table1323[[#This Row],[Automatic Controls?]]=\"Fixture integrated occupancy sensor\",Table1323[[#This Row],[Automatic Controls?]]=\"Ceiling / wall mounted occupancy sensor\"),Table1323[[#This Row],[Quantity of luminaires]]*IF(Table1323[[#This Row],[Rebate Category]]<>\"\",INDEX(Table1[Retrofit W],MATCH(Table1323[[#This Row],[Rebate Category]],Table1[BC Hydro Rebate Category],0)),Table1323[[#This Row],[Retrofit W defined by user (no rebate)]])/1000*IF(Table1323[[#This Row],[Assumed hours from space type]]=\"user defined\",Table1323[[#This Row],[Baseline Operating hours]],Table1323[[#This Row],[Assumed hours from space type]])*0.2,0)","v":0},{"$f":"Table1323[[#This Row],[Rebate kWh savings]]+Table1323[[#This Row],[Controls Rebate kWh Savings]]","v":0},{"$f":"IFERROR(IF(Table1323[[#This Row],[Quantity of luminaires]]=\"\",\"\",IF(Table1323[[#This Row],[Lamp / Luminaire Category]]=\"No eligible rebate\",(Table1323[[#This Row],[Baseline W defined by user]]-Table1323[[#This Row],[Retrofit W defined by user (no rebate)]])*Table1323[[#This Row],[Quantity of luminaires]]/1000,(Table1323[[#This Row],[Assumed Baseline W by source]]-Table1323[[#This Row],[LED Luminaire W by rebate]])*Table1323[[#This Row],[Quantity of luminaires]]/1000)),0)","v":""},{"$f":"IFERROR(IF(Table1323[[#This Row],[Lamp / Luminaire Category]]=\"No eligible rebate\",Table1323[[#This Row],[Quantity of luminaires]]*(Table1323[[#This Row],[Baseline W defined by user]]-Table1323[[#This Row],[Retrofit W defined by user (no rebate)]])/1000*IF(Table1323[[#This Row],[Assumed hours from space type]]=\"user defined\",Table1323[[#This Row],[Baseline Operating hours]],Table1323[[#This Row],[Assumed hours from space type]])+Table1323[[#This Row],[Controls Rebate kWh Savings]],Table1323[[#This Row],[Quantity of luminaires]]*(INDEX(Table1[Actual Baseline W],MATCH(Table1323[[#This Row],[Lamp / Luminaire Category]]&Table1323[[#This Row],[Rebate Category]],Table1[PrescribedSource - Rebate ID],0))/1000-Table1323[[#This Row],[LED Luminaire W by rebate]]/1000)*IF(Table1323[[#This Row],[Assumed hours from space type]]=\"user defined\",Table1323[[#This Row],[Baseline Operating hours]],Table1323[[#This Row],[Assumed hours from space type]])+Table1323[[#This Row],[Controls Rebate kWh Savings]]),0)","v":0},{"$f":"IFERROR(IF(Table1323[[#This Row],[Rebate kW Savings]]=0,Table1323[[#This Row],[Demand Savings, kW]],INDEX(Table1[Actual Savings],MATCH(Table1323[[#This Row],[Lamp / Luminaire Category]]&Table1323[[#This Row],[Rebate Category]],Table1[PrescribedSource - Rebate ID],0))*Table1323[[#This Row],[Quantity of luminaires]]/1000),0)","v":""},{"$f":"IFERROR(Table1323[[#This Row],[BC Housing Site kW Savings]]*IF(Table1323[[#This Row],[Assumed hours from space type]]=\"user defined\",Table1323[[#This Row],[Baseline Operating hours]],Table1323[[#This Row],[Assumed hours from space type]])+Table1323[[#This Row],[Controls Rebate kWh Savings]],0)","v":0},{"$f":"IFERROR(IF(Table1323[[#This Row],[Lamp / Luminaire Category]]=\"No eligible rebate\",Table1323[[#This Row],[Lighting Technology]]&\" retrofit with no rebate\",Table1323[[#This Row],[Rebate Category]]),\"\")","v":0},{"$f":"IF(Table1323[[#This Row],[Lamp / Luminaire Category]]=\"No eligible rebate\",1,0)","v":0},{"$f":"IFERROR(IF(IF(Table1323[[#This Row],[Assumed hours from space type]]=\"user defined\",Table1323[[#This Row],[Baseline Operating hours]],Table1323[[#This Row],[Assumed hours from space type]])<3600,0,IF(AND(IF(Table1323[[#This Row],[Assumed hours from space type]]=\"user defined\",Table1323[[#This Row],[Baseline Operating hours]],Table1323[[#This Row],[Assumed hours from space type]])>=3600,OR(Table1323[[#This Row],[Automatic Controls?]]=\"None\",Table1323[[#This Row],[Automatic Controls?]]=\"\")),IF(Table1323[[#This Row],[Lamp / Luminaire Category]]=\"No eligible rebate\",Table1323[[#This Row],[Baseline W defined by user]]-Table1323[[#This Row],[Retrofit W defined by user (no rebate)]],Table1323[[#This Row],[Assumed Baseline W by source]]-Table1323[[#This Row],[LED Luminaire W by rebate]]),IF(AND(IF(Table1323[[#This Row],[Assumed hours from space type]]=\"user defined\",Table1323[[#This Row],[Baseline Operating hours]],Table1323[[#This Row],[Assumed hours from space type]])>=(3600/0.8),OR(Table1323[[#This Row],[Automatic Controls?]]=\"Fixture integrated occupancy sensor\",Table1323[[#This Row],[Automatic Controls?]]=\"Ceiling / wall mounted occupancy sensor\")),IF(Table1323[[#This Row],[Lamp / Luminaire Category]]=\"No eligible rebate\",(Table1323[[#This Row],[Baseline W defined by user]]-Table1323[[#This Row],[Retrofit W defined by user (no rebate)]]),Table1323[[#This Row],[Assumed Baseline W by source]]-Table1323[[#This Row],[LED Luminaire W by rebate]]),IF(AND(IF(Table1323[[#This Row],[Assumed hours from space type]]=\"user defined\",Table1323[[#This Row],[Baseline Operating hours]],Table1323[[#This Row],[Assumed hours from space type]])<(3600/0.8),OR(Table1323[[#This Row],[Automatic Controls?]]=\"Fixture integrated occupancy sensor\",Table1323[[#This Row],[Automatic Controls?]]=\"Ceiling / wall mounted occupancy sensor\")),IF(Table1323[[#This Row],[Lamp / Luminaire Category]]=\"No eligible rebate\",Table1323[[#This Row],[Baseline W defined by user]],Table1323[[#This Row],[Assumed Baseline W by source]])))))*Table1323[[#This Row],[Quantity of luminaires]]/1000,\"\")","v":""},{"$f":"Table1323[[#This Row],[LED lamp/luminaire retrofit part '#]]","v":0},{"$f":"IF(Table1323[[#This Row],[Rebate Unit]]=\"per lamp\",INDEX(Table1[Number of Lamps],MATCH(Table1323[[#This Row],[Lamp / Luminaire Category]]&Table1323[[#This Row],[Rebate Category]],Table1[PrescribedSource - Rebate ID],0)),1)*Table1323[[#This Row],[Quantity of luminaires]]","v":0},{"$f":"IFERROR(IF(Table1323[[#This Row],[Lamp / Luminaire Category]]=\"No eligible rebate\",\"no eligible rebate\",INDEX(Table1[BC Hydro xRM ECM],MATCH(Table1323[[#This Row],[Lamp / Luminaire Category]]&Table1323[[#This Row],[Rebate Category]],Table1[PrescribedSource - Rebate ID],0))),\"\")","v":""}]
[null,{"$f":"IF(Table1323[[#This Row],[Space Type]]=\"\",\"\",\"L-\"&ROW(57:57))","v":""},null,null,null,null,null,null,null,{"$f":"IFERROR(IF(Table1323[[#This Row],[Space Type]]=\"\",\"\",IF(Table1323[[#This Row],[Lamp / Luminaire Category]]=\"No eligible rebate\",\"\",IF(Table1323[[#This Row],[Rebate Category]]=\"\",\"select rebate\",INDEX(Table1[Actual Baseline W],MATCH(Table1323[[#This Row],[Lamp / Luminaire Category]]&Table1323[[#This Row],[Rebate Category]],Table1[PrescribedSource - Rebate ID],0))))),\"\")","v":""},{"$f":"IFERROR(IF(Table1323[[#This Row],[No]]=\"\",\"\",IF(Table1323[[#This Row],[Space Type]]=\"\",\"select Space Type\",IF(Table1323[[#This Row],[Baseline Operating hours]]<>\"\",\"user defined\",INDEX(Table5[Hours],MATCH(Table1323[[#This Row],[Space Type]],Table5[Space Type],0))))),\"\")","v":""},null,{"$f":"IFERROR(INDEX(Table1[Rebate],MATCH(Table1323[[#This Row],[Lamp / Luminaire Category]]&Table1323[[#This Row],[Rebate Category]],Table1[PrescribedSource - Rebate ID],0)),\"\")","v":""},{"$f":"IFERROR(INDEX(Table1[Rebate Unit],MATCH(Table1323[[#This Row],[Lamp / Luminaire Category]]&Table1323[[#This Row],[Rebate Category]],Table1[PrescribedSource - Rebate ID],0)),\"\")","v":""},null,{"$f":"IFERROR(IF(Table1323[[#This Row],[Lamp / Luminaire Category]]=\"No eligible rebate\",\"no rebate\",INDEX(Table1[Retrofit W],MATCH(Table1323[[#This Row],[Lamp / Luminaire Category]]&Table1323[[#This Row],[Rebate Category]],Table1[PrescribedSource - Rebate ID],0))),\"\")","v":""},null,null,null,{"$f":"IFERROR(INDEX(Table1[Rebate],MATCH(Table1323[[#This Row],[Lamp / Luminaire Category]]&Table1323[[#This Row],[Rebate Category]],Table1[PrescribedSource - Rebate ID],0))*Table1323[[#This Row],[Quantity of luminaires]],0)","v":0},{"$f":"IF(OR(Table1323[[#This Row],[Automatic Controls?]]=\"Fixture integrated Occupancy / Daylight Harvesting sensor\",Table1323[[#This Row],[Automatic Controls?]]=\"Ceiling / wall mounted Occupancy / Daylight Harvesting sensor\",Table1323[[#This Row],[Automatic Controls?]]=\"Timer\"),45*Table1323[[#This Row],[Number of occupancy sensors]],\"\")","v":""},{"$f":"IFERROR(IF(Table1323[[#This Row],[Controls Rebate]]=\"\",0,Table1323[[#This Row],[Controls Rebate]])+Table1323[[#This Row],[Lighting Rebate]],\"\")","v":0},{"$f":"IFERROR(INDEX(Table1[Rebate Savings],MATCH(Table1323[[#This Row],[Lamp / Luminaire Category]]&Table1323[[#This Row],[Rebate Category]],Table1[PrescribedSource - Rebate ID],0))*Table1323[[#This Row],[Quantity of luminaires]]/1000,0)","v":0},{"$f":"IFERROR(Table1323[[#This Row],[Rebate kW Savings]]*IF(Table1323[[#This Row],[Assumed hours from space type]]=\"user defined\",Table1323[[#This Row],[Baseline Operating hours]],Table1323[[#This Row],[Assumed hours from space type]]),0)","v":0},{"$f":"IF(OR(Table1323[[#This Row],[Automatic Controls?]]=\"Fixture integrated occupancy sensor\",Table1323[[#This Row],[Automatic Controls?]]=\"Ceiling / wall mounted occupancy sensor\"),Table1323[[#This Row],[Quantity of luminaires]]*IF(Table1323[[#This Row],[Rebate Category]]<>\"\",INDEX(Table1[Retrofit W],MATCH(Table1323[[#This Row],[Rebate Category]],Table1[BC Hydro Rebate Category],0)),Table1323[[#This Row],[Retrofit W defined by user (no rebate)]])/1000*IF(Table1323[[#This Row],[Assumed hours from space type]]=\"user defined\",Table1323[[#This Row],[Baseline Operating hours]],Table1323[[#This Row],[Assumed hours from space type]])*0.2,0)","v":0},{"$f":"Table1323[[#This Row],[Rebate kWh savings]]+Table1323[[#This Row],[Controls Rebate kWh Savings]]","v":0},{"$f":"IFERROR(IF(Table1323[[#This Row],[Quantity of luminaires]]=\"\",\"\",IF(Table1323[[#This Row],[Lamp / Luminaire Category]]=\"No eligible rebate\",(Table1323[[#This Row],[Baseline W defined by user]]-Table1323[[#This Row],[Retrofit W defined by user (no rebate)]])*Table1323[[#This Row],[Quantity of luminaires]]/1000,(Table1323[[#This Row],[Assumed Baseline W by source]]-Table1323[[#This Row],[LED Luminaire W by rebate]])*Table1323[[#This Row],[Quantity of luminaires]]/1000)),0)","v":""},{"$f":"IFERROR(IF(Table1323[[#This Row],[Lamp / Luminaire Category]]=\"No eligible rebate\",Table1323[[#This Row],[Quantity of luminaires]]*(Table1323[[#This Row],[Baseline W defined by user]]-Table1323[[#This Row],[Retrofit W defined by user (no rebate)]])/1000*IF(Table1323[[#This Row],[Assumed hours from space type]]=\"user defined\",Table1323[[#This Row],[Baseline Operating hours]],Table1323[[#This Row],[Assumed hours from space type]])+Table1323[[#This Row],[Controls Rebate kWh Savings]],Table1323[[#This Row],[Quantity of luminaires]]*(INDEX(Table1[Actual Baseline W],MATCH(Table1323[[#This Row],[Lamp / Luminaire Category]]&Table1323[[#This Row],[Rebate Category]],Table1[PrescribedSource - Rebate ID],0))/1000-Table1323[[#This Row],[LED Luminaire W by rebate]]/1000)*IF(Table1323[[#This Row],[Assumed hours from space type]]=\"user defined\",Table1323[[#This Row],[Baseline Operating hours]],Table1323[[#This Row],[Assumed hours from space type]])+Table1323[[#This Row],[Controls Rebate kWh Savings]]),0)","v":0},{"$f":"IFERROR(IF(Table1323[[#This Row],[Rebate kW Savings]]=0,Table1323[[#This Row],[Demand Savings, kW]],INDEX(Table1[Actual Savings],MATCH(Table1323[[#This Row],[Lamp / Luminaire Category]]&Table1323[[#This Row],[Rebate Category]],Table1[PrescribedSource - Rebate ID],0))*Table1323[[#This Row],[Quantity of luminaires]]/1000),0)","v":""},{"$f":"IFERROR(Table1323[[#This Row],[BC Housing Site kW Savings]]*IF(Table1323[[#This Row],[Assumed hours from space type]]=\"user defined\",Table1323[[#This Row],[Baseline Operating hours]],Table1323[[#This Row],[Assumed hours from space type]])+Table1323[[#This Row],[Controls Rebate kWh Savings]],0)","v":0},{"$f":"IFERROR(IF(Table1323[[#This Row],[Lamp / Luminaire Category]]=\"No eligible rebate\",Table1323[[#This Row],[Lighting Technology]]&\" retrofit with no rebate\",Table1323[[#This Row],[Rebate Category]]),\"\")","v":0},{"$f":"IF(Table1323[[#This Row],[Lamp / Luminaire Category]]=\"No eligible rebate\",1,0)","v":0},{"$f":"IFERROR(IF(IF(Table1323[[#This Row],[Assumed hours from space type]]=\"user defined\",Table1323[[#This Row],[Baseline Operating hours]],Table1323[[#This Row],[Assumed hours from space type]])<3600,0,IF(AND(IF(Table1323[[#This Row],[Assumed hours from space type]]=\"user defined\",Table1323[[#This Row],[Baseline Operating hours]],Table1323[[#This Row],[Assumed hours from space type]])>=3600,OR(Table1323[[#This Row],[Automatic Controls?]]=\"None\",Table1323[[#This Row],[Automatic Controls?]]=\"\")),IF(Table1323[[#This Row],[Lamp / Luminaire Category]]=\"No eligible rebate\",Table1323[[#This Row],[Baseline W defined by user]]-Table1323[[#This Row],[Retrofit W defined by user (no rebate)]],Table1323[[#This Row],[Assumed Baseline W by source]]-Table1323[[#This Row],[LED Luminaire W by rebate]]),IF(AND(IF(Table1323[[#This Row],[Assumed hours from space type]]=\"user defined\",Table1323[[#This Row],[Baseline Operating hours]],Table1323[[#This Row],[Assumed hours from space type]])>=(3600/0.8),OR(Table1323[[#This Row],[Automatic Controls?]]=\"Fixture integrated occupancy sensor\",Table1323[[#This Row],[Automatic Controls?]]=\"Ceiling / wall mounted occupancy sensor\")),IF(Table1323[[#This Row],[Lamp / Luminaire Category]]=\"No eligible rebate\",(Table1323[[#This Row],[Baseline W defined by user]]-Table1323[[#This Row],[Retrofit W defined by user (no rebate)]]),Table1323[[#This Row],[Assumed Baseline W by source]]-Table1323[[#This Row],[LED Luminaire W by rebate]]),IF(AND(IF(Table1323[[#This Row],[Assumed hours from space type]]=\"user defined\",Table1323[[#This Row],[Baseline Operating hours]],Table1323[[#This Row],[Assumed hours from space type]])<(3600/0.8),OR(Table1323[[#This Row],[Automatic Controls?]]=\"Fixture integrated occupancy sensor\",Table1323[[#This Row],[Automatic Controls?]]=\"Ceiling / wall mounted occupancy sensor\")),IF(Table1323[[#This Row],[Lamp / Luminaire Category]]=\"No eligible rebate\",Table1323[[#This Row],[Baseline W defined by user]],Table1323[[#This Row],[Assumed Baseline W by source]])))))*Table1323[[#This Row],[Quantity of luminaires]]/1000,\"\")","v":""},{"$f":"Table1323[[#This Row],[LED lamp/luminaire retrofit part '#]]","v":0},{"$f":"IF(Table1323[[#This Row],[Rebate Unit]]=\"per lamp\",INDEX(Table1[Number of Lamps],MATCH(Table1323[[#This Row],[Lamp / Luminaire Category]]&Table1323[[#This Row],[Rebate Category]],Table1[PrescribedSource - Rebate ID],0)),1)*Table1323[[#This Row],[Quantity of luminaires]]","v":0},{"$f":"IFERROR(IF(Table1323[[#This Row],[Lamp / Luminaire Category]]=\"No eligible rebate\",\"no eligible rebate\",INDEX(Table1[BC Hydro xRM ECM],MATCH(Table1323[[#This Row],[Lamp / Luminaire Category]]&Table1323[[#This Row],[Rebate Category]],Table1[PrescribedSource - Rebate ID],0))),\"\")","v":""}]
[null,{"$f":"IF(Table1323[[#This Row],[Space Type]]=\"\",\"\",\"L-\"&ROW(58:58))","v":""},null,null,null,null,null,null,null,{"$f":"IFERROR(IF(Table1323[[#This Row],[Space Type]]=\"\",\"\",IF(Table1323[[#This Row],[Lamp / Luminaire Category]]=\"No eligible rebate\",\"\",IF(Table1323[[#This Row],[Rebate Category]]=\"\",\"select rebate\",INDEX(Table1[Actual Baseline W],MATCH(Table1323[[#This Row],[Lamp / Luminaire Category]]&Table1323[[#This Row],[Rebate Category]],Table1[PrescribedSource - Rebate ID],0))))),\"\")","v":""},{"$f":"IFERROR(IF(Table1323[[#This Row],[No]]=\"\",\"\",IF(Table1323[[#This Row],[Space Type]]=\"\",\"select Space Type\",IF(Table1323[[#This Row],[Baseline Operating hours]]<>\"\",\"user defined\",INDEX(Table5[Hours],MATCH(Table1323[[#This Row],[Space Type]],Table5[Space Type],0))))),\"\")","v":""},null,{"$f":"IFERROR(INDEX(Table1[Rebate],MATCH(Table1323[[#This Row],[Lamp / Luminaire Category]]&Table1323[[#This Row],[Rebate Category]],Table1[PrescribedSource - Rebate ID],0)),\"\")","v":""},{"$f":"IFERROR(INDEX(Table1[Rebate Unit],MATCH(Table1323[[#This Row],[Lamp / Luminaire Category]]&Table1323[[#This Row],[Rebate Category]],Table1[PrescribedSource - Rebate ID],0)),\"\")","v":""},null,{"$f":"IFERROR(IF(Table1323[[#This Row],[Lamp / Luminaire Category]]=\"No eligible rebate\",\"no rebate\",INDEX(Table1[Retrofit W],MATCH(Table1323[[#This Row],[Lamp / Luminaire Category]]&Table1323[[#This Row],[Rebate Category]],Table1[PrescribedSource - Rebate ID],0))),\"\")","v":""},null,null,null,{"$f":"IFERROR(INDEX(Table1[Rebate],MATCH(Table1323[[#This Row],[Lamp / Luminaire Category]]&Table1323[[#This Row],[Rebate Category]],Table1[PrescribedSource - Rebate ID],0))*Table1323[[#This Row],[Quantity of luminaires]],0)","v":0},{"$f":"IF(OR(Table1323[[#This Row],[Automatic Controls?]]=\"Fixture integrated Occupancy / Daylight Harvesting sensor\",Table1323[[#This Row],[Automatic Controls?]]=\"Ceiling / wall mounted Occupancy / Daylight Harvesting sensor\",Table1323[[#This Row],[Automatic Controls?]]=\"Timer\"),45*Table1323[[#This Row],[Number of occupancy sensors]],\"\")","v":""},{"$f":"IFERROR(IF(Table1323[[#This Row],[Controls Rebate]]=\"\",0,Table1323[[#This Row],[Controls Rebate]])+Table1323[[#This Row],[Lighting Rebate]],\"\")","v":0},{"$f":"IFERROR(INDEX(Table1[Rebate Savings],MATCH(Table1323[[#This Row],[Lamp / Luminaire Category]]&Table1323[[#This Row],[Rebate Category]],Table1[PrescribedSource - Rebate ID],0))*Table1323[[#This Row],[Quantity of luminaires]]/1000,0)","v":0},{"$f":"IFERROR(Table1323[[#This Row],[Rebate kW Savings]]*IF(Table1323[[#This Row],[Assumed hours from space type]]=\"user defined\",Table1323[[#This Row],[Baseline Operating hours]],Table1323[[#This Row],[Assumed hours from space type]]),0)","v":0},{"$f":"IF(OR(Table1323[[#This Row],[Automatic Controls?]]=\"Fixture integrated occupancy sensor\",Table1323[[#This Row],[Automatic Controls?]]=\"Ceiling / wall mounted occupancy sensor\"),Table1323[[#This Row],[Quantity of luminaires]]*IF(Table1323[[#This Row],[Rebate Category]]<>\"\",INDEX(Table1[Retrofit W],MATCH(Table1323[[#This Row],[Rebate Category]],Table1[BC Hydro Rebate Category],0)),Table1323[[#This Row],[Retrofit W defined by user (no rebate)]])/1000*IF(Table1323[[#This Row],[Assumed hours from space type]]=\"user defined\",Table1323[[#This Row],[Baseline Operating hours]],Table1323[[#This Row],[Assumed hours from space type]])*0.2,0)","v":0},{"$f":"Table1323[[#This Row],[Rebate kWh savings]]+Table1323[[#This Row],[Controls Rebate kWh Savings]]","v":0},{"$f":"IFERROR(IF(Table1323[[#This Row],[Quantity of luminaires]]=\"\",\"\",IF(Table1323[[#This Row],[Lamp / Luminaire Category]]=\"No eligible rebate\",(Table1323[[#This Row],[Baseline W defined by user]]-Table1323[[#This Row],[Retrofit W defined by user (no rebate)]])*Table1323[[#This Row],[Quantity of luminaires]]/1000,(Table1323[[#This Row],[Assumed Baseline W by source]]-Table1323[[#This Row],[LED Luminaire W by rebate]])*Table1323[[#This Row],[Quantity of luminaires]]/1000)),0)","v":""},{"$f":"IFERROR(IF(Table1323[[#This Row],[Lamp / Luminaire Category]]=\"No eligible rebate\",Table1323[[#This Row],[Quantity of luminaires]]*(Table1323[[#This Row],[Baseline W defined by user]]-Table1323[[#This Row],[Retrofit W defined by user (no rebate)]])/1000*IF(Table1323[[#This Row],[Assumed hours from space type]]=\"user defined\",Table1323[[#This Row],[Baseline Operating hours]],Table1323[[#This Row],[Assumed hours from space type]])+Table1323[[#This Row],[Controls Rebate kWh Savings]],Table1323[[#This Row],[Quantity of luminaires]]*(INDEX(Table1[Actual Baseline W],MATCH(Table1323[[#This Row],[Lamp / Luminaire Category]]&Table1323[[#This Row],[Rebate Category]],Table1[PrescribedSource - Rebate ID],0))/1000-Table1323[[#This Row],[LED Luminaire W by rebate]]/1000)*IF(Table1323[[#This Row],[Assumed hours from space type]]=\"user defined\",Table1323[[#This Row],[Baseline Operating hours]],Table1323[[#This Row],[Assumed hours from space type]])+Table1323[[#This Row],[Controls Rebate kWh Savings]]),0)","v":0},{"$f":"IFERROR(IF(Table1323[[#This Row],[Rebate kW Savings]]=0,Table1323[[#This Row],[Demand Savings, kW]],INDEX(Table1[Actual Savings],MATCH(Table1323[[#This Row],[Lamp / Luminaire Category]]&Table1323[[#This Row],[Rebate Category]],Table1[PrescribedSource - Rebate ID],0))*Table1323[[#This Row],[Quantity of luminaires]]/1000),0)","v":""},{"$f":"IFERROR(Table1323[[#This Row],[BC Housing Site kW Savings]]*IF(Table1323[[#This Row],[Assumed hours from space type]]=\"user defined\",Table1323[[#This Row],[Baseline Operating hours]],Table1323[[#This Row],[Assumed hours from space type]])+Table1323[[#This Row],[Controls Rebate kWh Savings]],0)","v":0},{"$f":"IFERROR(IF(Table1323[[#This Row],[Lamp / Luminaire Category]]=\"No eligible rebate\",Table1323[[#This Row],[Lighting Technology]]&\" retrofit with no rebate\",Table1323[[#This Row],[Rebate Category]]),\"\")","v":0},{"$f":"IF(Table1323[[#This Row],[Lamp / Luminaire Category]]=\"No eligible rebate\",1,0)","v":0},{"$f":"IFERROR(IF(IF(Table1323[[#This Row],[Assumed hours from space type]]=\"user defined\",Table1323[[#This Row],[Baseline Operating hours]],Table1323[[#This Row],[Assumed hours from space type]])<3600,0,IF(AND(IF(Table1323[[#This Row],[Assumed hours from space type]]=\"user defined\",Table1323[[#This Row],[Baseline Operating hours]],Table1323[[#This Row],[Assumed hours from space type]])>=3600,OR(Table1323[[#This Row],[Automatic Controls?]]=\"None\",Table1323[[#This Row],[Automatic Controls?]]=\"\")),IF(Table1323[[#This Row],[Lamp / Luminaire Category]]=\"No eligible rebate\",Table1323[[#This Row],[Baseline W defined by user]]-Table1323[[#This Row],[Retrofit W defined by user (no rebate)]],Table1323[[#This Row],[Assumed Baseline W by source]]-Table1323[[#This Row],[LED Luminaire W by rebate]]),IF(AND(IF(Table1323[[#This Row],[Assumed hours from space type]]=\"user defined\",Table1323[[#This Row],[Baseline Operating hours]],Table1323[[#This Row],[Assumed hours from space type]])>=(3600/0.8),OR(Table1323[[#This Row],[Automatic Controls?]]=\"Fixture integrated occupancy sensor\",Table1323[[#This Row],[Automatic Controls?]]=\"Ceiling / wall mounted occupancy sensor\")),IF(Table1323[[#This Row],[Lamp / Luminaire Category]]=\"No eligible rebate\",(Table1323[[#This Row],[Baseline W defined by user]]-Table1323[[#This Row],[Retrofit W defined by user (no rebate)]]),Table1323[[#This Row],[Assumed Baseline W by source]]-Table1323[[#This Row],[LED Luminaire W by rebate]]),IF(AND(IF(Table1323[[#This Row],[Assumed hours from space type]]=\"user defined\",Table1323[[#This Row],[Baseline Operating hours]],Table1323[[#This Row],[Assumed hours from space type]])<(3600/0.8),OR(Table1323[[#This Row],[Automatic Controls?]]=\"Fixture integrated occupancy sensor\",Table1323[[#This Row],[Automatic Controls?]]=\"Ceiling / wall mounted occupancy sensor\")),IF(Table1323[[#This Row],[Lamp / Luminaire Category]]=\"No eligible rebate\",Table1323[[#This Row],[Baseline W defined by user]],Table1323[[#This Row],[Assumed Baseline W by source]])))))*Table1323[[#This Row],[Quantity of luminaires]]/1000,\"\")","v":""},{"$f":"Table1323[[#This Row],[LED lamp/luminaire retrofit part '#]]","v":0},{"$f":"IF(Table1323[[#This Row],[Rebate Unit]]=\"per lamp\",INDEX(Table1[Number of Lamps],MATCH(Table1323[[#This Row],[Lamp / Luminaire Category]]&Table1323[[#This Row],[Rebate Category]],Table1[PrescribedSource - Rebate ID],0)),1)*Table1323[[#This Row],[Quantity of luminaires]]","v":0},{"$f":"IFERROR(IF(Table1323[[#This Row],[Lamp / Luminaire Category]]=\"No eligible rebate\",\"no eligible rebate\",INDEX(Table1[BC Hydro xRM ECM],MATCH(Table1323[[#This Row],[Lamp / Luminaire Category]]&Table1323[[#This Row],[Rebate Category]],Table1[PrescribedSource - Rebate ID],0))),\"\")","v":""}]
[null,{"$f":"IF(Table1323[[#This Row],[Space Type]]=\"\",\"\",\"L-\"&ROW(59:59))","v":""},null,null,null,null,null,null,null,{"$f":"IFERROR(IF(Table1323[[#This Row],[Space Type]]=\"\",\"\",IF(Table1323[[#This Row],[Lamp / Luminaire Category]]=\"No eligible rebate\",\"\",IF(Table1323[[#This Row],[Rebate Category]]=\"\",\"select rebate\",INDEX(Table1[Actual Baseline W],MATCH(Table1323[[#This Row],[Lamp / Luminaire Category]]&Table1323[[#This Row],[Rebate Category]],Table1[PrescribedSource - Rebate ID],0))))),\"\")","v":""},{"$f":"IFERROR(IF(Table1323[[#This Row],[No]]=\"\",\"\",IF(Table1323[[#This Row],[Space Type]]=\"\",\"select Space Type\",IF(Table1323[[#This Row],[Baseline Operating hours]]<>\"\",\"user defined\",INDEX(Table5[Hours],MATCH(Table1323[[#This Row],[Space Type]],Table5[Space Type],0))))),\"\")","v":""},null,{"$f":"IFERROR(INDEX(Table1[Rebate],MATCH(Table1323[[#This Row],[Lamp / Luminaire Category]]&Table1323[[#This Row],[Rebate Category]],Table1[PrescribedSource - Rebate ID],0)),\"\")","v":""},{"$f":"IFERROR(INDEX(Table1[Rebate Unit],MATCH(Table1323[[#This Row],[Lamp / Luminaire Category]]&Table1323[[#This Row],[Rebate Category]],Table1[PrescribedSource - Rebate ID],0)),\"\")","v":""},null,{"$f":"IFERROR(IF(Table1323[[#This Row],[Lamp / Luminaire Category]]=\"No eligible rebate\",\"no rebate\",INDEX(Table1[Retrofit W],MATCH(Table1323[[#This Row],[Lamp / Luminaire Category]]&Table1323[[#This Row],[Rebate Category]],Table1[PrescribedSource - Rebate ID],0))),\"\")","v":""},null,null,null,{"$f":"IFERROR(INDEX(Table1[Rebate],MATCH(Table1323[[#This Row],[Lamp / Luminaire Category]]&Table1323[[#This Row],[Rebate Category]],Table1[PrescribedSource - Rebate ID],0))*Table1323[[#This Row],[Quantity of luminaires]],0)","v":0},{"$f":"IF(OR(Table1323[[#This Row],[Automatic Controls?]]=\"Fixture integrated Occupancy / Daylight Harvesting sensor\",Table1323[[#This Row],[Automatic Controls?]]=\"Ceiling / wall mounted Occupancy / Daylight Harvesting sensor\",Table1323[[#This Row],[Automatic Controls?]]=\"Timer\"),45*Table1323[[#This Row],[Number of occupancy sensors]],\"\")","v":""},{"$f":"IFERROR(IF(Table1323[[#This Row],[Controls Rebate]]=\"\",0,Table1323[[#This Row],[Controls Rebate]])+Table1323[[#This Row],[Lighting Rebate]],\"\")","v":0},{"$f":"IFERROR(INDEX(Table1[Rebate Savings],MATCH(Table1323[[#This Row],[Lamp / Luminaire Category]]&Table1323[[#This Row],[Rebate Category]],Table1[PrescribedSource - Rebate ID],0))*Table1323[[#This Row],[Quantity of luminaires]]/1000,0)","v":0},{"$f":"IFERROR(Table1323[[#This Row],[Rebate kW Savings]]*IF(Table1323[[#This Row],[Assumed hours from space type]]=\"user defined\",Table1323[[#This Row],[Baseline Operating hours]],Table1323[[#This Row],[Assumed hours from space type]]),0)","v":0},{"$f":"IF(OR(Table1323[[#This Row],[Automatic Controls?]]=\"Fixture integrated occupancy sensor\",Table1323[[#This Row],[Automatic Controls?]]=\"Ceiling / wall mounted occupancy sensor\"),Table1323[[#This Row],[Quantity of luminaires]]*IF(Table1323[[#This Row],[Rebate Category]]<>\"\",INDEX(Table1[Retrofit W],MATCH(Table1323[[#This Row],[Rebate Category]],Table1[BC Hydro Rebate Category],0)),Table1323[[#This Row],[Retrofit W defined by user (no rebate)]])/1000*IF(Table1323[[#This Row],[Assumed hours from space type]]=\"user defined\",Table1323[[#This Row],[Baseline Operating hours]],Table1323[[#This Row],[Assumed hours from space type]])*0.2,0)","v":0},{"$f":"Table1323[[#This Row],[Rebate kWh savings]]+Table1323[[#This Row],[Controls Rebate kWh Savings]]","v":0},{"$f":"IFERROR(IF(Table1323[[#This Row],[Quantity of luminaires]]=\"\",\"\",IF(Table1323[[#This Row],[Lamp / Luminaire Category]]=\"No eligible rebate\",(Table1323[[#This Row],[Baseline W defined by user]]-Table1323[[#This Row],[Retrofit W defined by user (no rebate)]])*Table1323[[#This Row],[Quantity of luminaires]]/1000,(Table1323[[#This Row],[Assumed Baseline W by source]]-Table1323[[#This Row],[LED Luminaire W by rebate]])*Table1323[[#This Row],[Quantity of luminaires]]/1000)),0)","v":""},{"$f":"IFERROR(IF(Table1323[[#This Row],[Lamp / Luminaire Category]]=\"No eligible rebate\",Table1323[[#This Row],[Quantity of luminaires]]*(Table1323[[#This Row],[Baseline W defined by user]]-Table1323[[#This Row],[Retrofit W defined by user (no rebate)]])/1000*IF(Table1323[[#This Row],[Assumed hours from space type]]=\"user defined\",Table1323[[#This Row],[Baseline Operating hours]],Table1323[[#This Row],[Assumed hours from space type]])+Table1323[[#This Row],[Controls Rebate kWh Savings]],Table1323[[#This Row],[Quantity of luminaires]]*(INDEX(Table1[Actual Baseline W],MATCH(Table1323[[#This Row],[Lamp / Luminaire Category]]&Table1323[[#This Row],[Rebate Category]],Table1[PrescribedSource - Rebate ID],0))/1000-Table1323[[#This Row],[LED Luminaire W by rebate]]/1000)*IF(Table1323[[#This Row],[Assumed hours from space type]]=\"user defined\",Table1323[[#This Row],[Baseline Operating hours]],Table1323[[#This Row],[Assumed hours from space type]])+Table1323[[#This Row],[Controls Rebate kWh Savings]]),0)","v":0},{"$f":"IFERROR(IF(Table1323[[#This Row],[Rebate kW Savings]]=0,Table1323[[#This Row],[Demand Savings, kW]],INDEX(Table1[Actual Savings],MATCH(Table1323[[#This Row],[Lamp / Luminaire Category]]&Table1323[[#This Row],[Rebate Category]],Table1[PrescribedSource - Rebate ID],0))*Table1323[[#This Row],[Quantity of luminaires]]/1000),0)","v":""},{"$f":"IFERROR(Table1323[[#This Row],[BC Housing Site kW Savings]]*IF(Table1323[[#This Row],[Assumed hours from space type]]=\"user defined\",Table1323[[#This Row],[Baseline Operating hours]],Table1323[[#This Row],[Assumed hours from space type]])+Table1323[[#This Row],[Controls Rebate kWh Savings]],0)","v":0},{"$f":"IFERROR(IF(Table1323[[#This Row],[Lamp / Luminaire Category]]=\"No eligible rebate\",Table1323[[#This Row],[Lighting Technology]]&\" retrofit with no rebate\",Table1323[[#This Row],[Rebate Category]]),\"\")","v":0},{"$f":"IF(Table1323[[#This Row],[Lamp / Luminaire Category]]=\"No eligible rebate\",1,0)","v":0},{"$f":"IFERROR(IF(IF(Table1323[[#This Row],[Assumed hours from space type]]=\"user defined\",Table1323[[#This Row],[Baseline Operating hours]],Table1323[[#This Row],[Assumed hours from space type]])<3600,0,IF(AND(IF(Table1323[[#This Row],[Assumed hours from space type]]=\"user defined\",Table1323[[#This Row],[Baseline Operating hours]],Table1323[[#This Row],[Assumed hours from space type]])>=3600,OR(Table1323[[#This Row],[Automatic Controls?]]=\"None\",Table1323[[#This Row],[Automatic Controls?]]=\"\")),IF(Table1323[[#This Row],[Lamp / Luminaire Category]]=\"No eligible rebate\",Table1323[[#This Row],[Baseline W defined by user]]-Table1323[[#This Row],[Retrofit W defined by user (no rebate)]],Table1323[[#This Row],[Assumed Baseline W by source]]-Table1323[[#This Row],[LED Luminaire W by rebate]]),IF(AND(IF(Table1323[[#This Row],[Assumed hours from space type]]=\"user defined\",Table1323[[#This Row],[Baseline Operating hours]],Table1323[[#This Row],[Assumed hours from space type]])>=(3600/0.8),OR(Table1323[[#This Row],[Automatic Controls?]]=\"Fixture integrated occupancy sensor\",Table1323[[#This Row],[Automatic Controls?]]=\"Ceiling / wall mounted occupancy sensor\")),IF(Table1323[[#This Row],[Lamp / Luminaire Category]]=\"No eligible rebate\",(Table1323[[#This Row],[Baseline W defined by user]]-Table1323[[#This Row],[Retrofit W defined by user (no rebate)]]),Table1323[[#This Row],[Assumed Baseline W by source]]-Table1323[[#This Row],[LED Luminaire W by rebate]]),IF(AND(IF(Table1323[[#This Row],[Assumed hours from space type]]=\"user defined\",Table1323[[#This Row],[Baseline Operating hours]],Table1323[[#This Row],[Assumed hours from space type]])<(3600/0.8),OR(Table1323[[#This Row],[Automatic Controls?]]=\"Fixture integrated occupancy sensor\",Table1323[[#This Row],[Automatic Controls?]]=\"Ceiling / wall mounted occupancy sensor\")),IF(Table1323[[#This Row],[Lamp / Luminaire Category]]=\"No eligible rebate\",Table1323[[#This Row],[Baseline W defined by user]],Table1323[[#This Row],[Assumed Baseline W by source]])))))*Table1323[[#This Row],[Quantity of luminaires]]/1000,\"\")","v":""},{"$f":"Table1323[[#This Row],[LED lamp/luminaire retrofit part '#]]","v":0},{"$f":"IF(Table1323[[#This Row],[Rebate Unit]]=\"per lamp\",INDEX(Table1[Number of Lamps],MATCH(Table1323[[#This Row],[Lamp / Luminaire Category]]&Table1323[[#This Row],[Rebate Category]],Table1[PrescribedSource - Rebate ID],0)),1)*Table1323[[#This Row],[Quantity of luminaires]]","v":0},{"$f":"IFERROR(IF(Table1323[[#This Row],[Lamp / Luminaire Category]]=\"No eligible rebate\",\"no eligible rebate\",INDEX(Table1[BC Hydro xRM ECM],MATCH(Table1323[[#This Row],[Lamp / Luminaire Category]]&Table1323[[#This Row],[Rebate Category]],Table1[PrescribedSource - Rebate ID],0))),\"\")","v":""}]
[null,{"$f":"IF(Table1323[[#This Row],[Space Type]]=\"\",\"\",\"L-\"&ROW(60:60))","v":""},null,null,null,null,null,null,null,{"$f":"IFERROR(IF(Table1323[[#This Row],[Space Type]]=\"\",\"\",IF(Table1323[[#This Row],[Lamp / Luminaire Category]]=\"No eligible rebate\",\"\",IF(Table1323[[#This Row],[Rebate Category]]=\"\",\"select rebate\",INDEX(Table1[Actual Baseline W],MATCH(Table1323[[#This Row],[Lamp / Luminaire Category]]&Table1323[[#This Row],[Rebate Category]],Table1[PrescribedSource - Rebate ID],0))))),\"\")","v":""},{"$f":"IFERROR(IF(Table1323[[#This Row],[No]]=\"\",\"\",IF(Table1323[[#This Row],[Space Type]]=\"\",\"select Space Type\",IF(Table1323[[#This Row],[Baseline Operating hours]]<>\"\",\"user defined\",INDEX(Table5[Hours],MATCH(Table1323[[#This Row],[Space Type]],Table5[Space Type],0))))),\"\")","v":""},null,{"$f":"IFERROR(INDEX(Table1[Rebate],MATCH(Table1323[[#This Row],[Lamp / Luminaire Category]]&Table1323[[#This Row],[Rebate Category]],Table1[PrescribedSource - Rebate ID],0)),\"\")","v":""},{"$f":"IFERROR(INDEX(Table1[Rebate Unit],MATCH(Table1323[[#This Row],[Lamp / Luminaire Category]]&Table1323[[#This Row],[Rebate Category]],Table1[PrescribedSource - Rebate ID],0)),\"\")","v":""},null,{"$f":"IFERROR(IF(Table1323[[#This Row],[Lamp / Luminaire Category]]=\"No eligible rebate\",\"no rebate\",INDEX(Table1[Retrofit W],MATCH(Table1323[[#This Row],[Lamp / Luminaire Category]]&Table1323[[#This Row],[Rebate Category]],Table1[PrescribedSource - Rebate ID],0))),\"\")","v":""},null,null,null,{"$f":"IFERROR(INDEX(Table1[Rebate],MATCH(Table1323[[#This Row],[Lamp / Luminaire Category]]&Table1323[[#This Row],[Rebate Category]],Table1[PrescribedSource - Rebate ID],0))*Table1323[[#This Row],[Quantity of luminaires]],0)","v":0},{"$f":"IF(OR(Table1323[[#This Row],[Automatic Controls?]]=\"Fixture integrated Occupancy / Daylight Harvesting sensor\",Table1323[[#This Row],[Automatic Controls?]]=\"Ceiling / wall mounted Occupancy / Daylight Harvesting sensor\",Table1323[[#This Row],[Automatic Controls?]]=\"Timer\"),45*Table1323[[#This Row],[Number of occupancy sensors]],\"\")","v":""},{"$f":"IFERROR(IF(Table1323[[#This Row],[Controls Rebate]]=\"\",0,Table1323[[#This Row],[Controls Rebate]])+Table1323[[#This Row],[Lighting Rebate]],\"\")","v":0},{"$f":"IFERROR(INDEX(Table1[Rebate Savings],MATCH(Table1323[[#This Row],[Lamp / Luminaire Category]]&Table1323[[#This Row],[Rebate Category]],Table1[PrescribedSource - Rebate ID],0))*Table1323[[#This Row],[Quantity of luminaires]]/1000,0)","v":0},{"$f":"IFERROR(Table1323[[#This Row],[Rebate kW Savings]]*IF(Table1323[[#This Row],[Assumed hours from space type]]=\"user defined\",Table1323[[#This Row],[Baseline Operating hours]],Table1323[[#This Row],[Assumed hours from space type]]),0)","v":0},{"$f":"IF(OR(Table1323[[#This Row],[Automatic Controls?]]=\"Fixture integrated occupancy sensor\",Table1323[[#This Row],[Automatic Controls?]]=\"Ceiling / wall mounted occupancy sensor\"),Table1323[[#This Row],[Quantity of luminaires]]*IF(Table1323[[#This Row],[Rebate Category]]<>\"\",INDEX(Table1[Retrofit W],MATCH(Table1323[[#This Row],[Rebate Category]],Table1[BC Hydro Rebate Category],0)),Table1323[[#This Row],[Retrofit W defined by user (no rebate)]])/1000*IF(Table1323[[#This Row],[Assumed hours from space type]]=\"user defined\",Table1323[[#This Row],[Baseline Operating hours]],Table1323[[#This Row],[Assumed hours from space type]])*0.2,0)","v":0},{"$f":"Table1323[[#This Row],[Rebate kWh savings]]+Table1323[[#This Row],[Controls Rebate kWh Savings]]","v":0},{"$f":"IFERROR(IF(Table1323[[#This Row],[Quantity of luminaires]]=\"\",\"\",IF(Table1323[[#This Row],[Lamp / Luminaire Category]]=\"No eligible rebate\",(Table1323[[#This Row],[Baseline W defined by user]]-Table1323[[#This Row],[Retrofit W defined by user (no rebate)]])*Table1323[[#This Row],[Quantity of luminaires]]/1000,(Table1323[[#This Row],[Assumed Baseline W by source]]-Table1323[[#This Row],[LED Luminaire W by rebate]])*Table1323[[#This Row],[Quantity of luminaires]]/1000)),0)","v":""},{"$f":"IFERROR(IF(Table1323[[#This Row],[Lamp / Luminaire Category]]=\"No eligible rebate\",Table1323[[#This Row],[Quantity of luminaires]]*(Table1323[[#This Row],[Baseline W defined by user]]-Table1323[[#This Row],[Retrofit W defined by user (no rebate)]])/1000*IF(Table1323[[#This Row],[Assumed hours from space type]]=\"user defined\",Table1323[[#This Row],[Baseline Operating hours]],Table1323[[#This Row],[Assumed hours from space type]])+Table1323[[#This Row],[Controls Rebate kWh Savings]],Table1323[[#This Row],[Quantity of luminaires]]*(INDEX(Table1[Actual Baseline W],MATCH(Table1323[[#This Row],[Lamp / Luminaire Category]]&Table1323[[#This Row],[Rebate Category]],Table1[PrescribedSource - Rebate ID],0))/1000-Table1323[[#This Row],[LED Luminaire W by rebate]]/1000)*IF(Table1323[[#This Row],[Assumed hours from space type]]=\"user defined\",Table1323[[#This Row],[Baseline Operating hours]],Table1323[[#This Row],[Assumed hours from space type]])+Table1323[[#This Row],[Controls Rebate kWh Savings]]),0)","v":0},{"$f":"IFERROR(IF(Table1323[[#This Row],[Rebate kW Savings]]=0,Table1323[[#This Row],[Demand Savings, kW]],INDEX(Table1[Actual Savings],MATCH(Table1323[[#This Row],[Lamp / Luminaire Category]]&Table1323[[#This Row],[Rebate Category]],Table1[PrescribedSource - Rebate ID],0))*Table1323[[#This Row],[Quantity of luminaires]]/1000),0)","v":""},{"$f":"IFERROR(Table1323[[#This Row],[BC Housing Site kW Savings]]*IF(Table1323[[#This Row],[Assumed hours from space type]]=\"user defined\",Table1323[[#This Row],[Baseline Operating hours]],Table1323[[#This Row],[Assumed hours from space type]])+Table1323[[#This Row],[Controls Rebate kWh Savings]],0)","v":0},{"$f":"IFERROR(IF(Table1323[[#This Row],[Lamp / Luminaire Category]]=\"No eligible rebate\",Table1323[[#This Row],[Lighting Technology]]&\" retrofit with no rebate\",Table1323[[#This Row],[Rebate Category]]),\"\")","v":0},{"$f":"IF(Table1323[[#This Row],[Lamp / Luminaire Category]]=\"No eligible rebate\",1,0)","v":0},{"$f":"IFERROR(IF(IF(Table1323[[#This Row],[Assumed hours from space type]]=\"user defined\",Table1323[[#This Row],[Baseline Operating hours]],Table1323[[#This Row],[Assumed hours from space type]])<3600,0,IF(AND(IF(Table1323[[#This Row],[Assumed hours from space type]]=\"user defined\",Table1323[[#This Row],[Baseline Operating hours]],Table1323[[#This Row],[Assumed hours from space type]])>=3600,OR(Table1323[[#This Row],[Automatic Controls?]]=\"None\",Table1323[[#This Row],[Automatic Controls?]]=\"\")),IF(Table1323[[#This Row],[Lamp / Luminaire Category]]=\"No eligible rebate\",Table1323[[#This Row],[Baseline W defined by user]]-Table1323[[#This Row],[Retrofit W defined by user (no rebate)]],Table1323[[#This Row],[Assumed Baseline W by source]]-Table1323[[#This Row],[LED Luminaire W by rebate]]),IF(AND(IF(Table1323[[#This Row],[Assumed hours from space type]]=\"user defined\",Table1323[[#This Row],[Baseline Operating hours]],Table1323[[#This Row],[Assumed hours from space type]])>=(3600/0.8),OR(Table1323[[#This Row],[Automatic Controls?]]=\"Fixture integrated occupancy sensor\",Table1323[[#This Row],[Automatic Controls?]]=\"Ceiling / wall mounted occupancy sensor\")),IF(Table1323[[#This Row],[Lamp / Luminaire Category]]=\"No eligible rebate\",(Table1323[[#This Row],[Baseline W defined by user]]-Table1323[[#This Row],[Retrofit W defined by user (no rebate)]]),Table1323[[#This Row],[Assumed Baseline W by source]]-Table1323[[#This Row],[LED Luminaire W by rebate]]),IF(AND(IF(Table1323[[#This Row],[Assumed hours from space type]]=\"user defined\",Table1323[[#This Row],[Baseline Operating hours]],Table1323[[#This Row],[Assumed hours from space type]])<(3600/0.8),OR(Table1323[[#This Row],[Automatic Controls?]]=\"Fixture integrated occupancy sensor\",Table1323[[#This Row],[Automatic Controls?]]=\"Ceiling / wall mounted occupancy sensor\")),IF(Table1323[[#This Row],[Lamp / Luminaire Category]]=\"No eligible rebate\",Table1323[[#This Row],[Baseline W defined by user]],Table1323[[#This Row],[Assumed Baseline W by source]])))))*Table1323[[#This Row],[Quantity of luminaires]]/1000,\"\")","v":""},{"$f":"Table1323[[#This Row],[LED lamp/luminaire retrofit part '#]]","v":0},{"$f":"IF(Table1323[[#This Row],[Rebate Unit]]=\"per lamp\",INDEX(Table1[Number of Lamps],MATCH(Table1323[[#This Row],[Lamp / Luminaire Category]]&Table1323[[#This Row],[Rebate Category]],Table1[PrescribedSource - Rebate ID],0)),1)*Table1323[[#This Row],[Quantity of luminaires]]","v":0},{"$f":"IFERROR(IF(Table1323[[#This Row],[Lamp / Luminaire Category]]=\"No eligible rebate\",\"no eligible rebate\",INDEX(Table1[BC Hydro xRM ECM],MATCH(Table1323[[#This Row],[Lamp / Luminaire Category]]&Table1323[[#This Row],[Rebate Category]],Table1[PrescribedSource - Rebate ID],0))),\"\")","v":""}]
[null,{"$f":"IF(Table1323[[#This Row],[Space Type]]=\"\",\"\",\"L-\"&ROW(61:61))","v":""},null,null,null,null,null,null,null,{"$f":"IFERROR(IF(Table1323[[#This Row],[Space Type]]=\"\",\"\",IF(Table1323[[#This Row],[Lamp / Luminaire Category]]=\"No eligible rebate\",\"\",IF(Table1323[[#This Row],[Rebate Category]]=\"\",\"select rebate\",INDEX(Table1[Actual Baseline W],MATCH(Table1323[[#This Row],[Lamp / Luminaire Category]]&Table1323[[#This Row],[Rebate Category]],Table1[PrescribedSource - Rebate ID],0))))),\"\")","v":""},{"$f":"IFERROR(IF(Table1323[[#This Row],[No]]=\"\",\"\",IF(Table1323[[#This Row],[Space Type]]=\"\",\"select Space Type\",IF(Table1323[[#This Row],[Baseline Operating hours]]<>\"\",\"user defined\",INDEX(Table5[Hours],MATCH(Table1323[[#This Row],[Space Type]],Table5[Space Type],0))))),\"\")","v":""},null,{"$f":"IFERROR(INDEX(Table1[Rebate],MATCH(Table1323[[#This Row],[Lamp / Luminaire Category]]&Table1323[[#This Row],[Rebate Category]],Table1[PrescribedSource - Rebate ID],0)),\"\")","v":""},{"$f":"IFERROR(INDEX(Table1[Rebate Unit],MATCH(Table1323[[#This Row],[Lamp / Luminaire Category]]&Table1323[[#This Row],[Rebate Category]],Table1[PrescribedSource - Rebate ID],0)),\"\")","v":""},null,{"$f":"IFERROR(IF(Table1323[[#This Row],[Lamp / Luminaire Category]]=\"No eligible rebate\",\"no rebate\",INDEX(Table1[Retrofit W],MATCH(Table1323[[#This Row],[Lamp / Luminaire Category]]&Table1323[[#This Row],[Rebate Category]],Table1[PrescribedSource - Rebate ID],0))),\"\")","v":""},null,null,null,{"$f":"IFERROR(INDEX(Table1[Rebate],MATCH(Table1323[[#This Row],[Lamp / Luminaire Category]]&Table1323[[#This Row],[Rebate Category]],Table1[PrescribedSource - Rebate ID],0))*Table1323[[#This Row],[Quantity of luminaires]],0)","v":0},{"$f":"IF(OR(Table1323[[#This Row],[Automatic Controls?]]=\"Fixture integrated Occupancy / Daylight Harvesting sensor\",Table1323[[#This Row],[Automatic Controls?]]=\"Ceiling / wall mounted Occupancy / Daylight Harvesting sensor\",Table1323[[#This Row],[Automatic Controls?]]=\"Timer\"),45*Table1323[[#This Row],[Number of occupancy sensors]],\"\")","v":""},{"$f":"IFERROR(IF(Table1323[[#This Row],[Controls Rebate]]=\"\",0,Table1323[[#This Row],[Controls Rebate]])+Table1323[[#This Row],[Lighting Rebate]],\"\")","v":0},{"$f":"IFERROR(INDEX(Table1[Rebate Savings],MATCH(Table1323[[#This Row],[Lamp / Luminaire Category]]&Table1323[[#This Row],[Rebate Category]],Table1[PrescribedSource - Rebate ID],0))*Table1323[[#This Row],[Quantity of luminaires]]/1000,0)","v":0},{"$f":"IFERROR(Table1323[[#This Row],[Rebate kW Savings]]*IF(Table1323[[#This Row],[Assumed hours from space type]]=\"user defined\",Table1323[[#This Row],[Baseline Operating hours]],Table1323[[#This Row],[Assumed hours from space type]]),0)","v":0},{"$f":"IF(OR(Table1323[[#This Row],[Automatic Controls?]]=\"Fixture integrated occupancy sensor\",Table1323[[#This Row],[Automatic Controls?]]=\"Ceiling / wall mounted occupancy sensor\"),Table1323[[#This Row],[Quantity of luminaires]]*IF(Table1323[[#This Row],[Rebate Category]]<>\"\",INDEX(Table1[Retrofit W],MATCH(Table1323[[#This Row],[Rebate Category]],Table1[BC Hydro Rebate Category],0)),Table1323[[#This Row],[Retrofit W defined by user (no rebate)]])/1000*IF(Table1323[[#This Row],[Assumed hours from space type]]=\"user defined\",Table1323[[#This Row],[Baseline Operating hours]],Table1323[[#This Row],[Assumed hours from space type]])*0.2,0)","v":0},{"$f":"Table1323[[#This Row],[Rebate kWh savings]]+Table1323[[#This Row],[Controls Rebate kWh Savings]]","v":0},{"$f":"IFERROR(IF(Table1323[[#This Row],[Quantity of luminaires]]=\"\",\"\",IF(Table1323[[#This Row],[Lamp / Luminaire Category]]=\"No eligible rebate\",(Table1323[[#This Row],[Baseline W defined by user]]-Table1323[[#This Row],[Retrofit W defined by user (no rebate)]])*Table1323[[#This Row],[Quantity of luminaires]]/1000,(Table1323[[#This Row],[Assumed Baseline W by source]]-Table1323[[#This Row],[LED Luminaire W by rebate]])*Table1323[[#This Row],[Quantity of luminaires]]/1000)),0)","v":""},{"$f":"IFERROR(IF(Table1323[[#This Row],[Lamp / Luminaire Category]]=\"No eligible rebate\",Table1323[[#This Row],[Quantity of luminaires]]*(Table1323[[#This Row],[Baseline W defined by user]]-Table1323[[#This Row],[Retrofit W defined by user (no rebate)]])/1000*IF(Table1323[[#This Row],[Assumed hours from space type]]=\"user defined\",Table1323[[#This Row],[Baseline Operating hours]],Table1323[[#This Row],[Assumed hours from space type]])+Table1323[[#This Row],[Controls Rebate kWh Savings]],Table1323[[#This Row],[Quantity of luminaires]]*(INDEX(Table1[Actual Baseline W],MATCH(Table1323[[#This Row],[Lamp / Luminaire Category]]&Table1323[[#This Row],[Rebate Category]],Table1[PrescribedSource - Rebate ID],0))/1000-Table1323[[#This Row],[LED Luminaire W by rebate]]/1000)*IF(Table1323[[#This Row],[Assumed hours from space type]]=\"user defined\",Table1323[[#This Row],[Baseline Operating hours]],Table1323[[#This Row],[Assumed hours from space type]])+Table1323[[#This Row],[Controls Rebate kWh Savings]]),0)","v":0},{"$f":"IFERROR(IF(Table1323[[#This Row],[Rebate kW Savings]]=0,Table1323[[#This Row],[Demand Savings, kW]],INDEX(Table1[Actual Savings],MATCH(Table1323[[#This Row],[Lamp / Luminaire Category]]&Table1323[[#This Row],[Rebate Category]],Table1[PrescribedSource - Rebate ID],0))*Table1323[[#This Row],[Quantity of luminaires]]/1000),0)","v":""},{"$f":"IFERROR(Table1323[[#This Row],[BC Housing Site kW Savings]]*IF(Table1323[[#This Row],[Assumed hours from space type]]=\"user defined\",Table1323[[#This Row],[Baseline Operating hours]],Table1323[[#This Row],[Assumed hours from space type]])+Table1323[[#This Row],[Controls Rebate kWh Savings]],0)","v":0},{"$f":"IFERROR(IF(Table1323[[#This Row],[Lamp / Luminaire Category]]=\"No eligible rebate\",Table1323[[#This Row],[Lighting Technology]]&\" retrofit with no rebate\",Table1323[[#This Row],[Rebate Category]]),\"\")","v":0},{"$f":"IF(Table1323[[#This Row],[Lamp / Luminaire Category]]=\"No eligible rebate\",1,0)","v":0},{"$f":"IFERROR(IF(IF(Table1323[[#This Row],[Assumed hours from space type]]=\"user defined\",Table1323[[#This Row],[Baseline Operating hours]],Table1323[[#This Row],[Assumed hours from space type]])<3600,0,IF(AND(IF(Table1323[[#This Row],[Assumed hours from space type]]=\"user defined\",Table1323[[#This Row],[Baseline Operating hours]],Table1323[[#This Row],[Assumed hours from space type]])>=3600,OR(Table1323[[#This Row],[Automatic Controls?]]=\"None\",Table1323[[#This Row],[Automatic Controls?]]=\"\")),IF(Table1323[[#This Row],[Lamp / Luminaire Category]]=\"No eligible rebate\",Table1323[[#This Row],[Baseline W defined by user]]-Table1323[[#This Row],[Retrofit W defined by user (no rebate)]],Table1323[[#This Row],[Assumed Baseline W by source]]-Table1323[[#This Row],[LED Luminaire W by rebate]]),IF(AND(IF(Table1323[[#This Row],[Assumed hours from space type]]=\"user defined\",Table1323[[#This Row],[Baseline Operating hours]],Table1323[[#This Row],[Assumed hours from space type]])>=(3600/0.8),OR(Table1323[[#This Row],[Automatic Controls?]]=\"Fixture integrated occupancy sensor\",Table1323[[#This Row],[Automatic Controls?]]=\"Ceiling / wall mounted occupancy sensor\")),IF(Table1323[[#This Row],[Lamp / Luminaire Category]]=\"No eligible rebate\",(Table1323[[#This Row],[Baseline W defined by user]]-Table1323[[#This Row],[Retrofit W defined by user (no rebate)]]),Table1323[[#This Row],[Assumed Baseline W by source]]-Table1323[[#This Row],[LED Luminaire W by rebate]]),IF(AND(IF(Table1323[[#This Row],[Assumed hours from space type]]=\"user defined\",Table1323[[#This Row],[Baseline Operating hours]],Table1323[[#This Row],[Assumed hours from space type]])<(3600/0.8),OR(Table1323[[#This Row],[Automatic Controls?]]=\"Fixture integrated occupancy sensor\",Table1323[[#This Row],[Automatic Controls?]]=\"Ceiling / wall mounted occupancy sensor\")),IF(Table1323[[#This Row],[Lamp / Luminaire Category]]=\"No eligible rebate\",Table1323[[#This Row],[Baseline W defined by user]],Table1323[[#This Row],[Assumed Baseline W by source]])))))*Table1323[[#This Row],[Quantity of luminaires]]/1000,\"\")","v":""},{"$f":"Table1323[[#This Row],[LED lamp/luminaire retrofit part '#]]","v":0},{"$f":"IF(Table1323[[#This Row],[Rebate Unit]]=\"per lamp\",INDEX(Table1[Number of Lamps],MATCH(Table1323[[#This Row],[Lamp / Luminaire Category]]&Table1323[[#This Row],[Rebate Category]],Table1[PrescribedSource - Rebate ID],0)),1)*Table1323[[#This Row],[Quantity of luminaires]]","v":0},{"$f":"IFERROR(IF(Table1323[[#This Row],[Lamp / Luminaire Category]]=\"No eligible rebate\",\"no eligible rebate\",INDEX(Table1[BC Hydro xRM ECM],MATCH(Table1323[[#This Row],[Lamp / Luminaire Category]]&Table1323[[#This Row],[Rebate Category]],Table1[PrescribedSource - Rebate ID],0))),\"\")","v":""}]
[null,{"$f":"IF(Table1323[[#This Row],[Space Type]]=\"\",\"\",\"L-\"&ROW(62:62))","v":""},null,null,null,null,null,null,null,{"$f":"IFERROR(IF(Table1323[[#This Row],[Space Type]]=\"\",\"\",IF(Table1323[[#This Row],[Lamp / Luminaire Category]]=\"No eligible rebate\",\"\",IF(Table1323[[#This Row],[Rebate Category]]=\"\",\"select rebate\",INDEX(Table1[Actual Baseline W],MATCH(Table1323[[#This Row],[Lamp / Luminaire Category]]&Table1323[[#This Row],[Rebate Category]],Table1[PrescribedSource - Rebate ID],0))))),\"\")","v":""},{"$f":"IFERROR(IF(Table1323[[#This Row],[No]]=\"\",\"\",IF(Table1323[[#This Row],[Space Type]]=\"\",\"select Space Type\",IF(Table1323[[#This Row],[Baseline Operating hours]]<>\"\",\"user defined\",INDEX(Table5[Hours],MATCH(Table1323[[#This Row],[Space Type]],Table5[Space Type],0))))),\"\")","v":""},null,{"$f":"IFERROR(INDEX(Table1[Rebate],MATCH(Table1323[[#This Row],[Lamp / Luminaire Category]]&Table1323[[#This Row],[Rebate Category]],Table1[PrescribedSource - Rebate ID],0)),\"\")","v":""},{"$f":"IFERROR(INDEX(Table1[Rebate Unit],MATCH(Table1323[[#This Row],[Lamp / Luminaire Category]]&Table1323[[#This Row],[Rebate Category]],Table1[PrescribedSource - Rebate ID],0)),\"\")","v":""},null,{"$f":"IFERROR(IF(Table1323[[#This Row],[Lamp / Luminaire Category]]=\"No eligible rebate\",\"no rebate\",INDEX(Table1[Retrofit W],MATCH(Table1323[[#This Row],[Lamp / Luminaire Category]]&Table1323[[#This Row],[Rebate Category]],Table1[PrescribedSource - Rebate ID],0))),\"\")","v":""},null,null,null,{"$f":"IFERROR(INDEX(Table1[Rebate],MATCH(Table1323[[#This Row],[Lamp / Luminaire Category]]&Table1323[[#This Row],[Rebate Category]],Table1[PrescribedSource - Rebate ID],0))*Table1323[[#This Row],[Quantity of luminaires]],0)","v":0},{"$f":"IF(OR(Table1323[[#This Row],[Automatic Controls?]]=\"Fixture integrated Occupancy / Daylight Harvesting sensor\",Table1323[[#This Row],[Automatic Controls?]]=\"Ceiling / wall mounted Occupancy / Daylight Harvesting sensor\",Table1323[[#This Row],[Automatic Controls?]]=\"Timer\"),45*Table1323[[#This Row],[Number of occupancy sensors]],\"\")","v":""},{"$f":"IFERROR(IF(Table1323[[#This Row],[Controls Rebate]]=\"\",0,Table1323[[#This Row],[Controls Rebate]])+Table1323[[#This Row],[Lighting Rebate]],\"\")","v":0},{"$f":"IFERROR(INDEX(Table1[Rebate Savings],MATCH(Table1323[[#This Row],[Lamp / Luminaire Category]]&Table1323[[#This Row],[Rebate Category]],Table1[PrescribedSource - Rebate ID],0))*Table1323[[#This Row],[Quantity of luminaires]]/1000,0)","v":0},{"$f":"IFERROR(Table1323[[#This Row],[Rebate kW Savings]]*IF(Table1323[[#This Row],[Assumed hours from space type]]=\"user defined\",Table1323[[#This Row],[Baseline Operating hours]],Table1323[[#This Row],[Assumed hours from space type]]),0)","v":0},{"$f":"IF(OR(Table1323[[#This Row],[Automatic Controls?]]=\"Fixture integrated occupancy sensor\",Table1323[[#This Row],[Automatic Controls?]]=\"Ceiling / wall mounted occupancy sensor\"),Table1323[[#This Row],[Quantity of luminaires]]*IF(Table1323[[#This Row],[Rebate Category]]<>\"\",INDEX(Table1[Retrofit W],MATCH(Table1323[[#This Row],[Rebate Category]],Table1[BC Hydro Rebate Category],0)),Table1323[[#This Row],[Retrofit W defined by user (no rebate)]])/1000*IF(Table1323[[#This Row],[Assumed hours from space type]]=\"user defined\",Table1323[[#This Row],[Baseline Operating hours]],Table1323[[#This Row],[Assumed hours from space type]])*0.2,0)","v":0},{"$f":"Table1323[[#This Row],[Rebate kWh savings]]+Table1323[[#This Row],[Controls Rebate kWh Savings]]","v":0},{"$f":"IFERROR(IF(Table1323[[#This Row],[Quantity of luminaires]]=\"\",\"\",IF(Table1323[[#This Row],[Lamp / Luminaire Category]]=\"No eligible rebate\",(Table1323[[#This Row],[Baseline W defined by user]]-Table1323[[#This Row],[Retrofit W defined by user (no rebate)]])*Table1323[[#This Row],[Quantity of luminaires]]/1000,(Table1323[[#This Row],[Assumed Baseline W by source]]-Table1323[[#This Row],[LED Luminaire W by rebate]])*Table1323[[#This Row],[Quantity of luminaires]]/1000)),0)","v":""},{"$f":"IFERROR(IF(Table1323[[#This Row],[Lamp / Luminaire Category]]=\"No eligible rebate\",Table1323[[#This Row],[Quantity of luminaires]]*(Table1323[[#This Row],[Baseline W defined by user]]-Table1323[[#This Row],[Retrofit W defined by user (no rebate)]])/1000*IF(Table1323[[#This Row],[Assumed hours from space type]]=\"user defined\",Table1323[[#This Row],[Baseline Operating hours]],Table1323[[#This Row],[Assumed hours from space type]])+Table1323[[#This Row],[Controls Rebate kWh Savings]],Table1323[[#This Row],[Quantity of luminaires]]*(INDEX(Table1[Actual Baseline W],MATCH(Table1323[[#This Row],[Lamp / Luminaire Category]]&Table1323[[#This Row],[Rebate Category]],Table1[PrescribedSource - Rebate ID],0))/1000-Table1323[[#This Row],[LED Luminaire W by rebate]]/1000)*IF(Table1323[[#This Row],[Assumed hours from space type]]=\"user defined\",Table1323[[#This Row],[Baseline Operating hours]],Table1323[[#This Row],[Assumed hours from space type]])+Table1323[[#This Row],[Controls Rebate kWh Savings]]),0)","v":0},{"$f":"IFERROR(IF(Table1323[[#This Row],[Rebate kW Savings]]=0,Table1323[[#This Row],[Demand Savings, kW]],INDEX(Table1[Actual Savings],MATCH(Table1323[[#This Row],[Lamp / Luminaire Category]]&Table1323[[#This Row],[Rebate Category]],Table1[PrescribedSource - Rebate ID],0))*Table1323[[#This Row],[Quantity of luminaires]]/1000),0)","v":""},{"$f":"IFERROR(Table1323[[#This Row],[BC Housing Site kW Savings]]*IF(Table1323[[#This Row],[Assumed hours from space type]]=\"user defined\",Table1323[[#This Row],[Baseline Operating hours]],Table1323[[#This Row],[Assumed hours from space type]])+Table1323[[#This Row],[Controls Rebate kWh Savings]],0)","v":0},{"$f":"IFERROR(IF(Table1323[[#This Row],[Lamp / Luminaire Category]]=\"No eligible rebate\",Table1323[[#This Row],[Lighting Technology]]&\" retrofit with no rebate\",Table1323[[#This Row],[Rebate Category]]),\"\")","v":0},{"$f":"IF(Table1323[[#This Row],[Lamp / Luminaire Category]]=\"No eligible rebate\",1,0)","v":0},{"$f":"IFERROR(IF(IF(Table1323[[#This Row],[Assumed hours from space type]]=\"user defined\",Table1323[[#This Row],[Baseline Operating hours]],Table1323[[#This Row],[Assumed hours from space type]])<3600,0,IF(AND(IF(Table1323[[#This Row],[Assumed hours from space type]]=\"user defined\",Table1323[[#This Row],[Baseline Operating hours]],Table1323[[#This Row],[Assumed hours from space type]])>=3600,OR(Table1323[[#This Row],[Automatic Controls?]]=\"None\",Table1323[[#This Row],[Automatic Controls?]]=\"\")),IF(Table1323[[#This Row],[Lamp / Luminaire Category]]=\"No eligible rebate\",Table1323[[#This Row],[Baseline W defined by user]]-Table1323[[#This Row],[Retrofit W defined by user (no rebate)]],Table1323[[#This Row],[Assumed Baseline W by source]]-Table1323[[#This Row],[LED Luminaire W by rebate]]),IF(AND(IF(Table1323[[#This Row],[Assumed hours from space type]]=\"user defined\",Table1323[[#This Row],[Baseline Operating hours]],Table1323[[#This Row],[Assumed hours from space type]])>=(3600/0.8),OR(Table1323[[#This Row],[Automatic Controls?]]=\"Fixture integrated occupancy sensor\",Table1323[[#This Row],[Automatic Controls?]]=\"Ceiling / wall mounted occupancy sensor\")),IF(Table1323[[#This Row],[Lamp / Luminaire Category]]=\"No eligible rebate\",(Table1323[[#This Row],[Baseline W defined by user]]-Table1323[[#This Row],[Retrofit W defined by user (no rebate)]]),Table1323[[#This Row],[Assumed Baseline W by source]]-Table1323[[#This Row],[LED Luminaire W by rebate]]),IF(AND(IF(Table1323[[#This Row],[Assumed hours from space type]]=\"user defined\",Table1323[[#This Row],[Baseline Operating hours]],Table1323[[#This Row],[Assumed hours from space type]])<(3600/0.8),OR(Table1323[[#This Row],[Automatic Controls?]]=\"Fixture integrated occupancy sensor\",Table1323[[#This Row],[Automatic Controls?]]=\"Ceiling / wall mounted occupancy sensor\")),IF(Table1323[[#This Row],[Lamp / Luminaire Category]]=\"No eligible rebate\",Table1323[[#This Row],[Baseline W defined by user]],Table1323[[#This Row],[Assumed Baseline W by source]])))))*Table1323[[#This Row],[Quantity of luminaires]]/1000,\"\")","v":""},{"$f":"Table1323[[#This Row],[LED lamp/luminaire retrofit part '#]]","v":0},{"$f":"IF(Table1323[[#This Row],[Rebate Unit]]=\"per lamp\",INDEX(Table1[Number of Lamps],MATCH(Table1323[[#This Row],[Lamp / Luminaire Category]]&Table1323[[#This Row],[Rebate Category]],Table1[PrescribedSource - Rebate ID],0)),1)*Table1323[[#This Row],[Quantity of luminaires]]","v":0},{"$f":"IFERROR(IF(Table1323[[#This Row],[Lamp / Luminaire Category]]=\"No eligible rebate\",\"no eligible rebate\",INDEX(Table1[BC Hydro xRM ECM],MATCH(Table1323[[#This Row],[Lamp / Luminaire Category]]&Table1323[[#This Row],[Rebate Category]],Table1[PrescribedSource - Rebate ID],0))),\"\")","v":""}]
[null,{"$f":"IF(Table1323[[#This Row],[Space Type]]=\"\",\"\",\"L-\"&ROW(63:63))","v":""},null,null,null,null,null,null,null,{"$f":"IFERROR(IF(Table1323[[#This Row],[Space Type]]=\"\",\"\",IF(Table1323[[#This Row],[Lamp / Luminaire Category]]=\"No eligible rebate\",\"\",IF(Table1323[[#This Row],[Rebate Category]]=\"\",\"select rebate\",INDEX(Table1[Actual Baseline W],MATCH(Table1323[[#This Row],[Lamp / Luminaire Category]]&Table1323[[#This Row],[Rebate Category]],Table1[PrescribedSource - Rebate ID],0))))),\"\")","v":""},{"$f":"IFERROR(IF(Table1323[[#This Row],[No]]=\"\",\"\",IF(Table1323[[#This Row],[Space Type]]=\"\",\"select Space Type\",IF(Table1323[[#This Row],[Baseline Operating hours]]<>\"\",\"user defined\",INDEX(Table5[Hours],MATCH(Table1323[[#This Row],[Space Type]],Table5[Space Type],0))))),\"\")","v":""},null,{"$f":"IFERROR(INDEX(Table1[Rebate],MATCH(Table1323[[#This Row],[Lamp / Luminaire Category]]&Table1323[[#This Row],[Rebate Category]],Table1[PrescribedSource - Rebate ID],0)),\"\")","v":""},{"$f":"IFERROR(INDEX(Table1[Rebate Unit],MATCH(Table1323[[#This Row],[Lamp / Luminaire Category]]&Table1323[[#This Row],[Rebate Category]],Table1[PrescribedSource - Rebate ID],0)),\"\")","v":""},null,{"$f":"IFERROR(IF(Table1323[[#This Row],[Lamp / Luminaire Category]]=\"No eligible rebate\",\"no rebate\",INDEX(Table1[Retrofit W],MATCH(Table1323[[#This Row],[Lamp / Luminaire Category]]&Table1323[[#This Row],[Rebate Category]],Table1[PrescribedSource - Rebate ID],0))),\"\")","v":""},null,null,null,{"$f":"IFERROR(INDEX(Table1[Rebate],MATCH(Table1323[[#This Row],[Lamp / Luminaire Category]]&Table1323[[#This Row],[Rebate Category]],Table1[PrescribedSource - Rebate ID],0))*Table1323[[#This Row],[Quantity of luminaires]],0)","v":0},{"$f":"IF(OR(Table1323[[#This Row],[Automatic Controls?]]=\"Fixture integrated Occupancy / Daylight Harvesting sensor\",Table1323[[#This Row],[Automatic Controls?]]=\"Ceiling / wall mounted Occupancy / Daylight Harvesting sensor\",Table1323[[#This Row],[Automatic Controls?]]=\"Timer\"),45*Table1323[[#This Row],[Number of occupancy sensors]],\"\")","v":""},{"$f":"IFERROR(IF(Table1323[[#This Row],[Controls Rebate]]=\"\",0,Table1323[[#This Row],[Controls Rebate]])+Table1323[[#This Row],[Lighting Rebate]],\"\")","v":0},{"$f":"IFERROR(INDEX(Table1[Rebate Savings],MATCH(Table1323[[#This Row],[Lamp / Luminaire Category]]&Table1323[[#This Row],[Rebate Category]],Table1[PrescribedSource - Rebate ID],0))*Table1323[[#This Row],[Quantity of luminaires]]/1000,0)","v":0},{"$f":"IFERROR(Table1323[[#This Row],[Rebate kW Savings]]*IF(Table1323[[#This Row],[Assumed hours from space type]]=\"user defined\",Table1323[[#This Row],[Baseline Operating hours]],Table1323[[#This Row],[Assumed hours from space type]]),0)","v":0},{"$f":"IF(OR(Table1323[[#This Row],[Automatic Controls?]]=\"Fixture integrated occupancy sensor\",Table1323[[#This Row],[Automatic Controls?]]=\"Ceiling / wall mounted occupancy sensor\"),Table1323[[#This Row],[Quantity of luminaires]]*IF(Table1323[[#This Row],[Rebate Category]]<>\"\",INDEX(Table1[Retrofit W],MATCH(Table1323[[#This Row],[Rebate Category]],Table1[BC Hydro Rebate Category],0)),Table1323[[#This Row],[Retrofit W defined by user (no rebate)]])/1000*IF(Table1323[[#This Row],[Assumed hours from space type]]=\"user defined\",Table1323[[#This Row],[Baseline Operating hours]],Table1323[[#This Row],[Assumed hours from space type]])*0.2,0)","v":0},{"$f":"Table1323[[#This Row],[Rebate kWh savings]]+Table1323[[#This Row],[Controls Rebate kWh Savings]]","v":0},{"$f":"IFERROR(IF(Table1323[[#This Row],[Quantity of luminaires]]=\"\",\"\",IF(Table1323[[#This Row],[Lamp / Luminaire Category]]=\"No eligible rebate\",(Table1323[[#This Row],[Baseline W defined by user]]-Table1323[[#This Row],[Retrofit W defined by user (no rebate)]])*Table1323[[#This Row],[Quantity of luminaires]]/1000,(Table1323[[#This Row],[Assumed Baseline W by source]]-Table1323[[#This Row],[LED Luminaire W by rebate]])*Table1323[[#This Row],[Quantity of luminaires]]/1000)),0)","v":""},{"$f":"IFERROR(IF(Table1323[[#This Row],[Lamp / Luminaire Category]]=\"No eligible rebate\",Table1323[[#This Row],[Quantity of luminaires]]*(Table1323[[#This Row],[Baseline W defined by user]]-Table1323[[#This Row],[Retrofit W defined by user (no rebate)]])/1000*IF(Table1323[[#This Row],[Assumed hours from space type]]=\"user defined\",Table1323[[#This Row],[Baseline Operating hours]],Table1323[[#This Row],[Assumed hours from space type]])+Table1323[[#This Row],[Controls Rebate kWh Savings]],Table1323[[#This Row],[Quantity of luminaires]]*(INDEX(Table1[Actual Baseline W],MATCH(Table1323[[#This Row],[Lamp / Luminaire Category]]&Table1323[[#This Row],[Rebate Category]],Table1[PrescribedSource - Rebate ID],0))/1000-Table1323[[#This Row],[LED Luminaire W by rebate]]/1000)*IF(Table1323[[#This Row],[Assumed hours from space type]]=\"user defined\",Table1323[[#This Row],[Baseline Operating hours]],Table1323[[#This Row],[Assumed hours from space type]])+Table1323[[#This Row],[Controls Rebate kWh Savings]]),0)","v":0},{"$f":"IFERROR(IF(Table1323[[#This Row],[Rebate kW Savings]]=0,Table1323[[#This Row],[Demand Savings, kW]],INDEX(Table1[Actual Savings],MATCH(Table1323[[#This Row],[Lamp / Luminaire Category]]&Table1323[[#This Row],[Rebate Category]],Table1[PrescribedSource - Rebate ID],0))*Table1323[[#This Row],[Quantity of luminaires]]/1000),0)","v":""},{"$f":"IFERROR(Table1323[[#This Row],[BC Housing Site kW Savings]]*IF(Table1323[[#This Row],[Assumed hours from space type]]=\"user defined\",Table1323[[#This Row],[Baseline Operating hours]],Table1323[[#This Row],[Assumed hours from space type]])+Table1323[[#This Row],[Controls Rebate kWh Savings]],0)","v":0},{"$f":"IFERROR(IF(Table1323[[#This Row],[Lamp / Luminaire Category]]=\"No eligible rebate\",Table1323[[#This Row],[Lighting Technology]]&\" retrofit with no rebate\",Table1323[[#This Row],[Rebate Category]]),\"\")","v":0},{"$f":"IF(Table1323[[#This Row],[Lamp / Luminaire Category]]=\"No eligible rebate\",1,0)","v":0},{"$f":"IFERROR(IF(IF(Table1323[[#This Row],[Assumed hours from space type]]=\"user defined\",Table1323[[#This Row],[Baseline Operating hours]],Table1323[[#This Row],[Assumed hours from space type]])<3600,0,IF(AND(IF(Table1323[[#This Row],[Assumed hours from space type]]=\"user defined\",Table1323[[#This Row],[Baseline Operating hours]],Table1323[[#This Row],[Assumed hours from space type]])>=3600,OR(Table1323[[#This Row],[Automatic Controls?]]=\"None\",Table1323[[#This Row],[Automatic Controls?]]=\"\")),IF(Table1323[[#This Row],[Lamp / Luminaire Category]]=\"No eligible rebate\",Table1323[[#This Row],[Baseline W defined by user]]-Table1323[[#This Row],[Retrofit W defined by user (no rebate)]],Table1323[[#This Row],[Assumed Baseline W by source]]-Table1323[[#This Row],[LED Luminaire W by rebate]]),IF(AND(IF(Table1323[[#This Row],[Assumed hours from space type]]=\"user defined\",Table1323[[#This Row],[Baseline Operating hours]],Table1323[[#This Row],[Assumed hours from space type]])>=(3600/0.8),OR(Table1323[[#This Row],[Automatic Controls?]]=\"Fixture integrated occupancy sensor\",Table1323[[#This Row],[Automatic Controls?]]=\"Ceiling / wall mounted occupancy sensor\")),IF(Table1323[[#This Row],[Lamp / Luminaire Category]]=\"No eligible rebate\",(Table1323[[#This Row],[Baseline W defined by user]]-Table1323[[#This Row],[Retrofit W defined by user (no rebate)]]),Table1323[[#This Row],[Assumed Baseline W by source]]-Table1323[[#This Row],[LED Luminaire W by rebate]]),IF(AND(IF(Table1323[[#This Row],[Assumed hours from space type]]=\"user defined\",Table1323[[#This Row],[Baseline Operating hours]],Table1323[[#This Row],[Assumed hours from space type]])<(3600/0.8),OR(Table1323[[#This Row],[Automatic Controls?]]=\"Fixture integrated occupancy sensor\",Table1323[[#This Row],[Automatic Controls?]]=\"Ceiling / wall mounted occupancy sensor\")),IF(Table1323[[#This Row],[Lamp / Luminaire Category]]=\"No eligible rebate\",Table1323[[#This Row],[Baseline W defined by user]],Table1323[[#This Row],[Assumed Baseline W by source]])))))*Table1323[[#This Row],[Quantity of luminaires]]/1000,\"\")","v":""},{"$f":"Table1323[[#This Row],[LED lamp/luminaire retrofit part '#]]","v":0},{"$f":"IF(Table1323[[#This Row],[Rebate Unit]]=\"per lamp\",INDEX(Table1[Number of Lamps],MATCH(Table1323[[#This Row],[Lamp / Luminaire Category]]&Table1323[[#This Row],[Rebate Category]],Table1[PrescribedSource - Rebate ID],0)),1)*Table1323[[#This Row],[Quantity of luminaires]]","v":0},{"$f":"IFERROR(IF(Table1323[[#This Row],[Lamp / Luminaire Category]]=\"No eligible rebate\",\"no eligible rebate\",INDEX(Table1[BC Hydro xRM ECM],MATCH(Table1323[[#This Row],[Lamp / Luminaire Category]]&Table1323[[#This Row],[Rebate Category]],Table1[PrescribedSource - Rebate ID],0))),\"\")","v":""}]
[null,{"$f":"IF(Table1323[[#This Row],[Space Type]]=\"\",\"\",\"L-\"&ROW(64:64))","v":""},null,null,null,null,null,null,null,{"$f":"IFERROR(IF(Table1323[[#This Row],[Space Type]]=\"\",\"\",IF(Table1323[[#This Row],[Lamp / Luminaire Category]]=\"No eligible rebate\",\"\",IF(Table1323[[#This Row],[Rebate Category]]=\"\",\"select rebate\",INDEX(Table1[Actual Baseline W],MATCH(Table1323[[#This Row],[Lamp / Luminaire Category]]&Table1323[[#This Row],[Rebate Category]],Table1[PrescribedSource - Rebate ID],0))))),\"\")","v":""},{"$f":"IFERROR(IF(Table1323[[#This Row],[No]]=\"\",\"\",IF(Table1323[[#This Row],[Space Type]]=\"\",\"select Space Type\",IF(Table1323[[#This Row],[Baseline Operating hours]]<>\"\",\"user defined\",INDEX(Table5[Hours],MATCH(Table1323[[#This Row],[Space Type]],Table5[Space Type],0))))),\"\")","v":""},null,{"$f":"IFERROR(INDEX(Table1[Rebate],MATCH(Table1323[[#This Row],[Lamp / Luminaire Category]]&Table1323[[#This Row],[Rebate Category]],Table1[PrescribedSource - Rebate ID],0)),\"\")","v":""},{"$f":"IFERROR(INDEX(Table1[Rebate Unit],MATCH(Table1323[[#This Row],[Lamp / Luminaire Category]]&Table1323[[#This Row],[Rebate Category]],Table1[PrescribedSource - Rebate ID],0)),\"\")","v":""},null,{"$f":"IFERROR(IF(Table1323[[#This Row],[Lamp / Luminaire Category]]=\"No eligible rebate\",\"no rebate\",INDEX(Table1[Retrofit W],MATCH(Table1323[[#This Row],[Lamp / Luminaire Category]]&Table1323[[#This Row],[Rebate Category]],Table1[PrescribedSource - Rebate ID],0))),\"\")","v":""},null,null,null,{"$f":"IFERROR(INDEX(Table1[Rebate],MATCH(Table1323[[#This Row],[Lamp / Luminaire Category]]&Table1323[[#This Row],[Rebate Category]],Table1[PrescribedSource - Rebate ID],0))*Table1323[[#This Row],[Quantity of luminaires]],0)","v":0},{"$f":"IF(OR(Table1323[[#This Row],[Automatic Controls?]]=\"Fixture integrated Occupancy / Daylight Harvesting sensor\",Table1323[[#This Row],[Automatic Controls?]]=\"Ceiling / wall mounted Occupancy / Daylight Harvesting sensor\",Table1323[[#This Row],[Automatic Controls?]]=\"Timer\"),45*Table1323[[#This Row],[Number of occupancy sensors]],\"\")","v":""},{"$f":"IFERROR(IF(Table1323[[#This Row],[Controls Rebate]]=\"\",0,Table1323[[#This Row],[Controls Rebate]])+Table1323[[#This Row],[Lighting Rebate]],\"\")","v":0},{"$f":"IFERROR(INDEX(Table1[Rebate Savings],MATCH(Table1323[[#This Row],[Lamp / Luminaire Category]]&Table1323[[#This Row],[Rebate Category]],Table1[PrescribedSource - Rebate ID],0))*Table1323[[#This Row],[Quantity of luminaires]]/1000,0)","v":0},{"$f":"IFERROR(Table1323[[#This Row],[Rebate kW Savings]]*IF(Table1323[[#This Row],[Assumed hours from space type]]=\"user defined\",Table1323[[#This Row],[Baseline Operating hours]],Table1323[[#This Row],[Assumed hours from space type]]),0)","v":0},{"$f":"IF(OR(Table1323[[#This Row],[Automatic Controls?]]=\"Fixture integrated occupancy sensor\",Table1323[[#This Row],[Automatic Controls?]]=\"Ceiling / wall mounted occupancy sensor\"),Table1323[[#This Row],[Quantity of luminaires]]*IF(Table1323[[#This Row],[Rebate Category]]<>\"\",INDEX(Table1[Retrofit W],MATCH(Table1323[[#This Row],[Rebate Category]],Table1[BC Hydro Rebate Category],0)),Table1323[[#This Row],[Retrofit W defined by user (no rebate)]])/1000*IF(Table1323[[#This Row],[Assumed hours from space type]]=\"user defined\",Table1323[[#This Row],[Baseline Operating hours]],Table1323[[#This Row],[Assumed hours from space type]])*0.2,0)","v":0},{"$f":"Table1323[[#This Row],[Rebate kWh savings]]+Table1323[[#This Row],[Controls Rebate kWh Savings]]","v":0},{"$f":"IFERROR(IF(Table1323[[#This Row],[Quantity of luminaires]]=\"\",\"\",IF(Table1323[[#This Row],[Lamp / Luminaire Category]]=\"No eligible rebate\",(Table1323[[#This Row],[Baseline W defined by user]]-Table1323[[#This Row],[Retrofit W defined by user (no rebate)]])*Table1323[[#This Row],[Quantity of luminaires]]/1000,(Table1323[[#This Row],[Assumed Baseline W by source]]-Table1323[[#This Row],[LED Luminaire W by rebate]])*Table1323[[#This Row],[Quantity of luminaires]]/1000)),0)","v":""},{"$f":"IFERROR(IF(Table1323[[#This Row],[Lamp / Luminaire Category]]=\"No eligible rebate\",Table1323[[#This Row],[Quantity of luminaires]]*(Table1323[[#This Row],[Baseline W defined by user]]-Table1323[[#This Row],[Retrofit W defined by user (no rebate)]])/1000*IF(Table1323[[#This Row],[Assumed hours from space type]]=\"user defined\",Table1323[[#This Row],[Baseline Operating hours]],Table1323[[#This Row],[Assumed hours from space type]])+Table1323[[#This Row],[Controls Rebate kWh Savings]],Table1323[[#This Row],[Quantity of luminaires]]*(INDEX(Table1[Actual Baseline W],MATCH(Table1323[[#This Row],[Lamp / Luminaire Category]]&Table1323[[#This Row],[Rebate Category]],Table1[PrescribedSource - Rebate ID],0))/1000-Table1323[[#This Row],[LED Luminaire W by rebate]]/1000)*IF(Table1323[[#This Row],[Assumed hours from space type]]=\"user defined\",Table1323[[#This Row],[Baseline Operating hours]],Table1323[[#This Row],[Assumed hours from space type]])+Table1323[[#This Row],[Controls Rebate kWh Savings]]),0)","v":0},{"$f":"IFERROR(IF(Table1323[[#This Row],[Rebate kW Savings]]=0,Table1323[[#This Row],[Demand Savings, kW]],INDEX(Table1[Actual Savings],MATCH(Table1323[[#This Row],[Lamp / Luminaire Category]]&Table1323[[#This Row],[Rebate Category]],Table1[PrescribedSource - Rebate ID],0))*Table1323[[#This Row],[Quantity of luminaires]]/1000),0)","v":""},{"$f":"IFERROR(Table1323[[#This Row],[BC Housing Site kW Savings]]*IF(Table1323[[#This Row],[Assumed hours from space type]]=\"user defined\",Table1323[[#This Row],[Baseline Operating hours]],Table1323[[#This Row],[Assumed hours from space type]])+Table1323[[#This Row],[Controls Rebate kWh Savings]],0)","v":0},{"$f":"IFERROR(IF(Table1323[[#This Row],[Lamp / Luminaire Category]]=\"No eligible rebate\",Table1323[[#This Row],[Lighting Technology]]&\" retrofit with no rebate\",Table1323[[#This Row],[Rebate Category]]),\"\")","v":0},{"$f":"IF(Table1323[[#This Row],[Lamp / Luminaire Category]]=\"No eligible rebate\",1,0)","v":0},{"$f":"IFERROR(IF(IF(Table1323[[#This Row],[Assumed hours from space type]]=\"user defined\",Table1323[[#This Row],[Baseline Operating hours]],Table1323[[#This Row],[Assumed hours from space type]])<3600,0,IF(AND(IF(Table1323[[#This Row],[Assumed hours from space type]]=\"user defined\",Table1323[[#This Row],[Baseline Operating hours]],Table1323[[#This Row],[Assumed hours from space type]])>=3600,OR(Table1323[[#This Row],[Automatic Controls?]]=\"None\",Table1323[[#This Row],[Automatic Controls?]]=\"\")),IF(Table1323[[#This Row],[Lamp / Luminaire Category]]=\"No eligible rebate\",Table1323[[#This Row],[Baseline W defined by user]]-Table1323[[#This Row],[Retrofit W defined by user (no rebate)]],Table1323[[#This Row],[Assumed Baseline W by source]]-Table1323[[#This Row],[LED Luminaire W by rebate]]),IF(AND(IF(Table1323[[#This Row],[Assumed hours from space type]]=\"user defined\",Table1323[[#This Row],[Baseline Operating hours]],Table1323[[#This Row],[Assumed hours from space type]])>=(3600/0.8),OR(Table1323[[#This Row],[Automatic Controls?]]=\"Fixture integrated occupancy sensor\",Table1323[[#This Row],[Automatic Controls?]]=\"Ceiling / wall mounted occupancy sensor\")),IF(Table1323[[#This Row],[Lamp / Luminaire Category]]=\"No eligible rebate\",(Table1323[[#This Row],[Baseline W defined by user]]-Table1323[[#This Row],[Retrofit W defined by user (no rebate)]]),Table1323[[#This Row],[Assumed Baseline W by source]]-Table1323[[#This Row],[LED Luminaire W by rebate]]),IF(AND(IF(Table1323[[#This Row],[Assumed hours from space type]]=\"user defined\",Table1323[[#This Row],[Baseline Operating hours]],Table1323[[#This Row],[Assumed hours from space type]])<(3600/0.8),OR(Table1323[[#This Row],[Automatic Controls?]]=\"Fixture integrated occupancy sensor\",Table1323[[#This Row],[Automatic Controls?]]=\"Ceiling / wall mounted occupancy sensor\")),IF(Table1323[[#This Row],[Lamp / Luminaire Category]]=\"No eligible rebate\",Table1323[[#This Row],[Baseline W defined by user]],Table1323[[#This Row],[Assumed Baseline W by source]])))))*Table1323[[#This Row],[Quantity of luminaires]]/1000,\"\")","v":""},{"$f":"Table1323[[#This Row],[LED lamp/luminaire retrofit part '#]]","v":0},{"$f":"IF(Table1323[[#This Row],[Rebate Unit]]=\"per lamp\",INDEX(Table1[Number of Lamps],MATCH(Table1323[[#This Row],[Lamp / Luminaire Category]]&Table1323[[#This Row],[Rebate Category]],Table1[PrescribedSource - Rebate ID],0)),1)*Table1323[[#This Row],[Quantity of luminaires]]","v":0},{"$f":"IFERROR(IF(Table1323[[#This Row],[Lamp / Luminaire Category]]=\"No eligible rebate\",\"no eligible rebate\",INDEX(Table1[BC Hydro xRM ECM],MATCH(Table1323[[#This Row],[Lamp / Luminaire Category]]&Table1323[[#This Row],[Rebate Category]],Table1[PrescribedSource - Rebate ID],0))),\"\")","v":""}]
[null,{"$f":"IF(Table1323[[#This Row],[Space Type]]=\"\",\"\",\"L-\"&ROW(65:65))","v":""},null,null,null,null,null,null,null,{"$f":"IFERROR(IF(Table1323[[#This Row],[Space Type]]=\"\",\"\",IF(Table1323[[#This Row],[Lamp / Luminaire Category]]=\"No eligible rebate\",\"\",IF(Table1323[[#This Row],[Rebate Category]]=\"\",\"select rebate\",INDEX(Table1[Actual Baseline W],MATCH(Table1323[[#This Row],[Lamp / Luminaire Category]]&Table1323[[#This Row],[Rebate Category]],Table1[PrescribedSource - Rebate ID],0))))),\"\")","v":""},{"$f":"IFERROR(IF(Table1323[[#This Row],[No]]=\"\",\"\",IF(Table1323[[#This Row],[Space Type]]=\"\",\"select Space Type\",IF(Table1323[[#This Row],[Baseline Operating hours]]<>\"\",\"user defined\",INDEX(Table5[Hours],MATCH(Table1323[[#This Row],[Space Type]],Table5[Space Type],0))))),\"\")","v":""},null,{"$f":"IFERROR(INDEX(Table1[Rebate],MATCH(Table1323[[#This Row],[Lamp / Luminaire Category]]&Table1323[[#This Row],[Rebate Category]],Table1[PrescribedSource - Rebate ID],0)),\"\")","v":""},{"$f":"IFERROR(INDEX(Table1[Rebate Unit],MATCH(Table1323[[#This Row],[Lamp / Luminaire Category]]&Table1323[[#This Row],[Rebate Category]],Table1[PrescribedSource - Rebate ID],0)),\"\")","v":""},null,{"$f":"IFERROR(IF(Table1323[[#This Row],[Lamp / Luminaire Category]]=\"No eligible rebate\",\"no rebate\",INDEX(Table1[Retrofit W],MATCH(Table1323[[#This Row],[Lamp / Luminaire Category]]&Table1323[[#This Row],[Rebate Category]],Table1[PrescribedSource - Rebate ID],0))),\"\")","v":""},null,null,null,{"$f":"IFERROR(INDEX(Table1[Rebate],MATCH(Table1323[[#This Row],[Lamp / Luminaire Category]]&Table1323[[#This Row],[Rebate Category]],Table1[PrescribedSource - Rebate ID],0))*Table1323[[#This Row],[Quantity of luminaires]],0)","v":0},{"$f":"IF(OR(Table1323[[#This Row],[Automatic Controls?]]=\"Fixture integrated Occupancy / Daylight Harvesting sensor\",Table1323[[#This Row],[Automatic Controls?]]=\"Ceiling / wall mounted Occupancy / Daylight Harvesting sensor\",Table1323[[#This Row],[Automatic Controls?]]=\"Timer\"),45*Table1323[[#This Row],[Number of occupancy sensors]],\"\")","v":""},{"$f":"IFERROR(IF(Table1323[[#This Row],[Controls Rebate]]=\"\",0,Table1323[[#This Row],[Controls Rebate]])+Table1323[[#This Row],[Lighting Rebate]],\"\")","v":0},{"$f":"IFERROR(INDEX(Table1[Rebate Savings],MATCH(Table1323[[#This Row],[Lamp / Luminaire Category]]&Table1323[[#This Row],[Rebate Category]],Table1[PrescribedSource - Rebate ID],0))*Table1323[[#This Row],[Quantity of luminaires]]/1000,0)","v":0},{"$f":"IFERROR(Table1323[[#This Row],[Rebate kW Savings]]*IF(Table1323[[#This Row],[Assumed hours from space type]]=\"user defined\",Table1323[[#This Row],[Baseline Operating hours]],Table1323[[#This Row],[Assumed hours from space type]]),0)","v":0},{"$f":"IF(OR(Table1323[[#This Row],[Automatic Controls?]]=\"Fixture integrated occupancy sensor\",Table1323[[#This Row],[Automatic Controls?]]=\"Ceiling / wall mounted occupancy sensor\"),Table1323[[#This Row],[Quantity of luminaires]]*IF(Table1323[[#This Row],[Rebate Category]]<>\"\",INDEX(Table1[Retrofit W],MATCH(Table1323[[#This Row],[Rebate Category]],Table1[BC Hydro Rebate Category],0)),Table1323[[#This Row],[Retrofit W defined by user (no rebate)]])/1000*IF(Table1323[[#This Row],[Assumed hours from space type]]=\"user defined\",Table1323[[#This Row],[Baseline Operating hours]],Table1323[[#This Row],[Assumed hours from space type]])*0.2,0)","v":0},{"$f":"Table1323[[#This Row],[Rebate kWh savings]]+Table1323[[#This Row],[Controls Rebate kWh Savings]]","v":0},{"$f":"IFERROR(IF(Table1323[[#This Row],[Quantity of luminaires]]=\"\",\"\",IF(Table1323[[#This Row],[Lamp / Luminaire Category]]=\"No eligible rebate\",(Table1323[[#This Row],[Baseline W defined by user]]-Table1323[[#This Row],[Retrofit W defined by user (no rebate)]])*Table1323[[#This Row],[Quantity of luminaires]]/1000,(Table1323[[#This Row],[Assumed Baseline W by source]]-Table1323[[#This Row],[LED Luminaire W by rebate]])*Table1323[[#This Row],[Quantity of luminaires]]/1000)),0)","v":""},{"$f":"IFERROR(IF(Table1323[[#This Row],[Lamp / Luminaire Category]]=\"No eligible rebate\",Table1323[[#This Row],[Quantity of luminaires]]*(Table1323[[#This Row],[Baseline W defined by user]]-Table1323[[#This Row],[Retrofit W defined by user (no rebate)]])/1000*IF(Table1323[[#This Row],[Assumed hours from space type]]=\"user defined\",Table1323[[#This Row],[Baseline Operating hours]],Table1323[[#This Row],[Assumed hours from space type]])+Table1323[[#This Row],[Controls Rebate kWh Savings]],Table1323[[#This Row],[Quantity of luminaires]]*(INDEX(Table1[Actual Baseline W],MATCH(Table1323[[#This Row],[Lamp / Luminaire Category]]&Table1323[[#This Row],[Rebate Category]],Table1[PrescribedSource - Rebate ID],0))/1000-Table1323[[#This Row],[LED Luminaire W by rebate]]/1000)*IF(Table1323[[#This Row],[Assumed hours from space type]]=\"user defined\",Table1323[[#This Row],[Baseline Operating hours]],Table1323[[#This Row],[Assumed hours from space type]])+Table1323[[#This Row],[Controls Rebate kWh Savings]]),0)","v":0},{"$f":"IFERROR(IF(Table1323[[#This Row],[Rebate kW Savings]]=0,Table1323[[#This Row],[Demand Savings, kW]],INDEX(Table1[Actual Savings],MATCH(Table1323[[#This Row],[Lamp / Luminaire Category]]&Table1323[[#This Row],[Rebate Category]],Table1[PrescribedSource - Rebate ID],0))*Table1323[[#This Row],[Quantity of luminaires]]/1000),0)","v":""},{"$f":"IFERROR(Table1323[[#This Row],[BC Housing Site kW Savings]]*IF(Table1323[[#This Row],[Assumed hours from space type]]=\"user defined\",Table1323[[#This Row],[Baseline Operating hours]],Table1323[[#This Row],[Assumed hours from space type]])+Table1323[[#This Row],[Controls Rebate kWh Savings]],0)","v":0},{"$f":"IFERROR(IF(Table1323[[#This Row],[Lamp / Luminaire Category]]=\"No eligible rebate\",Table1323[[#This Row],[Lighting Technology]]&\" retrofit with no rebate\",Table1323[[#This Row],[Rebate Category]]),\"\")","v":0},{"$f":"IF(Table1323[[#This Row],[Lamp / Luminaire Category]]=\"No eligible rebate\",1,0)","v":0},{"$f":"IFERROR(IF(IF(Table1323[[#This Row],[Assumed hours from space type]]=\"user defined\",Table1323[[#This Row],[Baseline Operating hours]],Table1323[[#This Row],[Assumed hours from space type]])<3600,0,IF(AND(IF(Table1323[[#This Row],[Assumed hours from space type]]=\"user defined\",Table1323[[#This Row],[Baseline Operating hours]],Table1323[[#This Row],[Assumed hours from space type]])>=3600,OR(Table1323[[#This Row],[Automatic Controls?]]=\"None\",Table1323[[#This Row],[Automatic Controls?]]=\"\")),IF(Table1323[[#This Row],[Lamp / Luminaire Category]]=\"No eligible rebate\",Table1323[[#This Row],[Baseline W defined by user]]-Table1323[[#This Row],[Retrofit W defined by user (no rebate)]],Table1323[[#This Row],[Assumed Baseline W by source]]-Table1323[[#This Row],[LED Luminaire W by rebate]]),IF(AND(IF(Table1323[[#This Row],[Assumed hours from space type]]=\"user defined\",Table1323[[#This Row],[Baseline Operating hours]],Table1323[[#This Row],[Assumed hours from space type]])>=(3600/0.8),OR(Table1323[[#This Row],[Automatic Controls?]]=\"Fixture integrated occupancy sensor\",Table1323[[#This Row],[Automatic Controls?]]=\"Ceiling / wall mounted occupancy sensor\")),IF(Table1323[[#This Row],[Lamp / Luminaire Category]]=\"No eligible rebate\",(Table1323[[#This Row],[Baseline W defined by user]]-Table1323[[#This Row],[Retrofit W defined by user (no rebate)]]),Table1323[[#This Row],[Assumed Baseline W by source]]-Table1323[[#This Row],[LED Luminaire W by rebate]]),IF(AND(IF(Table1323[[#This Row],[Assumed hours from space type]]=\"user defined\",Table1323[[#This Row],[Baseline Operating hours]],Table1323[[#This Row],[Assumed hours from space type]])<(3600/0.8),OR(Table1323[[#This Row],[Automatic Controls?]]=\"Fixture integrated occupancy sensor\",Table1323[[#This Row],[Automatic Controls?]]=\"Ceiling / wall mounted occupancy sensor\")),IF(Table1323[[#This Row],[Lamp / Luminaire Category]]=\"No eligible rebate\",Table1323[[#This Row],[Baseline W defined by user]],Table1323[[#This Row],[Assumed Baseline W by source]])))))*Table1323[[#This Row],[Quantity of luminaires]]/1000,\"\")","v":""},{"$f":"Table1323[[#This Row],[LED lamp/luminaire retrofit part '#]]","v":0},{"$f":"IF(Table1323[[#This Row],[Rebate Unit]]=\"per lamp\",INDEX(Table1[Number of Lamps],MATCH(Table1323[[#This Row],[Lamp / Luminaire Category]]&Table1323[[#This Row],[Rebate Category]],Table1[PrescribedSource - Rebate ID],0)),1)*Table1323[[#This Row],[Quantity of luminaires]]","v":0},{"$f":"IFERROR(IF(Table1323[[#This Row],[Lamp / Luminaire Category]]=\"No eligible rebate\",\"no eligible rebate\",INDEX(Table1[BC Hydro xRM ECM],MATCH(Table1323[[#This Row],[Lamp / Luminaire Category]]&Table1323[[#This Row],[Rebate Category]],Table1[PrescribedSource - Rebate ID],0))),\"\")","v":""}]
[null,{"$f":"IF(Table1323[[#This Row],[Space Type]]=\"\",\"\",\"L-\"&ROW(66:66))","v":""},null,null,null,null,null,null,null,{"$f":"IFERROR(IF(Table1323[[#This Row],[Space Type]]=\"\",\"\",IF(Table1323[[#This Row],[Lamp / Luminaire Category]]=\"No eligible rebate\",\"\",IF(Table1323[[#This Row],[Rebate Category]]=\"\",\"select rebate\",INDEX(Table1[Actual Baseline W],MATCH(Table1323[[#This Row],[Lamp / Luminaire Category]]&Table1323[[#This Row],[Rebate Category]],Table1[PrescribedSource - Rebate ID],0))))),\"\")","v":""},{"$f":"IFERROR(IF(Table1323[[#This Row],[No]]=\"\",\"\",IF(Table1323[[#This Row],[Space Type]]=\"\",\"select Space Type\",IF(Table1323[[#This Row],[Baseline Operating hours]]<>\"\",\"user defined\",INDEX(Table5[Hours],MATCH(Table1323[[#This Row],[Space Type]],Table5[Space Type],0))))),\"\")","v":""},null,{"$f":"IFERROR(INDEX(Table1[Rebate],MATCH(Table1323[[#This Row],[Lamp / Luminaire Category]]&Table1323[[#This Row],[Rebate Category]],Table1[PrescribedSource - Rebate ID],0)),\"\")","v":""},{"$f":"IFERROR(INDEX(Table1[Rebate Unit],MATCH(Table1323[[#This Row],[Lamp / Luminaire Category]]&Table1323[[#This Row],[Rebate Category]],Table1[PrescribedSource - Rebate ID],0)),\"\")","v":""},null,{"$f":"IFERROR(IF(Table1323[[#This Row],[Lamp / Luminaire Category]]=\"No eligible rebate\",\"no rebate\",INDEX(Table1[Retrofit W],MATCH(Table1323[[#This Row],[Lamp / Luminaire Category]]&Table1323[[#This Row],[Rebate Category]],Table1[PrescribedSource - Rebate ID],0))),\"\")","v":""},null,null,null,{"$f":"IFERROR(INDEX(Table1[Rebate],MATCH(Table1323[[#This Row],[Lamp / Luminaire Category]]&Table1323[[#This Row],[Rebate Category]],Table1[PrescribedSource - Rebate ID],0))*Table1323[[#This Row],[Quantity of luminaires]],0)","v":0},{"$f":"IF(OR(Table1323[[#This Row],[Automatic Controls?]]=\"Fixture integrated Occupancy / Daylight Harvesting sensor\",Table1323[[#This Row],[Automatic Controls?]]=\"Ceiling / wall mounted Occupancy / Daylight Harvesting sensor\",Table1323[[#This Row],[Automatic Controls?]]=\"Timer\"),45*Table1323[[#This Row],[Number of occupancy sensors]],\"\")","v":""},{"$f":"IFERROR(IF(Table1323[[#This Row],[Controls Rebate]]=\"\",0,Table1323[[#This Row],[Controls Rebate]])+Table1323[[#This Row],[Lighting Rebate]],\"\")","v":0},{"$f":"IFERROR(INDEX(Table1[Rebate Savings],MATCH(Table1323[[#This Row],[Lamp / Luminaire Category]]&Table1323[[#This Row],[Rebate Category]],Table1[PrescribedSource - Rebate ID],0))*Table1323[[#This Row],[Quantity of luminaires]]/1000,0)","v":0},{"$f":"IFERROR(Table1323[[#This Row],[Rebate kW Savings]]*IF(Table1323[[#This Row],[Assumed hours from space type]]=\"user defined\",Table1323[[#This Row],[Baseline Operating hours]],Table1323[[#This Row],[Assumed hours from space type]]),0)","v":0},{"$f":"IF(OR(Table1323[[#This Row],[Automatic Controls?]]=\"Fixture integrated occupancy sensor\",Table1323[[#This Row],[Automatic Controls?]]=\"Ceiling / wall mounted occupancy sensor\"),Table1323[[#This Row],[Quantity of luminaires]]*IF(Table1323[[#This Row],[Rebate Category]]<>\"\",INDEX(Table1[Retrofit W],MATCH(Table1323[[#This Row],[Rebate Category]],Table1[BC Hydro Rebate Category],0)),Table1323[[#This Row],[Retrofit W defined by user (no rebate)]])/1000*IF(Table1323[[#This Row],[Assumed hours from space type]]=\"user defined\",Table1323[[#This Row],[Baseline Operating hours]],Table1323[[#This Row],[Assumed hours from space type]])*0.2,0)","v":0},{"$f":"Table1323[[#This Row],[Rebate kWh savings]]+Table1323[[#This Row],[Controls Rebate kWh Savings]]","v":0},{"$f":"IFERROR(IF(Table1323[[#This Row],[Quantity of luminaires]]=\"\",\"\",IF(Table1323[[#This Row],[Lamp / Luminaire Category]]=\"No eligible rebate\",(Table1323[[#This Row],[Baseline W defined by user]]-Table1323[[#This Row],[Retrofit W defined by user (no rebate)]])*Table1323[[#This Row],[Quantity of luminaires]]/1000,(Table1323[[#This Row],[Assumed Baseline W by source]]-Table1323[[#This Row],[LED Luminaire W by rebate]])*Table1323[[#This Row],[Quantity of luminaires]]/1000)),0)","v":""},{"$f":"IFERROR(IF(Table1323[[#This Row],[Lamp / Luminaire Category]]=\"No eligible rebate\",Table1323[[#This Row],[Quantity of luminaires]]*(Table1323[[#This Row],[Baseline W defined by user]]-Table1323[[#This Row],[Retrofit W defined by user (no rebate)]])/1000*IF(Table1323[[#This Row],[Assumed hours from space type]]=\"user defined\",Table1323[[#This Row],[Baseline Operating hours]],Table1323[[#This Row],[Assumed hours from space type]])+Table1323[[#This Row],[Controls Rebate kWh Savings]],Table1323[[#This Row],[Quantity of luminaires]]*(INDEX(Table1[Actual Baseline W],MATCH(Table1323[[#This Row],[Lamp / Luminaire Category]]&Table1323[[#This Row],[Rebate Category]],Table1[PrescribedSource - Rebate ID],0))/1000-Table1323[[#This Row],[LED Luminaire W by rebate]]/1000)*IF(Table1323[[#This Row],[Assumed hours from space type]]=\"user defined\",Table1323[[#This Row],[Baseline Operating hours]],Table1323[[#This Row],[Assumed hours from space type]])+Table1323[[#This Row],[Controls Rebate kWh Savings]]),0)","v":0},{"$f":"IFERROR(IF(Table1323[[#This Row],[Rebate kW Savings]]=0,Table1323[[#This Row],[Demand Savings, kW]],INDEX(Table1[Actual Savings],MATCH(Table1323[[#This Row],[Lamp / Luminaire Category]]&Table1323[[#This Row],[Rebate Category]],Table1[PrescribedSource - Rebate ID],0))*Table1323[[#This Row],[Quantity of luminaires]]/1000),0)","v":""},{"$f":"IFERROR(Table1323[[#This Row],[BC Housing Site kW Savings]]*IF(Table1323[[#This Row],[Assumed hours from space type]]=\"user defined\",Table1323[[#This Row],[Baseline Operating hours]],Table1323[[#This Row],[Assumed hours from space type]])+Table1323[[#This Row],[Controls Rebate kWh Savings]],0)","v":0},{"$f":"IFERROR(IF(Table1323[[#This Row],[Lamp / Luminaire Category]]=\"No eligible rebate\",Table1323[[#This Row],[Lighting Technology]]&\" retrofit with no rebate\",Table1323[[#This Row],[Rebate Category]]),\"\")","v":0},{"$f":"IF(Table1323[[#This Row],[Lamp / Luminaire Category]]=\"No eligible rebate\",1,0)","v":0},{"$f":"IFERROR(IF(IF(Table1323[[#This Row],[Assumed hours from space type]]=\"user defined\",Table1323[[#This Row],[Baseline Operating hours]],Table1323[[#This Row],[Assumed hours from space type]])<3600,0,IF(AND(IF(Table1323[[#This Row],[Assumed hours from space type]]=\"user defined\",Table1323[[#This Row],[Baseline Operating hours]],Table1323[[#This Row],[Assumed hours from space type]])>=3600,OR(Table1323[[#This Row],[Automatic Controls?]]=\"None\",Table1323[[#This Row],[Automatic Controls?]]=\"\")),IF(Table1323[[#This Row],[Lamp / Luminaire Category]]=\"No eligible rebate\",Table1323[[#This Row],[Baseline W defined by user]]-Table1323[[#This Row],[Retrofit W defined by user (no rebate)]],Table1323[[#This Row],[Assumed Baseline W by source]]-Table1323[[#This Row],[LED Luminaire W by rebate]]),IF(AND(IF(Table1323[[#This Row],[Assumed hours from space type]]=\"user defined\",Table1323[[#This Row],[Baseline Operating hours]],Table1323[[#This Row],[Assumed hours from space type]])>=(3600/0.8),OR(Table1323[[#This Row],[Automatic Controls?]]=\"Fixture integrated occupancy sensor\",Table1323[[#This Row],[Automatic Controls?]]=\"Ceiling / wall mounted occupancy sensor\")),IF(Table1323[[#This Row],[Lamp / Luminaire Category]]=\"No eligible rebate\",(Table1323[[#This Row],[Baseline W defined by user]]-Table1323[[#This Row],[Retrofit W defined by user (no rebate)]]),Table1323[[#This Row],[Assumed Baseline W by source]]-Table1323[[#This Row],[LED Luminaire W by rebate]]),IF(AND(IF(Table1323[[#This Row],[Assumed hours from space type]]=\"user defined\",Table1323[[#This Row],[Baseline Operating hours]],Table1323[[#This Row],[Assumed hours from space type]])<(3600/0.8),OR(Table1323[[#This Row],[Automatic Controls?]]=\"Fixture integrated occupancy sensor\",Table1323[[#This Row],[Automatic Controls?]]=\"Ceiling / wall mounted occupancy sensor\")),IF(Table1323[[#This Row],[Lamp / Luminaire Category]]=\"No eligible rebate\",Table1323[[#This Row],[Baseline W defined by user]],Table1323[[#This Row],[Assumed Baseline W by source]])))))*Table1323[[#This Row],[Quantity of luminaires]]/1000,\"\")","v":""},{"$f":"Table1323[[#This Row],[LED lamp/luminaire retrofit part '#]]","v":0},{"$f":"IF(Table1323[[#This Row],[Rebate Unit]]=\"per lamp\",INDEX(Table1[Number of Lamps],MATCH(Table1323[[#This Row],[Lamp / Luminaire Category]]&Table1323[[#This Row],[Rebate Category]],Table1[PrescribedSource - Rebate ID],0)),1)*Table1323[[#This Row],[Quantity of luminaires]]","v":0},{"$f":"IFERROR(IF(Table1323[[#This Row],[Lamp / Luminaire Category]]=\"No eligible rebate\",\"no eligible rebate\",INDEX(Table1[BC Hydro xRM ECM],MATCH(Table1323[[#This Row],[Lamp / Luminaire Category]]&Table1323[[#This Row],[Rebate Category]],Table1[PrescribedSource - Rebate ID],0))),\"\")","v":""}]
[null,{"$f":"IF(Table1323[[#This Row],[Space Type]]=\"\",\"\",\"L-\"&ROW(67:67))","v":""},null,null,null,null,null,null,null,{"$f":"IFERROR(IF(Table1323[[#This Row],[Space Type]]=\"\",\"\",IF(Table1323[[#This Row],[Lamp / Luminaire Category]]=\"No eligible rebate\",\"\",IF(Table1323[[#This Row],[Rebate Category]]=\"\",\"select rebate\",INDEX(Table1[Actual Baseline W],MATCH(Table1323[[#This Row],[Lamp / Luminaire Category]]&Table1323[[#This Row],[Rebate Category]],Table1[PrescribedSource - Rebate ID],0))))),\"\")","v":""},{"$f":"IFERROR(IF(Table1323[[#This Row],[No]]=\"\",\"\",IF(Table1323[[#This Row],[Space Type]]=\"\",\"select Space Type\",IF(Table1323[[#This Row],[Baseline Operating hours]]<>\"\",\"user defined\",INDEX(Table5[Hours],MATCH(Table1323[[#This Row],[Space Type]],Table5[Space Type],0))))),\"\")","v":""},null,{"$f":"IFERROR(INDEX(Table1[Rebate],MATCH(Table1323[[#This Row],[Lamp / Luminaire Category]]&Table1323[[#This Row],[Rebate Category]],Table1[PrescribedSource - Rebate ID],0)),\"\")","v":""},{"$f":"IFERROR(INDEX(Table1[Rebate Unit],MATCH(Table1323[[#This Row],[Lamp / Luminaire Category]]&Table1323[[#This Row],[Rebate Category]],Table1[PrescribedSource - Rebate ID],0)),\"\")","v":""},null,{"$f":"IFERROR(IF(Table1323[[#This Row],[Lamp / Luminaire Category]]=\"No eligible rebate\",\"no rebate\",INDEX(Table1[Retrofit W],MATCH(Table1323[[#This Row],[Lamp / Luminaire Category]]&Table1323[[#This Row],[Rebate Category]],Table1[PrescribedSource - Rebate ID],0))),\"\")","v":""},null,null,null,{"$f":"IFERROR(INDEX(Table1[Rebate],MATCH(Table1323[[#This Row],[Lamp / Luminaire Category]]&Table1323[[#This Row],[Rebate Category]],Table1[PrescribedSource - Rebate ID],0))*Table1323[[#This Row],[Quantity of luminaires]],0)","v":0},{"$f":"IF(OR(Table1323[[#This Row],[Automatic Controls?]]=\"Fixture integrated Occupancy / Daylight Harvesting sensor\",Table1323[[#This Row],[Automatic Controls?]]=\"Ceiling / wall mounted Occupancy / Daylight Harvesting sensor\",Table1323[[#This Row],[Automatic Controls?]]=\"Timer\"),45*Table1323[[#This Row],[Number of occupancy sensors]],\"\")","v":""},{"$f":"IFERROR(IF(Table1323[[#This Row],[Controls Rebate]]=\"\",0,Table1323[[#This Row],[Controls Rebate]])+Table1323[[#This Row],[Lighting Rebate]],\"\")","v":0},{"$f":"IFERROR(INDEX(Table1[Rebate Savings],MATCH(Table1323[[#This Row],[Lamp / Luminaire Category]]&Table1323[[#This Row],[Rebate Category]],Table1[PrescribedSource - Rebate ID],0))*Table1323[[#This Row],[Quantity of luminaires]]/1000,0)","v":0},{"$f":"IFERROR(Table1323[[#This Row],[Rebate kW Savings]]*IF(Table1323[[#This Row],[Assumed hours from space type]]=\"user defined\",Table1323[[#This Row],[Baseline Operating hours]],Table1323[[#This Row],[Assumed hours from space type]]),0)","v":0},{"$f":"IF(OR(Table1323[[#This Row],[Automatic Controls?]]=\"Fixture integrated occupancy sensor\",Table1323[[#This Row],[Automatic Controls?]]=\"Ceiling / wall mounted occupancy sensor\"),Table1323[[#This Row],[Quantity of luminaires]]*IF(Table1323[[#This Row],[Rebate Category]]<>\"\",INDEX(Table1[Retrofit W],MATCH(Table1323[[#This Row],[Rebate Category]],Table1[BC Hydro Rebate Category],0)),Table1323[[#This Row],[Retrofit W defined by user (no rebate)]])/1000*IF(Table1323[[#This Row],[Assumed hours from space type]]=\"user defined\",Table1323[[#This Row],[Baseline Operating hours]],Table1323[[#This Row],[Assumed hours from space type]])*0.2,0)","v":0},{"$f":"Table1323[[#This Row],[Rebate kWh savings]]+Table1323[[#This Row],[Controls Rebate kWh Savings]]","v":0},{"$f":"IFERROR(IF(Table1323[[#This Row],[Quantity of luminaires]]=\"\",\"\",IF(Table1323[[#This Row],[Lamp / Luminaire Category]]=\"No eligible rebate\",(Table1323[[#This Row],[Baseline W defined by user]]-Table1323[[#This Row],[Retrofit W defined by user (no rebate)]])*Table1323[[#This Row],[Quantity of luminaires]]/1000,(Table1323[[#This Row],[Assumed Baseline W by source]]-Table1323[[#This Row],[LED Luminaire W by rebate]])*Table1323[[#This Row],[Quantity of luminaires]]/1000)),0)","v":""},{"$f":"IFERROR(IF(Table1323[[#This Row],[Lamp / Luminaire Category]]=\"No eligible rebate\",Table1323[[#This Row],[Quantity of luminaires]]*(Table1323[[#This Row],[Baseline W defined by user]]-Table1323[[#This Row],[Retrofit W defined by user (no rebate)]])/1000*IF(Table1323[[#This Row],[Assumed hours from space type]]=\"user defined\",Table1323[[#This Row],[Baseline Operating hours]],Table1323[[#This Row],[Assumed hours from space type]])+Table1323[[#This Row],[Controls Rebate kWh Savings]],Table1323[[#This Row],[Quantity of luminaires]]*(INDEX(Table1[Actual Baseline W],MATCH(Table1323[[#This Row],[Lamp / Luminaire Category]]&Table1323[[#This Row],[Rebate Category]],Table1[PrescribedSource - Rebate ID],0))/1000-Table1323[[#This Row],[LED Luminaire W by rebate]]/1000)*IF(Table1323[[#This Row],[Assumed hours from space type]]=\"user defined\",Table1323[[#This Row],[Baseline Operating hours]],Table1323[[#This Row],[Assumed hours from space type]])+Table1323[[#This Row],[Controls Rebate kWh Savings]]),0)","v":0},{"$f":"IFERROR(IF(Table1323[[#This Row],[Rebate kW Savings]]=0,Table1323[[#This Row],[Demand Savings, kW]],INDEX(Table1[Actual Savings],MATCH(Table1323[[#This Row],[Lamp / Luminaire Category]]&Table1323[[#This Row],[Rebate Category]],Table1[PrescribedSource - Rebate ID],0))*Table1323[[#This Row],[Quantity of luminaires]]/1000),0)","v":""},{"$f":"IFERROR(Table1323[[#This Row],[BC Housing Site kW Savings]]*IF(Table1323[[#This Row],[Assumed hours from space type]]=\"user defined\",Table1323[[#This Row],[Baseline Operating hours]],Table1323[[#This Row],[Assumed hours from space type]])+Table1323[[#This Row],[Controls Rebate kWh Savings]],0)","v":0},{"$f":"IFERROR(IF(Table1323[[#This Row],[Lamp / Luminaire Category]]=\"No eligible rebate\",Table1323[[#This Row],[Lighting Technology]]&\" retrofit with no rebate\",Table1323[[#This Row],[Rebate Category]]),\"\")","v":0},{"$f":"IF(Table1323[[#This Row],[Lamp / Luminaire Category]]=\"No eligible rebate\",1,0)","v":0},{"$f":"IFERROR(IF(IF(Table1323[[#This Row],[Assumed hours from space type]]=\"user defined\",Table1323[[#This Row],[Baseline Operating hours]],Table1323[[#This Row],[Assumed hours from space type]])<3600,0,IF(AND(IF(Table1323[[#This Row],[Assumed hours from space type]]=\"user defined\",Table1323[[#This Row],[Baseline Operating hours]],Table1323[[#This Row],[Assumed hours from space type]])>=3600,OR(Table1323[[#This Row],[Automatic Controls?]]=\"None\",Table1323[[#This Row],[Automatic Controls?]]=\"\")),IF(Table1323[[#This Row],[Lamp / Luminaire Category]]=\"No eligible rebate\",Table1323[[#This Row],[Baseline W defined by user]]-Table1323[[#This Row],[Retrofit W defined by user (no rebate)]],Table1323[[#This Row],[Assumed Baseline W by source]]-Table1323[[#This Row],[LED Luminaire W by rebate]]),IF(AND(IF(Table1323[[#This Row],[Assumed hours from space type]]=\"user defined\",Table1323[[#This Row],[Baseline Operating hours]],Table1323[[#This Row],[Assumed hours from space type]])>=(3600/0.8),OR(Table1323[[#This Row],[Automatic Controls?]]=\"Fixture integrated occupancy sensor\",Table1323[[#This Row],[Automatic Controls?]]=\"Ceiling / wall mounted occupancy sensor\")),IF(Table1323[[#This Row],[Lamp / Luminaire Category]]=\"No eligible rebate\",(Table1323[[#This Row],[Baseline W defined by user]]-Table1323[[#This Row],[Retrofit W defined by user (no rebate)]]),Table1323[[#This Row],[Assumed Baseline W by source]]-Table1323[[#This Row],[LED Luminaire W by rebate]]),IF(AND(IF(Table1323[[#This Row],[Assumed hours from space type]]=\"user defined\",Table1323[[#This Row],[Baseline Operating hours]],Table1323[[#This Row],[Assumed hours from space type]])<(3600/0.8),OR(Table1323[[#This Row],[Automatic Controls?]]=\"Fixture integrated occupancy sensor\",Table1323[[#This Row],[Automatic Controls?]]=\"Ceiling / wall mounted occupancy sensor\")),IF(Table1323[[#This Row],[Lamp / Luminaire Category]]=\"No eligible rebate\",Table1323[[#This Row],[Baseline W defined by user]],Table1323[[#This Row],[Assumed Baseline W by source]])))))*Table1323[[#This Row],[Quantity of luminaires]]/1000,\"\")","v":""},{"$f":"Table1323[[#This Row],[LED lamp/luminaire retrofit part '#]]","v":0},{"$f":"IF(Table1323[[#This Row],[Rebate Unit]]=\"per lamp\",INDEX(Table1[Number of Lamps],MATCH(Table1323[[#This Row],[Lamp / Luminaire Category]]&Table1323[[#This Row],[Rebate Category]],Table1[PrescribedSource - Rebate ID],0)),1)*Table1323[[#This Row],[Quantity of luminaires]]","v":0},{"$f":"IFERROR(IF(Table1323[[#This Row],[Lamp / Luminaire Category]]=\"No eligible rebate\",\"no eligible rebate\",INDEX(Table1[BC Hydro xRM ECM],MATCH(Table1323[[#This Row],[Lamp / Luminaire Category]]&Table1323[[#This Row],[Rebate Category]],Table1[PrescribedSource - Rebate ID],0))),\"\")","v":""}]
[null,{"$f":"IF(Table1323[[#This Row],[Space Type]]=\"\",\"\",\"L-\"&ROW(68:68))","v":""},null,null,null,null,null,null,null,{"$f":"IFERROR(IF(Table1323[[#This Row],[Space Type]]=\"\",\"\",IF(Table1323[[#This Row],[Lamp / Luminaire Category]]=\"No eligible rebate\",\"\",IF(Table1323[[#This Row],[Rebate Category]]=\"\",\"select rebate\",INDEX(Table1[Actual Baseline W],MATCH(Table1323[[#This Row],[Lamp / Luminaire Category]]&Table1323[[#This Row],[Rebate Category]],Table1[PrescribedSource - Rebate ID],0))))),\"\")","v":""},{"$f":"IFERROR(IF(Table1323[[#This Row],[No]]=\"\",\"\",IF(Table1323[[#This Row],[Space Type]]=\"\",\"select Space Type\",IF(Table1323[[#This Row],[Baseline Operating hours]]<>\"\",\"user defined\",INDEX(Table5[Hours],MATCH(Table1323[[#This Row],[Space Type]],Table5[Space Type],0))))),\"\")","v":""},null,{"$f":"IFERROR(INDEX(Table1[Rebate],MATCH(Table1323[[#This Row],[Lamp / Luminaire Category]]&Table1323[[#This Row],[Rebate Category]],Table1[PrescribedSource - Rebate ID],0)),\"\")","v":""},{"$f":"IFERROR(INDEX(Table1[Rebate Unit],MATCH(Table1323[[#This Row],[Lamp / Luminaire Category]]&Table1323[[#This Row],[Rebate Category]],Table1[PrescribedSource - Rebate ID],0)),\"\")","v":""},null,{"$f":"IFERROR(IF(Table1323[[#This Row],[Lamp / Luminaire Category]]=\"No eligible rebate\",\"no rebate\",INDEX(Table1[Retrofit W],MATCH(Table1323[[#This Row],[Lamp / Luminaire Category]]&Table1323[[#This Row],[Rebate Category]],Table1[PrescribedSource - Rebate ID],0))),\"\")","v":""},null,null,null,{"$f":"IFERROR(INDEX(Table1[Rebate],MATCH(Table1323[[#This Row],[Lamp / Luminaire Category]]&Table1323[[#This Row],[Rebate Category]],Table1[PrescribedSource - Rebate ID],0))*Table1323[[#This Row],[Quantity of luminaires]],0)","v":0},{"$f":"IF(OR(Table1323[[#This Row],[Automatic Controls?]]=\"Fixture integrated Occupancy / Daylight Harvesting sensor\",Table1323[[#This Row],[Automatic Controls?]]=\"Ceiling / wall mounted Occupancy / Daylight Harvesting sensor\",Table1323[[#This Row],[Automatic Controls?]]=\"Timer\"),45*Table1323[[#This Row],[Number of occupancy sensors]],\"\")","v":""},{"$f":"IFERROR(IF(Table1323[[#This Row],[Controls Rebate]]=\"\",0,Table1323[[#This Row],[Controls Rebate]])+Table1323[[#This Row],[Lighting Rebate]],\"\")","v":0},{"$f":"IFERROR(INDEX(Table1[Rebate Savings],MATCH(Table1323[[#This Row],[Lamp / Luminaire Category]]&Table1323[[#This Row],[Rebate Category]],Table1[PrescribedSource - Rebate ID],0))*Table1323[[#This Row],[Quantity of luminaires]]/1000,0)","v":0},{"$f":"IFERROR(Table1323[[#This Row],[Rebate kW Savings]]*IF(Table1323[[#This Row],[Assumed hours from space type]]=\"user defined\",Table1323[[#This Row],[Baseline Operating hours]],Table1323[[#This Row],[Assumed hours from space type]]),0)","v":0},{"$f":"IF(OR(Table1323[[#This Row],[Automatic Controls?]]=\"Fixture integrated occupancy sensor\",Table1323[[#This Row],[Automatic Controls?]]=\"Ceiling / wall mounted occupancy sensor\"),Table1323[[#This Row],[Quantity of luminaires]]*IF(Table1323[[#This Row],[Rebate Category]]<>\"\",INDEX(Table1[Retrofit W],MATCH(Table1323[[#This Row],[Rebate Category]],Table1[BC Hydro Rebate Category],0)),Table1323[[#This Row],[Retrofit W defined by user (no rebate)]])/1000*IF(Table1323[[#This Row],[Assumed hours from space type]]=\"user defined\",Table1323[[#This Row],[Baseline Operating hours]],Table1323[[#This Row],[Assumed hours from space type]])*0.2,0)","v":0},{"$f":"Table1323[[#This Row],[Rebate kWh savings]]+Table1323[[#This Row],[Controls Rebate kWh Savings]]","v":0},{"$f":"IFERROR(IF(Table1323[[#This Row],[Quantity of luminaires]]=\"\",\"\",IF(Table1323[[#This Row],[Lamp / Luminaire Category]]=\"No eligible rebate\",(Table1323[[#This Row],[Baseline W defined by user]]-Table1323[[#This Row],[Retrofit W defined by user (no rebate)]])*Table1323[[#This Row],[Quantity of luminaires]]/1000,(Table1323[[#This Row],[Assumed Baseline W by source]]-Table1323[[#This Row],[LED Luminaire W by rebate]])*Table1323[[#This Row],[Quantity of luminaires]]/1000)),0)","v":""},{"$f":"IFERROR(IF(Table1323[[#This Row],[Lamp / Luminaire Category]]=\"No eligible rebate\",Table1323[[#This Row],[Quantity of luminaires]]*(Table1323[[#This Row],[Baseline W defined by user]]-Table1323[[#This Row],[Retrofit W defined by user (no rebate)]])/1000*IF(Table1323[[#This Row],[Assumed hours from space type]]=\"user defined\",Table1323[[#This Row],[Baseline Operating hours]],Table1323[[#This Row],[Assumed hours from space type]])+Table1323[[#This Row],[Controls Rebate kWh Savings]],Table1323[[#This Row],[Quantity of luminaires]]*(INDEX(Table1[Actual Baseline W],MATCH(Table1323[[#This Row],[Lamp / Luminaire Category]]&Table1323[[#This Row],[Rebate Category]],Table1[PrescribedSource - Rebate ID],0))/1000-Table1323[[#This Row],[LED Luminaire W by rebate]]/1000)*IF(Table1323[[#This Row],[Assumed hours from space type]]=\"user defined\",Table1323[[#This Row],[Baseline Operating hours]],Table1323[[#This Row],[Assumed hours from space type]])+Table1323[[#This Row],[Controls Rebate kWh Savings]]),0)","v":0},{"$f":"IFERROR(IF(Table1323[[#This Row],[Rebate kW Savings]]=0,Table1323[[#This Row],[Demand Savings, kW]],INDEX(Table1[Actual Savings],MATCH(Table1323[[#This Row],[Lamp / Luminaire Category]]&Table1323[[#This Row],[Rebate Category]],Table1[PrescribedSource - Rebate ID],0))*Table1323[[#This Row],[Quantity of luminaires]]/1000),0)","v":""},{"$f":"IFERROR(Table1323[[#This Row],[BC Housing Site kW Savings]]*IF(Table1323[[#This Row],[Assumed hours from space type]]=\"user defined\",Table1323[[#This Row],[Baseline Operating hours]],Table1323[[#This Row],[Assumed hours from space type]])+Table1323[[#This Row],[Controls Rebate kWh Savings]],0)","v":0},{"$f":"IFERROR(IF(Table1323[[#This Row],[Lamp / Luminaire Category]]=\"No eligible rebate\",Table1323[[#This Row],[Lighting Technology]]&\" retrofit with no rebate\",Table1323[[#This Row],[Rebate Category]]),\"\")","v":0},{"$f":"IF(Table1323[[#This Row],[Lamp / Luminaire Category]]=\"No eligible rebate\",1,0)","v":0},{"$f":"IFERROR(IF(IF(Table1323[[#This Row],[Assumed hours from space type]]=\"user defined\",Table1323[[#This Row],[Baseline Operating hours]],Table1323[[#This Row],[Assumed hours from space type]])<3600,0,IF(AND(IF(Table1323[[#This Row],[Assumed hours from space type]]=\"user defined\",Table1323[[#This Row],[Baseline Operating hours]],Table1323[[#This Row],[Assumed hours from space type]])>=3600,OR(Table1323[[#This Row],[Automatic Controls?]]=\"None\",Table1323[[#This Row],[Automatic Controls?]]=\"\")),IF(Table1323[[#This Row],[Lamp / Luminaire Category]]=\"No eligible rebate\",Table1323[[#This Row],[Baseline W defined by user]]-Table1323[[#This Row],[Retrofit W defined by user (no rebate)]],Table1323[[#This Row],[Assumed Baseline W by source]]-Table1323[[#This Row],[LED Luminaire W by rebate]]),IF(AND(IF(Table1323[[#This Row],[Assumed hours from space type]]=\"user defined\",Table1323[[#This Row],[Baseline Operating hours]],Table1323[[#This Row],[Assumed hours from space type]])>=(3600/0.8),OR(Table1323[[#This Row],[Automatic Controls?]]=\"Fixture integrated occupancy sensor\",Table1323[[#This Row],[Automatic Controls?]]=\"Ceiling / wall mounted occupancy sensor\")),IF(Table1323[[#This Row],[Lamp / Luminaire Category]]=\"No eligible rebate\",(Table1323[[#This Row],[Baseline W defined by user]]-Table1323[[#This Row],[Retrofit W defined by user (no rebate)]]),Table1323[[#This Row],[Assumed Baseline W by source]]-Table1323[[#This Row],[LED Luminaire W by rebate]]),IF(AND(IF(Table1323[[#This Row],[Assumed hours from space type]]=\"user defined\",Table1323[[#This Row],[Baseline Operating hours]],Table1323[[#This Row],[Assumed hours from space type]])<(3600/0.8),OR(Table1323[[#This Row],[Automatic Controls?]]=\"Fixture integrated occupancy sensor\",Table1323[[#This Row],[Automatic Controls?]]=\"Ceiling / wall mounted occupancy sensor\")),IF(Table1323[[#This Row],[Lamp / Luminaire Category]]=\"No eligible rebate\",Table1323[[#This Row],[Baseline W defined by user]],Table1323[[#This Row],[Assumed Baseline W by source]])))))*Table1323[[#This Row],[Quantity of luminaires]]/1000,\"\")","v":""},{"$f":"Table1323[[#This Row],[LED lamp/luminaire retrofit part '#]]","v":0},{"$f":"IF(Table1323[[#This Row],[Rebate Unit]]=\"per lamp\",INDEX(Table1[Number of Lamps],MATCH(Table1323[[#This Row],[Lamp / Luminaire Category]]&Table1323[[#This Row],[Rebate Category]],Table1[PrescribedSource - Rebate ID],0)),1)*Table1323[[#This Row],[Quantity of luminaires]]","v":0},{"$f":"IFERROR(IF(Table1323[[#This Row],[Lamp / Luminaire Category]]=\"No eligible rebate\",\"no eligible rebate\",INDEX(Table1[BC Hydro xRM ECM],MATCH(Table1323[[#This Row],[Lamp / Luminaire Category]]&Table1323[[#This Row],[Rebate Category]],Table1[PrescribedSource - Rebate ID],0))),\"\")","v":""}]
[null,{"$f":"IF(Table1323[[#This Row],[Space Type]]=\"\",\"\",\"L-\"&ROW(69:69))","v":""},null,null,null,null,null,null,null,{"$f":"IFERROR(IF(Table1323[[#This Row],[Space Type]]=\"\",\"\",IF(Table1323[[#This Row],[Lamp / Luminaire Category]]=\"No eligible rebate\",\"\",IF(Table1323[[#This Row],[Rebate Category]]=\"\",\"select rebate\",INDEX(Table1[Actual Baseline W],MATCH(Table1323[[#This Row],[Lamp / Luminaire Category]]&Table1323[[#This Row],[Rebate Category]],Table1[PrescribedSource - Rebate ID],0))))),\"\")","v":""},{"$f":"IFERROR(IF(Table1323[[#This Row],[No]]=\"\",\"\",IF(Table1323[[#This Row],[Space Type]]=\"\",\"select Space Type\",IF(Table1323[[#This Row],[Baseline Operating hours]]<>\"\",\"user defined\",INDEX(Table5[Hours],MATCH(Table1323[[#This Row],[Space Type]],Table5[Space Type],0))))),\"\")","v":""},null,{"$f":"IFERROR(INDEX(Table1[Rebate],MATCH(Table1323[[#This Row],[Lamp / Luminaire Category]]&Table1323[[#This Row],[Rebate Category]],Table1[PrescribedSource - Rebate ID],0)),\"\")","v":""},{"$f":"IFERROR(INDEX(Table1[Rebate Unit],MATCH(Table1323[[#This Row],[Lamp / Luminaire Category]]&Table1323[[#This Row],[Rebate Category]],Table1[PrescribedSource - Rebate ID],0)),\"\")","v":""},null,{"$f":"IFERROR(IF(Table1323[[#This Row],[Lamp / Luminaire Category]]=\"No eligible rebate\",\"no rebate\",INDEX(Table1[Retrofit W],MATCH(Table1323[[#This Row],[Lamp / Luminaire Category]]&Table1323[[#This Row],[Rebate Category]],Table1[PrescribedSource - Rebate ID],0))),\"\")","v":""},null,null,null,{"$f":"IFERROR(INDEX(Table1[Rebate],MATCH(Table1323[[#This Row],[Lamp / Luminaire Category]]&Table1323[[#This Row],[Rebate Category]],Table1[PrescribedSource - Rebate ID],0))*Table1323[[#This Row],[Quantity of luminaires]],0)","v":0},{"$f":"IF(OR(Table1323[[#This Row],[Automatic Controls?]]=\"Fixture integrated Occupancy / Daylight Harvesting sensor\",Table1323[[#This Row],[Automatic Controls?]]=\"Ceiling / wall mounted Occupancy / Daylight Harvesting sensor\",Table1323[[#This Row],[Automatic Controls?]]=\"Timer\"),45*Table1323[[#This Row],[Number of occupancy sensors]],\"\")","v":""},{"$f":"IFERROR(IF(Table1323[[#This Row],[Controls Rebate]]=\"\",0,Table1323[[#This Row],[Controls Rebate]])+Table1323[[#This Row],[Lighting Rebate]],\"\")","v":0},{"$f":"IFERROR(INDEX(Table1[Rebate Savings],MATCH(Table1323[[#This Row],[Lamp / Luminaire Category]]&Table1323[[#This Row],[Rebate Category]],Table1[PrescribedSource - Rebate ID],0))*Table1323[[#This Row],[Quantity of luminaires]]/1000,0)","v":0},{"$f":"IFERROR(Table1323[[#This Row],[Rebate kW Savings]]*IF(Table1323[[#This Row],[Assumed hours from space type]]=\"user defined\",Table1323[[#This Row],[Baseline Operating hours]],Table1323[[#This Row],[Assumed hours from space type]]),0)","v":0},{"$f":"IF(OR(Table1323[[#This Row],[Automatic Controls?]]=\"Fixture integrated occupancy sensor\",Table1323[[#This Row],[Automatic Controls?]]=\"Ceiling / wall mounted occupancy sensor\"),Table1323[[#This Row],[Quantity of luminaires]]*IF(Table1323[[#This Row],[Rebate Category]]<>\"\",INDEX(Table1[Retrofit W],MATCH(Table1323[[#This Row],[Rebate Category]],Table1[BC Hydro Rebate Category],0)),Table1323[[#This Row],[Retrofit W defined by user (no rebate)]])/1000*IF(Table1323[[#This Row],[Assumed hours from space type]]=\"user defined\",Table1323[[#This Row],[Baseline Operating hours]],Table1323[[#This Row],[Assumed hours from space type]])*0.2,0)","v":0},{"$f":"Table1323[[#This Row],[Rebate kWh savings]]+Table1323[[#This Row],[Controls Rebate kWh Savings]]","v":0},{"$f":"IFERROR(IF(Table1323[[#This Row],[Quantity of luminaires]]=\"\",\"\",IF(Table1323[[#This Row],[Lamp / Luminaire Category]]=\"No eligible rebate\",(Table1323[[#This Row],[Baseline W defined by user]]-Table1323[[#This Row],[Retrofit W defined by user (no rebate)]])*Table1323[[#This Row],[Quantity of luminaires]]/1000,(Table1323[[#This Row],[Assumed Baseline W by source]]-Table1323[[#This Row],[LED Luminaire W by rebate]])*Table1323[[#This Row],[Quantity of luminaires]]/1000)),0)","v":""},{"$f":"IFERROR(IF(Table1323[[#This Row],[Lamp / Luminaire Category]]=\"No eligible rebate\",Table1323[[#This Row],[Quantity of luminaires]]*(Table1323[[#This Row],[Baseline W defined by user]]-Table1323[[#This Row],[Retrofit W defined by user (no rebate)]])/1000*IF(Table1323[[#This Row],[Assumed hours from space type]]=\"user defined\",Table1323[[#This Row],[Baseline Operating hours]],Table1323[[#This Row],[Assumed hours from space type]])+Table1323[[#This Row],[Controls Rebate kWh Savings]],Table1323[[#This Row],[Quantity of luminaires]]*(INDEX(Table1[Actual Baseline W],MATCH(Table1323[[#This Row],[Lamp / Luminaire Category]]&Table1323[[#This Row],[Rebate Category]],Table1[PrescribedSource - Rebate ID],0))/1000-Table1323[[#This Row],[LED Luminaire W by rebate]]/1000)*IF(Table1323[[#This Row],[Assumed hours from space type]]=\"user defined\",Table1323[[#This Row],[Baseline Operating hours]],Table1323[[#This Row],[Assumed hours from space type]])+Table1323[[#This Row],[Controls Rebate kWh Savings]]),0)","v":0},{"$f":"IFERROR(IF(Table1323[[#This Row],[Rebate kW Savings]]=0,Table1323[[#This Row],[Demand Savings, kW]],INDEX(Table1[Actual Savings],MATCH(Table1323[[#This Row],[Lamp / Luminaire Category]]&Table1323[[#This Row],[Rebate Category]],Table1[PrescribedSource - Rebate ID],0))*Table1323[[#This Row],[Quantity of luminaires]]/1000),0)","v":""},{"$f":"IFERROR(Table1323[[#This Row],[BC Housing Site kW Savings]]*IF(Table1323[[#This Row],[Assumed hours from space type]]=\"user defined\",Table1323[[#This Row],[Baseline Operating hours]],Table1323[[#This Row],[Assumed hours from space type]])+Table1323[[#This Row],[Controls Rebate kWh Savings]],0)","v":0},{"$f":"IFERROR(IF(Table1323[[#This Row],[Lamp / Luminaire Category]]=\"No eligible rebate\",Table1323[[#This Row],[Lighting Technology]]&\" retrofit with no rebate\",Table1323[[#This Row],[Rebate Category]]),\"\")","v":0},{"$f":"IF(Table1323[[#This Row],[Lamp / Luminaire Category]]=\"No eligible rebate\",1,0)","v":0},{"$f":"IFERROR(IF(IF(Table1323[[#This Row],[Assumed hours from space type]]=\"user defined\",Table1323[[#This Row],[Baseline Operating hours]],Table1323[[#This Row],[Assumed hours from space type]])<3600,0,IF(AND(IF(Table1323[[#This Row],[Assumed hours from space type]]=\"user defined\",Table1323[[#This Row],[Baseline Operating hours]],Table1323[[#This Row],[Assumed hours from space type]])>=3600,OR(Table1323[[#This Row],[Automatic Controls?]]=\"None\",Table1323[[#This Row],[Automatic Controls?]]=\"\")),IF(Table1323[[#This Row],[Lamp / Luminaire Category]]=\"No eligible rebate\",Table1323[[#This Row],[Baseline W defined by user]]-Table1323[[#This Row],[Retrofit W defined by user (no rebate)]],Table1323[[#This Row],[Assumed Baseline W by source]]-Table1323[[#This Row],[LED Luminaire W by rebate]]),IF(AND(IF(Table1323[[#This Row],[Assumed hours from space type]]=\"user defined\",Table1323[[#This Row],[Baseline Operating hours]],Table1323[[#This Row],[Assumed hours from space type]])>=(3600/0.8),OR(Table1323[[#This Row],[Automatic Controls?]]=\"Fixture integrated occupancy sensor\",Table1323[[#This Row],[Automatic Controls?]]=\"Ceiling / wall mounted occupancy sensor\")),IF(Table1323[[#This Row],[Lamp / Luminaire Category]]=\"No eligible rebate\",(Table1323[[#This Row],[Baseline W defined by user]]-Table1323[[#This Row],[Retrofit W defined by user (no rebate)]]),Table1323[[#This Row],[Assumed Baseline W by source]]-Table1323[[#This Row],[LED Luminaire W by rebate]]),IF(AND(IF(Table1323[[#This Row],[Assumed hours from space type]]=\"user defined\",Table1323[[#This Row],[Baseline Operating hours]],Table1323[[#This Row],[Assumed hours from space type]])<(3600/0.8),OR(Table1323[[#This Row],[Automatic Controls?]]=\"Fixture integrated occupancy sensor\",Table1323[[#This Row],[Automatic Controls?]]=\"Ceiling / wall mounted occupancy sensor\")),IF(Table1323[[#This Row],[Lamp / Luminaire Category]]=\"No eligible rebate\",Table1323[[#This Row],[Baseline W defined by user]],Table1323[[#This Row],[Assumed Baseline W by source]])))))*Table1323[[#This Row],[Quantity of luminaires]]/1000,\"\")","v":""},{"$f":"Table1323[[#This Row],[LED lamp/luminaire retrofit part '#]]","v":0},{"$f":"IF(Table1323[[#This Row],[Rebate Unit]]=\"per lamp\",INDEX(Table1[Number of Lamps],MATCH(Table1323[[#This Row],[Lamp / Luminaire Category]]&Table1323[[#This Row],[Rebate Category]],Table1[PrescribedSource - Rebate ID],0)),1)*Table1323[[#This Row],[Quantity of luminaires]]","v":0},{"$f":"IFERROR(IF(Table1323[[#This Row],[Lamp / Luminaire Category]]=\"No eligible rebate\",\"no eligible rebate\",INDEX(Table1[BC Hydro xRM ECM],MATCH(Table1323[[#This Row],[Lamp / Luminaire Category]]&Table1323[[#This Row],[Rebate Category]],Table1[PrescribedSource - Rebate ID],0))),\"\")","v":""}]
[null,{"$f":"IF(Table1323[[#This Row],[Space Type]]=\"\",\"\",\"L-\"&ROW(70:70))","v":""},null,null,null,null,null,null,null,{"$f":"IFERROR(IF(Table1323[[#This Row],[Space Type]]=\"\",\"\",IF(Table1323[[#This Row],[Lamp / Luminaire Category]]=\"No eligible rebate\",\"\",IF(Table1323[[#This Row],[Rebate Category]]=\"\",\"select rebate\",INDEX(Table1[Actual Baseline W],MATCH(Table1323[[#This Row],[Lamp / Luminaire Category]]&Table1323[[#This Row],[Rebate Category]],Table1[PrescribedSource - Rebate ID],0))))),\"\")","v":""},{"$f":"IFERROR(IF(Table1323[[#This Row],[No]]=\"\",\"\",IF(Table1323[[#This Row],[Space Type]]=\"\",\"select Space Type\",IF(Table1323[[#This Row],[Baseline Operating hours]]<>\"\",\"user defined\",INDEX(Table5[Hours],MATCH(Table1323[[#This Row],[Space Type]],Table5[Space Type],0))))),\"\")","v":""},null,{"$f":"IFERROR(INDEX(Table1[Rebate],MATCH(Table1323[[#This Row],[Lamp / Luminaire Category]]&Table1323[[#This Row],[Rebate Category]],Table1[PrescribedSource - Rebate ID],0)),\"\")","v":""},{"$f":"IFERROR(INDEX(Table1[Rebate Unit],MATCH(Table1323[[#This Row],[Lamp / Luminaire Category]]&Table1323[[#This Row],[Rebate Category]],Table1[PrescribedSource - Rebate ID],0)),\"\")","v":""},null,{"$f":"IFERROR(IF(Table1323[[#This Row],[Lamp / Luminaire Category]]=\"No eligible rebate\",\"no rebate\",INDEX(Table1[Retrofit W],MATCH(Table1323[[#This Row],[Lamp / Luminaire Category]]&Table1323[[#This Row],[Rebate Category]],Table1[PrescribedSource - Rebate ID],0))),\"\")","v":""},null,null,null,{"$f":"IFERROR(INDEX(Table1[Rebate],MATCH(Table1323[[#This Row],[Lamp / Luminaire Category]]&Table1323[[#This Row],[Rebate Category]],Table1[PrescribedSource - Rebate ID],0))*Table1323[[#This Row],[Quantity of luminaires]],0)","v":0},{"$f":"IF(OR(Table1323[[#This Row],[Automatic Controls?]]=\"Fixture integrated Occupancy / Daylight Harvesting sensor\",Table1323[[#This Row],[Automatic Controls?]]=\"Ceiling / wall mounted Occupancy / Daylight Harvesting sensor\",Table1323[[#This Row],[Automatic Controls?]]=\"Timer\"),45*Table1323[[#This Row],[Number of occupancy sensors]],\"\")","v":""},{"$f":"IFERROR(IF(Table1323[[#This Row],[Controls Rebate]]=\"\",0,Table1323[[#This Row],[Controls Rebate]])+Table1323[[#This Row],[Lighting Rebate]],\"\")","v":0},{"$f":"IFERROR(INDEX(Table1[Rebate Savings],MATCH(Table1323[[#This Row],[Lamp / Luminaire Category]]&Table1323[[#This Row],[Rebate Category]],Table1[PrescribedSource - Rebate ID],0))*Table1323[[#This Row],[Quantity of luminaires]]/1000,0)","v":0},{"$f":"IFERROR(Table1323[[#This Row],[Rebate kW Savings]]*IF(Table1323[[#This Row],[Assumed hours from space type]]=\"user defined\",Table1323[[#This Row],[Baseline Operating hours]],Table1323[[#This Row],[Assumed hours from space type]]),0)","v":0},{"$f":"IF(OR(Table1323[[#This Row],[Automatic Controls?]]=\"Fixture integrated occupancy sensor\",Table1323[[#This Row],[Automatic Controls?]]=\"Ceiling / wall mounted occupancy sensor\"),Table1323[[#This Row],[Quantity of luminaires]]*IF(Table1323[[#This Row],[Rebate Category]]<>\"\",INDEX(Table1[Retrofit W],MATCH(Table1323[[#This Row],[Rebate Category]],Table1[BC Hydro Rebate Category],0)),Table1323[[#This Row],[Retrofit W defined by user (no rebate)]])/1000*IF(Table1323[[#This Row],[Assumed hours from space type]]=\"user defined\",Table1323[[#This Row],[Baseline Operating hours]],Table1323[[#This Row],[Assumed hours from space type]])*0.2,0)","v":0},{"$f":"Table1323[[#This Row],[Rebate kWh savings]]+Table1323[[#This Row],[Controls Rebate kWh Savings]]","v":0},{"$f":"IFERROR(IF(Table1323[[#This Row],[Quantity of luminaires]]=\"\",\"\",IF(Table1323[[#This Row],[Lamp / Luminaire Category]]=\"No eligible rebate\",(Table1323[[#This Row],[Baseline W defined by user]]-Table1323[[#This Row],[Retrofit W defined by user (no rebate)]])*Table1323[[#This Row],[Quantity of luminaires]]/1000,(Table1323[[#This Row],[Assumed Baseline W by source]]-Table1323[[#This Row],[LED Luminaire W by rebate]])*Table1323[[#This Row],[Quantity of luminaires]]/1000)),0)","v":""},{"$f":"IFERROR(IF(Table1323[[#This Row],[Lamp / Luminaire Category]]=\"No eligible rebate\",Table1323[[#This Row],[Quantity of luminaires]]*(Table1323[[#This Row],[Baseline W defined by user]]-Table1323[[#This Row],[Retrofit W defined by user (no rebate)]])/1000*IF(Table1323[[#This Row],[Assumed hours from space type]]=\"user defined\",Table1323[[#This Row],[Baseline Operating hours]],Table1323[[#This Row],[Assumed hours from space type]])+Table1323[[#This Row],[Controls Rebate kWh Savings]],Table1323[[#This Row],[Quantity of luminaires]]*(INDEX(Table1[Actual Baseline W],MATCH(Table1323[[#This Row],[Lamp / Luminaire Category]]&Table1323[[#This Row],[Rebate Category]],Table1[PrescribedSource - Rebate ID],0))/1000-Table1323[[#This Row],[LED Luminaire W by rebate]]/1000)*IF(Table1323[[#This Row],[Assumed hours from space type]]=\"user defined\",Table1323[[#This Row],[Baseline Operating hours]],Table1323[[#This Row],[Assumed hours from space type]])+Table1323[[#This Row],[Controls Rebate kWh Savings]]),0)","v":0},{"$f":"IFERROR(IF(Table1323[[#This Row],[Rebate kW Savings]]=0,Table1323[[#This Row],[Demand Savings, kW]],INDEX(Table1[Actual Savings],MATCH(Table1323[[#This Row],[Lamp / Luminaire Category]]&Table1323[[#This Row],[Rebate Category]],Table1[PrescribedSource - Rebate ID],0))*Table1323[[#This Row],[Quantity of luminaires]]/1000),0)","v":""},{"$f":"IFERROR(Table1323[[#This Row],[BC Housing Site kW Savings]]*IF(Table1323[[#This Row],[Assumed hours from space type]]=\"user defined\",Table1323[[#This Row],[Baseline Operating hours]],Table1323[[#This Row],[Assumed hours from space type]])+Table1323[[#This Row],[Controls Rebate kWh Savings]],0)","v":0},{"$f":"IFERROR(IF(Table1323[[#This Row],[Lamp / Luminaire Category]]=\"No eligible rebate\",Table1323[[#This Row],[Lighting Technology]]&\" retrofit with no rebate\",Table1323[[#This Row],[Rebate Category]]),\"\")","v":0},{"$f":"IF(Table1323[[#This Row],[Lamp / Luminaire Category]]=\"No eligible rebate\",1,0)","v":0},{"$f":"IFERROR(IF(IF(Table1323[[#This Row],[Assumed hours from space type]]=\"user defined\",Table1323[[#This Row],[Baseline Operating hours]],Table1323[[#This Row],[Assumed hours from space type]])<3600,0,IF(AND(IF(Table1323[[#This Row],[Assumed hours from space type]]=\"user defined\",Table1323[[#This Row],[Baseline Operating hours]],Table1323[[#This Row],[Assumed hours from space type]])>=3600,OR(Table1323[[#This Row],[Automatic Controls?]]=\"None\",Table1323[[#This Row],[Automatic Controls?]]=\"\")),IF(Table1323[[#This Row],[Lamp / Luminaire Category]]=\"No eligible rebate\",Table1323[[#This Row],[Baseline W defined by user]]-Table1323[[#This Row],[Retrofit W defined by user (no rebate)]],Table1323[[#This Row],[Assumed Baseline W by source]]-Table1323[[#This Row],[LED Luminaire W by rebate]]),IF(AND(IF(Table1323[[#This Row],[Assumed hours from space type]]=\"user defined\",Table1323[[#This Row],[Baseline Operating hours]],Table1323[[#This Row],[Assumed hours from space type]])>=(3600/0.8),OR(Table1323[[#This Row],[Automatic Controls?]]=\"Fixture integrated occupancy sensor\",Table1323[[#This Row],[Automatic Controls?]]=\"Ceiling / wall mounted occupancy sensor\")),IF(Table1323[[#This Row],[Lamp / Luminaire Category]]=\"No eligible rebate\",(Table1323[[#This Row],[Baseline W defined by user]]-Table1323[[#This Row],[Retrofit W defined by user (no rebate)]]),Table1323[[#This Row],[Assumed Baseline W by source]]-Table1323[[#This Row],[LED Luminaire W by rebate]]),IF(AND(IF(Table1323[[#This Row],[Assumed hours from space type]]=\"user defined\",Table1323[[#This Row],[Baseline Operating hours]],Table1323[[#This Row],[Assumed hours from space type]])<(3600/0.8),OR(Table1323[[#This Row],[Automatic Controls?]]=\"Fixture integrated occupancy sensor\",Table1323[[#This Row],[Automatic Controls?]]=\"Ceiling / wall mounted occupancy sensor\")),IF(Table1323[[#This Row],[Lamp / Luminaire Category]]=\"No eligible rebate\",Table1323[[#This Row],[Baseline W defined by user]],Table1323[[#This Row],[Assumed Baseline W by source]])))))*Table1323[[#This Row],[Quantity of luminaires]]/1000,\"\")","v":""},{"$f":"Table1323[[#This Row],[LED lamp/luminaire retrofit part '#]]","v":0},{"$f":"IF(Table1323[[#This Row],[Rebate Unit]]=\"per lamp\",INDEX(Table1[Number of Lamps],MATCH(Table1323[[#This Row],[Lamp / Luminaire Category]]&Table1323[[#This Row],[Rebate Category]],Table1[PrescribedSource - Rebate ID],0)),1)*Table1323[[#This Row],[Quantity of luminaires]]","v":0},{"$f":"IFERROR(IF(Table1323[[#This Row],[Lamp / Luminaire Category]]=\"No eligible rebate\",\"no eligible rebate\",INDEX(Table1[BC Hydro xRM ECM],MATCH(Table1323[[#This Row],[Lamp / Luminaire Category]]&Table1323[[#This Row],[Rebate Category]],Table1[PrescribedSource - Rebate ID],0))),\"\")","v":""}]
[null,{"$f":"IF(Table1323[[#This Row],[Space Type]]=\"\",\"\",\"L-\"&ROW(71:71))","v":""},null,null,null,null,null,null,null,{"$f":"IFERROR(IF(Table1323[[#This Row],[Space Type]]=\"\",\"\",IF(Table1323[[#This Row],[Lamp / Luminaire Category]]=\"No eligible rebate\",\"\",IF(Table1323[[#This Row],[Rebate Category]]=\"\",\"select rebate\",INDEX(Table1[Actual Baseline W],MATCH(Table1323[[#This Row],[Lamp / Luminaire Category]]&Table1323[[#This Row],[Rebate Category]],Table1[PrescribedSource - Rebate ID],0))))),\"\")","v":""},{"$f":"IFERROR(IF(Table1323[[#This Row],[No]]=\"\",\"\",IF(Table1323[[#This Row],[Space Type]]=\"\",\"select Space Type\",IF(Table1323[[#This Row],[Baseline Operating hours]]<>\"\",\"user defined\",INDEX(Table5[Hours],MATCH(Table1323[[#This Row],[Space Type]],Table5[Space Type],0))))),\"\")","v":""},null,{"$f":"IFERROR(INDEX(Table1[Rebate],MATCH(Table1323[[#This Row],[Lamp / Luminaire Category]]&Table1323[[#This Row],[Rebate Category]],Table1[PrescribedSource - Rebate ID],0)),\"\")","v":""},{"$f":"IFERROR(INDEX(Table1[Rebate Unit],MATCH(Table1323[[#This Row],[Lamp / Luminaire Category]]&Table1323[[#This Row],[Rebate Category]],Table1[PrescribedSource - Rebate ID],0)),\"\")","v":""},null,{"$f":"IFERROR(IF(Table1323[[#This Row],[Lamp / Luminaire Category]]=\"No eligible rebate\",\"no rebate\",INDEX(Table1[Retrofit W],MATCH(Table1323[[#This Row],[Lamp / Luminaire Category]]&Table1323[[#This Row],[Rebate Category]],Table1[PrescribedSource - Rebate ID],0))),\"\")","v":""},null,null,null,{"$f":"IFERROR(INDEX(Table1[Rebate],MATCH(Table1323[[#This Row],[Lamp / Luminaire Category]]&Table1323[[#This Row],[Rebate Category]],Table1[PrescribedSource - Rebate ID],0))*Table1323[[#This Row],[Quantity of luminaires]],0)","v":0},{"$f":"IF(OR(Table1323[[#This Row],[Automatic Controls?]]=\"Fixture integrated Occupancy / Daylight Harvesting sensor\",Table1323[[#This Row],[Automatic Controls?]]=\"Ceiling / wall mounted Occupancy / Daylight Harvesting sensor\",Table1323[[#This Row],[Automatic Controls?]]=\"Timer\"),45*Table1323[[#This Row],[Number of occupancy sensors]],\"\")","v":""},{"$f":"IFERROR(IF(Table1323[[#This Row],[Controls Rebate]]=\"\",0,Table1323[[#This Row],[Controls Rebate]])+Table1323[[#This Row],[Lighting Rebate]],\"\")","v":0},{"$f":"IFERROR(INDEX(Table1[Rebate Savings],MATCH(Table1323[[#This Row],[Lamp / Luminaire Category]]&Table1323[[#This Row],[Rebate Category]],Table1[PrescribedSource - Rebate ID],0))*Table1323[[#This Row],[Quantity of luminaires]]/1000,0)","v":0},{"$f":"IFERROR(Table1323[[#This Row],[Rebate kW Savings]]*IF(Table1323[[#This Row],[Assumed hours from space type]]=\"user defined\",Table1323[[#This Row],[Baseline Operating hours]],Table1323[[#This Row],[Assumed hours from space type]]),0)","v":0},{"$f":"IF(OR(Table1323[[#This Row],[Automatic Controls?]]=\"Fixture integrated occupancy sensor\",Table1323[[#This Row],[Automatic Controls?]]=\"Ceiling / wall mounted occupancy sensor\"),Table1323[[#This Row],[Quantity of luminaires]]*IF(Table1323[[#This Row],[Rebate Category]]<>\"\",INDEX(Table1[Retrofit W],MATCH(Table1323[[#This Row],[Rebate Category]],Table1[BC Hydro Rebate Category],0)),Table1323[[#This Row],[Retrofit W defined by user (no rebate)]])/1000*IF(Table1323[[#This Row],[Assumed hours from space type]]=\"user defined\",Table1323[[#This Row],[Baseline Operating hours]],Table1323[[#This Row],[Assumed hours from space type]])*0.2,0)","v":0},{"$f":"Table1323[[#This Row],[Rebate kWh savings]]+Table1323[[#This Row],[Controls Rebate kWh Savings]]","v":0},{"$f":"IFERROR(IF(Table1323[[#This Row],[Quantity of luminaires]]=\"\",\"\",IF(Table1323[[#This Row],[Lamp / Luminaire Category]]=\"No eligible rebate\",(Table1323[[#This Row],[Baseline W defined by user]]-Table1323[[#This Row],[Retrofit W defined by user (no rebate)]])*Table1323[[#This Row],[Quantity of luminaires]]/1000,(Table1323[[#This Row],[Assumed Baseline W by source]]-Table1323[[#This Row],[LED Luminaire W by rebate]])*Table1323[[#This Row],[Quantity of luminaires]]/1000)),0)","v":""},{"$f":"IFERROR(IF(Table1323[[#This Row],[Lamp / Luminaire Category]]=\"No eligible rebate\",Table1323[[#This Row],[Quantity of luminaires]]*(Table1323[[#This Row],[Baseline W defined by user]]-Table1323[[#This Row],[Retrofit W defined by user (no rebate)]])/1000*IF(Table1323[[#This Row],[Assumed hours from space type]]=\"user defined\",Table1323[[#This Row],[Baseline Operating hours]],Table1323[[#This Row],[Assumed hours from space type]])+Table1323[[#This Row],[Controls Rebate kWh Savings]],Table1323[[#This Row],[Quantity of luminaires]]*(INDEX(Table1[Actual Baseline W],MATCH(Table1323[[#This Row],[Lamp / Luminaire Category]]&Table1323[[#This Row],[Rebate Category]],Table1[PrescribedSource - Rebate ID],0))/1000-Table1323[[#This Row],[LED Luminaire W by rebate]]/1000)*IF(Table1323[[#This Row],[Assumed hours from space type]]=\"user defined\",Table1323[[#This Row],[Baseline Operating hours]],Table1323[[#This Row],[Assumed hours from space type]])+Table1323[[#This Row],[Controls Rebate kWh Savings]]),0)","v":0},{"$f":"IFERROR(IF(Table1323[[#This Row],[Rebate kW Savings]]=0,Table1323[[#This Row],[Demand Savings, kW]],INDEX(Table1[Actual Savings],MATCH(Table1323[[#This Row],[Lamp / Luminaire Category]]&Table1323[[#This Row],[Rebate Category]],Table1[PrescribedSource - Rebate ID],0))*Table1323[[#This Row],[Quantity of luminaires]]/1000),0)","v":""},{"$f":"IFERROR(Table1323[[#This Row],[BC Housing Site kW Savings]]*IF(Table1323[[#This Row],[Assumed hours from space type]]=\"user defined\",Table1323[[#This Row],[Baseline Operating hours]],Table1323[[#This Row],[Assumed hours from space type]])+Table1323[[#This Row],[Controls Rebate kWh Savings]],0)","v":0},{"$f":"IFERROR(IF(Table1323[[#This Row],[Lamp / Luminaire Category]]=\"No eligible rebate\",Table1323[[#This Row],[Lighting Technology]]&\" retrofit with no rebate\",Table1323[[#This Row],[Rebate Category]]),\"\")","v":0},{"$f":"IF(Table1323[[#This Row],[Lamp / Luminaire Category]]=\"No eligible rebate\",1,0)","v":0},{"$f":"IFERROR(IF(IF(Table1323[[#This Row],[Assumed hours from space type]]=\"user defined\",Table1323[[#This Row],[Baseline Operating hours]],Table1323[[#This Row],[Assumed hours from space type]])<3600,0,IF(AND(IF(Table1323[[#This Row],[Assumed hours from space type]]=\"user defined\",Table1323[[#This Row],[Baseline Operating hours]],Table1323[[#This Row],[Assumed hours from space type]])>=3600,OR(Table1323[[#This Row],[Automatic Controls?]]=\"None\",Table1323[[#This Row],[Automatic Controls?]]=\"\")),IF(Table1323[[#This Row],[Lamp / Luminaire Category]]=\"No eligible rebate\",Table1323[[#This Row],[Baseline W defined by user]]-Table1323[[#This Row],[Retrofit W defined by user (no rebate)]],Table1323[[#This Row],[Assumed Baseline W by source]]-Table1323[[#This Row],[LED Luminaire W by rebate]]),IF(AND(IF(Table1323[[#This Row],[Assumed hours from space type]]=\"user defined\",Table1323[[#This Row],[Baseline Operating hours]],Table1323[[#This Row],[Assumed hours from space type]])>=(3600/0.8),OR(Table1323[[#This Row],[Automatic Controls?]]=\"Fixture integrated occupancy sensor\",Table1323[[#This Row],[Automatic Controls?]]=\"Ceiling / wall mounted occupancy sensor\")),IF(Table1323[[#This Row],[Lamp / Luminaire Category]]=\"No eligible rebate\",(Table1323[[#This Row],[Baseline W defined by user]]-Table1323[[#This Row],[Retrofit W defined by user (no rebate)]]),Table1323[[#This Row],[Assumed Baseline W by source]]-Table1323[[#This Row],[LED Luminaire W by rebate]]),IF(AND(IF(Table1323[[#This Row],[Assumed hours from space type]]=\"user defined\",Table1323[[#This Row],[Baseline Operating hours]],Table1323[[#This Row],[Assumed hours from space type]])<(3600/0.8),OR(Table1323[[#This Row],[Automatic Controls?]]=\"Fixture integrated occupancy sensor\",Table1323[[#This Row],[Automatic Controls?]]=\"Ceiling / wall mounted occupancy sensor\")),IF(Table1323[[#This Row],[Lamp / Luminaire Category]]=\"No eligible rebate\",Table1323[[#This Row],[Baseline W defined by user]],Table1323[[#This Row],[Assumed Baseline W by source]])))))*Table1323[[#This Row],[Quantity of luminaires]]/1000,\"\")","v":""},{"$f":"Table1323[[#This Row],[LED lamp/luminaire retrofit part '#]]","v":0},{"$f":"IF(Table1323[[#This Row],[Rebate Unit]]=\"per lamp\",INDEX(Table1[Number of Lamps],MATCH(Table1323[[#This Row],[Lamp / Luminaire Category]]&Table1323[[#This Row],[Rebate Category]],Table1[PrescribedSource - Rebate ID],0)),1)*Table1323[[#This Row],[Quantity of luminaires]]","v":0},{"$f":"IFERROR(IF(Table1323[[#This Row],[Lamp / Luminaire Category]]=\"No eligible rebate\",\"no eligible rebate\",INDEX(Table1[BC Hydro xRM ECM],MATCH(Table1323[[#This Row],[Lamp / Luminaire Category]]&Table1323[[#This Row],[Rebate Category]],Table1[PrescribedSource - Rebate ID],0))),\"\")","v":""}]
[null,{"$f":"IF(Table1323[[#This Row],[Space Type]]=\"\",\"\",\"L-\"&ROW(72:72))","v":""},null,null,null,null,null,null,null,{"$f":"IFERROR(IF(Table1323[[#This Row],[Space Type]]=\"\",\"\",IF(Table1323[[#This Row],[Lamp / Luminaire Category]]=\"No eligible rebate\",\"\",IF(Table1323[[#This Row],[Rebate Category]]=\"\",\"select rebate\",INDEX(Table1[Actual Baseline W],MATCH(Table1323[[#This Row],[Lamp / Luminaire Category]]&Table1323[[#This Row],[Rebate Category]],Table1[PrescribedSource - Rebate ID],0))))),\"\")","v":""},{"$f":"IFERROR(IF(Table1323[[#This Row],[No]]=\"\",\"\",IF(Table1323[[#This Row],[Space Type]]=\"\",\"select Space Type\",IF(Table1323[[#This Row],[Baseline Operating hours]]<>\"\",\"user defined\",INDEX(Table5[Hours],MATCH(Table1323[[#This Row],[Space Type]],Table5[Space Type],0))))),\"\")","v":""},null,{"$f":"IFERROR(INDEX(Table1[Rebate],MATCH(Table1323[[#This Row],[Lamp / Luminaire Category]]&Table1323[[#This Row],[Rebate Category]],Table1[PrescribedSource - Rebate ID],0)),\"\")","v":""},{"$f":"IFERROR(INDEX(Table1[Rebate Unit],MATCH(Table1323[[#This Row],[Lamp / Luminaire Category]]&Table1323[[#This Row],[Rebate Category]],Table1[PrescribedSource - Rebate ID],0)),\"\")","v":""},null,{"$f":"IFERROR(IF(Table1323[[#This Row],[Lamp / Luminaire Category]]=\"No eligible rebate\",\"no rebate\",INDEX(Table1[Retrofit W],MATCH(Table1323[[#This Row],[Lamp / Luminaire Category]]&Table1323[[#This Row],[Rebate Category]],Table1[PrescribedSource - Rebate ID],0))),\"\")","v":""},null,null,null,{"$f":"IFERROR(INDEX(Table1[Rebate],MATCH(Table1323[[#This Row],[Lamp / Luminaire Category]]&Table1323[[#This Row],[Rebate Category]],Table1[PrescribedSource - Rebate ID],0))*Table1323[[#This Row],[Quantity of luminaires]],0)","v":0},{"$f":"IF(OR(Table1323[[#This Row],[Automatic Controls?]]=\"Fixture integrated Occupancy / Daylight Harvesting sensor\",Table1323[[#This Row],[Automatic Controls?]]=\"Ceiling / wall mounted Occupancy / Daylight Harvesting sensor\",Table1323[[#This Row],[Automatic Controls?]]=\"Timer\"),45*Table1323[[#This Row],[Number of occupancy sensors]],\"\")","v":""},{"$f":"IFERROR(IF(Table1323[[#This Row],[Controls Rebate]]=\"\",0,Table1323[[#This Row],[Controls Rebate]])+Table1323[[#This Row],[Lighting Rebate]],\"\")","v":0},{"$f":"IFERROR(INDEX(Table1[Rebate Savings],MATCH(Table1323[[#This Row],[Lamp / Luminaire Category]]&Table1323[[#This Row],[Rebate Category]],Table1[PrescribedSource - Rebate ID],0))*Table1323[[#This Row],[Quantity of luminaires]]/1000,0)","v":0},{"$f":"IFERROR(Table1323[[#This Row],[Rebate kW Savings]]*IF(Table1323[[#This Row],[Assumed hours from space type]]=\"user defined\",Table1323[[#This Row],[Baseline Operating hours]],Table1323[[#This Row],[Assumed hours from space type]]),0)","v":0},{"$f":"IF(OR(Table1323[[#This Row],[Automatic Controls?]]=\"Fixture integrated occupancy sensor\",Table1323[[#This Row],[Automatic Controls?]]=\"Ceiling / wall mounted occupancy sensor\"),Table1323[[#This Row],[Quantity of luminaires]]*IF(Table1323[[#This Row],[Rebate Category]]<>\"\",INDEX(Table1[Retrofit W],MATCH(Table1323[[#This Row],[Rebate Category]],Table1[BC Hydro Rebate Category],0)),Table1323[[#This Row],[Retrofit W defined by user (no rebate)]])/1000*IF(Table1323[[#This Row],[Assumed hours from space type]]=\"user defined\",Table1323[[#This Row],[Baseline Operating hours]],Table1323[[#This Row],[Assumed hours from space type]])*0.2,0)","v":0},{"$f":"Table1323[[#This Row],[Rebate kWh savings]]+Table1323[[#This Row],[Controls Rebate kWh Savings]]","v":0},{"$f":"IFERROR(IF(Table1323[[#This Row],[Quantity of luminaires]]=\"\",\"\",IF(Table1323[[#This Row],[Lamp / Luminaire Category]]=\"No eligible rebate\",(Table1323[[#This Row],[Baseline W defined by user]]-Table1323[[#This Row],[Retrofit W defined by user (no rebate)]])*Table1323[[#This Row],[Quantity of luminaires]]/1000,(Table1323[[#This Row],[Assumed Baseline W by source]]-Table1323[[#This Row],[LED Luminaire W by rebate]])*Table1323[[#This Row],[Quantity of luminaires]]/1000)),0)","v":""},{"$f":"IFERROR(IF(Table1323[[#This Row],[Lamp / Luminaire Category]]=\"No eligible rebate\",Table1323[[#This Row],[Quantity of luminaires]]*(Table1323[[#This Row],[Baseline W defined by user]]-Table1323[[#This Row],[Retrofit W defined by user (no rebate)]])/1000*IF(Table1323[[#This Row],[Assumed hours from space type]]=\"user defined\",Table1323[[#This Row],[Baseline Operating hours]],Table1323[[#This Row],[Assumed hours from space type]])+Table1323[[#This Row],[Controls Rebate kWh Savings]],Table1323[[#This Row],[Quantity of luminaires]]*(INDEX(Table1[Actual Baseline W],MATCH(Table1323[[#This Row],[Lamp / Luminaire Category]]&Table1323[[#This Row],[Rebate Category]],Table1[PrescribedSource - Rebate ID],0))/1000-Table1323[[#This Row],[LED Luminaire W by rebate]]/1000)*IF(Table1323[[#This Row],[Assumed hours from space type]]=\"user defined\",Table1323[[#This Row],[Baseline Operating hours]],Table1323[[#This Row],[Assumed hours from space type]])+Table1323[[#This Row],[Controls Rebate kWh Savings]]),0)","v":0},{"$f":"IFERROR(IF(Table1323[[#This Row],[Rebate kW Savings]]=0,Table1323[[#This Row],[Demand Savings, kW]],INDEX(Table1[Actual Savings],MATCH(Table1323[[#This Row],[Lamp / Luminaire Category]]&Table1323[[#This Row],[Rebate Category]],Table1[PrescribedSource - Rebate ID],0))*Table1323[[#This Row],[Quantity of luminaires]]/1000),0)","v":""},{"$f":"IFERROR(Table1323[[#This Row],[BC Housing Site kW Savings]]*IF(Table1323[[#This Row],[Assumed hours from space type]]=\"user defined\",Table1323[[#This Row],[Baseline Operating hours]],Table1323[[#This Row],[Assumed hours from space type]])+Table1323[[#This Row],[Controls Rebate kWh Savings]],0)","v":0},{"$f":"IFERROR(IF(Table1323[[#This Row],[Lamp / Luminaire Category]]=\"No eligible rebate\",Table1323[[#This Row],[Lighting Technology]]&\" retrofit with no rebate\",Table1323[[#This Row],[Rebate Category]]),\"\")","v":0},{"$f":"IF(Table1323[[#This Row],[Lamp / Luminaire Category]]=\"No eligible rebate\",1,0)","v":0},{"$f":"IFERROR(IF(IF(Table1323[[#This Row],[Assumed hours from space type]]=\"user defined\",Table1323[[#This Row],[Baseline Operating hours]],Table1323[[#This Row],[Assumed hours from space type]])<3600,0,IF(AND(IF(Table1323[[#This Row],[Assumed hours from space type]]=\"user defined\",Table1323[[#This Row],[Baseline Operating hours]],Table1323[[#This Row],[Assumed hours from space type]])>=3600,OR(Table1323[[#This Row],[Automatic Controls?]]=\"None\",Table1323[[#This Row],[Automatic Controls?]]=\"\")),IF(Table1323[[#This Row],[Lamp / Luminaire Category]]=\"No eligible rebate\",Table1323[[#This Row],[Baseline W defined by user]]-Table1323[[#This Row],[Retrofit W defined by user (no rebate)]],Table1323[[#This Row],[Assumed Baseline W by source]]-Table1323[[#This Row],[LED Luminaire W by rebate]]),IF(AND(IF(Table1323[[#This Row],[Assumed hours from space type]]=\"user defined\",Table1323[[#This Row],[Baseline Operating hours]],Table1323[[#This Row],[Assumed hours from space type]])>=(3600/0.8),OR(Table1323[[#This Row],[Automatic Controls?]]=\"Fixture integrated occupancy sensor\",Table1323[[#This Row],[Automatic Controls?]]=\"Ceiling / wall mounted occupancy sensor\")),IF(Table1323[[#This Row],[Lamp / Luminaire Category]]=\"No eligible rebate\",(Table1323[[#This Row],[Baseline W defined by user]]-Table1323[[#This Row],[Retrofit W defined by user (no rebate)]]),Table1323[[#This Row],[Assumed Baseline W by source]]-Table1323[[#This Row],[LED Luminaire W by rebate]]),IF(AND(IF(Table1323[[#This Row],[Assumed hours from space type]]=\"user defined\",Table1323[[#This Row],[Baseline Operating hours]],Table1323[[#This Row],[Assumed hours from space type]])<(3600/0.8),OR(Table1323[[#This Row],[Automatic Controls?]]=\"Fixture integrated occupancy sensor\",Table1323[[#This Row],[Automatic Controls?]]=\"Ceiling / wall mounted occupancy sensor\")),IF(Table1323[[#This Row],[Lamp / Luminaire Category]]=\"No eligible rebate\",Table1323[[#This Row],[Baseline W defined by user]],Table1323[[#This Row],[Assumed Baseline W by source]])))))*Table1323[[#This Row],[Quantity of luminaires]]/1000,\"\")","v":""},{"$f":"Table1323[[#This Row],[LED lamp/luminaire retrofit part '#]]","v":0},{"$f":"IF(Table1323[[#This Row],[Rebate Unit]]=\"per lamp\",INDEX(Table1[Number of Lamps],MATCH(Table1323[[#This Row],[Lamp / Luminaire Category]]&Table1323[[#This Row],[Rebate Category]],Table1[PrescribedSource - Rebate ID],0)),1)*Table1323[[#This Row],[Quantity of luminaires]]","v":0},{"$f":"IFERROR(IF(Table1323[[#This Row],[Lamp / Luminaire Category]]=\"No eligible rebate\",\"no eligible rebate\",INDEX(Table1[BC Hydro xRM ECM],MATCH(Table1323[[#This Row],[Lamp / Luminaire Category]]&Table1323[[#This Row],[Rebate Category]],Table1[PrescribedSource - Rebate ID],0))),\"\")","v":""}]
[null,{"$f":"IF(Table1323[[#This Row],[Space Type]]=\"\",\"\",\"L-\"&ROW(73:73))","v":""},null,null,null,null,null,null,null,{"$f":"IFERROR(IF(Table1323[[#This Row],[Space Type]]=\"\",\"\",IF(Table1323[[#This Row],[Lamp / Luminaire Category]]=\"No eligible rebate\",\"\",IF(Table1323[[#This Row],[Rebate Category]]=\"\",\"select rebate\",INDEX(Table1[Actual Baseline W],MATCH(Table1323[[#This Row],[Lamp / Luminaire Category]]&Table1323[[#This Row],[Rebate Category]],Table1[PrescribedSource - Rebate ID],0))))),\"\")","v":""},{"$f":"IFERROR(IF(Table1323[[#This Row],[No]]=\"\",\"\",IF(Table1323[[#This Row],[Space Type]]=\"\",\"select Space Type\",IF(Table1323[[#This Row],[Baseline Operating hours]]<>\"\",\"user defined\",INDEX(Table5[Hours],MATCH(Table1323[[#This Row],[Space Type]],Table5[Space Type],0))))),\"\")","v":""},null,{"$f":"IFERROR(INDEX(Table1[Rebate],MATCH(Table1323[[#This Row],[Lamp / Luminaire Category]]&Table1323[[#This Row],[Rebate Category]],Table1[PrescribedSource - Rebate ID],0)),\"\")","v":""},{"$f":"IFERROR(INDEX(Table1[Rebate Unit],MATCH(Table1323[[#This Row],[Lamp / Luminaire Category]]&Table1323[[#This Row],[Rebate Category]],Table1[PrescribedSource - Rebate ID],0)),\"\")","v":""},null,{"$f":"IFERROR(IF(Table1323[[#This Row],[Lamp / Luminaire Category]]=\"No eligible rebate\",\"no rebate\",INDEX(Table1[Retrofit W],MATCH(Table1323[[#This Row],[Lamp / Luminaire Category]]&Table1323[[#This Row],[Rebate Category]],Table1[PrescribedSource - Rebate ID],0))),\"\")","v":""},null,null,null,{"$f":"IFERROR(INDEX(Table1[Rebate],MATCH(Table1323[[#This Row],[Lamp / Luminaire Category]]&Table1323[[#This Row],[Rebate Category]],Table1[PrescribedSource - Rebate ID],0))*Table1323[[#This Row],[Quantity of luminaires]],0)","v":0},{"$f":"IF(OR(Table1323[[#This Row],[Automatic Controls?]]=\"Fixture integrated Occupancy / Daylight Harvesting sensor\",Table1323[[#This Row],[Automatic Controls?]]=\"Ceiling / wall mounted Occupancy / Daylight Harvesting sensor\",Table1323[[#This Row],[Automatic Controls?]]=\"Timer\"),45*Table1323[[#This Row],[Number of occupancy sensors]],\"\")","v":""},{"$f":"IFERROR(IF(Table1323[[#This Row],[Controls Rebate]]=\"\",0,Table1323[[#This Row],[Controls Rebate]])+Table1323[[#This Row],[Lighting Rebate]],\"\")","v":0},{"$f":"IFERROR(INDEX(Table1[Rebate Savings],MATCH(Table1323[[#This Row],[Lamp / Luminaire Category]]&Table1323[[#This Row],[Rebate Category]],Table1[PrescribedSource - Rebate ID],0))*Table1323[[#This Row],[Quantity of luminaires]]/1000,0)","v":0},{"$f":"IFERROR(Table1323[[#This Row],[Rebate kW Savings]]*IF(Table1323[[#This Row],[Assumed hours from space type]]=\"user defined\",Table1323[[#This Row],[Baseline Operating hours]],Table1323[[#This Row],[Assumed hours from space type]]),0)","v":0},{"$f":"IF(OR(Table1323[[#This Row],[Automatic Controls?]]=\"Fixture integrated occupancy sensor\",Table1323[[#This Row],[Automatic Controls?]]=\"Ceiling / wall mounted occupancy sensor\"),Table1323[[#This Row],[Quantity of luminaires]]*IF(Table1323[[#This Row],[Rebate Category]]<>\"\",INDEX(Table1[Retrofit W],MATCH(Table1323[[#This Row],[Rebate Category]],Table1[BC Hydro Rebate Category],0)),Table1323[[#This Row],[Retrofit W defined by user (no rebate)]])/1000*IF(Table1323[[#This Row],[Assumed hours from space type]]=\"user defined\",Table1323[[#This Row],[Baseline Operating hours]],Table1323[[#This Row],[Assumed hours from space type]])*0.2,0)","v":0},{"$f":"Table1323[[#This Row],[Rebate kWh savings]]+Table1323[[#This Row],[Controls Rebate kWh Savings]]","v":0},{"$f":"IFERROR(IF(Table1323[[#This Row],[Quantity of luminaires]]=\"\",\"\",IF(Table1323[[#This Row],[Lamp / Luminaire Category]]=\"No eligible rebate\",(Table1323[[#This Row],[Baseline W defined by user]]-Table1323[[#This Row],[Retrofit W defined by user (no rebate)]])*Table1323[[#This Row],[Quantity of luminaires]]/1000,(Table1323[[#This Row],[Assumed Baseline W by source]]-Table1323[[#This Row],[LED Luminaire W by rebate]])*Table1323[[#This Row],[Quantity of luminaires]]/1000)),0)","v":""},{"$f":"IFERROR(IF(Table1323[[#This Row],[Lamp / Luminaire Category]]=\"No eligible rebate\",Table1323[[#This Row],[Quantity of luminaires]]*(Table1323[[#This Row],[Baseline W defined by user]]-Table1323[[#This Row],[Retrofit W defined by user (no rebate)]])/1000*IF(Table1323[[#This Row],[Assumed hours from space type]]=\"user defined\",Table1323[[#This Row],[Baseline Operating hours]],Table1323[[#This Row],[Assumed hours from space type]])+Table1323[[#This Row],[Controls Rebate kWh Savings]],Table1323[[#This Row],[Quantity of luminaires]]*(INDEX(Table1[Actual Baseline W],MATCH(Table1323[[#This Row],[Lamp / Luminaire Category]]&Table1323[[#This Row],[Rebate Category]],Table1[PrescribedSource - Rebate ID],0))/1000-Table1323[[#This Row],[LED Luminaire W by rebate]]/1000)*IF(Table1323[[#This Row],[Assumed hours from space type]]=\"user defined\",Table1323[[#This Row],[Baseline Operating hours]],Table1323[[#This Row],[Assumed hours from space type]])+Table1323[[#This Row],[Controls Rebate kWh Savings]]),0)","v":0},{"$f":"IFERROR(IF(Table1323[[#This Row],[Rebate kW Savings]]=0,Table1323[[#This Row],[Demand Savings, kW]],INDEX(Table1[Actual Savings],MATCH(Table1323[[#This Row],[Lamp / Luminaire Category]]&Table1323[[#This Row],[Rebate Category]],Table1[PrescribedSource - Rebate ID],0))*Table1323[[#This Row],[Quantity of luminaires]]/1000),0)","v":""},{"$f":"IFERROR(Table1323[[#This Row],[BC Housing Site kW Savings]]*IF(Table1323[[#This Row],[Assumed hours from space type]]=\"user defined\",Table1323[[#This Row],[Baseline Operating hours]],Table1323[[#This Row],[Assumed hours from space type]])+Table1323[[#This Row],[Controls Rebate kWh Savings]],0)","v":0},{"$f":"IFERROR(IF(Table1323[[#This Row],[Lamp / Luminaire Category]]=\"No eligible rebate\",Table1323[[#This Row],[Lighting Technology]]&\" retrofit with no rebate\",Table1323[[#This Row],[Rebate Category]]),\"\")","v":0},{"$f":"IF(Table1323[[#This Row],[Lamp / Luminaire Category]]=\"No eligible rebate\",1,0)","v":0},{"$f":"IFERROR(IF(IF(Table1323[[#This Row],[Assumed hours from space type]]=\"user defined\",Table1323[[#This Row],[Baseline Operating hours]],Table1323[[#This Row],[Assumed hours from space type]])<3600,0,IF(AND(IF(Table1323[[#This Row],[Assumed hours from space type]]=\"user defined\",Table1323[[#This Row],[Baseline Operating hours]],Table1323[[#This Row],[Assumed hours from space type]])>=3600,OR(Table1323[[#This Row],[Automatic Controls?]]=\"None\",Table1323[[#This Row],[Automatic Controls?]]=\"\")),IF(Table1323[[#This Row],[Lamp / Luminaire Category]]=\"No eligible rebate\",Table1323[[#This Row],[Baseline W defined by user]]-Table1323[[#This Row],[Retrofit W defined by user (no rebate)]],Table1323[[#This Row],[Assumed Baseline W by source]]-Table1323[[#This Row],[LED Luminaire W by rebate]]),IF(AND(IF(Table1323[[#This Row],[Assumed hours from space type]]=\"user defined\",Table1323[[#This Row],[Baseline Operating hours]],Table1323[[#This Row],[Assumed hours from space type]])>=(3600/0.8),OR(Table1323[[#This Row],[Automatic Controls?]]=\"Fixture integrated occupancy sensor\",Table1323[[#This Row],[Automatic Controls?]]=\"Ceiling / wall mounted occupancy sensor\")),IF(Table1323[[#This Row],[Lamp / Luminaire Category]]=\"No eligible rebate\",(Table1323[[#This Row],[Baseline W defined by user]]-Table1323[[#This Row],[Retrofit W defined by user (no rebate)]]),Table1323[[#This Row],[Assumed Baseline W by source]]-Table1323[[#This Row],[LED Luminaire W by rebate]]),IF(AND(IF(Table1323[[#This Row],[Assumed hours from space type]]=\"user defined\",Table1323[[#This Row],[Baseline Operating hours]],Table1323[[#This Row],[Assumed hours from space type]])<(3600/0.8),OR(Table1323[[#This Row],[Automatic Controls?]]=\"Fixture integrated occupancy sensor\",Table1323[[#This Row],[Automatic Controls?]]=\"Ceiling / wall mounted occupancy sensor\")),IF(Table1323[[#This Row],[Lamp / Luminaire Category]]=\"No eligible rebate\",Table1323[[#This Row],[Baseline W defined by user]],Table1323[[#This Row],[Assumed Baseline W by source]])))))*Table1323[[#This Row],[Quantity of luminaires]]/1000,\"\")","v":""},{"$f":"Table1323[[#This Row],[LED lamp/luminaire retrofit part '#]]","v":0},{"$f":"IF(Table1323[[#This Row],[Rebate Unit]]=\"per lamp\",INDEX(Table1[Number of Lamps],MATCH(Table1323[[#This Row],[Lamp / Luminaire Category]]&Table1323[[#This Row],[Rebate Category]],Table1[PrescribedSource - Rebate ID],0)),1)*Table1323[[#This Row],[Quantity of luminaires]]","v":0},{"$f":"IFERROR(IF(Table1323[[#This Row],[Lamp / Luminaire Category]]=\"No eligible rebate\",\"no eligible rebate\",INDEX(Table1[BC Hydro xRM ECM],MATCH(Table1323[[#This Row],[Lamp / Luminaire Category]]&Table1323[[#This Row],[Rebate Category]],Table1[PrescribedSource - Rebate ID],0))),\"\")","v":""}]
[null,{"$f":"IF(Table1323[[#This Row],[Space Type]]=\"\",\"\",\"L-\"&ROW(74:74))","v":""},null,null,null,null,null,null,null,{"$f":"IFERROR(IF(Table1323[[#This Row],[Space Type]]=\"\",\"\",IF(Table1323[[#This Row],[Lamp / Luminaire Category]]=\"No eligible rebate\",\"\",IF(Table1323[[#This Row],[Rebate Category]]=\"\",\"select rebate\",INDEX(Table1[Actual Baseline W],MATCH(Table1323[[#This Row],[Lamp / Luminaire Category]]&Table1323[[#This Row],[Rebate Category]],Table1[PrescribedSource - Rebate ID],0))))),\"\")","v":""},{"$f":"IFERROR(IF(Table1323[[#This Row],[No]]=\"\",\"\",IF(Table1323[[#This Row],[Space Type]]=\"\",\"select Space Type\",IF(Table1323[[#This Row],[Baseline Operating hours]]<>\"\",\"user defined\",INDEX(Table5[Hours],MATCH(Table1323[[#This Row],[Space Type]],Table5[Space Type],0))))),\"\")","v":""},null,{"$f":"IFERROR(INDEX(Table1[Rebate],MATCH(Table1323[[#This Row],[Lamp / Luminaire Category]]&Table1323[[#This Row],[Rebate Category]],Table1[PrescribedSource - Rebate ID],0)),\"\")","v":""},{"$f":"IFERROR(INDEX(Table1[Rebate Unit],MATCH(Table1323[[#This Row],[Lamp / Luminaire Category]]&Table1323[[#This Row],[Rebate Category]],Table1[PrescribedSource - Rebate ID],0)),\"\")","v":""},null,{"$f":"IFERROR(IF(Table1323[[#This Row],[Lamp / Luminaire Category]]=\"No eligible rebate\",\"no rebate\",INDEX(Table1[Retrofit W],MATCH(Table1323[[#This Row],[Lamp / Luminaire Category]]&Table1323[[#This Row],[Rebate Category]],Table1[PrescribedSource - Rebate ID],0))),\"\")","v":""},null,null,null,{"$f":"IFERROR(INDEX(Table1[Rebate],MATCH(Table1323[[#This Row],[Lamp / Luminaire Category]]&Table1323[[#This Row],[Rebate Category]],Table1[PrescribedSource - Rebate ID],0))*Table1323[[#This Row],[Quantity of luminaires]],0)","v":0},{"$f":"IF(OR(Table1323[[#This Row],[Automatic Controls?]]=\"Fixture integrated Occupancy / Daylight Harvesting sensor\",Table1323[[#This Row],[Automatic Controls?]]=\"Ceiling / wall mounted Occupancy / Daylight Harvesting sensor\",Table1323[[#This Row],[Automatic Controls?]]=\"Timer\"),45*Table1323[[#This Row],[Number of occupancy sensors]],\"\")","v":""},{"$f":"IFERROR(IF(Table1323[[#This Row],[Controls Rebate]]=\"\",0,Table1323[[#This Row],[Controls Rebate]])+Table1323[[#This Row],[Lighting Rebate]],\"\")","v":0},{"$f":"IFERROR(INDEX(Table1[Rebate Savings],MATCH(Table1323[[#This Row],[Lamp / Luminaire Category]]&Table1323[[#This Row],[Rebate Category]],Table1[PrescribedSource - Rebate ID],0))*Table1323[[#This Row],[Quantity of luminaires]]/1000,0)","v":0},{"$f":"IFERROR(Table1323[[#This Row],[Rebate kW Savings]]*IF(Table1323[[#This Row],[Assumed hours from space type]]=\"user defined\",Table1323[[#This Row],[Baseline Operating hours]],Table1323[[#This Row],[Assumed hours from space type]]),0)","v":0},{"$f":"IF(OR(Table1323[[#This Row],[Automatic Controls?]]=\"Fixture integrated occupancy sensor\",Table1323[[#This Row],[Automatic Controls?]]=\"Ceiling / wall mounted occupancy sensor\"),Table1323[[#This Row],[Quantity of luminaires]]*IF(Table1323[[#This Row],[Rebate Category]]<>\"\",INDEX(Table1[Retrofit W],MATCH(Table1323[[#This Row],[Rebate Category]],Table1[BC Hydro Rebate Category],0)),Table1323[[#This Row],[Retrofit W defined by user (no rebate)]])/1000*IF(Table1323[[#This Row],[Assumed hours from space type]]=\"user defined\",Table1323[[#This Row],[Baseline Operating hours]],Table1323[[#This Row],[Assumed hours from space type]])*0.2,0)","v":0},{"$f":"Table1323[[#This Row],[Rebate kWh savings]]+Table1323[[#This Row],[Controls Rebate kWh Savings]]","v":0},{"$f":"IFERROR(IF(Table1323[[#This Row],[Quantity of luminaires]]=\"\",\"\",IF(Table1323[[#This Row],[Lamp / Luminaire Category]]=\"No eligible rebate\",(Table1323[[#This Row],[Baseline W defined by user]]-Table1323[[#This Row],[Retrofit W defined by user (no rebate)]])*Table1323[[#This Row],[Quantity of luminaires]]/1000,(Table1323[[#This Row],[Assumed Baseline W by source]]-Table1323[[#This Row],[LED Luminaire W by rebate]])*Table1323[[#This Row],[Quantity of luminaires]]/1000)),0)","v":""},{"$f":"IFERROR(IF(Table1323[[#This Row],[Lamp / Luminaire Category]]=\"No eligible rebate\",Table1323[[#This Row],[Quantity of luminaires]]*(Table1323[[#This Row],[Baseline W defined by user]]-Table1323[[#This Row],[Retrofit W defined by user (no rebate)]])/1000*IF(Table1323[[#This Row],[Assumed hours from space type]]=\"user defined\",Table1323[[#This Row],[Baseline Operating hours]],Table1323[[#This Row],[Assumed hours from space type]])+Table1323[[#This Row],[Controls Rebate kWh Savings]],Table1323[[#This Row],[Quantity of luminaires]]*(INDEX(Table1[Actual Baseline W],MATCH(Table1323[[#This Row],[Lamp / Luminaire Category]]&Table1323[[#This Row],[Rebate Category]],Table1[PrescribedSource - Rebate ID],0))/1000-Table1323[[#This Row],[LED Luminaire W by rebate]]/1000)*IF(Table1323[[#This Row],[Assumed hours from space type]]=\"user defined\",Table1323[[#This Row],[Baseline Operating hours]],Table1323[[#This Row],[Assumed hours from space type]])+Table1323[[#This Row],[Controls Rebate kWh Savings]]),0)","v":0},{"$f":"IFERROR(IF(Table1323[[#This Row],[Rebate kW Savings]]=0,Table1323[[#This Row],[Demand Savings, kW]],INDEX(Table1[Actual Savings],MATCH(Table1323[[#This Row],[Lamp / Luminaire Category]]&Table1323[[#This Row],[Rebate Category]],Table1[PrescribedSource - Rebate ID],0))*Table1323[[#This Row],[Quantity of luminaires]]/1000),0)","v":""},{"$f":"IFERROR(Table1323[[#This Row],[BC Housing Site kW Savings]]*IF(Table1323[[#This Row],[Assumed hours from space type]]=\"user defined\",Table1323[[#This Row],[Baseline Operating hours]],Table1323[[#This Row],[Assumed hours from space type]])+Table1323[[#This Row],[Controls Rebate kWh Savings]],0)","v":0},{"$f":"IFERROR(IF(Table1323[[#This Row],[Lamp / Luminaire Category]]=\"No eligible rebate\",Table1323[[#This Row],[Lighting Technology]]&\" retrofit with no rebate\",Table1323[[#This Row],[Rebate Category]]),\"\")","v":0},{"$f":"IF(Table1323[[#This Row],[Lamp / Luminaire Category]]=\"No eligible rebate\",1,0)","v":0},{"$f":"IFERROR(IF(IF(Table1323[[#This Row],[Assumed hours from space type]]=\"user defined\",Table1323[[#This Row],[Baseline Operating hours]],Table1323[[#This Row],[Assumed hours from space type]])<3600,0,IF(AND(IF(Table1323[[#This Row],[Assumed hours from space type]]=\"user defined\",Table1323[[#This Row],[Baseline Operating hours]],Table1323[[#This Row],[Assumed hours from space type]])>=3600,OR(Table1323[[#This Row],[Automatic Controls?]]=\"None\",Table1323[[#This Row],[Automatic Controls?]]=\"\")),IF(Table1323[[#This Row],[Lamp / Luminaire Category]]=\"No eligible rebate\",Table1323[[#This Row],[Baseline W defined by user]]-Table1323[[#This Row],[Retrofit W defined by user (no rebate)]],Table1323[[#This Row],[Assumed Baseline W by source]]-Table1323[[#This Row],[LED Luminaire W by rebate]]),IF(AND(IF(Table1323[[#This Row],[Assumed hours from space type]]=\"user defined\",Table1323[[#This Row],[Baseline Operating hours]],Table1323[[#This Row],[Assumed hours from space type]])>=(3600/0.8),OR(Table1323[[#This Row],[Automatic Controls?]]=\"Fixture integrated occupancy sensor\",Table1323[[#This Row],[Automatic Controls?]]=\"Ceiling / wall mounted occupancy sensor\")),IF(Table1323[[#This Row],[Lamp / Luminaire Category]]=\"No eligible rebate\",(Table1323[[#This Row],[Baseline W defined by user]]-Table1323[[#This Row],[Retrofit W defined by user (no rebate)]]),Table1323[[#This Row],[Assumed Baseline W by source]]-Table1323[[#This Row],[LED Luminaire W by rebate]]),IF(AND(IF(Table1323[[#This Row],[Assumed hours from space type]]=\"user defined\",Table1323[[#This Row],[Baseline Operating hours]],Table1323[[#This Row],[Assumed hours from space type]])<(3600/0.8),OR(Table1323[[#This Row],[Automatic Controls?]]=\"Fixture integrated occupancy sensor\",Table1323[[#This Row],[Automatic Controls?]]=\"Ceiling / wall mounted occupancy sensor\")),IF(Table1323[[#This Row],[Lamp / Luminaire Category]]=\"No eligible rebate\",Table1323[[#This Row],[Baseline W defined by user]],Table1323[[#This Row],[Assumed Baseline W by source]])))))*Table1323[[#This Row],[Quantity of luminaires]]/1000,\"\")","v":""},{"$f":"Table1323[[#This Row],[LED lamp/luminaire retrofit part '#]]","v":0},{"$f":"IF(Table1323[[#This Row],[Rebate Unit]]=\"per lamp\",INDEX(Table1[Number of Lamps],MATCH(Table1323[[#This Row],[Lamp / Luminaire Category]]&Table1323[[#This Row],[Rebate Category]],Table1[PrescribedSource - Rebate ID],0)),1)*Table1323[[#This Row],[Quantity of luminaires]]","v":0},{"$f":"IFERROR(IF(Table1323[[#This Row],[Lamp / Luminaire Category]]=\"No eligible rebate\",\"no eligible rebate\",INDEX(Table1[BC Hydro xRM ECM],MATCH(Table1323[[#This Row],[Lamp / Luminaire Category]]&Table1323[[#This Row],[Rebate Category]],Table1[PrescribedSource - Rebate ID],0))),\"\")","v":""}]
[null,{"$f":"IF(Table1323[[#This Row],[Space Type]]=\"\",\"\",\"L-\"&ROW(75:75))","v":""},null,null,null,null,null,null,null,{"$f":"IFERROR(IF(Table1323[[#This Row],[Space Type]]=\"\",\"\",IF(Table1323[[#This Row],[Lamp / Luminaire Category]]=\"No eligible rebate\",\"\",IF(Table1323[[#This Row],[Rebate Category]]=\"\",\"select rebate\",INDEX(Table1[Actual Baseline W],MATCH(Table1323[[#This Row],[Lamp / Luminaire Category]]&Table1323[[#This Row],[Rebate Category]],Table1[PrescribedSource - Rebate ID],0))))),\"\")","v":""},{"$f":"IFERROR(IF(Table1323[[#This Row],[No]]=\"\",\"\",IF(Table1323[[#This Row],[Space Type]]=\"\",\"select Space Type\",IF(Table1323[[#This Row],[Baseline Operating hours]]<>\"\",\"user defined\",INDEX(Table5[Hours],MATCH(Table1323[[#This Row],[Space Type]],Table5[Space Type],0))))),\"\")","v":""},null,{"$f":"IFERROR(INDEX(Table1[Rebate],MATCH(Table1323[[#This Row],[Lamp / Luminaire Category]]&Table1323[[#This Row],[Rebate Category]],Table1[PrescribedSource - Rebate ID],0)),\"\")","v":""},{"$f":"IFERROR(INDEX(Table1[Rebate Unit],MATCH(Table1323[[#This Row],[Lamp / Luminaire Category]]&Table1323[[#This Row],[Rebate Category]],Table1[PrescribedSource - Rebate ID],0)),\"\")","v":""},null,{"$f":"IFERROR(IF(Table1323[[#This Row],[Lamp / Luminaire Category]]=\"No eligible rebate\",\"no rebate\",INDEX(Table1[Retrofit W],MATCH(Table1323[[#This Row],[Lamp / Luminaire Category]]&Table1323[[#This Row],[Rebate Category]],Table1[PrescribedSource - Rebate ID],0))),\"\")","v":""},null,null,null,{"$f":"IFERROR(INDEX(Table1[Rebate],MATCH(Table1323[[#This Row],[Lamp / Luminaire Category]]&Table1323[[#This Row],[Rebate Category]],Table1[PrescribedSource - Rebate ID],0))*Table1323[[#This Row],[Quantity of luminaires]],0)","v":0},{"$f":"IF(OR(Table1323[[#This Row],[Automatic Controls?]]=\"Fixture integrated Occupancy / Daylight Harvesting sensor\",Table1323[[#This Row],[Automatic Controls?]]=\"Ceiling / wall mounted Occupancy / Daylight Harvesting sensor\",Table1323[[#This Row],[Automatic Controls?]]=\"Timer\"),45*Table1323[[#This Row],[Number of occupancy sensors]],\"\")","v":""},{"$f":"IFERROR(IF(Table1323[[#This Row],[Controls Rebate]]=\"\",0,Table1323[[#This Row],[Controls Rebate]])+Table1323[[#This Row],[Lighting Rebate]],\"\")","v":0},{"$f":"IFERROR(INDEX(Table1[Rebate Savings],MATCH(Table1323[[#This Row],[Lamp / Luminaire Category]]&Table1323[[#This Row],[Rebate Category]],Table1[PrescribedSource - Rebate ID],0))*Table1323[[#This Row],[Quantity of luminaires]]/1000,0)","v":0},{"$f":"IFERROR(Table1323[[#This Row],[Rebate kW Savings]]*IF(Table1323[[#This Row],[Assumed hours from space type]]=\"user defined\",Table1323[[#This Row],[Baseline Operating hours]],Table1323[[#This Row],[Assumed hours from space type]]),0)","v":0},{"$f":"IF(OR(Table1323[[#This Row],[Automatic Controls?]]=\"Fixture integrated occupancy sensor\",Table1323[[#This Row],[Automatic Controls?]]=\"Ceiling / wall mounted occupancy sensor\"),Table1323[[#This Row],[Quantity of luminaires]]*IF(Table1323[[#This Row],[Rebate Category]]<>\"\",INDEX(Table1[Retrofit W],MATCH(Table1323[[#This Row],[Rebate Category]],Table1[BC Hydro Rebate Category],0)),Table1323[[#This Row],[Retrofit W defined by user (no rebate)]])/1000*IF(Table1323[[#This Row],[Assumed hours from space type]]=\"user defined\",Table1323[[#This Row],[Baseline Operating hours]],Table1323[[#This Row],[Assumed hours from space type]])*0.2,0)","v":0},{"$f":"Table1323[[#This Row],[Rebate kWh savings]]+Table1323[[#This Row],[Controls Rebate kWh Savings]]","v":0},{"$f":"IFERROR(IF(Table1323[[#This Row],[Quantity of luminaires]]=\"\",\"\",IF(Table1323[[#This Row],[Lamp / Luminaire Category]]=\"No eligible rebate\",(Table1323[[#This Row],[Baseline W defined by user]]-Table1323[[#This Row],[Retrofit W defined by user (no rebate)]])*Table1323[[#This Row],[Quantity of luminaires]]/1000,(Table1323[[#This Row],[Assumed Baseline W by source]]-Table1323[[#This Row],[LED Luminaire W by rebate]])*Table1323[[#This Row],[Quantity of luminaires]]/1000)),0)","v":""},{"$f":"IFERROR(IF(Table1323[[#This Row],[Lamp / Luminaire Category]]=\"No eligible rebate\",Table1323[[#This Row],[Quantity of luminaires]]*(Table1323[[#This Row],[Baseline W defined by user]]-Table1323[[#This Row],[Retrofit W defined by user (no rebate)]])/1000*IF(Table1323[[#This Row],[Assumed hours from space type]]=\"user defined\",Table1323[[#This Row],[Baseline Operating hours]],Table1323[[#This Row],[Assumed hours from space type]])+Table1323[[#This Row],[Controls Rebate kWh Savings]],Table1323[[#This Row],[Quantity of luminaires]]*(INDEX(Table1[Actual Baseline W],MATCH(Table1323[[#This Row],[Lamp / Luminaire Category]]&Table1323[[#This Row],[Rebate Category]],Table1[PrescribedSource - Rebate ID],0))/1000-Table1323[[#This Row],[LED Luminaire W by rebate]]/1000)*IF(Table1323[[#This Row],[Assumed hours from space type]]=\"user defined\",Table1323[[#This Row],[Baseline Operating hours]],Table1323[[#This Row],[Assumed hours from space type]])+Table1323[[#This Row],[Controls Rebate kWh Savings]]),0)","v":0},{"$f":"IFERROR(IF(Table1323[[#This Row],[Rebate kW Savings]]=0,Table1323[[#This Row],[Demand Savings, kW]],INDEX(Table1[Actual Savings],MATCH(Table1323[[#This Row],[Lamp / Luminaire Category]]&Table1323[[#This Row],[Rebate Category]],Table1[PrescribedSource - Rebate ID],0))*Table1323[[#This Row],[Quantity of luminaires]]/1000),0)","v":""},{"$f":"IFERROR(Table1323[[#This Row],[BC Housing Site kW Savings]]*IF(Table1323[[#This Row],[Assumed hours from space type]]=\"user defined\",Table1323[[#This Row],[Baseline Operating hours]],Table1323[[#This Row],[Assumed hours from space type]])+Table1323[[#This Row],[Controls Rebate kWh Savings]],0)","v":0},{"$f":"IFERROR(IF(Table1323[[#This Row],[Lamp / Luminaire Category]]=\"No eligible rebate\",Table1323[[#This Row],[Lighting Technology]]&\" retrofit with no rebate\",Table1323[[#This Row],[Rebate Category]]),\"\")","v":0},{"$f":"IF(Table1323[[#This Row],[Lamp / Luminaire Category]]=\"No eligible rebate\",1,0)","v":0},{"$f":"IFERROR(IF(IF(Table1323[[#This Row],[Assumed hours from space type]]=\"user defined\",Table1323[[#This Row],[Baseline Operating hours]],Table1323[[#This Row],[Assumed hours from space type]])<3600,0,IF(AND(IF(Table1323[[#This Row],[Assumed hours from space type]]=\"user defined\",Table1323[[#This Row],[Baseline Operating hours]],Table1323[[#This Row],[Assumed hours from space type]])>=3600,OR(Table1323[[#This Row],[Automatic Controls?]]=\"None\",Table1323[[#This Row],[Automatic Controls?]]=\"\")),IF(Table1323[[#This Row],[Lamp / Luminaire Category]]=\"No eligible rebate\",Table1323[[#This Row],[Baseline W defined by user]]-Table1323[[#This Row],[Retrofit W defined by user (no rebate)]],Table1323[[#This Row],[Assumed Baseline W by source]]-Table1323[[#This Row],[LED Luminaire W by rebate]]),IF(AND(IF(Table1323[[#This Row],[Assumed hours from space type]]=\"user defined\",Table1323[[#This Row],[Baseline Operating hours]],Table1323[[#This Row],[Assumed hours from space type]])>=(3600/0.8),OR(Table1323[[#This Row],[Automatic Controls?]]=\"Fixture integrated occupancy sensor\",Table1323[[#This Row],[Automatic Controls?]]=\"Ceiling / wall mounted occupancy sensor\")),IF(Table1323[[#This Row],[Lamp / Luminaire Category]]=\"No eligible rebate\",(Table1323[[#This Row],[Baseline W defined by user]]-Table1323[[#This Row],[Retrofit W defined by user (no rebate)]]),Table1323[[#This Row],[Assumed Baseline W by source]]-Table1323[[#This Row],[LED Luminaire W by rebate]]),IF(AND(IF(Table1323[[#This Row],[Assumed hours from space type]]=\"user defined\",Table1323[[#This Row],[Baseline Operating hours]],Table1323[[#This Row],[Assumed hours from space type]])<(3600/0.8),OR(Table1323[[#This Row],[Automatic Controls?]]=\"Fixture integrated occupancy sensor\",Table1323[[#This Row],[Automatic Controls?]]=\"Ceiling / wall mounted occupancy sensor\")),IF(Table1323[[#This Row],[Lamp / Luminaire Category]]=\"No eligible rebate\",Table1323[[#This Row],[Baseline W defined by user]],Table1323[[#This Row],[Assumed Baseline W by source]])))))*Table1323[[#This Row],[Quantity of luminaires]]/1000,\"\")","v":""},{"$f":"Table1323[[#This Row],[LED lamp/luminaire retrofit part '#]]","v":0},{"$f":"IF(Table1323[[#This Row],[Rebate Unit]]=\"per lamp\",INDEX(Table1[Number of Lamps],MATCH(Table1323[[#This Row],[Lamp / Luminaire Category]]&Table1323[[#This Row],[Rebate Category]],Table1[PrescribedSource - Rebate ID],0)),1)*Table1323[[#This Row],[Quantity of luminaires]]","v":0},{"$f":"IFERROR(IF(Table1323[[#This Row],[Lamp / Luminaire Category]]=\"No eligible rebate\",\"no eligible rebate\",INDEX(Table1[BC Hydro xRM ECM],MATCH(Table1323[[#This Row],[Lamp / Luminaire Category]]&Table1323[[#This Row],[Rebate Category]],Table1[PrescribedSource - Rebate ID],0))),\"\")","v":""}]
[null,{"$f":"IF(Table1323[[#This Row],[Space Type]]=\"\",\"\",\"L-\"&ROW(76:76))","v":""},null,null,null,null,null,null,null,{"$f":"IFERROR(IF(Table1323[[#This Row],[Space Type]]=\"\",\"\",IF(Table1323[[#This Row],[Lamp / Luminaire Category]]=\"No eligible rebate\",\"\",IF(Table1323[[#This Row],[Rebate Category]]=\"\",\"select rebate\",INDEX(Table1[Actual Baseline W],MATCH(Table1323[[#This Row],[Lamp / Luminaire Category]]&Table1323[[#This Row],[Rebate Category]],Table1[PrescribedSource - Rebate ID],0))))),\"\")","v":""},{"$f":"IFERROR(IF(Table1323[[#This Row],[No]]=\"\",\"\",IF(Table1323[[#This Row],[Space Type]]=\"\",\"select Space Type\",IF(Table1323[[#This Row],[Baseline Operating hours]]<>\"\",\"user defined\",INDEX(Table5[Hours],MATCH(Table1323[[#This Row],[Space Type]],Table5[Space Type],0))))),\"\")","v":""},null,{"$f":"IFERROR(INDEX(Table1[Rebate],MATCH(Table1323[[#This Row],[Lamp / Luminaire Category]]&Table1323[[#This Row],[Rebate Category]],Table1[PrescribedSource - Rebate ID],0)),\"\")","v":""},{"$f":"IFERROR(INDEX(Table1[Rebate Unit],MATCH(Table1323[[#This Row],[Lamp / Luminaire Category]]&Table1323[[#This Row],[Rebate Category]],Table1[PrescribedSource - Rebate ID],0)),\"\")","v":""},null,{"$f":"IFERROR(IF(Table1323[[#This Row],[Lamp / Luminaire Category]]=\"No eligible rebate\",\"no rebate\",INDEX(Table1[Retrofit W],MATCH(Table1323[[#This Row],[Lamp / Luminaire Category]]&Table1323[[#This Row],[Rebate Category]],Table1[PrescribedSource - Rebate ID],0))),\"\")","v":""},null,null,null,{"$f":"IFERROR(INDEX(Table1[Rebate],MATCH(Table1323[[#This Row],[Lamp / Luminaire Category]]&Table1323[[#This Row],[Rebate Category]],Table1[PrescribedSource - Rebate ID],0))*Table1323[[#This Row],[Quantity of luminaires]],0)","v":0},{"$f":"IF(OR(Table1323[[#This Row],[Automatic Controls?]]=\"Fixture integrated Occupancy / Daylight Harvesting sensor\",Table1323[[#This Row],[Automatic Controls?]]=\"Ceiling / wall mounted Occupancy / Daylight Harvesting sensor\",Table1323[[#This Row],[Automatic Controls?]]=\"Timer\"),45*Table1323[[#This Row],[Number of occupancy sensors]],\"\")","v":""},{"$f":"IFERROR(IF(Table1323[[#This Row],[Controls Rebate]]=\"\",0,Table1323[[#This Row],[Controls Rebate]])+Table1323[[#This Row],[Lighting Rebate]],\"\")","v":0},{"$f":"IFERROR(INDEX(Table1[Rebate Savings],MATCH(Table1323[[#This Row],[Lamp / Luminaire Category]]&Table1323[[#This Row],[Rebate Category]],Table1[PrescribedSource - Rebate ID],0))*Table1323[[#This Row],[Quantity of luminaires]]/1000,0)","v":0},{"$f":"IFERROR(Table1323[[#This Row],[Rebate kW Savings]]*IF(Table1323[[#This Row],[Assumed hours from space type]]=\"user defined\",Table1323[[#This Row],[Baseline Operating hours]],Table1323[[#This Row],[Assumed hours from space type]]),0)","v":0},{"$f":"IF(OR(Table1323[[#This Row],[Automatic Controls?]]=\"Fixture integrated occupancy sensor\",Table1323[[#This Row],[Automatic Controls?]]=\"Ceiling / wall mounted occupancy sensor\"),Table1323[[#This Row],[Quantity of luminaires]]*IF(Table1323[[#This Row],[Rebate Category]]<>\"\",INDEX(Table1[Retrofit W],MATCH(Table1323[[#This Row],[Rebate Category]],Table1[BC Hydro Rebate Category],0)),Table1323[[#This Row],[Retrofit W defined by user (no rebate)]])/1000*IF(Table1323[[#This Row],[Assumed hours from space type]]=\"user defined\",Table1323[[#This Row],[Baseline Operating hours]],Table1323[[#This Row],[Assumed hours from space type]])*0.2,0)","v":0},{"$f":"Table1323[[#This Row],[Rebate kWh savings]]+Table1323[[#This Row],[Controls Rebate kWh Savings]]","v":0},{"$f":"IFERROR(IF(Table1323[[#This Row],[Quantity of luminaires]]=\"\",\"\",IF(Table1323[[#This Row],[Lamp / Luminaire Category]]=\"No eligible rebate\",(Table1323[[#This Row],[Baseline W defined by user]]-Table1323[[#This Row],[Retrofit W defined by user (no rebate)]])*Table1323[[#This Row],[Quantity of luminaires]]/1000,(Table1323[[#This Row],[Assumed Baseline W by source]]-Table1323[[#This Row],[LED Luminaire W by rebate]])*Table1323[[#This Row],[Quantity of luminaires]]/1000)),0)","v":""},{"$f":"IFERROR(IF(Table1323[[#This Row],[Lamp / Luminaire Category]]=\"No eligible rebate\",Table1323[[#This Row],[Quantity of luminaires]]*(Table1323[[#This Row],[Baseline W defined by user]]-Table1323[[#This Row],[Retrofit W defined by user (no rebate)]])/1000*IF(Table1323[[#This Row],[Assumed hours from space type]]=\"user defined\",Table1323[[#This Row],[Baseline Operating hours]],Table1323[[#This Row],[Assumed hours from space type]])+Table1323[[#This Row],[Controls Rebate kWh Savings]],Table1323[[#This Row],[Quantity of luminaires]]*(INDEX(Table1[Actual Baseline W],MATCH(Table1323[[#This Row],[Lamp / Luminaire Category]]&Table1323[[#This Row],[Rebate Category]],Table1[PrescribedSource - Rebate ID],0))/1000-Table1323[[#This Row],[LED Luminaire W by rebate]]/1000)*IF(Table1323[[#This Row],[Assumed hours from space type]]=\"user defined\",Table1323[[#This Row],[Baseline Operating hours]],Table1323[[#This Row],[Assumed hours from space type]])+Table1323[[#This Row],[Controls Rebate kWh Savings]]),0)","v":0},{"$f":"IFERROR(IF(Table1323[[#This Row],[Rebate kW Savings]]=0,Table1323[[#This Row],[Demand Savings, kW]],INDEX(Table1[Actual Savings],MATCH(Table1323[[#This Row],[Lamp / Luminaire Category]]&Table1323[[#This Row],[Rebate Category]],Table1[PrescribedSource - Rebate ID],0))*Table1323[[#This Row],[Quantity of luminaires]]/1000),0)","v":""},{"$f":"IFERROR(Table1323[[#This Row],[BC Housing Site kW Savings]]*IF(Table1323[[#This Row],[Assumed hours from space type]]=\"user defined\",Table1323[[#This Row],[Baseline Operating hours]],Table1323[[#This Row],[Assumed hours from space type]])+Table1323[[#This Row],[Controls Rebate kWh Savings]],0)","v":0},{"$f":"IFERROR(IF(Table1323[[#This Row],[Lamp / Luminaire Category]]=\"No eligible rebate\",Table1323[[#This Row],[Lighting Technology]]&\" retrofit with no rebate\",Table1323[[#This Row],[Rebate Category]]),\"\")","v":0},{"$f":"IF(Table1323[[#This Row],[Lamp / Luminaire Category]]=\"No eligible rebate\",1,0)","v":0},{"$f":"IFERROR(IF(IF(Table1323[[#This Row],[Assumed hours from space type]]=\"user defined\",Table1323[[#This Row],[Baseline Operating hours]],Table1323[[#This Row],[Assumed hours from space type]])<3600,0,IF(AND(IF(Table1323[[#This Row],[Assumed hours from space type]]=\"user defined\",Table1323[[#This Row],[Baseline Operating hours]],Table1323[[#This Row],[Assumed hours from space type]])>=3600,OR(Table1323[[#This Row],[Automatic Controls?]]=\"None\",Table1323[[#This Row],[Automatic Controls?]]=\"\")),IF(Table1323[[#This Row],[Lamp / Luminaire Category]]=\"No eligible rebate\",Table1323[[#This Row],[Baseline W defined by user]]-Table1323[[#This Row],[Retrofit W defined by user (no rebate)]],Table1323[[#This Row],[Assumed Baseline W by source]]-Table1323[[#This Row],[LED Luminaire W by rebate]]),IF(AND(IF(Table1323[[#This Row],[Assumed hours from space type]]=\"user defined\",Table1323[[#This Row],[Baseline Operating hours]],Table1323[[#This Row],[Assumed hours from space type]])>=(3600/0.8),OR(Table1323[[#This Row],[Automatic Controls?]]=\"Fixture integrated occupancy sensor\",Table1323[[#This Row],[Automatic Controls?]]=\"Ceiling / wall mounted occupancy sensor\")),IF(Table1323[[#This Row],[Lamp / Luminaire Category]]=\"No eligible rebate\",(Table1323[[#This Row],[Baseline W defined by user]]-Table1323[[#This Row],[Retrofit W defined by user (no rebate)]]),Table1323[[#This Row],[Assumed Baseline W by source]]-Table1323[[#This Row],[LED Luminaire W by rebate]]),IF(AND(IF(Table1323[[#This Row],[Assumed hours from space type]]=\"user defined\",Table1323[[#This Row],[Baseline Operating hours]],Table1323[[#This Row],[Assumed hours from space type]])<(3600/0.8),OR(Table1323[[#This Row],[Automatic Controls?]]=\"Fixture integrated occupancy sensor\",Table1323[[#This Row],[Automatic Controls?]]=\"Ceiling / wall mounted occupancy sensor\")),IF(Table1323[[#This Row],[Lamp / Luminaire Category]]=\"No eligible rebate\",Table1323[[#This Row],[Baseline W defined by user]],Table1323[[#This Row],[Assumed Baseline W by source]])))))*Table1323[[#This Row],[Quantity of luminaires]]/1000,\"\")","v":""},{"$f":"Table1323[[#This Row],[LED lamp/luminaire retrofit part '#]]","v":0},{"$f":"IF(Table1323[[#This Row],[Rebate Unit]]=\"per lamp\",INDEX(Table1[Number of Lamps],MATCH(Table1323[[#This Row],[Lamp / Luminaire Category]]&Table1323[[#This Row],[Rebate Category]],Table1[PrescribedSource - Rebate ID],0)),1)*Table1323[[#This Row],[Quantity of luminaires]]","v":0},{"$f":"IFERROR(IF(Table1323[[#This Row],[Lamp / Luminaire Category]]=\"No eligible rebate\",\"no eligible rebate\",INDEX(Table1[BC Hydro xRM ECM],MATCH(Table1323[[#This Row],[Lamp / Luminaire Category]]&Table1323[[#This Row],[Rebate Category]],Table1[PrescribedSource - Rebate ID],0))),\"\")","v":""}]
[null,{"$f":"IF(Table1323[[#This Row],[Space Type]]=\"\",\"\",\"L-\"&ROW(77:77))","v":""},null,null,null,null,null,null,null,{"$f":"IFERROR(IF(Table1323[[#This Row],[Space Type]]=\"\",\"\",IF(Table1323[[#This Row],[Lamp / Luminaire Category]]=\"No eligible rebate\",\"\",IF(Table1323[[#This Row],[Rebate Category]]=\"\",\"select rebate\",INDEX(Table1[Actual Baseline W],MATCH(Table1323[[#This Row],[Lamp / Luminaire Category]]&Table1323[[#This Row],[Rebate Category]],Table1[PrescribedSource - Rebate ID],0))))),\"\")","v":""},{"$f":"IFERROR(IF(Table1323[[#This Row],[No]]=\"\",\"\",IF(Table1323[[#This Row],[Space Type]]=\"\",\"select Space Type\",IF(Table1323[[#This Row],[Baseline Operating hours]]<>\"\",\"user defined\",INDEX(Table5[Hours],MATCH(Table1323[[#This Row],[Space Type]],Table5[Space Type],0))))),\"\")","v":""},null,{"$f":"IFERROR(INDEX(Table1[Rebate],MATCH(Table1323[[#This Row],[Lamp / Luminaire Category]]&Table1323[[#This Row],[Rebate Category]],Table1[PrescribedSource - Rebate ID],0)),\"\")","v":""},{"$f":"IFERROR(INDEX(Table1[Rebate Unit],MATCH(Table1323[[#This Row],[Lamp / Luminaire Category]]&Table1323[[#This Row],[Rebate Category]],Table1[PrescribedSource - Rebate ID],0)),\"\")","v":""},null,{"$f":"IFERROR(IF(Table1323[[#This Row],[Lamp / Luminaire Category]]=\"No eligible rebate\",\"no rebate\",INDEX(Table1[Retrofit W],MATCH(Table1323[[#This Row],[Lamp / Luminaire Category]]&Table1323[[#This Row],[Rebate Category]],Table1[PrescribedSource - Rebate ID],0))),\"\")","v":""},null,null,null,{"$f":"IFERROR(INDEX(Table1[Rebate],MATCH(Table1323[[#This Row],[Lamp / Luminaire Category]]&Table1323[[#This Row],[Rebate Category]],Table1[PrescribedSource - Rebate ID],0))*Table1323[[#This Row],[Quantity of luminaires]],0)","v":0},{"$f":"IF(OR(Table1323[[#This Row],[Automatic Controls?]]=\"Fixture integrated Occupancy / Daylight Harvesting sensor\",Table1323[[#This Row],[Automatic Controls?]]=\"Ceiling / wall mounted Occupancy / Daylight Harvesting sensor\",Table1323[[#This Row],[Automatic Controls?]]=\"Timer\"),45*Table1323[[#This Row],[Number of occupancy sensors]],\"\")","v":""},{"$f":"IFERROR(IF(Table1323[[#This Row],[Controls Rebate]]=\"\",0,Table1323[[#This Row],[Controls Rebate]])+Table1323[[#This Row],[Lighting Rebate]],\"\")","v":0},{"$f":"IFERROR(INDEX(Table1[Rebate Savings],MATCH(Table1323[[#This Row],[Lamp / Luminaire Category]]&Table1323[[#This Row],[Rebate Category]],Table1[PrescribedSource - Rebate ID],0))*Table1323[[#This Row],[Quantity of luminaires]]/1000,0)","v":0},{"$f":"IFERROR(Table1323[[#This Row],[Rebate kW Savings]]*IF(Table1323[[#This Row],[Assumed hours from space type]]=\"user defined\",Table1323[[#This Row],[Baseline Operating hours]],Table1323[[#This Row],[Assumed hours from space type]]),0)","v":0},{"$f":"IF(OR(Table1323[[#This Row],[Automatic Controls?]]=\"Fixture integrated occupancy sensor\",Table1323[[#This Row],[Automatic Controls?]]=\"Ceiling / wall mounted occupancy sensor\"),Table1323[[#This Row],[Quantity of luminaires]]*IF(Table1323[[#This Row],[Rebate Category]]<>\"\",INDEX(Table1[Retrofit W],MATCH(Table1323[[#This Row],[Rebate Category]],Table1[BC Hydro Rebate Category],0)),Table1323[[#This Row],[Retrofit W defined by user (no rebate)]])/1000*IF(Table1323[[#This Row],[Assumed hours from space type]]=\"user defined\",Table1323[[#This Row],[Baseline Operating hours]],Table1323[[#This Row],[Assumed hours from space type]])*0.2,0)","v":0},{"$f":"Table1323[[#This Row],[Rebate kWh savings]]+Table1323[[#This Row],[Controls Rebate kWh Savings]]","v":0},{"$f":"IFERROR(IF(Table1323[[#This Row],[Quantity of luminaires]]=\"\",\"\",IF(Table1323[[#This Row],[Lamp / Luminaire Category]]=\"No eligible rebate\",(Table1323[[#This Row],[Baseline W defined by user]]-Table1323[[#This Row],[Retrofit W defined by user (no rebate)]])*Table1323[[#This Row],[Quantity of luminaires]]/1000,(Table1323[[#This Row],[Assumed Baseline W by source]]-Table1323[[#This Row],[LED Luminaire W by rebate]])*Table1323[[#This Row],[Quantity of luminaires]]/1000)),0)","v":""},{"$f":"IFERROR(IF(Table1323[[#This Row],[Lamp / Luminaire Category]]=\"No eligible rebate\",Table1323[[#This Row],[Quantity of luminaires]]*(Table1323[[#This Row],[Baseline W defined by user]]-Table1323[[#This Row],[Retrofit W defined by user (no rebate)]])/1000*IF(Table1323[[#This Row],[Assumed hours from space type]]=\"user defined\",Table1323[[#This Row],[Baseline Operating hours]],Table1323[[#This Row],[Assumed hours from space type]])+Table1323[[#This Row],[Controls Rebate kWh Savings]],Table1323[[#This Row],[Quantity of luminaires]]*(INDEX(Table1[Actual Baseline W],MATCH(Table1323[[#This Row],[Lamp / Luminaire Category]]&Table1323[[#This Row],[Rebate Category]],Table1[PrescribedSource - Rebate ID],0))/1000-Table1323[[#This Row],[LED Luminaire W by rebate]]/1000)*IF(Table1323[[#This Row],[Assumed hours from space type]]=\"user defined\",Table1323[[#This Row],[Baseline Operating hours]],Table1323[[#This Row],[Assumed hours from space type]])+Table1323[[#This Row],[Controls Rebate kWh Savings]]),0)","v":0},{"$f":"IFERROR(IF(Table1323[[#This Row],[Rebate kW Savings]]=0,Table1323[[#This Row],[Demand Savings, kW]],INDEX(Table1[Actual Savings],MATCH(Table1323[[#This Row],[Lamp / Luminaire Category]]&Table1323[[#This Row],[Rebate Category]],Table1[PrescribedSource - Rebate ID],0))*Table1323[[#This Row],[Quantity of luminaires]]/1000),0)","v":""},{"$f":"IFERROR(Table1323[[#This Row],[BC Housing Site kW Savings]]*IF(Table1323[[#This Row],[Assumed hours from space type]]=\"user defined\",Table1323[[#This Row],[Baseline Operating hours]],Table1323[[#This Row],[Assumed hours from space type]])+Table1323[[#This Row],[Controls Rebate kWh Savings]],0)","v":0},{"$f":"IFERROR(IF(Table1323[[#This Row],[Lamp / Luminaire Category]]=\"No eligible rebate\",Table1323[[#This Row],[Lighting Technology]]&\" retrofit with no rebate\",Table1323[[#This Row],[Rebate Category]]),\"\")","v":0},{"$f":"IF(Table1323[[#This Row],[Lamp / Luminaire Category]]=\"No eligible rebate\",1,0)","v":0},{"$f":"IFERROR(IF(IF(Table1323[[#This Row],[Assumed hours from space type]]=\"user defined\",Table1323[[#This Row],[Baseline Operating hours]],Table1323[[#This Row],[Assumed hours from space type]])<3600,0,IF(AND(IF(Table1323[[#This Row],[Assumed hours from space type]]=\"user defined\",Table1323[[#This Row],[Baseline Operating hours]],Table1323[[#This Row],[Assumed hours from space type]])>=3600,OR(Table1323[[#This Row],[Automatic Controls?]]=\"None\",Table1323[[#This Row],[Automatic Controls?]]=\"\")),IF(Table1323[[#This Row],[Lamp / Luminaire Category]]=\"No eligible rebate\",Table1323[[#This Row],[Baseline W defined by user]]-Table1323[[#This Row],[Retrofit W defined by user (no rebate)]],Table1323[[#This Row],[Assumed Baseline W by source]]-Table1323[[#This Row],[LED Luminaire W by rebate]]),IF(AND(IF(Table1323[[#This Row],[Assumed hours from space type]]=\"user defined\",Table1323[[#This Row],[Baseline Operating hours]],Table1323[[#This Row],[Assumed hours from space type]])>=(3600/0.8),OR(Table1323[[#This Row],[Automatic Controls?]]=\"Fixture integrated occupancy sensor\",Table1323[[#This Row],[Automatic Controls?]]=\"Ceiling / wall mounted occupancy sensor\")),IF(Table1323[[#This Row],[Lamp / Luminaire Category]]=\"No eligible rebate\",(Table1323[[#This Row],[Baseline W defined by user]]-Table1323[[#This Row],[Retrofit W defined by user (no rebate)]]),Table1323[[#This Row],[Assumed Baseline W by source]]-Table1323[[#This Row],[LED Luminaire W by rebate]]),IF(AND(IF(Table1323[[#This Row],[Assumed hours from space type]]=\"user defined\",Table1323[[#This Row],[Baseline Operating hours]],Table1323[[#This Row],[Assumed hours from space type]])<(3600/0.8),OR(Table1323[[#This Row],[Automatic Controls?]]=\"Fixture integrated occupancy sensor\",Table1323[[#This Row],[Automatic Controls?]]=\"Ceiling / wall mounted occupancy sensor\")),IF(Table1323[[#This Row],[Lamp / Luminaire Category]]=\"No eligible rebate\",Table1323[[#This Row],[Baseline W defined by user]],Table1323[[#This Row],[Assumed Baseline W by source]])))))*Table1323[[#This Row],[Quantity of luminaires]]/1000,\"\")","v":""},{"$f":"Table1323[[#This Row],[LED lamp/luminaire retrofit part '#]]","v":0},{"$f":"IF(Table1323[[#This Row],[Rebate Unit]]=\"per lamp\",INDEX(Table1[Number of Lamps],MATCH(Table1323[[#This Row],[Lamp / Luminaire Category]]&Table1323[[#This Row],[Rebate Category]],Table1[PrescribedSource - Rebate ID],0)),1)*Table1323[[#This Row],[Quantity of luminaires]]","v":0},{"$f":"IFERROR(IF(Table1323[[#This Row],[Lamp / Luminaire Category]]=\"No eligible rebate\",\"no eligible rebate\",INDEX(Table1[BC Hydro xRM ECM],MATCH(Table1323[[#This Row],[Lamp / Luminaire Category]]&Table1323[[#This Row],[Rebate Category]],Table1[PrescribedSource - Rebate ID],0))),\"\")","v":""}]
[null,{"$f":"IF(Table1323[[#This Row],[Space Type]]=\"\",\"\",\"L-\"&ROW(78:78))","v":""},null,null,null,null,null,null,null,{"$f":"IFERROR(IF(Table1323[[#This Row],[Space Type]]=\"\",\"\",IF(Table1323[[#This Row],[Lamp / Luminaire Category]]=\"No eligible rebate\",\"\",IF(Table1323[[#This Row],[Rebate Category]]=\"\",\"select rebate\",INDEX(Table1[Actual Baseline W],MATCH(Table1323[[#This Row],[Lamp / Luminaire Category]]&Table1323[[#This Row],[Rebate Category]],Table1[PrescribedSource - Rebate ID],0))))),\"\")","v":""},{"$f":"IFERROR(IF(Table1323[[#This Row],[No]]=\"\",\"\",IF(Table1323[[#This Row],[Space Type]]=\"\",\"select Space Type\",IF(Table1323[[#This Row],[Baseline Operating hours]]<>\"\",\"user defined\",INDEX(Table5[Hours],MATCH(Table1323[[#This Row],[Space Type]],Table5[Space Type],0))))),\"\")","v":""},null,{"$f":"IFERROR(INDEX(Table1[Rebate],MATCH(Table1323[[#This Row],[Lamp / Luminaire Category]]&Table1323[[#This Row],[Rebate Category]],Table1[PrescribedSource - Rebate ID],0)),\"\")","v":""},{"$f":"IFERROR(INDEX(Table1[Rebate Unit],MATCH(Table1323[[#This Row],[Lamp / Luminaire Category]]&Table1323[[#This Row],[Rebate Category]],Table1[PrescribedSource - Rebate ID],0)),\"\")","v":""},null,{"$f":"IFERROR(IF(Table1323[[#This Row],[Lamp / Luminaire Category]]=\"No eligible rebate\",\"no rebate\",INDEX(Table1[Retrofit W],MATCH(Table1323[[#This Row],[Lamp / Luminaire Category]]&Table1323[[#This Row],[Rebate Category]],Table1[PrescribedSource - Rebate ID],0))),\"\")","v":""},null,null,null,{"$f":"IFERROR(INDEX(Table1[Rebate],MATCH(Table1323[[#This Row],[Lamp / Luminaire Category]]&Table1323[[#This Row],[Rebate Category]],Table1[PrescribedSource - Rebate ID],0))*Table1323[[#This Row],[Quantity of luminaires]],0)","v":0},{"$f":"IF(OR(Table1323[[#This Row],[Automatic Controls?]]=\"Fixture integrated Occupancy / Daylight Harvesting sensor\",Table1323[[#This Row],[Automatic Controls?]]=\"Ceiling / wall mounted Occupancy / Daylight Harvesting sensor\",Table1323[[#This Row],[Automatic Controls?]]=\"Timer\"),45*Table1323[[#This Row],[Number of occupancy sensors]],\"\")","v":""},{"$f":"IFERROR(IF(Table1323[[#This Row],[Controls Rebate]]=\"\",0,Table1323[[#This Row],[Controls Rebate]])+Table1323[[#This Row],[Lighting Rebate]],\"\")","v":0},{"$f":"IFERROR(INDEX(Table1[Rebate Savings],MATCH(Table1323[[#This Row],[Lamp / Luminaire Category]]&Table1323[[#This Row],[Rebate Category]],Table1[PrescribedSource - Rebate ID],0))*Table1323[[#This Row],[Quantity of luminaires]]/1000,0)","v":0},{"$f":"IFERROR(Table1323[[#This Row],[Rebate kW Savings]]*IF(Table1323[[#This Row],[Assumed hours from space type]]=\"user defined\",Table1323[[#This Row],[Baseline Operating hours]],Table1323[[#This Row],[Assumed hours from space type]]),0)","v":0},{"$f":"IF(OR(Table1323[[#This Row],[Automatic Controls?]]=\"Fixture integrated occupancy sensor\",Table1323[[#This Row],[Automatic Controls?]]=\"Ceiling / wall mounted occupancy sensor\"),Table1323[[#This Row],[Quantity of luminaires]]*IF(Table1323[[#This Row],[Rebate Category]]<>\"\",INDEX(Table1[Retrofit W],MATCH(Table1323[[#This Row],[Rebate Category]],Table1[BC Hydro Rebate Category],0)),Table1323[[#This Row],[Retrofit W defined by user (no rebate)]])/1000*IF(Table1323[[#This Row],[Assumed hours from space type]]=\"user defined\",Table1323[[#This Row],[Baseline Operating hours]],Table1323[[#This Row],[Assumed hours from space type]])*0.2,0)","v":0},{"$f":"Table1323[[#This Row],[Rebate kWh savings]]+Table1323[[#This Row],[Controls Rebate kWh Savings]]","v":0},{"$f":"IFERROR(IF(Table1323[[#This Row],[Quantity of luminaires]]=\"\",\"\",IF(Table1323[[#This Row],[Lamp / Luminaire Category]]=\"No eligible rebate\",(Table1323[[#This Row],[Baseline W defined by user]]-Table1323[[#This Row],[Retrofit W defined by user (no rebate)]])*Table1323[[#This Row],[Quantity of luminaires]]/1000,(Table1323[[#This Row],[Assumed Baseline W by source]]-Table1323[[#This Row],[LED Luminaire W by rebate]])*Table1323[[#This Row],[Quantity of luminaires]]/1000)),0)","v":""},{"$f":"IFERROR(IF(Table1323[[#This Row],[Lamp / Luminaire Category]]=\"No eligible rebate\",Table1323[[#This Row],[Quantity of luminaires]]*(Table1323[[#This Row],[Baseline W defined by user]]-Table1323[[#This Row],[Retrofit W defined by user (no rebate)]])/1000*IF(Table1323[[#This Row],[Assumed hours from space type]]=\"user defined\",Table1323[[#This Row],[Baseline Operating hours]],Table1323[[#This Row],[Assumed hours from space type]])+Table1323[[#This Row],[Controls Rebate kWh Savings]],Table1323[[#This Row],[Quantity of luminaires]]*(INDEX(Table1[Actual Baseline W],MATCH(Table1323[[#This Row],[Lamp / Luminaire Category]]&Table1323[[#This Row],[Rebate Category]],Table1[PrescribedSource - Rebate ID],0))/1000-Table1323[[#This Row],[LED Luminaire W by rebate]]/1000)*IF(Table1323[[#This Row],[Assumed hours from space type]]=\"user defined\",Table1323[[#This Row],[Baseline Operating hours]],Table1323[[#This Row],[Assumed hours from space type]])+Table1323[[#This Row],[Controls Rebate kWh Savings]]),0)","v":0},{"$f":"IFERROR(IF(Table1323[[#This Row],[Rebate kW Savings]]=0,Table1323[[#This Row],[Demand Savings, kW]],INDEX(Table1[Actual Savings],MATCH(Table1323[[#This Row],[Lamp / Luminaire Category]]&Table1323[[#This Row],[Rebate Category]],Table1[PrescribedSource - Rebate ID],0))*Table1323[[#This Row],[Quantity of luminaires]]/1000),0)","v":""},{"$f":"IFERROR(Table1323[[#This Row],[BC Housing Site kW Savings]]*IF(Table1323[[#This Row],[Assumed hours from space type]]=\"user defined\",Table1323[[#This Row],[Baseline Operating hours]],Table1323[[#This Row],[Assumed hours from space type]])+Table1323[[#This Row],[Controls Rebate kWh Savings]],0)","v":0},{"$f":"IFERROR(IF(Table1323[[#This Row],[Lamp / Luminaire Category]]=\"No eligible rebate\",Table1323[[#This Row],[Lighting Technology]]&\" retrofit with no rebate\",Table1323[[#This Row],[Rebate Category]]),\"\")","v":0},{"$f":"IF(Table1323[[#This Row],[Lamp / Luminaire Category]]=\"No eligible rebate\",1,0)","v":0},{"$f":"IFERROR(IF(IF(Table1323[[#This Row],[Assumed hours from space type]]=\"user defined\",Table1323[[#This Row],[Baseline Operating hours]],Table1323[[#This Row],[Assumed hours from space type]])<3600,0,IF(AND(IF(Table1323[[#This Row],[Assumed hours from space type]]=\"user defined\",Table1323[[#This Row],[Baseline Operating hours]],Table1323[[#This Row],[Assumed hours from space type]])>=3600,OR(Table1323[[#This Row],[Automatic Controls?]]=\"None\",Table1323[[#This Row],[Automatic Controls?]]=\"\")),IF(Table1323[[#This Row],[Lamp / Luminaire Category]]=\"No eligible rebate\",Table1323[[#This Row],[Baseline W defined by user]]-Table1323[[#This Row],[Retrofit W defined by user (no rebate)]],Table1323[[#This Row],[Assumed Baseline W by source]]-Table1323[[#This Row],[LED Luminaire W by rebate]]),IF(AND(IF(Table1323[[#This Row],[Assumed hours from space type]]=\"user defined\",Table1323[[#This Row],[Baseline Operating hours]],Table1323[[#This Row],[Assumed hours from space type]])>=(3600/0.8),OR(Table1323[[#This Row],[Automatic Controls?]]=\"Fixture integrated occupancy sensor\",Table1323[[#This Row],[Automatic Controls?]]=\"Ceiling / wall mounted occupancy sensor\")),IF(Table1323[[#This Row],[Lamp / Luminaire Category]]=\"No eligible rebate\",(Table1323[[#This Row],[Baseline W defined by user]]-Table1323[[#This Row],[Retrofit W defined by user (no rebate)]]),Table1323[[#This Row],[Assumed Baseline W by source]]-Table1323[[#This Row],[LED Luminaire W by rebate]]),IF(AND(IF(Table1323[[#This Row],[Assumed hours from space type]]=\"user defined\",Table1323[[#This Row],[Baseline Operating hours]],Table1323[[#This Row],[Assumed hours from space type]])<(3600/0.8),OR(Table1323[[#This Row],[Automatic Controls?]]=\"Fixture integrated occupancy sensor\",Table1323[[#This Row],[Automatic Controls?]]=\"Ceiling / wall mounted occupancy sensor\")),IF(Table1323[[#This Row],[Lamp / Luminaire Category]]=\"No eligible rebate\",Table1323[[#This Row],[Baseline W defined by user]],Table1323[[#This Row],[Assumed Baseline W by source]])))))*Table1323[[#This Row],[Quantity of luminaires]]/1000,\"\")","v":""},{"$f":"Table1323[[#This Row],[LED lamp/luminaire retrofit part '#]]","v":0},{"$f":"IF(Table1323[[#This Row],[Rebate Unit]]=\"per lamp\",INDEX(Table1[Number of Lamps],MATCH(Table1323[[#This Row],[Lamp / Luminaire Category]]&Table1323[[#This Row],[Rebate Category]],Table1[PrescribedSource - Rebate ID],0)),1)*Table1323[[#This Row],[Quantity of luminaires]]","v":0},{"$f":"IFERROR(IF(Table1323[[#This Row],[Lamp / Luminaire Category]]=\"No eligible rebate\",\"no eligible rebate\",INDEX(Table1[BC Hydro xRM ECM],MATCH(Table1323[[#This Row],[Lamp / Luminaire Category]]&Table1323[[#This Row],[Rebate Category]],Table1[PrescribedSource - Rebate ID],0))),\"\")","v":""}]
[null,{"$f":"IF(Table1323[[#This Row],[Space Type]]=\"\",\"\",\"L-\"&ROW(79:79))","v":""},null,null,null,null,null,null,null,{"$f":"IFERROR(IF(Table1323[[#This Row],[Space Type]]=\"\",\"\",IF(Table1323[[#This Row],[Lamp / Luminaire Category]]=\"No eligible rebate\",\"\",IF(Table1323[[#This Row],[Rebate Category]]=\"\",\"select rebate\",INDEX(Table1[Actual Baseline W],MATCH(Table1323[[#This Row],[Lamp / Luminaire Category]]&Table1323[[#This Row],[Rebate Category]],Table1[PrescribedSource - Rebate ID],0))))),\"\")","v":""},{"$f":"IFERROR(IF(Table1323[[#This Row],[No]]=\"\",\"\",IF(Table1323[[#This Row],[Space Type]]=\"\",\"select Space Type\",IF(Table1323[[#This Row],[Baseline Operating hours]]<>\"\",\"user defined\",INDEX(Table5[Hours],MATCH(Table1323[[#This Row],[Space Type]],Table5[Space Type],0))))),\"\")","v":""},null,{"$f":"IFERROR(INDEX(Table1[Rebate],MATCH(Table1323[[#This Row],[Lamp / Luminaire Category]]&Table1323[[#This Row],[Rebate Category]],Table1[PrescribedSource - Rebate ID],0)),\"\")","v":""},{"$f":"IFERROR(INDEX(Table1[Rebate Unit],MATCH(Table1323[[#This Row],[Lamp / Luminaire Category]]&Table1323[[#This Row],[Rebate Category]],Table1[PrescribedSource - Rebate ID],0)),\"\")","v":""},null,{"$f":"IFERROR(IF(Table1323[[#This Row],[Lamp / Luminaire Category]]=\"No eligible rebate\",\"no rebate\",INDEX(Table1[Retrofit W],MATCH(Table1323[[#This Row],[Lamp / Luminaire Category]]&Table1323[[#This Row],[Rebate Category]],Table1[PrescribedSource - Rebate ID],0))),\"\")","v":""},null,null,null,{"$f":"IFERROR(INDEX(Table1[Rebate],MATCH(Table1323[[#This Row],[Lamp / Luminaire Category]]&Table1323[[#This Row],[Rebate Category]],Table1[PrescribedSource - Rebate ID],0))*Table1323[[#This Row],[Quantity of luminaires]],0)","v":0},{"$f":"IF(OR(Table1323[[#This Row],[Automatic Controls?]]=\"Fixture integrated Occupancy / Daylight Harvesting sensor\",Table1323[[#This Row],[Automatic Controls?]]=\"Ceiling / wall mounted Occupancy / Daylight Harvesting sensor\",Table1323[[#This Row],[Automatic Controls?]]=\"Timer\"),45*Table1323[[#This Row],[Number of occupancy sensors]],\"\")","v":""},{"$f":"IFERROR(IF(Table1323[[#This Row],[Controls Rebate]]=\"\",0,Table1323[[#This Row],[Controls Rebate]])+Table1323[[#This Row],[Lighting Rebate]],\"\")","v":0},{"$f":"IFERROR(INDEX(Table1[Rebate Savings],MATCH(Table1323[[#This Row],[Lamp / Luminaire Category]]&Table1323[[#This Row],[Rebate Category]],Table1[PrescribedSource - Rebate ID],0))*Table1323[[#This Row],[Quantity of luminaires]]/1000,0)","v":0},{"$f":"IFERROR(Table1323[[#This Row],[Rebate kW Savings]]*IF(Table1323[[#This Row],[Assumed hours from space type]]=\"user defined\",Table1323[[#This Row],[Baseline Operating hours]],Table1323[[#This Row],[Assumed hours from space type]]),0)","v":0},{"$f":"IF(OR(Table1323[[#This Row],[Automatic Controls?]]=\"Fixture integrated occupancy sensor\",Table1323[[#This Row],[Automatic Controls?]]=\"Ceiling / wall mounted occupancy sensor\"),Table1323[[#This Row],[Quantity of luminaires]]*IF(Table1323[[#This Row],[Rebate Category]]<>\"\",INDEX(Table1[Retrofit W],MATCH(Table1323[[#This Row],[Rebate Category]],Table1[BC Hydro Rebate Category],0)),Table1323[[#This Row],[Retrofit W defined by user (no rebate)]])/1000*IF(Table1323[[#This Row],[Assumed hours from space type]]=\"user defined\",Table1323[[#This Row],[Baseline Operating hours]],Table1323[[#This Row],[Assumed hours from space type]])*0.2,0)","v":0},{"$f":"Table1323[[#This Row],[Rebate kWh savings]]+Table1323[[#This Row],[Controls Rebate kWh Savings]]","v":0},{"$f":"IFERROR(IF(Table1323[[#This Row],[Quantity of luminaires]]=\"\",\"\",IF(Table1323[[#This Row],[Lamp / Luminaire Category]]=\"No eligible rebate\",(Table1323[[#This Row],[Baseline W defined by user]]-Table1323[[#This Row],[Retrofit W defined by user (no rebate)]])*Table1323[[#This Row],[Quantity of luminaires]]/1000,(Table1323[[#This Row],[Assumed Baseline W by source]]-Table1323[[#This Row],[LED Luminaire W by rebate]])*Table1323[[#This Row],[Quantity of luminaires]]/1000)),0)","v":""},{"$f":"IFERROR(IF(Table1323[[#This Row],[Lamp / Luminaire Category]]=\"No eligible rebate\",Table1323[[#This Row],[Quantity of luminaires]]*(Table1323[[#This Row],[Baseline W defined by user]]-Table1323[[#This Row],[Retrofit W defined by user (no rebate)]])/1000*IF(Table1323[[#This Row],[Assumed hours from space type]]=\"user defined\",Table1323[[#This Row],[Baseline Operating hours]],Table1323[[#This Row],[Assumed hours from space type]])+Table1323[[#This Row],[Controls Rebate kWh Savings]],Table1323[[#This Row],[Quantity of luminaires]]*(INDEX(Table1[Actual Baseline W],MATCH(Table1323[[#This Row],[Lamp / Luminaire Category]]&Table1323[[#This Row],[Rebate Category]],Table1[PrescribedSource - Rebate ID],0))/1000-Table1323[[#This Row],[LED Luminaire W by rebate]]/1000)*IF(Table1323[[#This Row],[Assumed hours from space type]]=\"user defined\",Table1323[[#This Row],[Baseline Operating hours]],Table1323[[#This Row],[Assumed hours from space type]])+Table1323[[#This Row],[Controls Rebate kWh Savings]]),0)","v":0},{"$f":"IFERROR(IF(Table1323[[#This Row],[Rebate kW Savings]]=0,Table1323[[#This Row],[Demand Savings, kW]],INDEX(Table1[Actual Savings],MATCH(Table1323[[#This Row],[Lamp / Luminaire Category]]&Table1323[[#This Row],[Rebate Category]],Table1[PrescribedSource - Rebate ID],0))*Table1323[[#This Row],[Quantity of luminaires]]/1000),0)","v":""},{"$f":"IFERROR(Table1323[[#This Row],[BC Housing Site kW Savings]]*IF(Table1323[[#This Row],[Assumed hours from space type]]=\"user defined\",Table1323[[#This Row],[Baseline Operating hours]],Table1323[[#This Row],[Assumed hours from space type]])+Table1323[[#This Row],[Controls Rebate kWh Savings]],0)","v":0},{"$f":"IFERROR(IF(Table1323[[#This Row],[Lamp / Luminaire Category]]=\"No eligible rebate\",Table1323[[#This Row],[Lighting Technology]]&\" retrofit with no rebate\",Table1323[[#This Row],[Rebate Category]]),\"\")","v":0},{"$f":"IF(Table1323[[#This Row],[Lamp / Luminaire Category]]=\"No eligible rebate\",1,0)","v":0},{"$f":"IFERROR(IF(IF(Table1323[[#This Row],[Assumed hours from space type]]=\"user defined\",Table1323[[#This Row],[Baseline Operating hours]],Table1323[[#This Row],[Assumed hours from space type]])<3600,0,IF(AND(IF(Table1323[[#This Row],[Assumed hours from space type]]=\"user defined\",Table1323[[#This Row],[Baseline Operating hours]],Table1323[[#This Row],[Assumed hours from space type]])>=3600,OR(Table1323[[#This Row],[Automatic Controls?]]=\"None\",Table1323[[#This Row],[Automatic Controls?]]=\"\")),IF(Table1323[[#This Row],[Lamp / Luminaire Category]]=\"No eligible rebate\",Table1323[[#This Row],[Baseline W defined by user]]-Table1323[[#This Row],[Retrofit W defined by user (no rebate)]],Table1323[[#This Row],[Assumed Baseline W by source]]-Table1323[[#This Row],[LED Luminaire W by rebate]]),IF(AND(IF(Table1323[[#This Row],[Assumed hours from space type]]=\"user defined\",Table1323[[#This Row],[Baseline Operating hours]],Table1323[[#This Row],[Assumed hours from space type]])>=(3600/0.8),OR(Table1323[[#This Row],[Automatic Controls?]]=\"Fixture integrated occupancy sensor\",Table1323[[#This Row],[Automatic Controls?]]=\"Ceiling / wall mounted occupancy sensor\")),IF(Table1323[[#This Row],[Lamp / Luminaire Category]]=\"No eligible rebate\",(Table1323[[#This Row],[Baseline W defined by user]]-Table1323[[#This Row],[Retrofit W defined by user (no rebate)]]),Table1323[[#This Row],[Assumed Baseline W by source]]-Table1323[[#This Row],[LED Luminaire W by rebate]]),IF(AND(IF(Table1323[[#This Row],[Assumed hours from space type]]=\"user defined\",Table1323[[#This Row],[Baseline Operating hours]],Table1323[[#This Row],[Assumed hours from space type]])<(3600/0.8),OR(Table1323[[#This Row],[Automatic Controls?]]=\"Fixture integrated occupancy sensor\",Table1323[[#This Row],[Automatic Controls?]]=\"Ceiling / wall mounted occupancy sensor\")),IF(Table1323[[#This Row],[Lamp / Luminaire Category]]=\"No eligible rebate\",Table1323[[#This Row],[Baseline W defined by user]],Table1323[[#This Row],[Assumed Baseline W by source]])))))*Table1323[[#This Row],[Quantity of luminaires]]/1000,\"\")","v":""},{"$f":"Table1323[[#This Row],[LED lamp/luminaire retrofit part '#]]","v":0},{"$f":"IF(Table1323[[#This Row],[Rebate Unit]]=\"per lamp\",INDEX(Table1[Number of Lamps],MATCH(Table1323[[#This Row],[Lamp / Luminaire Category]]&Table1323[[#This Row],[Rebate Category]],Table1[PrescribedSource - Rebate ID],0)),1)*Table1323[[#This Row],[Quantity of luminaires]]","v":0},{"$f":"IFERROR(IF(Table1323[[#This Row],[Lamp / Luminaire Category]]=\"No eligible rebate\",\"no eligible rebate\",INDEX(Table1[BC Hydro xRM ECM],MATCH(Table1323[[#This Row],[Lamp / Luminaire Category]]&Table1323[[#This Row],[Rebate Category]],Table1[PrescribedSource - Rebate ID],0))),\"\")","v":""}]
[null,{"$f":"IF(Table1323[[#This Row],[Space Type]]=\"\",\"\",\"L-\"&ROW(80:80))","v":""},null,null,null,null,null,null,null,{"$f":"IFERROR(IF(Table1323[[#This Row],[Space Type]]=\"\",\"\",IF(Table1323[[#This Row],[Lamp / Luminaire Category]]=\"No eligible rebate\",\"\",IF(Table1323[[#This Row],[Rebate Category]]=\"\",\"select rebate\",INDEX(Table1[Actual Baseline W],MATCH(Table1323[[#This Row],[Lamp / Luminaire Category]]&Table1323[[#This Row],[Rebate Category]],Table1[PrescribedSource - Rebate ID],0))))),\"\")","v":""},{"$f":"IFERROR(IF(Table1323[[#This Row],[No]]=\"\",\"\",IF(Table1323[[#This Row],[Space Type]]=\"\",\"select Space Type\",IF(Table1323[[#This Row],[Baseline Operating hours]]<>\"\",\"user defined\",INDEX(Table5[Hours],MATCH(Table1323[[#This Row],[Space Type]],Table5[Space Type],0))))),\"\")","v":""},null,{"$f":"IFERROR(INDEX(Table1[Rebate],MATCH(Table1323[[#This Row],[Lamp / Luminaire Category]]&Table1323[[#This Row],[Rebate Category]],Table1[PrescribedSource - Rebate ID],0)),\"\")","v":""},{"$f":"IFERROR(INDEX(Table1[Rebate Unit],MATCH(Table1323[[#This Row],[Lamp / Luminaire Category]]&Table1323[[#This Row],[Rebate Category]],Table1[PrescribedSource - Rebate ID],0)),\"\")","v":""},null,{"$f":"IFERROR(IF(Table1323[[#This Row],[Lamp / Luminaire Category]]=\"No eligible rebate\",\"no rebate\",INDEX(Table1[Retrofit W],MATCH(Table1323[[#This Row],[Lamp / Luminaire Category]]&Table1323[[#This Row],[Rebate Category]],Table1[PrescribedSource - Rebate ID],0))),\"\")","v":""},null,null,null,{"$f":"IFERROR(INDEX(Table1[Rebate],MATCH(Table1323[[#This Row],[Lamp / Luminaire Category]]&Table1323[[#This Row],[Rebate Category]],Table1[PrescribedSource - Rebate ID],0))*Table1323[[#This Row],[Quantity of luminaires]],0)","v":0},{"$f":"IF(OR(Table1323[[#This Row],[Automatic Controls?]]=\"Fixture integrated Occupancy / Daylight Harvesting sensor\",Table1323[[#This Row],[Automatic Controls?]]=\"Ceiling / wall mounted Occupancy / Daylight Harvesting sensor\",Table1323[[#This Row],[Automatic Controls?]]=\"Timer\"),45*Table1323[[#This Row],[Number of occupancy sensors]],\"\")","v":""},{"$f":"IFERROR(IF(Table1323[[#This Row],[Controls Rebate]]=\"\",0,Table1323[[#This Row],[Controls Rebate]])+Table1323[[#This Row],[Lighting Rebate]],\"\")","v":0},{"$f":"IFERROR(INDEX(Table1[Rebate Savings],MATCH(Table1323[[#This Row],[Lamp / Luminaire Category]]&Table1323[[#This Row],[Rebate Category]],Table1[PrescribedSource - Rebate ID],0))*Table1323[[#This Row],[Quantity of luminaires]]/1000,0)","v":0},{"$f":"IFERROR(Table1323[[#This Row],[Rebate kW Savings]]*IF(Table1323[[#This Row],[Assumed hours from space type]]=\"user defined\",Table1323[[#This Row],[Baseline Operating hours]],Table1323[[#This Row],[Assumed hours from space type]]),0)","v":0},{"$f":"IF(OR(Table1323[[#This Row],[Automatic Controls?]]=\"Fixture integrated occupancy sensor\",Table1323[[#This Row],[Automatic Controls?]]=\"Ceiling / wall mounted occupancy sensor\"),Table1323[[#This Row],[Quantity of luminaires]]*IF(Table1323[[#This Row],[Rebate Category]]<>\"\",INDEX(Table1[Retrofit W],MATCH(Table1323[[#This Row],[Rebate Category]],Table1[BC Hydro Rebate Category],0)),Table1323[[#This Row],[Retrofit W defined by user (no rebate)]])/1000*IF(Table1323[[#This Row],[Assumed hours from space type]]=\"user defined\",Table1323[[#This Row],[Baseline Operating hours]],Table1323[[#This Row],[Assumed hours from space type]])*0.2,0)","v":0},{"$f":"Table1323[[#This Row],[Rebate kWh savings]]+Table1323[[#This Row],[Controls Rebate kWh Savings]]","v":0},{"$f":"IFERROR(IF(Table1323[[#This Row],[Quantity of luminaires]]=\"\",\"\",IF(Table1323[[#This Row],[Lamp / Luminaire Category]]=\"No eligible rebate\",(Table1323[[#This Row],[Baseline W defined by user]]-Table1323[[#This Row],[Retrofit W defined by user (no rebate)]])*Table1323[[#This Row],[Quantity of luminaires]]/1000,(Table1323[[#This Row],[Assumed Baseline W by source]]-Table1323[[#This Row],[LED Luminaire W by rebate]])*Table1323[[#This Row],[Quantity of luminaires]]/1000)),0)","v":""},{"$f":"IFERROR(IF(Table1323[[#This Row],[Lamp / Luminaire Category]]=\"No eligible rebate\",Table1323[[#This Row],[Quantity of luminaires]]*(Table1323[[#This Row],[Baseline W defined by user]]-Table1323[[#This Row],[Retrofit W defined by user (no rebate)]])/1000*IF(Table1323[[#This Row],[Assumed hours from space type]]=\"user defined\",Table1323[[#This Row],[Baseline Operating hours]],Table1323[[#This Row],[Assumed hours from space type]])+Table1323[[#This Row],[Controls Rebate kWh Savings]],Table1323[[#This Row],[Quantity of luminaires]]*(INDEX(Table1[Actual Baseline W],MATCH(Table1323[[#This Row],[Lamp / Luminaire Category]]&Table1323[[#This Row],[Rebate Category]],Table1[PrescribedSource - Rebate ID],0))/1000-Table1323[[#This Row],[LED Luminaire W by rebate]]/1000)*IF(Table1323[[#This Row],[Assumed hours from space type]]=\"user defined\",Table1323[[#This Row],[Baseline Operating hours]],Table1323[[#This Row],[Assumed hours from space type]])+Table1323[[#This Row],[Controls Rebate kWh Savings]]),0)","v":0},{"$f":"IFERROR(IF(Table1323[[#This Row],[Rebate kW Savings]]=0,Table1323[[#This Row],[Demand Savings, kW]],INDEX(Table1[Actual Savings],MATCH(Table1323[[#This Row],[Lamp / Luminaire Category]]&Table1323[[#This Row],[Rebate Category]],Table1[PrescribedSource - Rebate ID],0))*Table1323[[#This Row],[Quantity of luminaires]]/1000),0)","v":""},{"$f":"IFERROR(Table1323[[#This Row],[BC Housing Site kW Savings]]*IF(Table1323[[#This Row],[Assumed hours from space type]]=\"user defined\",Table1323[[#This Row],[Baseline Operating hours]],Table1323[[#This Row],[Assumed hours from space type]])+Table1323[[#This Row],[Controls Rebate kWh Savings]],0)","v":0},{"$f":"IFERROR(IF(Table1323[[#This Row],[Lamp / Luminaire Category]]=\"No eligible rebate\",Table1323[[#This Row],[Lighting Technology]]&\" retrofit with no rebate\",Table1323[[#This Row],[Rebate Category]]),\"\")","v":0},{"$f":"IF(Table1323[[#This Row],[Lamp / Luminaire Category]]=\"No eligible rebate\",1,0)","v":0},{"$f":"IFERROR(IF(IF(Table1323[[#This Row],[Assumed hours from space type]]=\"user defined\",Table1323[[#This Row],[Baseline Operating hours]],Table1323[[#This Row],[Assumed hours from space type]])<3600,0,IF(AND(IF(Table1323[[#This Row],[Assumed hours from space type]]=\"user defined\",Table1323[[#This Row],[Baseline Operating hours]],Table1323[[#This Row],[Assumed hours from space type]])>=3600,OR(Table1323[[#This Row],[Automatic Controls?]]=\"None\",Table1323[[#This Row],[Automatic Controls?]]=\"\")),IF(Table1323[[#This Row],[Lamp / Luminaire Category]]=\"No eligible rebate\",Table1323[[#This Row],[Baseline W defined by user]]-Table1323[[#This Row],[Retrofit W defined by user (no rebate)]],Table1323[[#This Row],[Assumed Baseline W by source]]-Table1323[[#This Row],[LED Luminaire W by rebate]]),IF(AND(IF(Table1323[[#This Row],[Assumed hours from space type]]=\"user defined\",Table1323[[#This Row],[Baseline Operating hours]],Table1323[[#This Row],[Assumed hours from space type]])>=(3600/0.8),OR(Table1323[[#This Row],[Automatic Controls?]]=\"Fixture integrated occupancy sensor\",Table1323[[#This Row],[Automatic Controls?]]=\"Ceiling / wall mounted occupancy sensor\")),IF(Table1323[[#This Row],[Lamp / Luminaire Category]]=\"No eligible rebate\",(Table1323[[#This Row],[Baseline W defined by user]]-Table1323[[#This Row],[Retrofit W defined by user (no rebate)]]),Table1323[[#This Row],[Assumed Baseline W by source]]-Table1323[[#This Row],[LED Luminaire W by rebate]]),IF(AND(IF(Table1323[[#This Row],[Assumed hours from space type]]=\"user defined\",Table1323[[#This Row],[Baseline Operating hours]],Table1323[[#This Row],[Assumed hours from space type]])<(3600/0.8),OR(Table1323[[#This Row],[Automatic Controls?]]=\"Fixture integrated occupancy sensor\",Table1323[[#This Row],[Automatic Controls?]]=\"Ceiling / wall mounted occupancy sensor\")),IF(Table1323[[#This Row],[Lamp / Luminaire Category]]=\"No eligible rebate\",Table1323[[#This Row],[Baseline W defined by user]],Table1323[[#This Row],[Assumed Baseline W by source]])))))*Table1323[[#This Row],[Quantity of luminaires]]/1000,\"\")","v":""},{"$f":"Table1323[[#This Row],[LED lamp/luminaire retrofit part '#]]","v":0},{"$f":"IF(Table1323[[#This Row],[Rebate Unit]]=\"per lamp\",INDEX(Table1[Number of Lamps],MATCH(Table1323[[#This Row],[Lamp / Luminaire Category]]&Table1323[[#This Row],[Rebate Category]],Table1[PrescribedSource - Rebate ID],0)),1)*Table1323[[#This Row],[Quantity of luminaires]]","v":0},{"$f":"IFERROR(IF(Table1323[[#This Row],[Lamp / Luminaire Category]]=\"No eligible rebate\",\"no eligible rebate\",INDEX(Table1[BC Hydro xRM ECM],MATCH(Table1323[[#This Row],[Lamp / Luminaire Category]]&Table1323[[#This Row],[Rebate Category]],Table1[PrescribedSource - Rebate ID],0))),\"\")","v":""}]
[null,{"$f":"IF(Table1323[[#This Row],[Space Type]]=\"\",\"\",\"L-\"&ROW(81:81))","v":""},null,null,null,null,null,null,null,{"$f":"IFERROR(IF(Table1323[[#This Row],[Space Type]]=\"\",\"\",IF(Table1323[[#This Row],[Lamp / Luminaire Category]]=\"No eligible rebate\",\"\",IF(Table1323[[#This Row],[Rebate Category]]=\"\",\"select rebate\",INDEX(Table1[Actual Baseline W],MATCH(Table1323[[#This Row],[Lamp / Luminaire Category]]&Table1323[[#This Row],[Rebate Category]],Table1[PrescribedSource - Rebate ID],0))))),\"\")","v":""},{"$f":"IFERROR(IF(Table1323[[#This Row],[No]]=\"\",\"\",IF(Table1323[[#This Row],[Space Type]]=\"\",\"select Space Type\",IF(Table1323[[#This Row],[Baseline Operating hours]]<>\"\",\"user defined\",INDEX(Table5[Hours],MATCH(Table1323[[#This Row],[Space Type]],Table5[Space Type],0))))),\"\")","v":""},null,{"$f":"IFERROR(INDEX(Table1[Rebate],MATCH(Table1323[[#This Row],[Lamp / Luminaire Category]]&Table1323[[#This Row],[Rebate Category]],Table1[PrescribedSource - Rebate ID],0)),\"\")","v":""},{"$f":"IFERROR(INDEX(Table1[Rebate Unit],MATCH(Table1323[[#This Row],[Lamp / Luminaire Category]]&Table1323[[#This Row],[Rebate Category]],Table1[PrescribedSource - Rebate ID],0)),\"\")","v":""},null,{"$f":"IFERROR(IF(Table1323[[#This Row],[Lamp / Luminaire Category]]=\"No eligible rebate\",\"no rebate\",INDEX(Table1[Retrofit W],MATCH(Table1323[[#This Row],[Lamp / Luminaire Category]]&Table1323[[#This Row],[Rebate Category]],Table1[PrescribedSource - Rebate ID],0))),\"\")","v":""},null,null,null,{"$f":"IFERROR(INDEX(Table1[Rebate],MATCH(Table1323[[#This Row],[Lamp / Luminaire Category]]&Table1323[[#This Row],[Rebate Category]],Table1[PrescribedSource - Rebate ID],0))*Table1323[[#This Row],[Quantity of luminaires]],0)","v":0},{"$f":"IF(OR(Table1323[[#This Row],[Automatic Controls?]]=\"Fixture integrated Occupancy / Daylight Harvesting sensor\",Table1323[[#This Row],[Automatic Controls?]]=\"Ceiling / wall mounted Occupancy / Daylight Harvesting sensor\",Table1323[[#This Row],[Automatic Controls?]]=\"Timer\"),45*Table1323[[#This Row],[Number of occupancy sensors]],\"\")","v":""},{"$f":"IFERROR(IF(Table1323[[#This Row],[Controls Rebate]]=\"\",0,Table1323[[#This Row],[Controls Rebate]])+Table1323[[#This Row],[Lighting Rebate]],\"\")","v":0},{"$f":"IFERROR(INDEX(Table1[Rebate Savings],MATCH(Table1323[[#This Row],[Lamp / Luminaire Category]]&Table1323[[#This Row],[Rebate Category]],Table1[PrescribedSource - Rebate ID],0))*Table1323[[#This Row],[Quantity of luminaires]]/1000,0)","v":0},{"$f":"IFERROR(Table1323[[#This Row],[Rebate kW Savings]]*IF(Table1323[[#This Row],[Assumed hours from space type]]=\"user defined\",Table1323[[#This Row],[Baseline Operating hours]],Table1323[[#This Row],[Assumed hours from space type]]),0)","v":0},{"$f":"IF(OR(Table1323[[#This Row],[Automatic Controls?]]=\"Fixture integrated occupancy sensor\",Table1323[[#This Row],[Automatic Controls?]]=\"Ceiling / wall mounted occupancy sensor\"),Table1323[[#This Row],[Quantity of luminaires]]*IF(Table1323[[#This Row],[Rebate Category]]<>\"\",INDEX(Table1[Retrofit W],MATCH(Table1323[[#This Row],[Rebate Category]],Table1[BC Hydro Rebate Category],0)),Table1323[[#This Row],[Retrofit W defined by user (no rebate)]])/1000*IF(Table1323[[#This Row],[Assumed hours from space type]]=\"user defined\",Table1323[[#This Row],[Baseline Operating hours]],Table1323[[#This Row],[Assumed hours from space type]])*0.2,0)","v":0},{"$f":"Table1323[[#This Row],[Rebate kWh savings]]+Table1323[[#This Row],[Controls Rebate kWh Savings]]","v":0},{"$f":"IFERROR(IF(Table1323[[#This Row],[Quantity of luminaires]]=\"\",\"\",IF(Table1323[[#This Row],[Lamp / Luminaire Category]]=\"No eligible rebate\",(Table1323[[#This Row],[Baseline W defined by user]]-Table1323[[#This Row],[Retrofit W defined by user (no rebate)]])*Table1323[[#This Row],[Quantity of luminaires]]/1000,(Table1323[[#This Row],[Assumed Baseline W by source]]-Table1323[[#This Row],[LED Luminaire W by rebate]])*Table1323[[#This Row],[Quantity of luminaires]]/1000)),0)","v":""},{"$f":"IFERROR(IF(Table1323[[#This Row],[Lamp / Luminaire Category]]=\"No eligible rebate\",Table1323[[#This Row],[Quantity of luminaires]]*(Table1323[[#This Row],[Baseline W defined by user]]-Table1323[[#This Row],[Retrofit W defined by user (no rebate)]])/1000*IF(Table1323[[#This Row],[Assumed hours from space type]]=\"user defined\",Table1323[[#This Row],[Baseline Operating hours]],Table1323[[#This Row],[Assumed hours from space type]])+Table1323[[#This Row],[Controls Rebate kWh Savings]],Table1323[[#This Row],[Quantity of luminaires]]*(INDEX(Table1[Actual Baseline W],MATCH(Table1323[[#This Row],[Lamp / Luminaire Category]]&Table1323[[#This Row],[Rebate Category]],Table1[PrescribedSource - Rebate ID],0))/1000-Table1323[[#This Row],[LED Luminaire W by rebate]]/1000)*IF(Table1323[[#This Row],[Assumed hours from space type]]=\"user defined\",Table1323[[#This Row],[Baseline Operating hours]],Table1323[[#This Row],[Assumed hours from space type]])+Table1323[[#This Row],[Controls Rebate kWh Savings]]),0)","v":0},{"$f":"IFERROR(IF(Table1323[[#This Row],[Rebate kW Savings]]=0,Table1323[[#This Row],[Demand Savings, kW]],INDEX(Table1[Actual Savings],MATCH(Table1323[[#This Row],[Lamp / Luminaire Category]]&Table1323[[#This Row],[Rebate Category]],Table1[PrescribedSource - Rebate ID],0))*Table1323[[#This Row],[Quantity of luminaires]]/1000),0)","v":""},{"$f":"IFERROR(Table1323[[#This Row],[BC Housing Site kW Savings]]*IF(Table1323[[#This Row],[Assumed hours from space type]]=\"user defined\",Table1323[[#This Row],[Baseline Operating hours]],Table1323[[#This Row],[Assumed hours from space type]])+Table1323[[#This Row],[Controls Rebate kWh Savings]],0)","v":0},{"$f":"IFERROR(IF(Table1323[[#This Row],[Lamp / Luminaire Category]]=\"No eligible rebate\",Table1323[[#This Row],[Lighting Technology]]&\" retrofit with no rebate\",Table1323[[#This Row],[Rebate Category]]),\"\")","v":0},{"$f":"IF(Table1323[[#This Row],[Lamp / Luminaire Category]]=\"No eligible rebate\",1,0)","v":0},{"$f":"IFERROR(IF(IF(Table1323[[#This Row],[Assumed hours from space type]]=\"user defined\",Table1323[[#This Row],[Baseline Operating hours]],Table1323[[#This Row],[Assumed hours from space type]])<3600,0,IF(AND(IF(Table1323[[#This Row],[Assumed hours from space type]]=\"user defined\",Table1323[[#This Row],[Baseline Operating hours]],Table1323[[#This Row],[Assumed hours from space type]])>=3600,OR(Table1323[[#This Row],[Automatic Controls?]]=\"None\",Table1323[[#This Row],[Automatic Controls?]]=\"\")),IF(Table1323[[#This Row],[Lamp / Luminaire Category]]=\"No eligible rebate\",Table1323[[#This Row],[Baseline W defined by user]]-Table1323[[#This Row],[Retrofit W defined by user (no rebate)]],Table1323[[#This Row],[Assumed Baseline W by source]]-Table1323[[#This Row],[LED Luminaire W by rebate]]),IF(AND(IF(Table1323[[#This Row],[Assumed hours from space type]]=\"user defined\",Table1323[[#This Row],[Baseline Operating hours]],Table1323[[#This Row],[Assumed hours from space type]])>=(3600/0.8),OR(Table1323[[#This Row],[Automatic Controls?]]=\"Fixture integrated occupancy sensor\",Table1323[[#This Row],[Automatic Controls?]]=\"Ceiling / wall mounted occupancy sensor\")),IF(Table1323[[#This Row],[Lamp / Luminaire Category]]=\"No eligible rebate\",(Table1323[[#This Row],[Baseline W defined by user]]-Table1323[[#This Row],[Retrofit W defined by user (no rebate)]]),Table1323[[#This Row],[Assumed Baseline W by source]]-Table1323[[#This Row],[LED Luminaire W by rebate]]),IF(AND(IF(Table1323[[#This Row],[Assumed hours from space type]]=\"user defined\",Table1323[[#This Row],[Baseline Operating hours]],Table1323[[#This Row],[Assumed hours from space type]])<(3600/0.8),OR(Table1323[[#This Row],[Automatic Controls?]]=\"Fixture integrated occupancy sensor\",Table1323[[#This Row],[Automatic Controls?]]=\"Ceiling / wall mounted occupancy sensor\")),IF(Table1323[[#This Row],[Lamp / Luminaire Category]]=\"No eligible rebate\",Table1323[[#This Row],[Baseline W defined by user]],Table1323[[#This Row],[Assumed Baseline W by source]])))))*Table1323[[#This Row],[Quantity of luminaires]]/1000,\"\")","v":""},{"$f":"Table1323[[#This Row],[LED lamp/luminaire retrofit part '#]]","v":0},{"$f":"IF(Table1323[[#This Row],[Rebate Unit]]=\"per lamp\",INDEX(Table1[Number of Lamps],MATCH(Table1323[[#This Row],[Lamp / Luminaire Category]]&Table1323[[#This Row],[Rebate Category]],Table1[PrescribedSource - Rebate ID],0)),1)*Table1323[[#This Row],[Quantity of luminaires]]","v":0},{"$f":"IFERROR(IF(Table1323[[#This Row],[Lamp / Luminaire Category]]=\"No eligible rebate\",\"no eligible rebate\",INDEX(Table1[BC Hydro xRM ECM],MATCH(Table1323[[#This Row],[Lamp / Luminaire Category]]&Table1323[[#This Row],[Rebate Category]],Table1[PrescribedSource - Rebate ID],0))),\"\")","v":""}]
[null,{"$f":"IF(Table1323[[#This Row],[Space Type]]=\"\",\"\",\"L-\"&ROW(82:82))","v":""},null,null,null,null,null,null,null,{"$f":"IFERROR(IF(Table1323[[#This Row],[Space Type]]=\"\",\"\",IF(Table1323[[#This Row],[Lamp / Luminaire Category]]=\"No eligible rebate\",\"\",IF(Table1323[[#This Row],[Rebate Category]]=\"\",\"select rebate\",INDEX(Table1[Actual Baseline W],MATCH(Table1323[[#This Row],[Lamp / Luminaire Category]]&Table1323[[#This Row],[Rebate Category]],Table1[PrescribedSource - Rebate ID],0))))),\"\")","v":""},{"$f":"IFERROR(IF(Table1323[[#This Row],[No]]=\"\",\"\",IF(Table1323[[#This Row],[Space Type]]=\"\",\"select Space Type\",IF(Table1323[[#This Row],[Baseline Operating hours]]<>\"\",\"user defined\",INDEX(Table5[Hours],MATCH(Table1323[[#This Row],[Space Type]],Table5[Space Type],0))))),\"\")","v":""},null,{"$f":"IFERROR(INDEX(Table1[Rebate],MATCH(Table1323[[#This Row],[Lamp / Luminaire Category]]&Table1323[[#This Row],[Rebate Category]],Table1[PrescribedSource - Rebate ID],0)),\"\")","v":""},{"$f":"IFERROR(INDEX(Table1[Rebate Unit],MATCH(Table1323[[#This Row],[Lamp / Luminaire Category]]&Table1323[[#This Row],[Rebate Category]],Table1[PrescribedSource - Rebate ID],0)),\"\")","v":""},null,{"$f":"IFERROR(IF(Table1323[[#This Row],[Lamp / Luminaire Category]]=\"No eligible rebate\",\"no rebate\",INDEX(Table1[Retrofit W],MATCH(Table1323[[#This Row],[Lamp / Luminaire Category]]&Table1323[[#This Row],[Rebate Category]],Table1[PrescribedSource - Rebate ID],0))),\"\")","v":""},null,null,null,{"$f":"IFERROR(INDEX(Table1[Rebate],MATCH(Table1323[[#This Row],[Lamp / Luminaire Category]]&Table1323[[#This Row],[Rebate Category]],Table1[PrescribedSource - Rebate ID],0))*Table1323[[#This Row],[Quantity of luminaires]],0)","v":0},{"$f":"IF(OR(Table1323[[#This Row],[Automatic Controls?]]=\"Fixture integrated Occupancy / Daylight Harvesting sensor\",Table1323[[#This Row],[Automatic Controls?]]=\"Ceiling / wall mounted Occupancy / Daylight Harvesting sensor\",Table1323[[#This Row],[Automatic Controls?]]=\"Timer\"),45*Table1323[[#This Row],[Number of occupancy sensors]],\"\")","v":""},{"$f":"IFERROR(IF(Table1323[[#This Row],[Controls Rebate]]=\"\",0,Table1323[[#This Row],[Controls Rebate]])+Table1323[[#This Row],[Lighting Rebate]],\"\")","v":0},{"$f":"IFERROR(INDEX(Table1[Rebate Savings],MATCH(Table1323[[#This Row],[Lamp / Luminaire Category]]&Table1323[[#This Row],[Rebate Category]],Table1[PrescribedSource - Rebate ID],0))*Table1323[[#This Row],[Quantity of luminaires]]/1000,0)","v":0},{"$f":"IFERROR(Table1323[[#This Row],[Rebate kW Savings]]*IF(Table1323[[#This Row],[Assumed hours from space type]]=\"user defined\",Table1323[[#This Row],[Baseline Operating hours]],Table1323[[#This Row],[Assumed hours from space type]]),0)","v":0},{"$f":"IF(OR(Table1323[[#This Row],[Automatic Controls?]]=\"Fixture integrated occupancy sensor\",Table1323[[#This Row],[Automatic Controls?]]=\"Ceiling / wall mounted occupancy sensor\"),Table1323[[#This Row],[Quantity of luminaires]]*IF(Table1323[[#This Row],[Rebate Category]]<>\"\",INDEX(Table1[Retrofit W],MATCH(Table1323[[#This Row],[Rebate Category]],Table1[BC Hydro Rebate Category],0)),Table1323[[#This Row],[Retrofit W defined by user (no rebate)]])/1000*IF(Table1323[[#This Row],[Assumed hours from space type]]=\"user defined\",Table1323[[#This Row],[Baseline Operating hours]],Table1323[[#This Row],[Assumed hours from space type]])*0.2,0)","v":0},{"$f":"Table1323[[#This Row],[Rebate kWh savings]]+Table1323[[#This Row],[Controls Rebate kWh Savings]]","v":0},{"$f":"IFERROR(IF(Table1323[[#This Row],[Quantity of luminaires]]=\"\",\"\",IF(Table1323[[#This Row],[Lamp / Luminaire Category]]=\"No eligible rebate\",(Table1323[[#This Row],[Baseline W defined by user]]-Table1323[[#This Row],[Retrofit W defined by user (no rebate)]])*Table1323[[#This Row],[Quantity of luminaires]]/1000,(Table1323[[#This Row],[Assumed Baseline W by source]]-Table1323[[#This Row],[LED Luminaire W by rebate]])*Table1323[[#This Row],[Quantity of luminaires]]/1000)),0)","v":""},{"$f":"IFERROR(IF(Table1323[[#This Row],[Lamp / Luminaire Category]]=\"No eligible rebate\",Table1323[[#This Row],[Quantity of luminaires]]*(Table1323[[#This Row],[Baseline W defined by user]]-Table1323[[#This Row],[Retrofit W defined by user (no rebate)]])/1000*IF(Table1323[[#This Row],[Assumed hours from space type]]=\"user defined\",Table1323[[#This Row],[Baseline Operating hours]],Table1323[[#This Row],[Assumed hours from space type]])+Table1323[[#This Row],[Controls Rebate kWh Savings]],Table1323[[#This Row],[Quantity of luminaires]]*(INDEX(Table1[Actual Baseline W],MATCH(Table1323[[#This Row],[Lamp / Luminaire Category]]&Table1323[[#This Row],[Rebate Category]],Table1[PrescribedSource - Rebate ID],0))/1000-Table1323[[#This Row],[LED Luminaire W by rebate]]/1000)*IF(Table1323[[#This Row],[Assumed hours from space type]]=\"user defined\",Table1323[[#This Row],[Baseline Operating hours]],Table1323[[#This Row],[Assumed hours from space type]])+Table1323[[#This Row],[Controls Rebate kWh Savings]]),0)","v":0},{"$f":"IFERROR(IF(Table1323[[#This Row],[Rebate kW Savings]]=0,Table1323[[#This Row],[Demand Savings, kW]],INDEX(Table1[Actual Savings],MATCH(Table1323[[#This Row],[Lamp / Luminaire Category]]&Table1323[[#This Row],[Rebate Category]],Table1[PrescribedSource - Rebate ID],0))*Table1323[[#This Row],[Quantity of luminaires]]/1000),0)","v":""},{"$f":"IFERROR(Table1323[[#This Row],[BC Housing Site kW Savings]]*IF(Table1323[[#This Row],[Assumed hours from space type]]=\"user defined\",Table1323[[#This Row],[Baseline Operating hours]],Table1323[[#This Row],[Assumed hours from space type]])+Table1323[[#This Row],[Controls Rebate kWh Savings]],0)","v":0},{"$f":"IFERROR(IF(Table1323[[#This Row],[Lamp / Luminaire Category]]=\"No eligible rebate\",Table1323[[#This Row],[Lighting Technology]]&\" retrofit with no rebate\",Table1323[[#This Row],[Rebate Category]]),\"\")","v":0},{"$f":"IF(Table1323[[#This Row],[Lamp / Luminaire Category]]=\"No eligible rebate\",1,0)","v":0},{"$f":"IFERROR(IF(IF(Table1323[[#This Row],[Assumed hours from space type]]=\"user defined\",Table1323[[#This Row],[Baseline Operating hours]],Table1323[[#This Row],[Assumed hours from space type]])<3600,0,IF(AND(IF(Table1323[[#This Row],[Assumed hours from space type]]=\"user defined\",Table1323[[#This Row],[Baseline Operating hours]],Table1323[[#This Row],[Assumed hours from space type]])>=3600,OR(Table1323[[#This Row],[Automatic Controls?]]=\"None\",Table1323[[#This Row],[Automatic Controls?]]=\"\")),IF(Table1323[[#This Row],[Lamp / Luminaire Category]]=\"No eligible rebate\",Table1323[[#This Row],[Baseline W defined by user]]-Table1323[[#This Row],[Retrofit W defined by user (no rebate)]],Table1323[[#This Row],[Assumed Baseline W by source]]-Table1323[[#This Row],[LED Luminaire W by rebate]]),IF(AND(IF(Table1323[[#This Row],[Assumed hours from space type]]=\"user defined\",Table1323[[#This Row],[Baseline Operating hours]],Table1323[[#This Row],[Assumed hours from space type]])>=(3600/0.8),OR(Table1323[[#This Row],[Automatic Controls?]]=\"Fixture integrated occupancy sensor\",Table1323[[#This Row],[Automatic Controls?]]=\"Ceiling / wall mounted occupancy sensor\")),IF(Table1323[[#This Row],[Lamp / Luminaire Category]]=\"No eligible rebate\",(Table1323[[#This Row],[Baseline W defined by user]]-Table1323[[#This Row],[Retrofit W defined by user (no rebate)]]),Table1323[[#This Row],[Assumed Baseline W by source]]-Table1323[[#This Row],[LED Luminaire W by rebate]]),IF(AND(IF(Table1323[[#This Row],[Assumed hours from space type]]=\"user defined\",Table1323[[#This Row],[Baseline Operating hours]],Table1323[[#This Row],[Assumed hours from space type]])<(3600/0.8),OR(Table1323[[#This Row],[Automatic Controls?]]=\"Fixture integrated occupancy sensor\",Table1323[[#This Row],[Automatic Controls?]]=\"Ceiling / wall mounted occupancy sensor\")),IF(Table1323[[#This Row],[Lamp / Luminaire Category]]=\"No eligible rebate\",Table1323[[#This Row],[Baseline W defined by user]],Table1323[[#This Row],[Assumed Baseline W by source]])))))*Table1323[[#This Row],[Quantity of luminaires]]/1000,\"\")","v":""},{"$f":"Table1323[[#This Row],[LED lamp/luminaire retrofit part '#]]","v":0},{"$f":"IF(Table1323[[#This Row],[Rebate Unit]]=\"per lamp\",INDEX(Table1[Number of Lamps],MATCH(Table1323[[#This Row],[Lamp / Luminaire Category]]&Table1323[[#This Row],[Rebate Category]],Table1[PrescribedSource - Rebate ID],0)),1)*Table1323[[#This Row],[Quantity of luminaires]]","v":0},{"$f":"IFERROR(IF(Table1323[[#This Row],[Lamp / Luminaire Category]]=\"No eligible rebate\",\"no eligible rebate\",INDEX(Table1[BC Hydro xRM ECM],MATCH(Table1323[[#This Row],[Lamp / Luminaire Category]]&Table1323[[#This Row],[Rebate Category]],Table1[PrescribedSource - Rebate ID],0))),\"\")","v":""}]
[null,{"$f":"IF(Table1323[[#This Row],[Space Type]]=\"\",\"\",\"L-\"&ROW(83:83))","v":""},null,null,null,null,null,null,null,{"$f":"IFERROR(IF(Table1323[[#This Row],[Space Type]]=\"\",\"\",IF(Table1323[[#This Row],[Lamp / Luminaire Category]]=\"No eligible rebate\",\"\",IF(Table1323[[#This Row],[Rebate Category]]=\"\",\"select rebate\",INDEX(Table1[Actual Baseline W],MATCH(Table1323[[#This Row],[Lamp / Luminaire Category]]&Table1323[[#This Row],[Rebate Category]],Table1[PrescribedSource - Rebate ID],0))))),\"\")","v":""},{"$f":"IFERROR(IF(Table1323[[#This Row],[No]]=\"\",\"\",IF(Table1323[[#This Row],[Space Type]]=\"\",\"select Space Type\",IF(Table1323[[#This Row],[Baseline Operating hours]]<>\"\",\"user defined\",INDEX(Table5[Hours],MATCH(Table1323[[#This Row],[Space Type]],Table5[Space Type],0))))),\"\")","v":""},null,{"$f":"IFERROR(INDEX(Table1[Rebate],MATCH(Table1323[[#This Row],[Lamp / Luminaire Category]]&Table1323[[#This Row],[Rebate Category]],Table1[PrescribedSource - Rebate ID],0)),\"\")","v":""},{"$f":"IFERROR(INDEX(Table1[Rebate Unit],MATCH(Table1323[[#This Row],[Lamp / Luminaire Category]]&Table1323[[#This Row],[Rebate Category]],Table1[PrescribedSource - Rebate ID],0)),\"\")","v":""},null,{"$f":"IFERROR(IF(Table1323[[#This Row],[Lamp / Luminaire Category]]=\"No eligible rebate\",\"no rebate\",INDEX(Table1[Retrofit W],MATCH(Table1323[[#This Row],[Lamp / Luminaire Category]]&Table1323[[#This Row],[Rebate Category]],Table1[PrescribedSource - Rebate ID],0))),\"\")","v":""},null,null,null,{"$f":"IFERROR(INDEX(Table1[Rebate],MATCH(Table1323[[#This Row],[Lamp / Luminaire Category]]&Table1323[[#This Row],[Rebate Category]],Table1[PrescribedSource - Rebate ID],0))*Table1323[[#This Row],[Quantity of luminaires]],0)","v":0},{"$f":"IF(OR(Table1323[[#This Row],[Automatic Controls?]]=\"Fixture integrated Occupancy / Daylight Harvesting sensor\",Table1323[[#This Row],[Automatic Controls?]]=\"Ceiling / wall mounted Occupancy / Daylight Harvesting sensor\",Table1323[[#This Row],[Automatic Controls?]]=\"Timer\"),45*Table1323[[#This Row],[Number of occupancy sensors]],\"\")","v":""},{"$f":"IFERROR(IF(Table1323[[#This Row],[Controls Rebate]]=\"\",0,Table1323[[#This Row],[Controls Rebate]])+Table1323[[#This Row],[Lighting Rebate]],\"\")","v":0},{"$f":"IFERROR(INDEX(Table1[Rebate Savings],MATCH(Table1323[[#This Row],[Lamp / Luminaire Category]]&Table1323[[#This Row],[Rebate Category]],Table1[PrescribedSource - Rebate ID],0))*Table1323[[#This Row],[Quantity of luminaires]]/1000,0)","v":0},{"$f":"IFERROR(Table1323[[#This Row],[Rebate kW Savings]]*IF(Table1323[[#This Row],[Assumed hours from space type]]=\"user defined\",Table1323[[#This Row],[Baseline Operating hours]],Table1323[[#This Row],[Assumed hours from space type]]),0)","v":0},{"$f":"IF(OR(Table1323[[#This Row],[Automatic Controls?]]=\"Fixture integrated occupancy sensor\",Table1323[[#This Row],[Automatic Controls?]]=\"Ceiling / wall mounted occupancy sensor\"),Table1323[[#This Row],[Quantity of luminaires]]*IF(Table1323[[#This Row],[Rebate Category]]<>\"\",INDEX(Table1[Retrofit W],MATCH(Table1323[[#This Row],[Rebate Category]],Table1[BC Hydro Rebate Category],0)),Table1323[[#This Row],[Retrofit W defined by user (no rebate)]])/1000*IF(Table1323[[#This Row],[Assumed hours from space type]]=\"user defined\",Table1323[[#This Row],[Baseline Operating hours]],Table1323[[#This Row],[Assumed hours from space type]])*0.2,0)","v":0},{"$f":"Table1323[[#This Row],[Rebate kWh savings]]+Table1323[[#This Row],[Controls Rebate kWh Savings]]","v":0},{"$f":"IFERROR(IF(Table1323[[#This Row],[Quantity of luminaires]]=\"\",\"\",IF(Table1323[[#This Row],[Lamp / Luminaire Category]]=\"No eligible rebate\",(Table1323[[#This Row],[Baseline W defined by user]]-Table1323[[#This Row],[Retrofit W defined by user (no rebate)]])*Table1323[[#This Row],[Quantity of luminaires]]/1000,(Table1323[[#This Row],[Assumed Baseline W by source]]-Table1323[[#This Row],[LED Luminaire W by rebate]])*Table1323[[#This Row],[Quantity of luminaires]]/1000)),0)","v":""},{"$f":"IFERROR(IF(Table1323[[#This Row],[Lamp / Luminaire Category]]=\"No eligible rebate\",Table1323[[#This Row],[Quantity of luminaires]]*(Table1323[[#This Row],[Baseline W defined by user]]-Table1323[[#This Row],[Retrofit W defined by user (no rebate)]])/1000*IF(Table1323[[#This Row],[Assumed hours from space type]]=\"user defined\",Table1323[[#This Row],[Baseline Operating hours]],Table1323[[#This Row],[Assumed hours from space type]])+Table1323[[#This Row],[Controls Rebate kWh Savings]],Table1323[[#This Row],[Quantity of luminaires]]*(INDEX(Table1[Actual Baseline W],MATCH(Table1323[[#This Row],[Lamp / Luminaire Category]]&Table1323[[#This Row],[Rebate Category]],Table1[PrescribedSource - Rebate ID],0))/1000-Table1323[[#This Row],[LED Luminaire W by rebate]]/1000)*IF(Table1323[[#This Row],[Assumed hours from space type]]=\"user defined\",Table1323[[#This Row],[Baseline Operating hours]],Table1323[[#This Row],[Assumed hours from space type]])+Table1323[[#This Row],[Controls Rebate kWh Savings]]),0)","v":0},{"$f":"IFERROR(IF(Table1323[[#This Row],[Rebate kW Savings]]=0,Table1323[[#This Row],[Demand Savings, kW]],INDEX(Table1[Actual Savings],MATCH(Table1323[[#This Row],[Lamp / Luminaire Category]]&Table1323[[#This Row],[Rebate Category]],Table1[PrescribedSource - Rebate ID],0))*Table1323[[#This Row],[Quantity of luminaires]]/1000),0)","v":""},{"$f":"IFERROR(Table1323[[#This Row],[BC Housing Site kW Savings]]*IF(Table1323[[#This Row],[Assumed hours from space type]]=\"user defined\",Table1323[[#This Row],[Baseline Operating hours]],Table1323[[#This Row],[Assumed hours from space type]])+Table1323[[#This Row],[Controls Rebate kWh Savings]],0)","v":0},{"$f":"IFERROR(IF(Table1323[[#This Row],[Lamp / Luminaire Category]]=\"No eligible rebate\",Table1323[[#This Row],[Lighting Technology]]&\" retrofit with no rebate\",Table1323[[#This Row],[Rebate Category]]),\"\")","v":0},{"$f":"IF(Table1323[[#This Row],[Lamp / Luminaire Category]]=\"No eligible rebate\",1,0)","v":0},{"$f":"IFERROR(IF(IF(Table1323[[#This Row],[Assumed hours from space type]]=\"user defined\",Table1323[[#This Row],[Baseline Operating hours]],Table1323[[#This Row],[Assumed hours from space type]])<3600,0,IF(AND(IF(Table1323[[#This Row],[Assumed hours from space type]]=\"user defined\",Table1323[[#This Row],[Baseline Operating hours]],Table1323[[#This Row],[Assumed hours from space type]])>=3600,OR(Table1323[[#This Row],[Automatic Controls?]]=\"None\",Table1323[[#This Row],[Automatic Controls?]]=\"\")),IF(Table1323[[#This Row],[Lamp / Luminaire Category]]=\"No eligible rebate\",Table1323[[#This Row],[Baseline W defined by user]]-Table1323[[#This Row],[Retrofit W defined by user (no rebate)]],Table1323[[#This Row],[Assumed Baseline W by source]]-Table1323[[#This Row],[LED Luminaire W by rebate]]),IF(AND(IF(Table1323[[#This Row],[Assumed hours from space type]]=\"user defined\",Table1323[[#This Row],[Baseline Operating hours]],Table1323[[#This Row],[Assumed hours from space type]])>=(3600/0.8),OR(Table1323[[#This Row],[Automatic Controls?]]=\"Fixture integrated occupancy sensor\",Table1323[[#This Row],[Automatic Controls?]]=\"Ceiling / wall mounted occupancy sensor\")),IF(Table1323[[#This Row],[Lamp / Luminaire Category]]=\"No eligible rebate\",(Table1323[[#This Row],[Baseline W defined by user]]-Table1323[[#This Row],[Retrofit W defined by user (no rebate)]]),Table1323[[#This Row],[Assumed Baseline W by source]]-Table1323[[#This Row],[LED Luminaire W by rebate]]),IF(AND(IF(Table1323[[#This Row],[Assumed hours from space type]]=\"user defined\",Table1323[[#This Row],[Baseline Operating hours]],Table1323[[#This Row],[Assumed hours from space type]])<(3600/0.8),OR(Table1323[[#This Row],[Automatic Controls?]]=\"Fixture integrated occupancy sensor\",Table1323[[#This Row],[Automatic Controls?]]=\"Ceiling / wall mounted occupancy sensor\")),IF(Table1323[[#This Row],[Lamp / Luminaire Category]]=\"No eligible rebate\",Table1323[[#This Row],[Baseline W defined by user]],Table1323[[#This Row],[Assumed Baseline W by source]])))))*Table1323[[#This Row],[Quantity of luminaires]]/1000,\"\")","v":""},{"$f":"Table1323[[#This Row],[LED lamp/luminaire retrofit part '#]]","v":0},{"$f":"IF(Table1323[[#This Row],[Rebate Unit]]=\"per lamp\",INDEX(Table1[Number of Lamps],MATCH(Table1323[[#This Row],[Lamp / Luminaire Category]]&Table1323[[#This Row],[Rebate Category]],Table1[PrescribedSource - Rebate ID],0)),1)*Table1323[[#This Row],[Quantity of luminaires]]","v":0},{"$f":"IFERROR(IF(Table1323[[#This Row],[Lamp / Luminaire Category]]=\"No eligible rebate\",\"no eligible rebate\",INDEX(Table1[BC Hydro xRM ECM],MATCH(Table1323[[#This Row],[Lamp / Luminaire Category]]&Table1323[[#This Row],[Rebate Category]],Table1[PrescribedSource - Rebate ID],0))),\"\")","v":""}]
[null,{"$f":"IF(Table1323[[#This Row],[Space Type]]=\"\",\"\",\"L-\"&ROW(84:84))","v":""},null,null,null,null,null,null,null,{"$f":"IFERROR(IF(Table1323[[#This Row],[Space Type]]=\"\",\"\",IF(Table1323[[#This Row],[Lamp / Luminaire Category]]=\"No eligible rebate\",\"\",IF(Table1323[[#This Row],[Rebate Category]]=\"\",\"select rebate\",INDEX(Table1[Actual Baseline W],MATCH(Table1323[[#This Row],[Lamp / Luminaire Category]]&Table1323[[#This Row],[Rebate Category]],Table1[PrescribedSource - Rebate ID],0))))),\"\")","v":""},{"$f":"IFERROR(IF(Table1323[[#This Row],[No]]=\"\",\"\",IF(Table1323[[#This Row],[Space Type]]=\"\",\"select Space Type\",IF(Table1323[[#This Row],[Baseline Operating hours]]<>\"\",\"user defined\",INDEX(Table5[Hours],MATCH(Table1323[[#This Row],[Space Type]],Table5[Space Type],0))))),\"\")","v":""},null,{"$f":"IFERROR(INDEX(Table1[Rebate],MATCH(Table1323[[#This Row],[Lamp / Luminaire Category]]&Table1323[[#This Row],[Rebate Category]],Table1[PrescribedSource - Rebate ID],0)),\"\")","v":""},{"$f":"IFERROR(INDEX(Table1[Rebate Unit],MATCH(Table1323[[#This Row],[Lamp / Luminaire Category]]&Table1323[[#This Row],[Rebate Category]],Table1[PrescribedSource - Rebate ID],0)),\"\")","v":""},null,{"$f":"IFERROR(IF(Table1323[[#This Row],[Lamp / Luminaire Category]]=\"No eligible rebate\",\"no rebate\",INDEX(Table1[Retrofit W],MATCH(Table1323[[#This Row],[Lamp / Luminaire Category]]&Table1323[[#This Row],[Rebate Category]],Table1[PrescribedSource - Rebate ID],0))),\"\")","v":""},null,null,null,{"$f":"IFERROR(INDEX(Table1[Rebate],MATCH(Table1323[[#This Row],[Lamp / Luminaire Category]]&Table1323[[#This Row],[Rebate Category]],Table1[PrescribedSource - Rebate ID],0))*Table1323[[#This Row],[Quantity of luminaires]],0)","v":0},{"$f":"IF(OR(Table1323[[#This Row],[Automatic Controls?]]=\"Fixture integrated Occupancy / Daylight Harvesting sensor\",Table1323[[#This Row],[Automatic Controls?]]=\"Ceiling / wall mounted Occupancy / Daylight Harvesting sensor\",Table1323[[#This Row],[Automatic Controls?]]=\"Timer\"),45*Table1323[[#This Row],[Number of occupancy sensors]],\"\")","v":""},{"$f":"IFERROR(IF(Table1323[[#This Row],[Controls Rebate]]=\"\",0,Table1323[[#This Row],[Controls Rebate]])+Table1323[[#This Row],[Lighting Rebate]],\"\")","v":0},{"$f":"IFERROR(INDEX(Table1[Rebate Savings],MATCH(Table1323[[#This Row],[Lamp / Luminaire Category]]&Table1323[[#This Row],[Rebate Category]],Table1[PrescribedSource - Rebate ID],0))*Table1323[[#This Row],[Quantity of luminaires]]/1000,0)","v":0},{"$f":"IFERROR(Table1323[[#This Row],[Rebate kW Savings]]*IF(Table1323[[#This Row],[Assumed hours from space type]]=\"user defined\",Table1323[[#This Row],[Baseline Operating hours]],Table1323[[#This Row],[Assumed hours from space type]]),0)","v":0},{"$f":"IF(OR(Table1323[[#This Row],[Automatic Controls?]]=\"Fixture integrated occupancy sensor\",Table1323[[#This Row],[Automatic Controls?]]=\"Ceiling / wall mounted occupancy sensor\"),Table1323[[#This Row],[Quantity of luminaires]]*IF(Table1323[[#This Row],[Rebate Category]]<>\"\",INDEX(Table1[Retrofit W],MATCH(Table1323[[#This Row],[Rebate Category]],Table1[BC Hydro Rebate Category],0)),Table1323[[#This Row],[Retrofit W defined by user (no rebate)]])/1000*IF(Table1323[[#This Row],[Assumed hours from space type]]=\"user defined\",Table1323[[#This Row],[Baseline Operating hours]],Table1323[[#This Row],[Assumed hours from space type]])*0.2,0)","v":0},{"$f":"Table1323[[#This Row],[Rebate kWh savings]]+Table1323[[#This Row],[Controls Rebate kWh Savings]]","v":0},{"$f":"IFERROR(IF(Table1323[[#This Row],[Quantity of luminaires]]=\"\",\"\",IF(Table1323[[#This Row],[Lamp / Luminaire Category]]=\"No eligible rebate\",(Table1323[[#This Row],[Baseline W defined by user]]-Table1323[[#This Row],[Retrofit W defined by user (no rebate)]])*Table1323[[#This Row],[Quantity of luminaires]]/1000,(Table1323[[#This Row],[Assumed Baseline W by source]]-Table1323[[#This Row],[LED Luminaire W by rebate]])*Table1323[[#This Row],[Quantity of luminaires]]/1000)),0)","v":""},{"$f":"IFERROR(IF(Table1323[[#This Row],[Lamp / Luminaire Category]]=\"No eligible rebate\",Table1323[[#This Row],[Quantity of luminaires]]*(Table1323[[#This Row],[Baseline W defined by user]]-Table1323[[#This Row],[Retrofit W defined by user (no rebate)]])/1000*IF(Table1323[[#This Row],[Assumed hours from space type]]=\"user defined\",Table1323[[#This Row],[Baseline Operating hours]],Table1323[[#This Row],[Assumed hours from space type]])+Table1323[[#This Row],[Controls Rebate kWh Savings]],Table1323[[#This Row],[Quantity of luminaires]]*(INDEX(Table1[Actual Baseline W],MATCH(Table1323[[#This Row],[Lamp / Luminaire Category]]&Table1323[[#This Row],[Rebate Category]],Table1[PrescribedSource - Rebate ID],0))/1000-Table1323[[#This Row],[LED Luminaire W by rebate]]/1000)*IF(Table1323[[#This Row],[Assumed hours from space type]]=\"user defined\",Table1323[[#This Row],[Baseline Operating hours]],Table1323[[#This Row],[Assumed hours from space type]])+Table1323[[#This Row],[Controls Rebate kWh Savings]]),0)","v":0},{"$f":"IFERROR(IF(Table1323[[#This Row],[Rebate kW Savings]]=0,Table1323[[#This Row],[Demand Savings, kW]],INDEX(Table1[Actual Savings],MATCH(Table1323[[#This Row],[Lamp / Luminaire Category]]&Table1323[[#This Row],[Rebate Category]],Table1[PrescribedSource - Rebate ID],0))*Table1323[[#This Row],[Quantity of luminaires]]/1000),0)","v":""},{"$f":"IFERROR(Table1323[[#This Row],[BC Housing Site kW Savings]]*IF(Table1323[[#This Row],[Assumed hours from space type]]=\"user defined\",Table1323[[#This Row],[Baseline Operating hours]],Table1323[[#This Row],[Assumed hours from space type]])+Table1323[[#This Row],[Controls Rebate kWh Savings]],0)","v":0},{"$f":"IFERROR(IF(Table1323[[#This Row],[Lamp / Luminaire Category]]=\"No eligible rebate\",Table1323[[#This Row],[Lighting Technology]]&\" retrofit with no rebate\",Table1323[[#This Row],[Rebate Category]]),\"\")","v":0},{"$f":"IF(Table1323[[#This Row],[Lamp / Luminaire Category]]=\"No eligible rebate\",1,0)","v":0},{"$f":"IFERROR(IF(IF(Table1323[[#This Row],[Assumed hours from space type]]=\"user defined\",Table1323[[#This Row],[Baseline Operating hours]],Table1323[[#This Row],[Assumed hours from space type]])<3600,0,IF(AND(IF(Table1323[[#This Row],[Assumed hours from space type]]=\"user defined\",Table1323[[#This Row],[Baseline Operating hours]],Table1323[[#This Row],[Assumed hours from space type]])>=3600,OR(Table1323[[#This Row],[Automatic Controls?]]=\"None\",Table1323[[#This Row],[Automatic Controls?]]=\"\")),IF(Table1323[[#This Row],[Lamp / Luminaire Category]]=\"No eligible rebate\",Table1323[[#This Row],[Baseline W defined by user]]-Table1323[[#This Row],[Retrofit W defined by user (no rebate)]],Table1323[[#This Row],[Assumed Baseline W by source]]-Table1323[[#This Row],[LED Luminaire W by rebate]]),IF(AND(IF(Table1323[[#This Row],[Assumed hours from space type]]=\"user defined\",Table1323[[#This Row],[Baseline Operating hours]],Table1323[[#This Row],[Assumed hours from space type]])>=(3600/0.8),OR(Table1323[[#This Row],[Automatic Controls?]]=\"Fixture integrated occupancy sensor\",Table1323[[#This Row],[Automatic Controls?]]=\"Ceiling / wall mounted occupancy sensor\")),IF(Table1323[[#This Row],[Lamp / Luminaire Category]]=\"No eligible rebate\",(Table1323[[#This Row],[Baseline W defined by user]]-Table1323[[#This Row],[Retrofit W defined by user (no rebate)]]),Table1323[[#This Row],[Assumed Baseline W by source]]-Table1323[[#This Row],[LED Luminaire W by rebate]]),IF(AND(IF(Table1323[[#This Row],[Assumed hours from space type]]=\"user defined\",Table1323[[#This Row],[Baseline Operating hours]],Table1323[[#This Row],[Assumed hours from space type]])<(3600/0.8),OR(Table1323[[#This Row],[Automatic Controls?]]=\"Fixture integrated occupancy sensor\",Table1323[[#This Row],[Automatic Controls?]]=\"Ceiling / wall mounted occupancy sensor\")),IF(Table1323[[#This Row],[Lamp / Luminaire Category]]=\"No eligible rebate\",Table1323[[#This Row],[Baseline W defined by user]],Table1323[[#This Row],[Assumed Baseline W by source]])))))*Table1323[[#This Row],[Quantity of luminaires]]/1000,\"\")","v":""},{"$f":"Table1323[[#This Row],[LED lamp/luminaire retrofit part '#]]","v":0},{"$f":"IF(Table1323[[#This Row],[Rebate Unit]]=\"per lamp\",INDEX(Table1[Number of Lamps],MATCH(Table1323[[#This Row],[Lamp / Luminaire Category]]&Table1323[[#This Row],[Rebate Category]],Table1[PrescribedSource - Rebate ID],0)),1)*Table1323[[#This Row],[Quantity of luminaires]]","v":0},{"$f":"IFERROR(IF(Table1323[[#This Row],[Lamp / Luminaire Category]]=\"No eligible rebate\",\"no eligible rebate\",INDEX(Table1[BC Hydro xRM ECM],MATCH(Table1323[[#This Row],[Lamp / Luminaire Category]]&Table1323[[#This Row],[Rebate Category]],Table1[PrescribedSource - Rebate ID],0))),\"\")","v":""}]
[null,{"$f":"IF(Table1323[[#This Row],[Space Type]]=\"\",\"\",\"L-\"&ROW(85:85))","v":""},null,null,null,null,null,null,null,{"$f":"IFERROR(IF(Table1323[[#This Row],[Space Type]]=\"\",\"\",IF(Table1323[[#This Row],[Lamp / Luminaire Category]]=\"No eligible rebate\",\"\",IF(Table1323[[#This Row],[Rebate Category]]=\"\",\"select rebate\",INDEX(Table1[Actual Baseline W],MATCH(Table1323[[#This Row],[Lamp / Luminaire Category]]&Table1323[[#This Row],[Rebate Category]],Table1[PrescribedSource - Rebate ID],0))))),\"\")","v":""},{"$f":"IFERROR(IF(Table1323[[#This Row],[No]]=\"\",\"\",IF(Table1323[[#This Row],[Space Type]]=\"\",\"select Space Type\",IF(Table1323[[#This Row],[Baseline Operating hours]]<>\"\",\"user defined\",INDEX(Table5[Hours],MATCH(Table1323[[#This Row],[Space Type]],Table5[Space Type],0))))),\"\")","v":""},null,{"$f":"IFERROR(INDEX(Table1[Rebate],MATCH(Table1323[[#This Row],[Lamp / Luminaire Category]]&Table1323[[#This Row],[Rebate Category]],Table1[PrescribedSource - Rebate ID],0)),\"\")","v":""},{"$f":"IFERROR(INDEX(Table1[Rebate Unit],MATCH(Table1323[[#This Row],[Lamp / Luminaire Category]]&Table1323[[#This Row],[Rebate Category]],Table1[PrescribedSource - Rebate ID],0)),\"\")","v":""},null,{"$f":"IFERROR(IF(Table1323[[#This Row],[Lamp / Luminaire Category]]=\"No eligible rebate\",\"no rebate\",INDEX(Table1[Retrofit W],MATCH(Table1323[[#This Row],[Lamp / Luminaire Category]]&Table1323[[#This Row],[Rebate Category]],Table1[PrescribedSource - Rebate ID],0))),\"\")","v":""},null,null,null,{"$f":"IFERROR(INDEX(Table1[Rebate],MATCH(Table1323[[#This Row],[Lamp / Luminaire Category]]&Table1323[[#This Row],[Rebate Category]],Table1[PrescribedSource - Rebate ID],0))*Table1323[[#This Row],[Quantity of luminaires]],0)","v":0},{"$f":"IF(OR(Table1323[[#This Row],[Automatic Controls?]]=\"Fixture integrated Occupancy / Daylight Harvesting sensor\",Table1323[[#This Row],[Automatic Controls?]]=\"Ceiling / wall mounted Occupancy / Daylight Harvesting sensor\",Table1323[[#This Row],[Automatic Controls?]]=\"Timer\"),45*Table1323[[#This Row],[Number of occupancy sensors]],\"\")","v":""},{"$f":"IFERROR(IF(Table1323[[#This Row],[Controls Rebate]]=\"\",0,Table1323[[#This Row],[Controls Rebate]])+Table1323[[#This Row],[Lighting Rebate]],\"\")","v":0},{"$f":"IFERROR(INDEX(Table1[Rebate Savings],MATCH(Table1323[[#This Row],[Lamp / Luminaire Category]]&Table1323[[#This Row],[Rebate Category]],Table1[PrescribedSource - Rebate ID],0))*Table1323[[#This Row],[Quantity of luminaires]]/1000,0)","v":0},{"$f":"IFERROR(Table1323[[#This Row],[Rebate kW Savings]]*IF(Table1323[[#This Row],[Assumed hours from space type]]=\"user defined\",Table1323[[#This Row],[Baseline Operating hours]],Table1323[[#This Row],[Assumed hours from space type]]),0)","v":0},{"$f":"IF(OR(Table1323[[#This Row],[Automatic Controls?]]=\"Fixture integrated occupancy sensor\",Table1323[[#This Row],[Automatic Controls?]]=\"Ceiling / wall mounted occupancy sensor\"),Table1323[[#This Row],[Quantity of luminaires]]*IF(Table1323[[#This Row],[Rebate Category]]<>\"\",INDEX(Table1[Retrofit W],MATCH(Table1323[[#This Row],[Rebate Category]],Table1[BC Hydro Rebate Category],0)),Table1323[[#This Row],[Retrofit W defined by user (no rebate)]])/1000*IF(Table1323[[#This Row],[Assumed hours from space type]]=\"user defined\",Table1323[[#This Row],[Baseline Operating hours]],Table1323[[#This Row],[Assumed hours from space type]])*0.2,0)","v":0},{"$f":"Table1323[[#This Row],[Rebate kWh savings]]+Table1323[[#This Row],[Controls Rebate kWh Savings]]","v":0},{"$f":"IFERROR(IF(Table1323[[#This Row],[Quantity of luminaires]]=\"\",\"\",IF(Table1323[[#This Row],[Lamp / Luminaire Category]]=\"No eligible rebate\",(Table1323[[#This Row],[Baseline W defined by user]]-Table1323[[#This Row],[Retrofit W defined by user (no rebate)]])*Table1323[[#This Row],[Quantity of luminaires]]/1000,(Table1323[[#This Row],[Assumed Baseline W by source]]-Table1323[[#This Row],[LED Luminaire W by rebate]])*Table1323[[#This Row],[Quantity of luminaires]]/1000)),0)","v":""},{"$f":"IFERROR(IF(Table1323[[#This Row],[Lamp / Luminaire Category]]=\"No eligible rebate\",Table1323[[#This Row],[Quantity of luminaires]]*(Table1323[[#This Row],[Baseline W defined by user]]-Table1323[[#This Row],[Retrofit W defined by user (no rebate)]])/1000*IF(Table1323[[#This Row],[Assumed hours from space type]]=\"user defined\",Table1323[[#This Row],[Baseline Operating hours]],Table1323[[#This Row],[Assumed hours from space type]])+Table1323[[#This Row],[Controls Rebate kWh Savings]],Table1323[[#This Row],[Quantity of luminaires]]*(INDEX(Table1[Actual Baseline W],MATCH(Table1323[[#This Row],[Lamp / Luminaire Category]]&Table1323[[#This Row],[Rebate Category]],Table1[PrescribedSource - Rebate ID],0))/1000-Table1323[[#This Row],[LED Luminaire W by rebate]]/1000)*IF(Table1323[[#This Row],[Assumed hours from space type]]=\"user defined\",Table1323[[#This Row],[Baseline Operating hours]],Table1323[[#This Row],[Assumed hours from space type]])+Table1323[[#This Row],[Controls Rebate kWh Savings]]),0)","v":0},{"$f":"IFERROR(IF(Table1323[[#This Row],[Rebate kW Savings]]=0,Table1323[[#This Row],[Demand Savings, kW]],INDEX(Table1[Actual Savings],MATCH(Table1323[[#This Row],[Lamp / Luminaire Category]]&Table1323[[#This Row],[Rebate Category]],Table1[PrescribedSource - Rebate ID],0))*Table1323[[#This Row],[Quantity of luminaires]]/1000),0)","v":""},{"$f":"IFERROR(Table1323[[#This Row],[BC Housing Site kW Savings]]*IF(Table1323[[#This Row],[Assumed hours from space type]]=\"user defined\",Table1323[[#This Row],[Baseline Operating hours]],Table1323[[#This Row],[Assumed hours from space type]])+Table1323[[#This Row],[Controls Rebate kWh Savings]],0)","v":0},{"$f":"IFERROR(IF(Table1323[[#This Row],[Lamp / Luminaire Category]]=\"No eligible rebate\",Table1323[[#This Row],[Lighting Technology]]&\" retrofit with no rebate\",Table1323[[#This Row],[Rebate Category]]),\"\")","v":0},{"$f":"IF(Table1323[[#This Row],[Lamp / Luminaire Category]]=\"No eligible rebate\",1,0)","v":0},{"$f":"IFERROR(IF(IF(Table1323[[#This Row],[Assumed hours from space type]]=\"user defined\",Table1323[[#This Row],[Baseline Operating hours]],Table1323[[#This Row],[Assumed hours from space type]])<3600,0,IF(AND(IF(Table1323[[#This Row],[Assumed hours from space type]]=\"user defined\",Table1323[[#This Row],[Baseline Operating hours]],Table1323[[#This Row],[Assumed hours from space type]])>=3600,OR(Table1323[[#This Row],[Automatic Controls?]]=\"None\",Table1323[[#This Row],[Automatic Controls?]]=\"\")),IF(Table1323[[#This Row],[Lamp / Luminaire Category]]=\"No eligible rebate\",Table1323[[#This Row],[Baseline W defined by user]]-Table1323[[#This Row],[Retrofit W defined by user (no rebate)]],Table1323[[#This Row],[Assumed Baseline W by source]]-Table1323[[#This Row],[LED Luminaire W by rebate]]),IF(AND(IF(Table1323[[#This Row],[Assumed hours from space type]]=\"user defined\",Table1323[[#This Row],[Baseline Operating hours]],Table1323[[#This Row],[Assumed hours from space type]])>=(3600/0.8),OR(Table1323[[#This Row],[Automatic Controls?]]=\"Fixture integrated occupancy sensor\",Table1323[[#This Row],[Automatic Controls?]]=\"Ceiling / wall mounted occupancy sensor\")),IF(Table1323[[#This Row],[Lamp / Luminaire Category]]=\"No eligible rebate\",(Table1323[[#This Row],[Baseline W defined by user]]-Table1323[[#This Row],[Retrofit W defined by user (no rebate)]]),Table1323[[#This Row],[Assumed Baseline W by source]]-Table1323[[#This Row],[LED Luminaire W by rebate]]),IF(AND(IF(Table1323[[#This Row],[Assumed hours from space type]]=\"user defined\",Table1323[[#This Row],[Baseline Operating hours]],Table1323[[#This Row],[Assumed hours from space type]])<(3600/0.8),OR(Table1323[[#This Row],[Automatic Controls?]]=\"Fixture integrated occupancy sensor\",Table1323[[#This Row],[Automatic Controls?]]=\"Ceiling / wall mounted occupancy sensor\")),IF(Table1323[[#This Row],[Lamp / Luminaire Category]]=\"No eligible rebate\",Table1323[[#This Row],[Baseline W defined by user]],Table1323[[#This Row],[Assumed Baseline W by source]])))))*Table1323[[#This Row],[Quantity of luminaires]]/1000,\"\")","v":""},{"$f":"Table1323[[#This Row],[LED lamp/luminaire retrofit part '#]]","v":0},{"$f":"IF(Table1323[[#This Row],[Rebate Unit]]=\"per lamp\",INDEX(Table1[Number of Lamps],MATCH(Table1323[[#This Row],[Lamp / Luminaire Category]]&Table1323[[#This Row],[Rebate Category]],Table1[PrescribedSource - Rebate ID],0)),1)*Table1323[[#This Row],[Quantity of luminaires]]","v":0},{"$f":"IFERROR(IF(Table1323[[#This Row],[Lamp / Luminaire Category]]=\"No eligible rebate\",\"no eligible rebate\",INDEX(Table1[BC Hydro xRM ECM],MATCH(Table1323[[#This Row],[Lamp / Luminaire Category]]&Table1323[[#This Row],[Rebate Category]],Table1[PrescribedSource - Rebate ID],0))),\"\")","v":""}]
[null,{"$f":"IF(Table1323[[#This Row],[Space Type]]=\"\",\"\",\"L-\"&ROW(86:86))","v":""},null,null,null,null,null,null,null,{"$f":"IFERROR(IF(Table1323[[#This Row],[Space Type]]=\"\",\"\",IF(Table1323[[#This Row],[Lamp / Luminaire Category]]=\"No eligible rebate\",\"\",IF(Table1323[[#This Row],[Rebate Category]]=\"\",\"select rebate\",INDEX(Table1[Actual Baseline W],MATCH(Table1323[[#This Row],[Lamp / Luminaire Category]]&Table1323[[#This Row],[Rebate Category]],Table1[PrescribedSource - Rebate ID],0))))),\"\")","v":""},{"$f":"IFERROR(IF(Table1323[[#This Row],[No]]=\"\",\"\",IF(Table1323[[#This Row],[Space Type]]=\"\",\"select Space Type\",IF(Table1323[[#This Row],[Baseline Operating hours]]<>\"\",\"user defined\",INDEX(Table5[Hours],MATCH(Table1323[[#This Row],[Space Type]],Table5[Space Type],0))))),\"\")","v":""},null,{"$f":"IFERROR(INDEX(Table1[Rebate],MATCH(Table1323[[#This Row],[Lamp / Luminaire Category]]&Table1323[[#This Row],[Rebate Category]],Table1[PrescribedSource - Rebate ID],0)),\"\")","v":""},{"$f":"IFERROR(INDEX(Table1[Rebate Unit],MATCH(Table1323[[#This Row],[Lamp / Luminaire Category]]&Table1323[[#This Row],[Rebate Category]],Table1[PrescribedSource - Rebate ID],0)),\"\")","v":""},null,{"$f":"IFERROR(IF(Table1323[[#This Row],[Lamp / Luminaire Category]]=\"No eligible rebate\",\"no rebate\",INDEX(Table1[Retrofit W],MATCH(Table1323[[#This Row],[Lamp / Luminaire Category]]&Table1323[[#This Row],[Rebate Category]],Table1[PrescribedSource - Rebate ID],0))),\"\")","v":""},null,null,null,{"$f":"IFERROR(INDEX(Table1[Rebate],MATCH(Table1323[[#This Row],[Lamp / Luminaire Category]]&Table1323[[#This Row],[Rebate Category]],Table1[PrescribedSource - Rebate ID],0))*Table1323[[#This Row],[Quantity of luminaires]],0)","v":0},{"$f":"IF(OR(Table1323[[#This Row],[Automatic Controls?]]=\"Fixture integrated Occupancy / Daylight Harvesting sensor\",Table1323[[#This Row],[Automatic Controls?]]=\"Ceiling / wall mounted Occupancy / Daylight Harvesting sensor\",Table1323[[#This Row],[Automatic Controls?]]=\"Timer\"),45*Table1323[[#This Row],[Number of occupancy sensors]],\"\")","v":""},{"$f":"IFERROR(IF(Table1323[[#This Row],[Controls Rebate]]=\"\",0,Table1323[[#This Row],[Controls Rebate]])+Table1323[[#This Row],[Lighting Rebate]],\"\")","v":0},{"$f":"IFERROR(INDEX(Table1[Rebate Savings],MATCH(Table1323[[#This Row],[Lamp / Luminaire Category]]&Table1323[[#This Row],[Rebate Category]],Table1[PrescribedSource - Rebate ID],0))*Table1323[[#This Row],[Quantity of luminaires]]/1000,0)","v":0},{"$f":"IFERROR(Table1323[[#This Row],[Rebate kW Savings]]*IF(Table1323[[#This Row],[Assumed hours from space type]]=\"user defined\",Table1323[[#This Row],[Baseline Operating hours]],Table1323[[#This Row],[Assumed hours from space type]]),0)","v":0},{"$f":"IF(OR(Table1323[[#This Row],[Automatic Controls?]]=\"Fixture integrated occupancy sensor\",Table1323[[#This Row],[Automatic Controls?]]=\"Ceiling / wall mounted occupancy sensor\"),Table1323[[#This Row],[Quantity of luminaires]]*IF(Table1323[[#This Row],[Rebate Category]]<>\"\",INDEX(Table1[Retrofit W],MATCH(Table1323[[#This Row],[Rebate Category]],Table1[BC Hydro Rebate Category],0)),Table1323[[#This Row],[Retrofit W defined by user (no rebate)]])/1000*IF(Table1323[[#This Row],[Assumed hours from space type]]=\"user defined\",Table1323[[#This Row],[Baseline Operating hours]],Table1323[[#This Row],[Assumed hours from space type]])*0.2,0)","v":0},{"$f":"Table1323[[#This Row],[Rebate kWh savings]]+Table1323[[#This Row],[Controls Rebate kWh Savings]]","v":0},{"$f":"IFERROR(IF(Table1323[[#This Row],[Quantity of luminaires]]=\"\",\"\",IF(Table1323[[#This Row],[Lamp / Luminaire Category]]=\"No eligible rebate\",(Table1323[[#This Row],[Baseline W defined by user]]-Table1323[[#This Row],[Retrofit W defined by user (no rebate)]])*Table1323[[#This Row],[Quantity of luminaires]]/1000,(Table1323[[#This Row],[Assumed Baseline W by source]]-Table1323[[#This Row],[LED Luminaire W by rebate]])*Table1323[[#This Row],[Quantity of luminaires]]/1000)),0)","v":""},{"$f":"IFERROR(IF(Table1323[[#This Row],[Lamp / Luminaire Category]]=\"No eligible rebate\",Table1323[[#This Row],[Quantity of luminaires]]*(Table1323[[#This Row],[Baseline W defined by user]]-Table1323[[#This Row],[Retrofit W defined by user (no rebate)]])/1000*IF(Table1323[[#This Row],[Assumed hours from space type]]=\"user defined\",Table1323[[#This Row],[Baseline Operating hours]],Table1323[[#This Row],[Assumed hours from space type]])+Table1323[[#This Row],[Controls Rebate kWh Savings]],Table1323[[#This Row],[Quantity of luminaires]]*(INDEX(Table1[Actual Baseline W],MATCH(Table1323[[#This Row],[Lamp / Luminaire Category]]&Table1323[[#This Row],[Rebate Category]],Table1[PrescribedSource - Rebate ID],0))/1000-Table1323[[#This Row],[LED Luminaire W by rebate]]/1000)*IF(Table1323[[#This Row],[Assumed hours from space type]]=\"user defined\",Table1323[[#This Row],[Baseline Operating hours]],Table1323[[#This Row],[Assumed hours from space type]])+Table1323[[#This Row],[Controls Rebate kWh Savings]]),0)","v":0},{"$f":"IFERROR(IF(Table1323[[#This Row],[Rebate kW Savings]]=0,Table1323[[#This Row],[Demand Savings, kW]],INDEX(Table1[Actual Savings],MATCH(Table1323[[#This Row],[Lamp / Luminaire Category]]&Table1323[[#This Row],[Rebate Category]],Table1[PrescribedSource - Rebate ID],0))*Table1323[[#This Row],[Quantity of luminaires]]/1000),0)","v":""},{"$f":"IFERROR(Table1323[[#This Row],[BC Housing Site kW Savings]]*IF(Table1323[[#This Row],[Assumed hours from space type]]=\"user defined\",Table1323[[#This Row],[Baseline Operating hours]],Table1323[[#This Row],[Assumed hours from space type]])+Table1323[[#This Row],[Controls Rebate kWh Savings]],0)","v":0},{"$f":"IFERROR(IF(Table1323[[#This Row],[Lamp / Luminaire Category]]=\"No eligible rebate\",Table1323[[#This Row],[Lighting Technology]]&\" retrofit with no rebate\",Table1323[[#This Row],[Rebate Category]]),\"\")","v":0},{"$f":"IF(Table1323[[#This Row],[Lamp / Luminaire Category]]=\"No eligible rebate\",1,0)","v":0},{"$f":"IFERROR(IF(IF(Table1323[[#This Row],[Assumed hours from space type]]=\"user defined\",Table1323[[#This Row],[Baseline Operating hours]],Table1323[[#This Row],[Assumed hours from space type]])<3600,0,IF(AND(IF(Table1323[[#This Row],[Assumed hours from space type]]=\"user defined\",Table1323[[#This Row],[Baseline Operating hours]],Table1323[[#This Row],[Assumed hours from space type]])>=3600,OR(Table1323[[#This Row],[Automatic Controls?]]=\"None\",Table1323[[#This Row],[Automatic Controls?]]=\"\")),IF(Table1323[[#This Row],[Lamp / Luminaire Category]]=\"No eligible rebate\",Table1323[[#This Row],[Baseline W defined by user]]-Table1323[[#This Row],[Retrofit W defined by user (no rebate)]],Table1323[[#This Row],[Assumed Baseline W by source]]-Table1323[[#This Row],[LED Luminaire W by rebate]]),IF(AND(IF(Table1323[[#This Row],[Assumed hours from space type]]=\"user defined\",Table1323[[#This Row],[Baseline Operating hours]],Table1323[[#This Row],[Assumed hours from space type]])>=(3600/0.8),OR(Table1323[[#This Row],[Automatic Controls?]]=\"Fixture integrated occupancy sensor\",Table1323[[#This Row],[Automatic Controls?]]=\"Ceiling / wall mounted occupancy sensor\")),IF(Table1323[[#This Row],[Lamp / Luminaire Category]]=\"No eligible rebate\",(Table1323[[#This Row],[Baseline W defined by user]]-Table1323[[#This Row],[Retrofit W defined by user (no rebate)]]),Table1323[[#This Row],[Assumed Baseline W by source]]-Table1323[[#This Row],[LED Luminaire W by rebate]]),IF(AND(IF(Table1323[[#This Row],[Assumed hours from space type]]=\"user defined\",Table1323[[#This Row],[Baseline Operating hours]],Table1323[[#This Row],[Assumed hours from space type]])<(3600/0.8),OR(Table1323[[#This Row],[Automatic Controls?]]=\"Fixture integrated occupancy sensor\",Table1323[[#This Row],[Automatic Controls?]]=\"Ceiling / wall mounted occupancy sensor\")),IF(Table1323[[#This Row],[Lamp / Luminaire Category]]=\"No eligible rebate\",Table1323[[#This Row],[Baseline W defined by user]],Table1323[[#This Row],[Assumed Baseline W by source]])))))*Table1323[[#This Row],[Quantity of luminaires]]/1000,\"\")","v":""},{"$f":"Table1323[[#This Row],[LED lamp/luminaire retrofit part '#]]","v":0},{"$f":"IF(Table1323[[#This Row],[Rebate Unit]]=\"per lamp\",INDEX(Table1[Number of Lamps],MATCH(Table1323[[#This Row],[Lamp / Luminaire Category]]&Table1323[[#This Row],[Rebate Category]],Table1[PrescribedSource - Rebate ID],0)),1)*Table1323[[#This Row],[Quantity of luminaires]]","v":0},{"$f":"IFERROR(IF(Table1323[[#This Row],[Lamp / Luminaire Category]]=\"No eligible rebate\",\"no eligible rebate\",INDEX(Table1[BC Hydro xRM ECM],MATCH(Table1323[[#This Row],[Lamp / Luminaire Category]]&Table1323[[#This Row],[Rebate Category]],Table1[PrescribedSource - Rebate ID],0))),\"\")","v":""}]
[null,{"$f":"IF(Table1323[[#This Row],[Space Type]]=\"\",\"\",\"L-\"&ROW(87:87))","v":""},null,null,null,null,null,null,null,{"$f":"IFERROR(IF(Table1323[[#This Row],[Space Type]]=\"\",\"\",IF(Table1323[[#This Row],[Lamp / Luminaire Category]]=\"No eligible rebate\",\"\",IF(Table1323[[#This Row],[Rebate Category]]=\"\",\"select rebate\",INDEX(Table1[Actual Baseline W],MATCH(Table1323[[#This Row],[Lamp / Luminaire Category]]&Table1323[[#This Row],[Rebate Category]],Table1[PrescribedSource - Rebate ID],0))))),\"\")","v":""},{"$f":"IFERROR(IF(Table1323[[#This Row],[No]]=\"\",\"\",IF(Table1323[[#This Row],[Space Type]]=\"\",\"select Space Type\",IF(Table1323[[#This Row],[Baseline Operating hours]]<>\"\",\"user defined\",INDEX(Table5[Hours],MATCH(Table1323[[#This Row],[Space Type]],Table5[Space Type],0))))),\"\")","v":""},null,{"$f":"IFERROR(INDEX(Table1[Rebate],MATCH(Table1323[[#This Row],[Lamp / Luminaire Category]]&Table1323[[#This Row],[Rebate Category]],Table1[PrescribedSource - Rebate ID],0)),\"\")","v":""},{"$f":"IFERROR(INDEX(Table1[Rebate Unit],MATCH(Table1323[[#This Row],[Lamp / Luminaire Category]]&Table1323[[#This Row],[Rebate Category]],Table1[PrescribedSource - Rebate ID],0)),\"\")","v":""},null,{"$f":"IFERROR(IF(Table1323[[#This Row],[Lamp / Luminaire Category]]=\"No eligible rebate\",\"no rebate\",INDEX(Table1[Retrofit W],MATCH(Table1323[[#This Row],[Lamp / Luminaire Category]]&Table1323[[#This Row],[Rebate Category]],Table1[PrescribedSource - Rebate ID],0))),\"\")","v":""},null,null,null,{"$f":"IFERROR(INDEX(Table1[Rebate],MATCH(Table1323[[#This Row],[Lamp / Luminaire Category]]&Table1323[[#This Row],[Rebate Category]],Table1[PrescribedSource - Rebate ID],0))*Table1323[[#This Row],[Quantity of luminaires]],0)","v":0},{"$f":"IF(OR(Table1323[[#This Row],[Automatic Controls?]]=\"Fixture integrated Occupancy / Daylight Harvesting sensor\",Table1323[[#This Row],[Automatic Controls?]]=\"Ceiling / wall mounted Occupancy / Daylight Harvesting sensor\",Table1323[[#This Row],[Automatic Controls?]]=\"Timer\"),45*Table1323[[#This Row],[Number of occupancy sensors]],\"\")","v":""},{"$f":"IFERROR(IF(Table1323[[#This Row],[Controls Rebate]]=\"\",0,Table1323[[#This Row],[Controls Rebate]])+Table1323[[#This Row],[Lighting Rebate]],\"\")","v":0},{"$f":"IFERROR(INDEX(Table1[Rebate Savings],MATCH(Table1323[[#This Row],[Lamp / Luminaire Category]]&Table1323[[#This Row],[Rebate Category]],Table1[PrescribedSource - Rebate ID],0))*Table1323[[#This Row],[Quantity of luminaires]]/1000,0)","v":0},{"$f":"IFERROR(Table1323[[#This Row],[Rebate kW Savings]]*IF(Table1323[[#This Row],[Assumed hours from space type]]=\"user defined\",Table1323[[#This Row],[Baseline Operating hours]],Table1323[[#This Row],[Assumed hours from space type]]),0)","v":0},{"$f":"IF(OR(Table1323[[#This Row],[Automatic Controls?]]=\"Fixture integrated occupancy sensor\",Table1323[[#This Row],[Automatic Controls?]]=\"Ceiling / wall mounted occupancy sensor\"),Table1323[[#This Row],[Quantity of luminaires]]*IF(Table1323[[#This Row],[Rebate Category]]<>\"\",INDEX(Table1[Retrofit W],MATCH(Table1323[[#This Row],[Rebate Category]],Table1[BC Hydro Rebate Category],0)),Table1323[[#This Row],[Retrofit W defined by user (no rebate)]])/1000*IF(Table1323[[#This Row],[Assumed hours from space type]]=\"user defined\",Table1323[[#This Row],[Baseline Operating hours]],Table1323[[#This Row],[Assumed hours from space type]])*0.2,0)","v":0},{"$f":"Table1323[[#This Row],[Rebate kWh savings]]+Table1323[[#This Row],[Controls Rebate kWh Savings]]","v":0},{"$f":"IFERROR(IF(Table1323[[#This Row],[Quantity of luminaires]]=\"\",\"\",IF(Table1323[[#This Row],[Lamp / Luminaire Category]]=\"No eligible rebate\",(Table1323[[#This Row],[Baseline W defined by user]]-Table1323[[#This Row],[Retrofit W defined by user (no rebate)]])*Table1323[[#This Row],[Quantity of luminaires]]/1000,(Table1323[[#This Row],[Assumed Baseline W by source]]-Table1323[[#This Row],[LED Luminaire W by rebate]])*Table1323[[#This Row],[Quantity of luminaires]]/1000)),0)","v":""},{"$f":"IFERROR(IF(Table1323[[#This Row],[Lamp / Luminaire Category]]=\"No eligible rebate\",Table1323[[#This Row],[Quantity of luminaires]]*(Table1323[[#This Row],[Baseline W defined by user]]-Table1323[[#This Row],[Retrofit W defined by user (no rebate)]])/1000*IF(Table1323[[#This Row],[Assumed hours from space type]]=\"user defined\",Table1323[[#This Row],[Baseline Operating hours]],Table1323[[#This Row],[Assumed hours from space type]])+Table1323[[#This Row],[Controls Rebate kWh Savings]],Table1323[[#This Row],[Quantity of luminaires]]*(INDEX(Table1[Actual Baseline W],MATCH(Table1323[[#This Row],[Lamp / Luminaire Category]]&Table1323[[#This Row],[Rebate Category]],Table1[PrescribedSource - Rebate ID],0))/1000-Table1323[[#This Row],[LED Luminaire W by rebate]]/1000)*IF(Table1323[[#This Row],[Assumed hours from space type]]=\"user defined\",Table1323[[#This Row],[Baseline Operating hours]],Table1323[[#This Row],[Assumed hours from space type]])+Table1323[[#This Row],[Controls Rebate kWh Savings]]),0)","v":0},{"$f":"IFERROR(IF(Table1323[[#This Row],[Rebate kW Savings]]=0,Table1323[[#This Row],[Demand Savings, kW]],INDEX(Table1[Actual Savings],MATCH(Table1323[[#This Row],[Lamp / Luminaire Category]]&Table1323[[#This Row],[Rebate Category]],Table1[PrescribedSource - Rebate ID],0))*Table1323[[#This Row],[Quantity of luminaires]]/1000),0)","v":""},{"$f":"IFERROR(Table1323[[#This Row],[BC Housing Site kW Savings]]*IF(Table1323[[#This Row],[Assumed hours from space type]]=\"user defined\",Table1323[[#This Row],[Baseline Operating hours]],Table1323[[#This Row],[Assumed hours from space type]])+Table1323[[#This Row],[Controls Rebate kWh Savings]],0)","v":0},{"$f":"IFERROR(IF(Table1323[[#This Row],[Lamp / Luminaire Category]]=\"No eligible rebate\",Table1323[[#This Row],[Lighting Technology]]&\" retrofit with no rebate\",Table1323[[#This Row],[Rebate Category]]),\"\")","v":0},{"$f":"IF(Table1323[[#This Row],[Lamp / Luminaire Category]]=\"No eligible rebate\",1,0)","v":0},{"$f":"IFERROR(IF(IF(Table1323[[#This Row],[Assumed hours from space type]]=\"user defined\",Table1323[[#This Row],[Baseline Operating hours]],Table1323[[#This Row],[Assumed hours from space type]])<3600,0,IF(AND(IF(Table1323[[#This Row],[Assumed hours from space type]]=\"user defined\",Table1323[[#This Row],[Baseline Operating hours]],Table1323[[#This Row],[Assumed hours from space type]])>=3600,OR(Table1323[[#This Row],[Automatic Controls?]]=\"None\",Table1323[[#This Row],[Automatic Controls?]]=\"\")),IF(Table1323[[#This Row],[Lamp / Luminaire Category]]=\"No eligible rebate\",Table1323[[#This Row],[Baseline W defined by user]]-Table1323[[#This Row],[Retrofit W defined by user (no rebate)]],Table1323[[#This Row],[Assumed Baseline W by source]]-Table1323[[#This Row],[LED Luminaire W by rebate]]),IF(AND(IF(Table1323[[#This Row],[Assumed hours from space type]]=\"user defined\",Table1323[[#This Row],[Baseline Operating hours]],Table1323[[#This Row],[Assumed hours from space type]])>=(3600/0.8),OR(Table1323[[#This Row],[Automatic Controls?]]=\"Fixture integrated occupancy sensor\",Table1323[[#This Row],[Automatic Controls?]]=\"Ceiling / wall mounted occupancy sensor\")),IF(Table1323[[#This Row],[Lamp / Luminaire Category]]=\"No eligible rebate\",(Table1323[[#This Row],[Baseline W defined by user]]-Table1323[[#This Row],[Retrofit W defined by user (no rebate)]]),Table1323[[#This Row],[Assumed Baseline W by source]]-Table1323[[#This Row],[LED Luminaire W by rebate]]),IF(AND(IF(Table1323[[#This Row],[Assumed hours from space type]]=\"user defined\",Table1323[[#This Row],[Baseline Operating hours]],Table1323[[#This Row],[Assumed hours from space type]])<(3600/0.8),OR(Table1323[[#This Row],[Automatic Controls?]]=\"Fixture integrated occupancy sensor\",Table1323[[#This Row],[Automatic Controls?]]=\"Ceiling / wall mounted occupancy sensor\")),IF(Table1323[[#This Row],[Lamp / Luminaire Category]]=\"No eligible rebate\",Table1323[[#This Row],[Baseline W defined by user]],Table1323[[#This Row],[Assumed Baseline W by source]])))))*Table1323[[#This Row],[Quantity of luminaires]]/1000,\"\")","v":""},{"$f":"Table1323[[#This Row],[LED lamp/luminaire retrofit part '#]]","v":0},{"$f":"IF(Table1323[[#This Row],[Rebate Unit]]=\"per lamp\",INDEX(Table1[Number of Lamps],MATCH(Table1323[[#This Row],[Lamp / Luminaire Category]]&Table1323[[#This Row],[Rebate Category]],Table1[PrescribedSource - Rebate ID],0)),1)*Table1323[[#This Row],[Quantity of luminaires]]","v":0},{"$f":"IFERROR(IF(Table1323[[#This Row],[Lamp / Luminaire Category]]=\"No eligible rebate\",\"no eligible rebate\",INDEX(Table1[BC Hydro xRM ECM],MATCH(Table1323[[#This Row],[Lamp / Luminaire Category]]&Table1323[[#This Row],[Rebate Category]],Table1[PrescribedSource - Rebate ID],0))),\"\")","v":""}]
[null,{"$f":"IF(Table1323[[#This Row],[Space Type]]=\"\",\"\",\"L-\"&ROW(88:88))","v":""},null,null,null,null,null,null,null,{"$f":"IFERROR(IF(Table1323[[#This Row],[Space Type]]=\"\",\"\",IF(Table1323[[#This Row],[Lamp / Luminaire Category]]=\"No eligible rebate\",\"\",IF(Table1323[[#This Row],[Rebate Category]]=\"\",\"select rebate\",INDEX(Table1[Actual Baseline W],MATCH(Table1323[[#This Row],[Lamp / Luminaire Category]]&Table1323[[#This Row],[Rebate Category]],Table1[PrescribedSource - Rebate ID],0))))),\"\")","v":""},{"$f":"IFERROR(IF(Table1323[[#This Row],[No]]=\"\",\"\",IF(Table1323[[#This Row],[Space Type]]=\"\",\"select Space Type\",IF(Table1323[[#This Row],[Baseline Operating hours]]<>\"\",\"user defined\",INDEX(Table5[Hours],MATCH(Table1323[[#This Row],[Space Type]],Table5[Space Type],0))))),\"\")","v":""},null,{"$f":"IFERROR(INDEX(Table1[Rebate],MATCH(Table1323[[#This Row],[Lamp / Luminaire Category]]&Table1323[[#This Row],[Rebate Category]],Table1[PrescribedSource - Rebate ID],0)),\"\")","v":""},{"$f":"IFERROR(INDEX(Table1[Rebate Unit],MATCH(Table1323[[#This Row],[Lamp / Luminaire Category]]&Table1323[[#This Row],[Rebate Category]],Table1[PrescribedSource - Rebate ID],0)),\"\")","v":""},null,{"$f":"IFERROR(IF(Table1323[[#This Row],[Lamp / Luminaire Category]]=\"No eligible rebate\",\"no rebate\",INDEX(Table1[Retrofit W],MATCH(Table1323[[#This Row],[Lamp / Luminaire Category]]&Table1323[[#This Row],[Rebate Category]],Table1[PrescribedSource - Rebate ID],0))),\"\")","v":""},null,null,null,{"$f":"IFERROR(INDEX(Table1[Rebate],MATCH(Table1323[[#This Row],[Lamp / Luminaire Category]]&Table1323[[#This Row],[Rebate Category]],Table1[PrescribedSource - Rebate ID],0))*Table1323[[#This Row],[Quantity of luminaires]],0)","v":0},{"$f":"IF(OR(Table1323[[#This Row],[Automatic Controls?]]=\"Fixture integrated Occupancy / Daylight Harvesting sensor\",Table1323[[#This Row],[Automatic Controls?]]=\"Ceiling / wall mounted Occupancy / Daylight Harvesting sensor\",Table1323[[#This Row],[Automatic Controls?]]=\"Timer\"),45*Table1323[[#This Row],[Number of occupancy sensors]],\"\")","v":""},{"$f":"IFERROR(IF(Table1323[[#This Row],[Controls Rebate]]=\"\",0,Table1323[[#This Row],[Controls Rebate]])+Table1323[[#This Row],[Lighting Rebate]],\"\")","v":0},{"$f":"IFERROR(INDEX(Table1[Rebate Savings],MATCH(Table1323[[#This Row],[Lamp / Luminaire Category]]&Table1323[[#This Row],[Rebate Category]],Table1[PrescribedSource - Rebate ID],0))*Table1323[[#This Row],[Quantity of luminaires]]/1000,0)","v":0},{"$f":"IFERROR(Table1323[[#This Row],[Rebate kW Savings]]*IF(Table1323[[#This Row],[Assumed hours from space type]]=\"user defined\",Table1323[[#This Row],[Baseline Operating hours]],Table1323[[#This Row],[Assumed hours from space type]]),0)","v":0},{"$f":"IF(OR(Table1323[[#This Row],[Automatic Controls?]]=\"Fixture integrated occupancy sensor\",Table1323[[#This Row],[Automatic Controls?]]=\"Ceiling / wall mounted occupancy sensor\"),Table1323[[#This Row],[Quantity of luminaires]]*IF(Table1323[[#This Row],[Rebate Category]]<>\"\",INDEX(Table1[Retrofit W],MATCH(Table1323[[#This Row],[Rebate Category]],Table1[BC Hydro Rebate Category],0)),Table1323[[#This Row],[Retrofit W defined by user (no rebate)]])/1000*IF(Table1323[[#This Row],[Assumed hours from space type]]=\"user defined\",Table1323[[#This Row],[Baseline Operating hours]],Table1323[[#This Row],[Assumed hours from space type]])*0.2,0)","v":0},{"$f":"Table1323[[#This Row],[Rebate kWh savings]]+Table1323[[#This Row],[Controls Rebate kWh Savings]]","v":0},{"$f":"IFERROR(IF(Table1323[[#This Row],[Quantity of luminaires]]=\"\",\"\",IF(Table1323[[#This Row],[Lamp / Luminaire Category]]=\"No eligible rebate\",(Table1323[[#This Row],[Baseline W defined by user]]-Table1323[[#This Row],[Retrofit W defined by user (no rebate)]])*Table1323[[#This Row],[Quantity of luminaires]]/1000,(Table1323[[#This Row],[Assumed Baseline W by source]]-Table1323[[#This Row],[LED Luminaire W by rebate]])*Table1323[[#This Row],[Quantity of luminaires]]/1000)),0)","v":""},{"$f":"IFERROR(IF(Table1323[[#This Row],[Lamp / Luminaire Category]]=\"No eligible rebate\",Table1323[[#This Row],[Quantity of luminaires]]*(Table1323[[#This Row],[Baseline W defined by user]]-Table1323[[#This Row],[Retrofit W defined by user (no rebate)]])/1000*IF(Table1323[[#This Row],[Assumed hours from space type]]=\"user defined\",Table1323[[#This Row],[Baseline Operating hours]],Table1323[[#This Row],[Assumed hours from space type]])+Table1323[[#This Row],[Controls Rebate kWh Savings]],Table1323[[#This Row],[Quantity of luminaires]]*(INDEX(Table1[Actual Baseline W],MATCH(Table1323[[#This Row],[Lamp / Luminaire Category]]&Table1323[[#This Row],[Rebate Category]],Table1[PrescribedSource - Rebate ID],0))/1000-Table1323[[#This Row],[LED Luminaire W by rebate]]/1000)*IF(Table1323[[#This Row],[Assumed hours from space type]]=\"user defined\",Table1323[[#This Row],[Baseline Operating hours]],Table1323[[#This Row],[Assumed hours from space type]])+Table1323[[#This Row],[Controls Rebate kWh Savings]]),0)","v":0},{"$f":"IFERROR(IF(Table1323[[#This Row],[Rebate kW Savings]]=0,Table1323[[#This Row],[Demand Savings, kW]],INDEX(Table1[Actual Savings],MATCH(Table1323[[#This Row],[Lamp / Luminaire Category]]&Table1323[[#This Row],[Rebate Category]],Table1[PrescribedSource - Rebate ID],0))*Table1323[[#This Row],[Quantity of luminaires]]/1000),0)","v":""},{"$f":"IFERROR(Table1323[[#This Row],[BC Housing Site kW Savings]]*IF(Table1323[[#This Row],[Assumed hours from space type]]=\"user defined\",Table1323[[#This Row],[Baseline Operating hours]],Table1323[[#This Row],[Assumed hours from space type]])+Table1323[[#This Row],[Controls Rebate kWh Savings]],0)","v":0},{"$f":"IFERROR(IF(Table1323[[#This Row],[Lamp / Luminaire Category]]=\"No eligible rebate\",Table1323[[#This Row],[Lighting Technology]]&\" retrofit with no rebate\",Table1323[[#This Row],[Rebate Category]]),\"\")","v":0},{"$f":"IF(Table1323[[#This Row],[Lamp / Luminaire Category]]=\"No eligible rebate\",1,0)","v":0},{"$f":"IFERROR(IF(IF(Table1323[[#This Row],[Assumed hours from space type]]=\"user defined\",Table1323[[#This Row],[Baseline Operating hours]],Table1323[[#This Row],[Assumed hours from space type]])<3600,0,IF(AND(IF(Table1323[[#This Row],[Assumed hours from space type]]=\"user defined\",Table1323[[#This Row],[Baseline Operating hours]],Table1323[[#This Row],[Assumed hours from space type]])>=3600,OR(Table1323[[#This Row],[Automatic Controls?]]=\"None\",Table1323[[#This Row],[Automatic Controls?]]=\"\")),IF(Table1323[[#This Row],[Lamp / Luminaire Category]]=\"No eligible rebate\",Table1323[[#This Row],[Baseline W defined by user]]-Table1323[[#This Row],[Retrofit W defined by user (no rebate)]],Table1323[[#This Row],[Assumed Baseline W by source]]-Table1323[[#This Row],[LED Luminaire W by rebate]]),IF(AND(IF(Table1323[[#This Row],[Assumed hours from space type]]=\"user defined\",Table1323[[#This Row],[Baseline Operating hours]],Table1323[[#This Row],[Assumed hours from space type]])>=(3600/0.8),OR(Table1323[[#This Row],[Automatic Controls?]]=\"Fixture integrated occupancy sensor\",Table1323[[#This Row],[Automatic Controls?]]=\"Ceiling / wall mounted occupancy sensor\")),IF(Table1323[[#This Row],[Lamp / Luminaire Category]]=\"No eligible rebate\",(Table1323[[#This Row],[Baseline W defined by user]]-Table1323[[#This Row],[Retrofit W defined by user (no rebate)]]),Table1323[[#This Row],[Assumed Baseline W by source]]-Table1323[[#This Row],[LED Luminaire W by rebate]]),IF(AND(IF(Table1323[[#This Row],[Assumed hours from space type]]=\"user defined\",Table1323[[#This Row],[Baseline Operating hours]],Table1323[[#This Row],[Assumed hours from space type]])<(3600/0.8),OR(Table1323[[#This Row],[Automatic Controls?]]=\"Fixture integrated occupancy sensor\",Table1323[[#This Row],[Automatic Controls?]]=\"Ceiling / wall mounted occupancy sensor\")),IF(Table1323[[#This Row],[Lamp / Luminaire Category]]=\"No eligible rebate\",Table1323[[#This Row],[Baseline W defined by user]],Table1323[[#This Row],[Assumed Baseline W by source]])))))*Table1323[[#This Row],[Quantity of luminaires]]/1000,\"\")","v":""},{"$f":"Table1323[[#This Row],[LED lamp/luminaire retrofit part '#]]","v":0},{"$f":"IF(Table1323[[#This Row],[Rebate Unit]]=\"per lamp\",INDEX(Table1[Number of Lamps],MATCH(Table1323[[#This Row],[Lamp / Luminaire Category]]&Table1323[[#This Row],[Rebate Category]],Table1[PrescribedSource - Rebate ID],0)),1)*Table1323[[#This Row],[Quantity of luminaires]]","v":0},{"$f":"IFERROR(IF(Table1323[[#This Row],[Lamp / Luminaire Category]]=\"No eligible rebate\",\"no eligible rebate\",INDEX(Table1[BC Hydro xRM ECM],MATCH(Table1323[[#This Row],[Lamp / Luminaire Category]]&Table1323[[#This Row],[Rebate Category]],Table1[PrescribedSource - Rebate ID],0))),\"\")","v":""}]
[null,{"$f":"IF(Table1323[[#This Row],[Space Type]]=\"\",\"\",\"L-\"&ROW(89:89))","v":""},null,null,null,null,null,null,null,{"$f":"IFERROR(IF(Table1323[[#This Row],[Space Type]]=\"\",\"\",IF(Table1323[[#This Row],[Lamp / Luminaire Category]]=\"No eligible rebate\",\"\",IF(Table1323[[#This Row],[Rebate Category]]=\"\",\"select rebate\",INDEX(Table1[Actual Baseline W],MATCH(Table1323[[#This Row],[Lamp / Luminaire Category]]&Table1323[[#This Row],[Rebate Category]],Table1[PrescribedSource - Rebate ID],0))))),\"\")","v":""},{"$f":"IFERROR(IF(Table1323[[#This Row],[No]]=\"\",\"\",IF(Table1323[[#This Row],[Space Type]]=\"\",\"select Space Type\",IF(Table1323[[#This Row],[Baseline Operating hours]]<>\"\",\"user defined\",INDEX(Table5[Hours],MATCH(Table1323[[#This Row],[Space Type]],Table5[Space Type],0))))),\"\")","v":""},null,{"$f":"IFERROR(INDEX(Table1[Rebate],MATCH(Table1323[[#This Row],[Lamp / Luminaire Category]]&Table1323[[#This Row],[Rebate Category]],Table1[PrescribedSource - Rebate ID],0)),\"\")","v":""},{"$f":"IFERROR(INDEX(Table1[Rebate Unit],MATCH(Table1323[[#This Row],[Lamp / Luminaire Category]]&Table1323[[#This Row],[Rebate Category]],Table1[PrescribedSource - Rebate ID],0)),\"\")","v":""},null,{"$f":"IFERROR(IF(Table1323[[#This Row],[Lamp / Luminaire Category]]=\"No eligible rebate\",\"no rebate\",INDEX(Table1[Retrofit W],MATCH(Table1323[[#This Row],[Lamp / Luminaire Category]]&Table1323[[#This Row],[Rebate Category]],Table1[PrescribedSource - Rebate ID],0))),\"\")","v":""},null,null,null,{"$f":"IFERROR(INDEX(Table1[Rebate],MATCH(Table1323[[#This Row],[Lamp / Luminaire Category]]&Table1323[[#This Row],[Rebate Category]],Table1[PrescribedSource - Rebate ID],0))*Table1323[[#This Row],[Quantity of luminaires]],0)","v":0},{"$f":"IF(OR(Table1323[[#This Row],[Automatic Controls?]]=\"Fixture integrated Occupancy / Daylight Harvesting sensor\",Table1323[[#This Row],[Automatic Controls?]]=\"Ceiling / wall mounted Occupancy / Daylight Harvesting sensor\",Table1323[[#This Row],[Automatic Controls?]]=\"Timer\"),45*Table1323[[#This Row],[Number of occupancy sensors]],\"\")","v":""},{"$f":"IFERROR(IF(Table1323[[#This Row],[Controls Rebate]]=\"\",0,Table1323[[#This Row],[Controls Rebate]])+Table1323[[#This Row],[Lighting Rebate]],\"\")","v":0},{"$f":"IFERROR(INDEX(Table1[Rebate Savings],MATCH(Table1323[[#This Row],[Lamp / Luminaire Category]]&Table1323[[#This Row],[Rebate Category]],Table1[PrescribedSource - Rebate ID],0))*Table1323[[#This Row],[Quantity of luminaires]]/1000,0)","v":0},{"$f":"IFERROR(Table1323[[#This Row],[Rebate kW Savings]]*IF(Table1323[[#This Row],[Assumed hours from space type]]=\"user defined\",Table1323[[#This Row],[Baseline Operating hours]],Table1323[[#This Row],[Assumed hours from space type]]),0)","v":0},{"$f":"IF(OR(Table1323[[#This Row],[Automatic Controls?]]=\"Fixture integrated occupancy sensor\",Table1323[[#This Row],[Automatic Controls?]]=\"Ceiling / wall mounted occupancy sensor\"),Table1323[[#This Row],[Quantity of luminaires]]*IF(Table1323[[#This Row],[Rebate Category]]<>\"\",INDEX(Table1[Retrofit W],MATCH(Table1323[[#This Row],[Rebate Category]],Table1[BC Hydro Rebate Category],0)),Table1323[[#This Row],[Retrofit W defined by user (no rebate)]])/1000*IF(Table1323[[#This Row],[Assumed hours from space type]]=\"user defined\",Table1323[[#This Row],[Baseline Operating hours]],Table1323[[#This Row],[Assumed hours from space type]])*0.2,0)","v":0},{"$f":"Table1323[[#This Row],[Rebate kWh savings]]+Table1323[[#This Row],[Controls Rebate kWh Savings]]","v":0},{"$f":"IFERROR(IF(Table1323[[#This Row],[Quantity of luminaires]]=\"\",\"\",IF(Table1323[[#This Row],[Lamp / Luminaire Category]]=\"No eligible rebate\",(Table1323[[#This Row],[Baseline W defined by user]]-Table1323[[#This Row],[Retrofit W defined by user (no rebate)]])*Table1323[[#This Row],[Quantity of luminaires]]/1000,(Table1323[[#This Row],[Assumed Baseline W by source]]-Table1323[[#This Row],[LED Luminaire W by rebate]])*Table1323[[#This Row],[Quantity of luminaires]]/1000)),0)","v":""},{"$f":"IFERROR(IF(Table1323[[#This Row],[Lamp / Luminaire Category]]=\"No eligible rebate\",Table1323[[#This Row],[Quantity of luminaires]]*(Table1323[[#This Row],[Baseline W defined by user]]-Table1323[[#This Row],[Retrofit W defined by user (no rebate)]])/1000*IF(Table1323[[#This Row],[Assumed hours from space type]]=\"user defined\",Table1323[[#This Row],[Baseline Operating hours]],Table1323[[#This Row],[Assumed hours from space type]])+Table1323[[#This Row],[Controls Rebate kWh Savings]],Table1323[[#This Row],[Quantity of luminaires]]*(INDEX(Table1[Actual Baseline W],MATCH(Table1323[[#This Row],[Lamp / Luminaire Category]]&Table1323[[#This Row],[Rebate Category]],Table1[PrescribedSource - Rebate ID],0))/1000-Table1323[[#This Row],[LED Luminaire W by rebate]]/1000)*IF(Table1323[[#This Row],[Assumed hours from space type]]=\"user defined\",Table1323[[#This Row],[Baseline Operating hours]],Table1323[[#This Row],[Assumed hours from space type]])+Table1323[[#This Row],[Controls Rebate kWh Savings]]),0)","v":0},{"$f":"IFERROR(IF(Table1323[[#This Row],[Rebate kW Savings]]=0,Table1323[[#This Row],[Demand Savings, kW]],INDEX(Table1[Actual Savings],MATCH(Table1323[[#This Row],[Lamp / Luminaire Category]]&Table1323[[#This Row],[Rebate Category]],Table1[PrescribedSource - Rebate ID],0))*Table1323[[#This Row],[Quantity of luminaires]]/1000),0)","v":""},{"$f":"IFERROR(Table1323[[#This Row],[BC Housing Site kW Savings]]*IF(Table1323[[#This Row],[Assumed hours from space type]]=\"user defined\",Table1323[[#This Row],[Baseline Operating hours]],Table1323[[#This Row],[Assumed hours from space type]])+Table1323[[#This Row],[Controls Rebate kWh Savings]],0)","v":0},{"$f":"IFERROR(IF(Table1323[[#This Row],[Lamp / Luminaire Category]]=\"No eligible rebate\",Table1323[[#This Row],[Lighting Technology]]&\" retrofit with no rebate\",Table1323[[#This Row],[Rebate Category]]),\"\")","v":0},{"$f":"IF(Table1323[[#This Row],[Lamp / Luminaire Category]]=\"No eligible rebate\",1,0)","v":0},{"$f":"IFERROR(IF(IF(Table1323[[#This Row],[Assumed hours from space type]]=\"user defined\",Table1323[[#This Row],[Baseline Operating hours]],Table1323[[#This Row],[Assumed hours from space type]])<3600,0,IF(AND(IF(Table1323[[#This Row],[Assumed hours from space type]]=\"user defined\",Table1323[[#This Row],[Baseline Operating hours]],Table1323[[#This Row],[Assumed hours from space type]])>=3600,OR(Table1323[[#This Row],[Automatic Controls?]]=\"None\",Table1323[[#This Row],[Automatic Controls?]]=\"\")),IF(Table1323[[#This Row],[Lamp / Luminaire Category]]=\"No eligible rebate\",Table1323[[#This Row],[Baseline W defined by user]]-Table1323[[#This Row],[Retrofit W defined by user (no rebate)]],Table1323[[#This Row],[Assumed Baseline W by source]]-Table1323[[#This Row],[LED Luminaire W by rebate]]),IF(AND(IF(Table1323[[#This Row],[Assumed hours from space type]]=\"user defined\",Table1323[[#This Row],[Baseline Operating hours]],Table1323[[#This Row],[Assumed hours from space type]])>=(3600/0.8),OR(Table1323[[#This Row],[Automatic Controls?]]=\"Fixture integrated occupancy sensor\",Table1323[[#This Row],[Automatic Controls?]]=\"Ceiling / wall mounted occupancy sensor\")),IF(Table1323[[#This Row],[Lamp / Luminaire Category]]=\"No eligible rebate\",(Table1323[[#This Row],[Baseline W defined by user]]-Table1323[[#This Row],[Retrofit W defined by user (no rebate)]]),Table1323[[#This Row],[Assumed Baseline W by source]]-Table1323[[#This Row],[LED Luminaire W by rebate]]),IF(AND(IF(Table1323[[#This Row],[Assumed hours from space type]]=\"user defined\",Table1323[[#This Row],[Baseline Operating hours]],Table1323[[#This Row],[Assumed hours from space type]])<(3600/0.8),OR(Table1323[[#This Row],[Automatic Controls?]]=\"Fixture integrated occupancy sensor\",Table1323[[#This Row],[Automatic Controls?]]=\"Ceiling / wall mounted occupancy sensor\")),IF(Table1323[[#This Row],[Lamp / Luminaire Category]]=\"No eligible rebate\",Table1323[[#This Row],[Baseline W defined by user]],Table1323[[#This Row],[Assumed Baseline W by source]])))))*Table1323[[#This Row],[Quantity of luminaires]]/1000,\"\")","v":""},{"$f":"Table1323[[#This Row],[LED lamp/luminaire retrofit part '#]]","v":0},{"$f":"IF(Table1323[[#This Row],[Rebate Unit]]=\"per lamp\",INDEX(Table1[Number of Lamps],MATCH(Table1323[[#This Row],[Lamp / Luminaire Category]]&Table1323[[#This Row],[Rebate Category]],Table1[PrescribedSource - Rebate ID],0)),1)*Table1323[[#This Row],[Quantity of luminaires]]","v":0},{"$f":"IFERROR(IF(Table1323[[#This Row],[Lamp / Luminaire Category]]=\"No eligible rebate\",\"no eligible rebate\",INDEX(Table1[BC Hydro xRM ECM],MATCH(Table1323[[#This Row],[Lamp / Luminaire Category]]&Table1323[[#This Row],[Rebate Category]],Table1[PrescribedSource - Rebate ID],0))),\"\")","v":""}]
[null,{"$f":"IF(Table1323[[#This Row],[Space Type]]=\"\",\"\",\"L-\"&ROW(90:90))","v":""},null,null,null,null,null,null,null,{"$f":"IFERROR(IF(Table1323[[#This Row],[Space Type]]=\"\",\"\",IF(Table1323[[#This Row],[Lamp / Luminaire Category]]=\"No eligible rebate\",\"\",IF(Table1323[[#This Row],[Rebate Category]]=\"\",\"select rebate\",INDEX(Table1[Actual Baseline W],MATCH(Table1323[[#This Row],[Lamp / Luminaire Category]]&Table1323[[#This Row],[Rebate Category]],Table1[PrescribedSource - Rebate ID],0))))),\"\")","v":""},{"$f":"IFERROR(IF(Table1323[[#This Row],[No]]=\"\",\"\",IF(Table1323[[#This Row],[Space Type]]=\"\",\"select Space Type\",IF(Table1323[[#This Row],[Baseline Operating hours]]<>\"\",\"user defined\",INDEX(Table5[Hours],MATCH(Table1323[[#This Row],[Space Type]],Table5[Space Type],0))))),\"\")","v":""},null,{"$f":"IFERROR(INDEX(Table1[Rebate],MATCH(Table1323[[#This Row],[Lamp / Luminaire Category]]&Table1323[[#This Row],[Rebate Category]],Table1[PrescribedSource - Rebate ID],0)),\"\")","v":""},{"$f":"IFERROR(INDEX(Table1[Rebate Unit],MATCH(Table1323[[#This Row],[Lamp / Luminaire Category]]&Table1323[[#This Row],[Rebate Category]],Table1[PrescribedSource - Rebate ID],0)),\"\")","v":""},null,{"$f":"IFERROR(IF(Table1323[[#This Row],[Lamp / Luminaire Category]]=\"No eligible rebate\",\"no rebate\",INDEX(Table1[Retrofit W],MATCH(Table1323[[#This Row],[Lamp / Luminaire Category]]&Table1323[[#This Row],[Rebate Category]],Table1[PrescribedSource - Rebate ID],0))),\"\")","v":""},null,null,null,{"$f":"IFERROR(INDEX(Table1[Rebate],MATCH(Table1323[[#This Row],[Lamp / Luminaire Category]]&Table1323[[#This Row],[Rebate Category]],Table1[PrescribedSource - Rebate ID],0))*Table1323[[#This Row],[Quantity of luminaires]],0)","v":0},{"$f":"IF(OR(Table1323[[#This Row],[Automatic Controls?]]=\"Fixture integrated Occupancy / Daylight Harvesting sensor\",Table1323[[#This Row],[Automatic Controls?]]=\"Ceiling / wall mounted Occupancy / Daylight Harvesting sensor\",Table1323[[#This Row],[Automatic Controls?]]=\"Timer\"),45*Table1323[[#This Row],[Number of occupancy sensors]],\"\")","v":""},{"$f":"IFERROR(IF(Table1323[[#This Row],[Controls Rebate]]=\"\",0,Table1323[[#This Row],[Controls Rebate]])+Table1323[[#This Row],[Lighting Rebate]],\"\")","v":0},{"$f":"IFERROR(INDEX(Table1[Rebate Savings],MATCH(Table1323[[#This Row],[Lamp / Luminaire Category]]&Table1323[[#This Row],[Rebate Category]],Table1[PrescribedSource - Rebate ID],0))*Table1323[[#This Row],[Quantity of luminaires]]/1000,0)","v":0},{"$f":"IFERROR(Table1323[[#This Row],[Rebate kW Savings]]*IF(Table1323[[#This Row],[Assumed hours from space type]]=\"user defined\",Table1323[[#This Row],[Baseline Operating hours]],Table1323[[#This Row],[Assumed hours from space type]]),0)","v":0},{"$f":"IF(OR(Table1323[[#This Row],[Automatic Controls?]]=\"Fixture integrated occupancy sensor\",Table1323[[#This Row],[Automatic Controls?]]=\"Ceiling / wall mounted occupancy sensor\"),Table1323[[#This Row],[Quantity of luminaires]]*IF(Table1323[[#This Row],[Rebate Category]]<>\"\",INDEX(Table1[Retrofit W],MATCH(Table1323[[#This Row],[Rebate Category]],Table1[BC Hydro Rebate Category],0)),Table1323[[#This Row],[Retrofit W defined by user (no rebate)]])/1000*IF(Table1323[[#This Row],[Assumed hours from space type]]=\"user defined\",Table1323[[#This Row],[Baseline Operating hours]],Table1323[[#This Row],[Assumed hours from space type]])*0.2,0)","v":0},{"$f":"Table1323[[#This Row],[Rebate kWh savings]]+Table1323[[#This Row],[Controls Rebate kWh Savings]]","v":0},{"$f":"IFERROR(IF(Table1323[[#This Row],[Quantity of luminaires]]=\"\",\"\",IF(Table1323[[#This Row],[Lamp / Luminaire Category]]=\"No eligible rebate\",(Table1323[[#This Row],[Baseline W defined by user]]-Table1323[[#This Row],[Retrofit W defined by user (no rebate)]])*Table1323[[#This Row],[Quantity of luminaires]]/1000,(Table1323[[#This Row],[Assumed Baseline W by source]]-Table1323[[#This Row],[LED Luminaire W by rebate]])*Table1323[[#This Row],[Quantity of luminaires]]/1000)),0)","v":""},{"$f":"IFERROR(IF(Table1323[[#This Row],[Lamp / Luminaire Category]]=\"No eligible rebate\",Table1323[[#This Row],[Quantity of luminaires]]*(Table1323[[#This Row],[Baseline W defined by user]]-Table1323[[#This Row],[Retrofit W defined by user (no rebate)]])/1000*IF(Table1323[[#This Row],[Assumed hours from space type]]=\"user defined\",Table1323[[#This Row],[Baseline Operating hours]],Table1323[[#This Row],[Assumed hours from space type]])+Table1323[[#This Row],[Controls Rebate kWh Savings]],Table1323[[#This Row],[Quantity of luminaires]]*(INDEX(Table1[Actual Baseline W],MATCH(Table1323[[#This Row],[Lamp / Luminaire Category]]&Table1323[[#This Row],[Rebate Category]],Table1[PrescribedSource - Rebate ID],0))/1000-Table1323[[#This Row],[LED Luminaire W by rebate]]/1000)*IF(Table1323[[#This Row],[Assumed hours from space type]]=\"user defined\",Table1323[[#This Row],[Baseline Operating hours]],Table1323[[#This Row],[Assumed hours from space type]])+Table1323[[#This Row],[Controls Rebate kWh Savings]]),0)","v":0},{"$f":"IFERROR(IF(Table1323[[#This Row],[Rebate kW Savings]]=0,Table1323[[#This Row],[Demand Savings, kW]],INDEX(Table1[Actual Savings],MATCH(Table1323[[#This Row],[Lamp / Luminaire Category]]&Table1323[[#This Row],[Rebate Category]],Table1[PrescribedSource - Rebate ID],0))*Table1323[[#This Row],[Quantity of luminaires]]/1000),0)","v":""},{"$f":"IFERROR(Table1323[[#This Row],[BC Housing Site kW Savings]]*IF(Table1323[[#This Row],[Assumed hours from space type]]=\"user defined\",Table1323[[#This Row],[Baseline Operating hours]],Table1323[[#This Row],[Assumed hours from space type]])+Table1323[[#This Row],[Controls Rebate kWh Savings]],0)","v":0},{"$f":"IFERROR(IF(Table1323[[#This Row],[Lamp / Luminaire Category]]=\"No eligible rebate\",Table1323[[#This Row],[Lighting Technology]]&\" retrofit with no rebate\",Table1323[[#This Row],[Rebate Category]]),\"\")","v":0},{"$f":"IF(Table1323[[#This Row],[Lamp / Luminaire Category]]=\"No eligible rebate\",1,0)","v":0},{"$f":"IFERROR(IF(IF(Table1323[[#This Row],[Assumed hours from space type]]=\"user defined\",Table1323[[#This Row],[Baseline Operating hours]],Table1323[[#This Row],[Assumed hours from space type]])<3600,0,IF(AND(IF(Table1323[[#This Row],[Assumed hours from space type]]=\"user defined\",Table1323[[#This Row],[Baseline Operating hours]],Table1323[[#This Row],[Assumed hours from space type]])>=3600,OR(Table1323[[#This Row],[Automatic Controls?]]=\"None\",Table1323[[#This Row],[Automatic Controls?]]=\"\")),IF(Table1323[[#This Row],[Lamp / Luminaire Category]]=\"No eligible rebate\",Table1323[[#This Row],[Baseline W defined by user]]-Table1323[[#This Row],[Retrofit W defined by user (no rebate)]],Table1323[[#This Row],[Assumed Baseline W by source]]-Table1323[[#This Row],[LED Luminaire W by rebate]]),IF(AND(IF(Table1323[[#This Row],[Assumed hours from space type]]=\"user defined\",Table1323[[#This Row],[Baseline Operating hours]],Table1323[[#This Row],[Assumed hours from space type]])>=(3600/0.8),OR(Table1323[[#This Row],[Automatic Controls?]]=\"Fixture integrated occupancy sensor\",Table1323[[#This Row],[Automatic Controls?]]=\"Ceiling / wall mounted occupancy sensor\")),IF(Table1323[[#This Row],[Lamp / Luminaire Category]]=\"No eligible rebate\",(Table1323[[#This Row],[Baseline W defined by user]]-Table1323[[#This Row],[Retrofit W defined by user (no rebate)]]),Table1323[[#This Row],[Assumed Baseline W by source]]-Table1323[[#This Row],[LED Luminaire W by rebate]]),IF(AND(IF(Table1323[[#This Row],[Assumed hours from space type]]=\"user defined\",Table1323[[#This Row],[Baseline Operating hours]],Table1323[[#This Row],[Assumed hours from space type]])<(3600/0.8),OR(Table1323[[#This Row],[Automatic Controls?]]=\"Fixture integrated occupancy sensor\",Table1323[[#This Row],[Automatic Controls?]]=\"Ceiling / wall mounted occupancy sensor\")),IF(Table1323[[#This Row],[Lamp / Luminaire Category]]=\"No eligible rebate\",Table1323[[#This Row],[Baseline W defined by user]],Table1323[[#This Row],[Assumed Baseline W by source]])))))*Table1323[[#This Row],[Quantity of luminaires]]/1000,\"\")","v":""},{"$f":"Table1323[[#This Row],[LED lamp/luminaire retrofit part '#]]","v":0},{"$f":"IF(Table1323[[#This Row],[Rebate Unit]]=\"per lamp\",INDEX(Table1[Number of Lamps],MATCH(Table1323[[#This Row],[Lamp / Luminaire Category]]&Table1323[[#This Row],[Rebate Category]],Table1[PrescribedSource - Rebate ID],0)),1)*Table1323[[#This Row],[Quantity of luminaires]]","v":0},{"$f":"IFERROR(IF(Table1323[[#This Row],[Lamp / Luminaire Category]]=\"No eligible rebate\",\"no eligible rebate\",INDEX(Table1[BC Hydro xRM ECM],MATCH(Table1323[[#This Row],[Lamp / Luminaire Category]]&Table1323[[#This Row],[Rebate Category]],Table1[PrescribedSource - Rebate ID],0))),\"\")","v":""}]
[null,{"$f":"IF(Table1323[[#This Row],[Space Type]]=\"\",\"\",\"L-\"&ROW(91:91))","v":""},null,null,null,null,null,null,null,{"$f":"IFERROR(IF(Table1323[[#This Row],[Space Type]]=\"\",\"\",IF(Table1323[[#This Row],[Lamp / Luminaire Category]]=\"No eligible rebate\",\"\",IF(Table1323[[#This Row],[Rebate Category]]=\"\",\"select rebate\",INDEX(Table1[Actual Baseline W],MATCH(Table1323[[#This Row],[Lamp / Luminaire Category]]&Table1323[[#This Row],[Rebate Category]],Table1[PrescribedSource - Rebate ID],0))))),\"\")","v":""},{"$f":"IFERROR(IF(Table1323[[#This Row],[No]]=\"\",\"\",IF(Table1323[[#This Row],[Space Type]]=\"\",\"select Space Type\",IF(Table1323[[#This Row],[Baseline Operating hours]]<>\"\",\"user defined\",INDEX(Table5[Hours],MATCH(Table1323[[#This Row],[Space Type]],Table5[Space Type],0))))),\"\")","v":""},null,{"$f":"IFERROR(INDEX(Table1[Rebate],MATCH(Table1323[[#This Row],[Lamp / Luminaire Category]]&Table1323[[#This Row],[Rebate Category]],Table1[PrescribedSource - Rebate ID],0)),\"\")","v":""},{"$f":"IFERROR(INDEX(Table1[Rebate Unit],MATCH(Table1323[[#This Row],[Lamp / Luminaire Category]]&Table1323[[#This Row],[Rebate Category]],Table1[PrescribedSource - Rebate ID],0)),\"\")","v":""},null,{"$f":"IFERROR(IF(Table1323[[#This Row],[Lamp / Luminaire Category]]=\"No eligible rebate\",\"no rebate\",INDEX(Table1[Retrofit W],MATCH(Table1323[[#This Row],[Lamp / Luminaire Category]]&Table1323[[#This Row],[Rebate Category]],Table1[PrescribedSource - Rebate ID],0))),\"\")","v":""},null,null,null,{"$f":"IFERROR(INDEX(Table1[Rebate],MATCH(Table1323[[#This Row],[Lamp / Luminaire Category]]&Table1323[[#This Row],[Rebate Category]],Table1[PrescribedSource - Rebate ID],0))*Table1323[[#This Row],[Quantity of luminaires]],0)","v":0},{"$f":"IF(OR(Table1323[[#This Row],[Automatic Controls?]]=\"Fixture integrated Occupancy / Daylight Harvesting sensor\",Table1323[[#This Row],[Automatic Controls?]]=\"Ceiling / wall mounted Occupancy / Daylight Harvesting sensor\",Table1323[[#This Row],[Automatic Controls?]]=\"Timer\"),45*Table1323[[#This Row],[Number of occupancy sensors]],\"\")","v":""},{"$f":"IFERROR(IF(Table1323[[#This Row],[Controls Rebate]]=\"\",0,Table1323[[#This Row],[Controls Rebate]])+Table1323[[#This Row],[Lighting Rebate]],\"\")","v":0},{"$f":"IFERROR(INDEX(Table1[Rebate Savings],MATCH(Table1323[[#This Row],[Lamp / Luminaire Category]]&Table1323[[#This Row],[Rebate Category]],Table1[PrescribedSource - Rebate ID],0))*Table1323[[#This Row],[Quantity of luminaires]]/1000,0)","v":0},{"$f":"IFERROR(Table1323[[#This Row],[Rebate kW Savings]]*IF(Table1323[[#This Row],[Assumed hours from space type]]=\"user defined\",Table1323[[#This Row],[Baseline Operating hours]],Table1323[[#This Row],[Assumed hours from space type]]),0)","v":0},{"$f":"IF(OR(Table1323[[#This Row],[Automatic Controls?]]=\"Fixture integrated occupancy sensor\",Table1323[[#This Row],[Automatic Controls?]]=\"Ceiling / wall mounted occupancy sensor\"),Table1323[[#This Row],[Quantity of luminaires]]*IF(Table1323[[#This Row],[Rebate Category]]<>\"\",INDEX(Table1[Retrofit W],MATCH(Table1323[[#This Row],[Rebate Category]],Table1[BC Hydro Rebate Category],0)),Table1323[[#This Row],[Retrofit W defined by user (no rebate)]])/1000*IF(Table1323[[#This Row],[Assumed hours from space type]]=\"user defined\",Table1323[[#This Row],[Baseline Operating hours]],Table1323[[#This Row],[Assumed hours from space type]])*0.2,0)","v":0},{"$f":"Table1323[[#This Row],[Rebate kWh savings]]+Table1323[[#This Row],[Controls Rebate kWh Savings]]","v":0},{"$f":"IFERROR(IF(Table1323[[#This Row],[Quantity of luminaires]]=\"\",\"\",IF(Table1323[[#This Row],[Lamp / Luminaire Category]]=\"No eligible rebate\",(Table1323[[#This Row],[Baseline W defined by user]]-Table1323[[#This Row],[Retrofit W defined by user (no rebate)]])*Table1323[[#This Row],[Quantity of luminaires]]/1000,(Table1323[[#This Row],[Assumed Baseline W by source]]-Table1323[[#This Row],[LED Luminaire W by rebate]])*Table1323[[#This Row],[Quantity of luminaires]]/1000)),0)","v":""},{"$f":"IFERROR(IF(Table1323[[#This Row],[Lamp / Luminaire Category]]=\"No eligible rebate\",Table1323[[#This Row],[Quantity of luminaires]]*(Table1323[[#This Row],[Baseline W defined by user]]-Table1323[[#This Row],[Retrofit W defined by user (no rebate)]])/1000*IF(Table1323[[#This Row],[Assumed hours from space type]]=\"user defined\",Table1323[[#This Row],[Baseline Operating hours]],Table1323[[#This Row],[Assumed hours from space type]])+Table1323[[#This Row],[Controls Rebate kWh Savings]],Table1323[[#This Row],[Quantity of luminaires]]*(INDEX(Table1[Actual Baseline W],MATCH(Table1323[[#This Row],[Lamp / Luminaire Category]]&Table1323[[#This Row],[Rebate Category]],Table1[PrescribedSource - Rebate ID],0))/1000-Table1323[[#This Row],[LED Luminaire W by rebate]]/1000)*IF(Table1323[[#This Row],[Assumed hours from space type]]=\"user defined\",Table1323[[#This Row],[Baseline Operating hours]],Table1323[[#This Row],[Assumed hours from space type]])+Table1323[[#This Row],[Controls Rebate kWh Savings]]),0)","v":0},{"$f":"IFERROR(IF(Table1323[[#This Row],[Rebate kW Savings]]=0,Table1323[[#This Row],[Demand Savings, kW]],INDEX(Table1[Actual Savings],MATCH(Table1323[[#This Row],[Lamp / Luminaire Category]]&Table1323[[#This Row],[Rebate Category]],Table1[PrescribedSource - Rebate ID],0))*Table1323[[#This Row],[Quantity of luminaires]]/1000),0)","v":""},{"$f":"IFERROR(Table1323[[#This Row],[BC Housing Site kW Savings]]*IF(Table1323[[#This Row],[Assumed hours from space type]]=\"user defined\",Table1323[[#This Row],[Baseline Operating hours]],Table1323[[#This Row],[Assumed hours from space type]])+Table1323[[#This Row],[Controls Rebate kWh Savings]],0)","v":0},{"$f":"IFERROR(IF(Table1323[[#This Row],[Lamp / Luminaire Category]]=\"No eligible rebate\",Table1323[[#This Row],[Lighting Technology]]&\" retrofit with no rebate\",Table1323[[#This Row],[Rebate Category]]),\"\")","v":0},{"$f":"IF(Table1323[[#This Row],[Lamp / Luminaire Category]]=\"No eligible rebate\",1,0)","v":0},{"$f":"IFERROR(IF(IF(Table1323[[#This Row],[Assumed hours from space type]]=\"user defined\",Table1323[[#This Row],[Baseline Operating hours]],Table1323[[#This Row],[Assumed hours from space type]])<3600,0,IF(AND(IF(Table1323[[#This Row],[Assumed hours from space type]]=\"user defined\",Table1323[[#This Row],[Baseline Operating hours]],Table1323[[#This Row],[Assumed hours from space type]])>=3600,OR(Table1323[[#This Row],[Automatic Controls?]]=\"None\",Table1323[[#This Row],[Automatic Controls?]]=\"\")),IF(Table1323[[#This Row],[Lamp / Luminaire Category]]=\"No eligible rebate\",Table1323[[#This Row],[Baseline W defined by user]]-Table1323[[#This Row],[Retrofit W defined by user (no rebate)]],Table1323[[#This Row],[Assumed Baseline W by source]]-Table1323[[#This Row],[LED Luminaire W by rebate]]),IF(AND(IF(Table1323[[#This Row],[Assumed hours from space type]]=\"user defined\",Table1323[[#This Row],[Baseline Operating hours]],Table1323[[#This Row],[Assumed hours from space type]])>=(3600/0.8),OR(Table1323[[#This Row],[Automatic Controls?]]=\"Fixture integrated occupancy sensor\",Table1323[[#This Row],[Automatic Controls?]]=\"Ceiling / wall mounted occupancy sensor\")),IF(Table1323[[#This Row],[Lamp / Luminaire Category]]=\"No eligible rebate\",(Table1323[[#This Row],[Baseline W defined by user]]-Table1323[[#This Row],[Retrofit W defined by user (no rebate)]]),Table1323[[#This Row],[Assumed Baseline W by source]]-Table1323[[#This Row],[LED Luminaire W by rebate]]),IF(AND(IF(Table1323[[#This Row],[Assumed hours from space type]]=\"user defined\",Table1323[[#This Row],[Baseline Operating hours]],Table1323[[#This Row],[Assumed hours from space type]])<(3600/0.8),OR(Table1323[[#This Row],[Automatic Controls?]]=\"Fixture integrated occupancy sensor\",Table1323[[#This Row],[Automatic Controls?]]=\"Ceiling / wall mounted occupancy sensor\")),IF(Table1323[[#This Row],[Lamp / Luminaire Category]]=\"No eligible rebate\",Table1323[[#This Row],[Baseline W defined by user]],Table1323[[#This Row],[Assumed Baseline W by source]])))))*Table1323[[#This Row],[Quantity of luminaires]]/1000,\"\")","v":""},{"$f":"Table1323[[#This Row],[LED lamp/luminaire retrofit part '#]]","v":0},{"$f":"IF(Table1323[[#This Row],[Rebate Unit]]=\"per lamp\",INDEX(Table1[Number of Lamps],MATCH(Table1323[[#This Row],[Lamp / Luminaire Category]]&Table1323[[#This Row],[Rebate Category]],Table1[PrescribedSource - Rebate ID],0)),1)*Table1323[[#This Row],[Quantity of luminaires]]","v":0},{"$f":"IFERROR(IF(Table1323[[#This Row],[Lamp / Luminaire Category]]=\"No eligible rebate\",\"no eligible rebate\",INDEX(Table1[BC Hydro xRM ECM],MATCH(Table1323[[#This Row],[Lamp / Luminaire Category]]&Table1323[[#This Row],[Rebate Category]],Table1[PrescribedSource - Rebate ID],0))),\"\")","v":""}]
[null,{"$f":"IF(Table1323[[#This Row],[Space Type]]=\"\",\"\",\"L-\"&ROW(92:92))","v":""},null,null,null,null,null,null,null,{"$f":"IFERROR(IF(Table1323[[#This Row],[Space Type]]=\"\",\"\",IF(Table1323[[#This Row],[Lamp / Luminaire Category]]=\"No eligible rebate\",\"\",IF(Table1323[[#This Row],[Rebate Category]]=\"\",\"select rebate\",INDEX(Table1[Actual Baseline W],MATCH(Table1323[[#This Row],[Lamp / Luminaire Category]]&Table1323[[#This Row],[Rebate Category]],Table1[PrescribedSource - Rebate ID],0))))),\"\")","v":""},{"$f":"IFERROR(IF(Table1323[[#This Row],[No]]=\"\",\"\",IF(Table1323[[#This Row],[Space Type]]=\"\",\"select Space Type\",IF(Table1323[[#This Row],[Baseline Operating hours]]<>\"\",\"user defined\",INDEX(Table5[Hours],MATCH(Table1323[[#This Row],[Space Type]],Table5[Space Type],0))))),\"\")","v":""},null,{"$f":"IFERROR(INDEX(Table1[Rebate],MATCH(Table1323[[#This Row],[Lamp / Luminaire Category]]&Table1323[[#This Row],[Rebate Category]],Table1[PrescribedSource - Rebate ID],0)),\"\")","v":""},{"$f":"IFERROR(INDEX(Table1[Rebate Unit],MATCH(Table1323[[#This Row],[Lamp / Luminaire Category]]&Table1323[[#This Row],[Rebate Category]],Table1[PrescribedSource - Rebate ID],0)),\"\")","v":""},null,{"$f":"IFERROR(IF(Table1323[[#This Row],[Lamp / Luminaire Category]]=\"No eligible rebate\",\"no rebate\",INDEX(Table1[Retrofit W],MATCH(Table1323[[#This Row],[Lamp / Luminaire Category]]&Table1323[[#This Row],[Rebate Category]],Table1[PrescribedSource - Rebate ID],0))),\"\")","v":""},null,null,null,{"$f":"IFERROR(INDEX(Table1[Rebate],MATCH(Table1323[[#This Row],[Lamp / Luminaire Category]]&Table1323[[#This Row],[Rebate Category]],Table1[PrescribedSource - Rebate ID],0))*Table1323[[#This Row],[Quantity of luminaires]],0)","v":0},{"$f":"IF(OR(Table1323[[#This Row],[Automatic Controls?]]=\"Fixture integrated Occupancy / Daylight Harvesting sensor\",Table1323[[#This Row],[Automatic Controls?]]=\"Ceiling / wall mounted Occupancy / Daylight Harvesting sensor\",Table1323[[#This Row],[Automatic Controls?]]=\"Timer\"),45*Table1323[[#This Row],[Number of occupancy sensors]],\"\")","v":""},{"$f":"IFERROR(IF(Table1323[[#This Row],[Controls Rebate]]=\"\",0,Table1323[[#This Row],[Controls Rebate]])+Table1323[[#This Row],[Lighting Rebate]],\"\")","v":0},{"$f":"IFERROR(INDEX(Table1[Rebate Savings],MATCH(Table1323[[#This Row],[Lamp / Luminaire Category]]&Table1323[[#This Row],[Rebate Category]],Table1[PrescribedSource - Rebate ID],0))*Table1323[[#This Row],[Quantity of luminaires]]/1000,0)","v":0},{"$f":"IFERROR(Table1323[[#This Row],[Rebate kW Savings]]*IF(Table1323[[#This Row],[Assumed hours from space type]]=\"user defined\",Table1323[[#This Row],[Baseline Operating hours]],Table1323[[#This Row],[Assumed hours from space type]]),0)","v":0},{"$f":"IF(OR(Table1323[[#This Row],[Automatic Controls?]]=\"Fixture integrated occupancy sensor\",Table1323[[#This Row],[Automatic Controls?]]=\"Ceiling / wall mounted occupancy sensor\"),Table1323[[#This Row],[Quantity of luminaires]]*IF(Table1323[[#This Row],[Rebate Category]]<>\"\",INDEX(Table1[Retrofit W],MATCH(Table1323[[#This Row],[Rebate Category]],Table1[BC Hydro Rebate Category],0)),Table1323[[#This Row],[Retrofit W defined by user (no rebate)]])/1000*IF(Table1323[[#This Row],[Assumed hours from space type]]=\"user defined\",Table1323[[#This Row],[Baseline Operating hours]],Table1323[[#This Row],[Assumed hours from space type]])*0.2,0)","v":0},{"$f":"Table1323[[#This Row],[Rebate kWh savings]]+Table1323[[#This Row],[Controls Rebate kWh Savings]]","v":0},{"$f":"IFERROR(IF(Table1323[[#This Row],[Quantity of luminaires]]=\"\",\"\",IF(Table1323[[#This Row],[Lamp / Luminaire Category]]=\"No eligible rebate\",(Table1323[[#This Row],[Baseline W defined by user]]-Table1323[[#This Row],[Retrofit W defined by user (no rebate)]])*Table1323[[#This Row],[Quantity of luminaires]]/1000,(Table1323[[#This Row],[Assumed Baseline W by source]]-Table1323[[#This Row],[LED Luminaire W by rebate]])*Table1323[[#This Row],[Quantity of luminaires]]/1000)),0)","v":""},{"$f":"IFERROR(IF(Table1323[[#This Row],[Lamp / Luminaire Category]]=\"No eligible rebate\",Table1323[[#This Row],[Quantity of luminaires]]*(Table1323[[#This Row],[Baseline W defined by user]]-Table1323[[#This Row],[Retrofit W defined by user (no rebate)]])/1000*IF(Table1323[[#This Row],[Assumed hours from space type]]=\"user defined\",Table1323[[#This Row],[Baseline Operating hours]],Table1323[[#This Row],[Assumed hours from space type]])+Table1323[[#This Row],[Controls Rebate kWh Savings]],Table1323[[#This Row],[Quantity of luminaires]]*(INDEX(Table1[Actual Baseline W],MATCH(Table1323[[#This Row],[Lamp / Luminaire Category]]&Table1323[[#This Row],[Rebate Category]],Table1[PrescribedSource - Rebate ID],0))/1000-Table1323[[#This Row],[LED Luminaire W by rebate]]/1000)*IF(Table1323[[#This Row],[Assumed hours from space type]]=\"user defined\",Table1323[[#This Row],[Baseline Operating hours]],Table1323[[#This Row],[Assumed hours from space type]])+Table1323[[#This Row],[Controls Rebate kWh Savings]]),0)","v":0},{"$f":"IFERROR(IF(Table1323[[#This Row],[Rebate kW Savings]]=0,Table1323[[#This Row],[Demand Savings, kW]],INDEX(Table1[Actual Savings],MATCH(Table1323[[#This Row],[Lamp / Luminaire Category]]&Table1323[[#This Row],[Rebate Category]],Table1[PrescribedSource - Rebate ID],0))*Table1323[[#This Row],[Quantity of luminaires]]/1000),0)","v":""},{"$f":"IFERROR(Table1323[[#This Row],[BC Housing Site kW Savings]]*IF(Table1323[[#This Row],[Assumed hours from space type]]=\"user defined\",Table1323[[#This Row],[Baseline Operating hours]],Table1323[[#This Row],[Assumed hours from space type]])+Table1323[[#This Row],[Controls Rebate kWh Savings]],0)","v":0},{"$f":"IFERROR(IF(Table1323[[#This Row],[Lamp / Luminaire Category]]=\"No eligible rebate\",Table1323[[#This Row],[Lighting Technology]]&\" retrofit with no rebate\",Table1323[[#This Row],[Rebate Category]]),\"\")","v":0},{"$f":"IF(Table1323[[#This Row],[Lamp / Luminaire Category]]=\"No eligible rebate\",1,0)","v":0},{"$f":"IFERROR(IF(IF(Table1323[[#This Row],[Assumed hours from space type]]=\"user defined\",Table1323[[#This Row],[Baseline Operating hours]],Table1323[[#This Row],[Assumed hours from space type]])<3600,0,IF(AND(IF(Table1323[[#This Row],[Assumed hours from space type]]=\"user defined\",Table1323[[#This Row],[Baseline Operating hours]],Table1323[[#This Row],[Assumed hours from space type]])>=3600,OR(Table1323[[#This Row],[Automatic Controls?]]=\"None\",Table1323[[#This Row],[Automatic Controls?]]=\"\")),IF(Table1323[[#This Row],[Lamp / Luminaire Category]]=\"No eligible rebate\",Table1323[[#This Row],[Baseline W defined by user]]-Table1323[[#This Row],[Retrofit W defined by user (no rebate)]],Table1323[[#This Row],[Assumed Baseline W by source]]-Table1323[[#This Row],[LED Luminaire W by rebate]]),IF(AND(IF(Table1323[[#This Row],[Assumed hours from space type]]=\"user defined\",Table1323[[#This Row],[Baseline Operating hours]],Table1323[[#This Row],[Assumed hours from space type]])>=(3600/0.8),OR(Table1323[[#This Row],[Automatic Controls?]]=\"Fixture integrated occupancy sensor\",Table1323[[#This Row],[Automatic Controls?]]=\"Ceiling / wall mounted occupancy sensor\")),IF(Table1323[[#This Row],[Lamp / Luminaire Category]]=\"No eligible rebate\",(Table1323[[#This Row],[Baseline W defined by user]]-Table1323[[#This Row],[Retrofit W defined by user (no rebate)]]),Table1323[[#This Row],[Assumed Baseline W by source]]-Table1323[[#This Row],[LED Luminaire W by rebate]]),IF(AND(IF(Table1323[[#This Row],[Assumed hours from space type]]=\"user defined\",Table1323[[#This Row],[Baseline Operating hours]],Table1323[[#This Row],[Assumed hours from space type]])<(3600/0.8),OR(Table1323[[#This Row],[Automatic Controls?]]=\"Fixture integrated occupancy sensor\",Table1323[[#This Row],[Automatic Controls?]]=\"Ceiling / wall mounted occupancy sensor\")),IF(Table1323[[#This Row],[Lamp / Luminaire Category]]=\"No eligible rebate\",Table1323[[#This Row],[Baseline W defined by user]],Table1323[[#This Row],[Assumed Baseline W by source]])))))*Table1323[[#This Row],[Quantity of luminaires]]/1000,\"\")","v":""},{"$f":"Table1323[[#This Row],[LED lamp/luminaire retrofit part '#]]","v":0},{"$f":"IF(Table1323[[#This Row],[Rebate Unit]]=\"per lamp\",INDEX(Table1[Number of Lamps],MATCH(Table1323[[#This Row],[Lamp / Luminaire Category]]&Table1323[[#This Row],[Rebate Category]],Table1[PrescribedSource - Rebate ID],0)),1)*Table1323[[#This Row],[Quantity of luminaires]]","v":0},{"$f":"IFERROR(IF(Table1323[[#This Row],[Lamp / Luminaire Category]]=\"No eligible rebate\",\"no eligible rebate\",INDEX(Table1[BC Hydro xRM ECM],MATCH(Table1323[[#This Row],[Lamp / Luminaire Category]]&Table1323[[#This Row],[Rebate Category]],Table1[PrescribedSource - Rebate ID],0))),\"\")","v":""}]
[null,{"$f":"IF(Table1323[[#This Row],[Space Type]]=\"\",\"\",\"L-\"&ROW(93:93))","v":""},null,null,null,null,null,null,null,{"$f":"IFERROR(IF(Table1323[[#This Row],[Space Type]]=\"\",\"\",IF(Table1323[[#This Row],[Lamp / Luminaire Category]]=\"No eligible rebate\",\"\",IF(Table1323[[#This Row],[Rebate Category]]=\"\",\"select rebate\",INDEX(Table1[Actual Baseline W],MATCH(Table1323[[#This Row],[Lamp / Luminaire Category]]&Table1323[[#This Row],[Rebate Category]],Table1[PrescribedSource - Rebate ID],0))))),\"\")","v":""},{"$f":"IFERROR(IF(Table1323[[#This Row],[No]]=\"\",\"\",IF(Table1323[[#This Row],[Space Type]]=\"\",\"select Space Type\",IF(Table1323[[#This Row],[Baseline Operating hours]]<>\"\",\"user defined\",INDEX(Table5[Hours],MATCH(Table1323[[#This Row],[Space Type]],Table5[Space Type],0))))),\"\")","v":""},null,{"$f":"IFERROR(INDEX(Table1[Rebate],MATCH(Table1323[[#This Row],[Lamp / Luminaire Category]]&Table1323[[#This Row],[Rebate Category]],Table1[PrescribedSource - Rebate ID],0)),\"\")","v":""},{"$f":"IFERROR(INDEX(Table1[Rebate Unit],MATCH(Table1323[[#This Row],[Lamp / Luminaire Category]]&Table1323[[#This Row],[Rebate Category]],Table1[PrescribedSource - Rebate ID],0)),\"\")","v":""},null,{"$f":"IFERROR(IF(Table1323[[#This Row],[Lamp / Luminaire Category]]=\"No eligible rebate\",\"no rebate\",INDEX(Table1[Retrofit W],MATCH(Table1323[[#This Row],[Lamp / Luminaire Category]]&Table1323[[#This Row],[Rebate Category]],Table1[PrescribedSource - Rebate ID],0))),\"\")","v":""},null,null,null,{"$f":"IFERROR(INDEX(Table1[Rebate],MATCH(Table1323[[#This Row],[Lamp / Luminaire Category]]&Table1323[[#This Row],[Rebate Category]],Table1[PrescribedSource - Rebate ID],0))*Table1323[[#This Row],[Quantity of luminaires]],0)","v":0},{"$f":"IF(OR(Table1323[[#This Row],[Automatic Controls?]]=\"Fixture integrated Occupancy / Daylight Harvesting sensor\",Table1323[[#This Row],[Automatic Controls?]]=\"Ceiling / wall mounted Occupancy / Daylight Harvesting sensor\",Table1323[[#This Row],[Automatic Controls?]]=\"Timer\"),45*Table1323[[#This Row],[Number of occupancy sensors]],\"\")","v":""},{"$f":"IFERROR(IF(Table1323[[#This Row],[Controls Rebate]]=\"\",0,Table1323[[#This Row],[Controls Rebate]])+Table1323[[#This Row],[Lighting Rebate]],\"\")","v":0},{"$f":"IFERROR(INDEX(Table1[Rebate Savings],MATCH(Table1323[[#This Row],[Lamp / Luminaire Category]]&Table1323[[#This Row],[Rebate Category]],Table1[PrescribedSource - Rebate ID],0))*Table1323[[#This Row],[Quantity of luminaires]]/1000,0)","v":0},{"$f":"IFERROR(Table1323[[#This Row],[Rebate kW Savings]]*IF(Table1323[[#This Row],[Assumed hours from space type]]=\"user defined\",Table1323[[#This Row],[Baseline Operating hours]],Table1323[[#This Row],[Assumed hours from space type]]),0)","v":0},{"$f":"IF(OR(Table1323[[#This Row],[Automatic Controls?]]=\"Fixture integrated occupancy sensor\",Table1323[[#This Row],[Automatic Controls?]]=\"Ceiling / wall mounted occupancy sensor\"),Table1323[[#This Row],[Quantity of luminaires]]*IF(Table1323[[#This Row],[Rebate Category]]<>\"\",INDEX(Table1[Retrofit W],MATCH(Table1323[[#This Row],[Rebate Category]],Table1[BC Hydro Rebate Category],0)),Table1323[[#This Row],[Retrofit W defined by user (no rebate)]])/1000*IF(Table1323[[#This Row],[Assumed hours from space type]]=\"user defined\",Table1323[[#This Row],[Baseline Operating hours]],Table1323[[#This Row],[Assumed hours from space type]])*0.2,0)","v":0},{"$f":"Table1323[[#This Row],[Rebate kWh savings]]+Table1323[[#This Row],[Controls Rebate kWh Savings]]","v":0},{"$f":"IFERROR(IF(Table1323[[#This Row],[Quantity of luminaires]]=\"\",\"\",IF(Table1323[[#This Row],[Lamp / Luminaire Category]]=\"No eligible rebate\",(Table1323[[#This Row],[Baseline W defined by user]]-Table1323[[#This Row],[Retrofit W defined by user (no rebate)]])*Table1323[[#This Row],[Quantity of luminaires]]/1000,(Table1323[[#This Row],[Assumed Baseline W by source]]-Table1323[[#This Row],[LED Luminaire W by rebate]])*Table1323[[#This Row],[Quantity of luminaires]]/1000)),0)","v":""},{"$f":"IFERROR(IF(Table1323[[#This Row],[Lamp / Luminaire Category]]=\"No eligible rebate\",Table1323[[#This Row],[Quantity of luminaires]]*(Table1323[[#This Row],[Baseline W defined by user]]-Table1323[[#This Row],[Retrofit W defined by user (no rebate)]])/1000*IF(Table1323[[#This Row],[Assumed hours from space type]]=\"user defined\",Table1323[[#This Row],[Baseline Operating hours]],Table1323[[#This Row],[Assumed hours from space type]])+Table1323[[#This Row],[Controls Rebate kWh Savings]],Table1323[[#This Row],[Quantity of luminaires]]*(INDEX(Table1[Actual Baseline W],MATCH(Table1323[[#This Row],[Lamp / Luminaire Category]]&Table1323[[#This Row],[Rebate Category]],Table1[PrescribedSource - Rebate ID],0))/1000-Table1323[[#This Row],[LED Luminaire W by rebate]]/1000)*IF(Table1323[[#This Row],[Assumed hours from space type]]=\"user defined\",Table1323[[#This Row],[Baseline Operating hours]],Table1323[[#This Row],[Assumed hours from space type]])+Table1323[[#This Row],[Controls Rebate kWh Savings]]),0)","v":0},{"$f":"IFERROR(IF(Table1323[[#This Row],[Rebate kW Savings]]=0,Table1323[[#This Row],[Demand Savings, kW]],INDEX(Table1[Actual Savings],MATCH(Table1323[[#This Row],[Lamp / Luminaire Category]]&Table1323[[#This Row],[Rebate Category]],Table1[PrescribedSource - Rebate ID],0))*Table1323[[#This Row],[Quantity of luminaires]]/1000),0)","v":""},{"$f":"IFERROR(Table1323[[#This Row],[BC Housing Site kW Savings]]*IF(Table1323[[#This Row],[Assumed hours from space type]]=\"user defined\",Table1323[[#This Row],[Baseline Operating hours]],Table1323[[#This Row],[Assumed hours from space type]])+Table1323[[#This Row],[Controls Rebate kWh Savings]],0)","v":0},{"$f":"IFERROR(IF(Table1323[[#This Row],[Lamp / Luminaire Category]]=\"No eligible rebate\",Table1323[[#This Row],[Lighting Technology]]&\" retrofit with no rebate\",Table1323[[#This Row],[Rebate Category]]),\"\")","v":0},{"$f":"IF(Table1323[[#This Row],[Lamp / Luminaire Category]]=\"No eligible rebate\",1,0)","v":0},{"$f":"IFERROR(IF(IF(Table1323[[#This Row],[Assumed hours from space type]]=\"user defined\",Table1323[[#This Row],[Baseline Operating hours]],Table1323[[#This Row],[Assumed hours from space type]])<3600,0,IF(AND(IF(Table1323[[#This Row],[Assumed hours from space type]]=\"user defined\",Table1323[[#This Row],[Baseline Operating hours]],Table1323[[#This Row],[Assumed hours from space type]])>=3600,OR(Table1323[[#This Row],[Automatic Controls?]]=\"None\",Table1323[[#This Row],[Automatic Controls?]]=\"\")),IF(Table1323[[#This Row],[Lamp / Luminaire Category]]=\"No eligible rebate\",Table1323[[#This Row],[Baseline W defined by user]]-Table1323[[#This Row],[Retrofit W defined by user (no rebate)]],Table1323[[#This Row],[Assumed Baseline W by source]]-Table1323[[#This Row],[LED Luminaire W by rebate]]),IF(AND(IF(Table1323[[#This Row],[Assumed hours from space type]]=\"user defined\",Table1323[[#This Row],[Baseline Operating hours]],Table1323[[#This Row],[Assumed hours from space type]])>=(3600/0.8),OR(Table1323[[#This Row],[Automatic Controls?]]=\"Fixture integrated occupancy sensor\",Table1323[[#This Row],[Automatic Controls?]]=\"Ceiling / wall mounted occupancy sensor\")),IF(Table1323[[#This Row],[Lamp / Luminaire Category]]=\"No eligible rebate\",(Table1323[[#This Row],[Baseline W defined by user]]-Table1323[[#This Row],[Retrofit W defined by user (no rebate)]]),Table1323[[#This Row],[Assumed Baseline W by source]]-Table1323[[#This Row],[LED Luminaire W by rebate]]),IF(AND(IF(Table1323[[#This Row],[Assumed hours from space type]]=\"user defined\",Table1323[[#This Row],[Baseline Operating hours]],Table1323[[#This Row],[Assumed hours from space type]])<(3600/0.8),OR(Table1323[[#This Row],[Automatic Controls?]]=\"Fixture integrated occupancy sensor\",Table1323[[#This Row],[Automatic Controls?]]=\"Ceiling / wall mounted occupancy sensor\")),IF(Table1323[[#This Row],[Lamp / Luminaire Category]]=\"No eligible rebate\",Table1323[[#This Row],[Baseline W defined by user]],Table1323[[#This Row],[Assumed Baseline W by source]])))))*Table1323[[#This Row],[Quantity of luminaires]]/1000,\"\")","v":""},{"$f":"Table1323[[#This Row],[LED lamp/luminaire retrofit part '#]]","v":0},{"$f":"IF(Table1323[[#This Row],[Rebate Unit]]=\"per lamp\",INDEX(Table1[Number of Lamps],MATCH(Table1323[[#This Row],[Lamp / Luminaire Category]]&Table1323[[#This Row],[Rebate Category]],Table1[PrescribedSource - Rebate ID],0)),1)*Table1323[[#This Row],[Quantity of luminaires]]","v":0},{"$f":"IFERROR(IF(Table1323[[#This Row],[Lamp / Luminaire Category]]=\"No eligible rebate\",\"no eligible rebate\",INDEX(Table1[BC Hydro xRM ECM],MATCH(Table1323[[#This Row],[Lamp / Luminaire Category]]&Table1323[[#This Row],[Rebate Category]],Table1[PrescribedSource - Rebate ID],0))),\"\")","v":""}]
[null,{"$f":"IF(Table1323[[#This Row],[Space Type]]=\"\",\"\",\"L-\"&ROW(94:94))","v":""},null,null,null,null,null,null,null,{"$f":"IFERROR(IF(Table1323[[#This Row],[Space Type]]=\"\",\"\",IF(Table1323[[#This Row],[Lamp / Luminaire Category]]=\"No eligible rebate\",\"\",IF(Table1323[[#This Row],[Rebate Category]]=\"\",\"select rebate\",INDEX(Table1[Actual Baseline W],MATCH(Table1323[[#This Row],[Lamp / Luminaire Category]]&Table1323[[#This Row],[Rebate Category]],Table1[PrescribedSource - Rebate ID],0))))),\"\")","v":""},{"$f":"IFERROR(IF(Table1323[[#This Row],[No]]=\"\",\"\",IF(Table1323[[#This Row],[Space Type]]=\"\",\"select Space Type\",IF(Table1323[[#This Row],[Baseline Operating hours]]<>\"\",\"user defined\",INDEX(Table5[Hours],MATCH(Table1323[[#This Row],[Space Type]],Table5[Space Type],0))))),\"\")","v":""},null,{"$f":"IFERROR(INDEX(Table1[Rebate],MATCH(Table1323[[#This Row],[Lamp / Luminaire Category]]&Table1323[[#This Row],[Rebate Category]],Table1[PrescribedSource - Rebate ID],0)),\"\")","v":""},{"$f":"IFERROR(INDEX(Table1[Rebate Unit],MATCH(Table1323[[#This Row],[Lamp / Luminaire Category]]&Table1323[[#This Row],[Rebate Category]],Table1[PrescribedSource - Rebate ID],0)),\"\")","v":""},null,{"$f":"IFERROR(IF(Table1323[[#This Row],[Lamp / Luminaire Category]]=\"No eligible rebate\",\"no rebate\",INDEX(Table1[Retrofit W],MATCH(Table1323[[#This Row],[Lamp / Luminaire Category]]&Table1323[[#This Row],[Rebate Category]],Table1[PrescribedSource - Rebate ID],0))),\"\")","v":""},null,null,null,{"$f":"IFERROR(INDEX(Table1[Rebate],MATCH(Table1323[[#This Row],[Lamp / Luminaire Category]]&Table1323[[#This Row],[Rebate Category]],Table1[PrescribedSource - Rebate ID],0))*Table1323[[#This Row],[Quantity of luminaires]],0)","v":0},{"$f":"IF(OR(Table1323[[#This Row],[Automatic Controls?]]=\"Fixture integrated Occupancy / Daylight Harvesting sensor\",Table1323[[#This Row],[Automatic Controls?]]=\"Ceiling / wall mounted Occupancy / Daylight Harvesting sensor\",Table1323[[#This Row],[Automatic Controls?]]=\"Timer\"),45*Table1323[[#This Row],[Number of occupancy sensors]],\"\")","v":""},{"$f":"IFERROR(IF(Table1323[[#This Row],[Controls Rebate]]=\"\",0,Table1323[[#This Row],[Controls Rebate]])+Table1323[[#This Row],[Lighting Rebate]],\"\")","v":0},{"$f":"IFERROR(INDEX(Table1[Rebate Savings],MATCH(Table1323[[#This Row],[Lamp / Luminaire Category]]&Table1323[[#This Row],[Rebate Category]],Table1[PrescribedSource - Rebate ID],0))*Table1323[[#This Row],[Quantity of luminaires]]/1000,0)","v":0},{"$f":"IFERROR(Table1323[[#This Row],[Rebate kW Savings]]*IF(Table1323[[#This Row],[Assumed hours from space type]]=\"user defined\",Table1323[[#This Row],[Baseline Operating hours]],Table1323[[#This Row],[Assumed hours from space type]]),0)","v":0},{"$f":"IF(OR(Table1323[[#This Row],[Automatic Controls?]]=\"Fixture integrated occupancy sensor\",Table1323[[#This Row],[Automatic Controls?]]=\"Ceiling / wall mounted occupancy sensor\"),Table1323[[#This Row],[Quantity of luminaires]]*IF(Table1323[[#This Row],[Rebate Category]]<>\"\",INDEX(Table1[Retrofit W],MATCH(Table1323[[#This Row],[Rebate Category]],Table1[BC Hydro Rebate Category],0)),Table1323[[#This Row],[Retrofit W defined by user (no rebate)]])/1000*IF(Table1323[[#This Row],[Assumed hours from space type]]=\"user defined\",Table1323[[#This Row],[Baseline Operating hours]],Table1323[[#This Row],[Assumed hours from space type]])*0.2,0)","v":0},{"$f":"Table1323[[#This Row],[Rebate kWh savings]]+Table1323[[#This Row],[Controls Rebate kWh Savings]]","v":0},{"$f":"IFERROR(IF(Table1323[[#This Row],[Quantity of luminaires]]=\"\",\"\",IF(Table1323[[#This Row],[Lamp / Luminaire Category]]=\"No eligible rebate\",(Table1323[[#This Row],[Baseline W defined by user]]-Table1323[[#This Row],[Retrofit W defined by user (no rebate)]])*Table1323[[#This Row],[Quantity of luminaires]]/1000,(Table1323[[#This Row],[Assumed Baseline W by source]]-Table1323[[#This Row],[LED Luminaire W by rebate]])*Table1323[[#This Row],[Quantity of luminaires]]/1000)),0)","v":""},{"$f":"IFERROR(IF(Table1323[[#This Row],[Lamp / Luminaire Category]]=\"No eligible rebate\",Table1323[[#This Row],[Quantity of luminaires]]*(Table1323[[#This Row],[Baseline W defined by user]]-Table1323[[#This Row],[Retrofit W defined by user (no rebate)]])/1000*IF(Table1323[[#This Row],[Assumed hours from space type]]=\"user defined\",Table1323[[#This Row],[Baseline Operating hours]],Table1323[[#This Row],[Assumed hours from space type]])+Table1323[[#This Row],[Controls Rebate kWh Savings]],Table1323[[#This Row],[Quantity of luminaires]]*(INDEX(Table1[Actual Baseline W],MATCH(Table1323[[#This Row],[Lamp / Luminaire Category]]&Table1323[[#This Row],[Rebate Category]],Table1[PrescribedSource - Rebate ID],0))/1000-Table1323[[#This Row],[LED Luminaire W by rebate]]/1000)*IF(Table1323[[#This Row],[Assumed hours from space type]]=\"user defined\",Table1323[[#This Row],[Baseline Operating hours]],Table1323[[#This Row],[Assumed hours from space type]])+Table1323[[#This Row],[Controls Rebate kWh Savings]]),0)","v":0},{"$f":"IFERROR(IF(Table1323[[#This Row],[Rebate kW Savings]]=0,Table1323[[#This Row],[Demand Savings, kW]],INDEX(Table1[Actual Savings],MATCH(Table1323[[#This Row],[Lamp / Luminaire Category]]&Table1323[[#This Row],[Rebate Category]],Table1[PrescribedSource - Rebate ID],0))*Table1323[[#This Row],[Quantity of luminaires]]/1000),0)","v":""},{"$f":"IFERROR(Table1323[[#This Row],[BC Housing Site kW Savings]]*IF(Table1323[[#This Row],[Assumed hours from space type]]=\"user defined\",Table1323[[#This Row],[Baseline Operating hours]],Table1323[[#This Row],[Assumed hours from space type]])+Table1323[[#This Row],[Controls Rebate kWh Savings]],0)","v":0},{"$f":"IFERROR(IF(Table1323[[#This Row],[Lamp / Luminaire Category]]=\"No eligible rebate\",Table1323[[#This Row],[Lighting Technology]]&\" retrofit with no rebate\",Table1323[[#This Row],[Rebate Category]]),\"\")","v":0},{"$f":"IF(Table1323[[#This Row],[Lamp / Luminaire Category]]=\"No eligible rebate\",1,0)","v":0},{"$f":"IFERROR(IF(IF(Table1323[[#This Row],[Assumed hours from space type]]=\"user defined\",Table1323[[#This Row],[Baseline Operating hours]],Table1323[[#This Row],[Assumed hours from space type]])<3600,0,IF(AND(IF(Table1323[[#This Row],[Assumed hours from space type]]=\"user defined\",Table1323[[#This Row],[Baseline Operating hours]],Table1323[[#This Row],[Assumed hours from space type]])>=3600,OR(Table1323[[#This Row],[Automatic Controls?]]=\"None\",Table1323[[#This Row],[Automatic Controls?]]=\"\")),IF(Table1323[[#This Row],[Lamp / Luminaire Category]]=\"No eligible rebate\",Table1323[[#This Row],[Baseline W defined by user]]-Table1323[[#This Row],[Retrofit W defined by user (no rebate)]],Table1323[[#This Row],[Assumed Baseline W by source]]-Table1323[[#This Row],[LED Luminaire W by rebate]]),IF(AND(IF(Table1323[[#This Row],[Assumed hours from space type]]=\"user defined\",Table1323[[#This Row],[Baseline Operating hours]],Table1323[[#This Row],[Assumed hours from space type]])>=(3600/0.8),OR(Table1323[[#This Row],[Automatic Controls?]]=\"Fixture integrated occupancy sensor\",Table1323[[#This Row],[Automatic Controls?]]=\"Ceiling / wall mounted occupancy sensor\")),IF(Table1323[[#This Row],[Lamp / Luminaire Category]]=\"No eligible rebate\",(Table1323[[#This Row],[Baseline W defined by user]]-Table1323[[#This Row],[Retrofit W defined by user (no rebate)]]),Table1323[[#This Row],[Assumed Baseline W by source]]-Table1323[[#This Row],[LED Luminaire W by rebate]]),IF(AND(IF(Table1323[[#This Row],[Assumed hours from space type]]=\"user defined\",Table1323[[#This Row],[Baseline Operating hours]],Table1323[[#This Row],[Assumed hours from space type]])<(3600/0.8),OR(Table1323[[#This Row],[Automatic Controls?]]=\"Fixture integrated occupancy sensor\",Table1323[[#This Row],[Automatic Controls?]]=\"Ceiling / wall mounted occupancy sensor\")),IF(Table1323[[#This Row],[Lamp / Luminaire Category]]=\"No eligible rebate\",Table1323[[#This Row],[Baseline W defined by user]],Table1323[[#This Row],[Assumed Baseline W by source]])))))*Table1323[[#This Row],[Quantity of luminaires]]/1000,\"\")","v":""},{"$f":"Table1323[[#This Row],[LED lamp/luminaire retrofit part '#]]","v":0},{"$f":"IF(Table1323[[#This Row],[Rebate Unit]]=\"per lamp\",INDEX(Table1[Number of Lamps],MATCH(Table1323[[#This Row],[Lamp / Luminaire Category]]&Table1323[[#This Row],[Rebate Category]],Table1[PrescribedSource - Rebate ID],0)),1)*Table1323[[#This Row],[Quantity of luminaires]]","v":0},{"$f":"IFERROR(IF(Table1323[[#This Row],[Lamp / Luminaire Category]]=\"No eligible rebate\",\"no eligible rebate\",INDEX(Table1[BC Hydro xRM ECM],MATCH(Table1323[[#This Row],[Lamp / Luminaire Category]]&Table1323[[#This Row],[Rebate Category]],Table1[PrescribedSource - Rebate ID],0))),\"\")","v":""}]
[null,{"$f":"IF(Table1323[[#This Row],[Space Type]]=\"\",\"\",\"L-\"&ROW(95:95))","v":""},null,null,null,null,null,null,null,{"$f":"IFERROR(IF(Table1323[[#This Row],[Space Type]]=\"\",\"\",IF(Table1323[[#This Row],[Lamp / Luminaire Category]]=\"No eligible rebate\",\"\",IF(Table1323[[#This Row],[Rebate Category]]=\"\",\"select rebate\",INDEX(Table1[Actual Baseline W],MATCH(Table1323[[#This Row],[Lamp / Luminaire Category]]&Table1323[[#This Row],[Rebate Category]],Table1[PrescribedSource - Rebate ID],0))))),\"\")","v":""},{"$f":"IFERROR(IF(Table1323[[#This Row],[No]]=\"\",\"\",IF(Table1323[[#This Row],[Space Type]]=\"\",\"select Space Type\",IF(Table1323[[#This Row],[Baseline Operating hours]]<>\"\",\"user defined\",INDEX(Table5[Hours],MATCH(Table1323[[#This Row],[Space Type]],Table5[Space Type],0))))),\"\")","v":""},null,{"$f":"IFERROR(INDEX(Table1[Rebate],MATCH(Table1323[[#This Row],[Lamp / Luminaire Category]]&Table1323[[#This Row],[Rebate Category]],Table1[PrescribedSource - Rebate ID],0)),\"\")","v":""},{"$f":"IFERROR(INDEX(Table1[Rebate Unit],MATCH(Table1323[[#This Row],[Lamp / Luminaire Category]]&Table1323[[#This Row],[Rebate Category]],Table1[PrescribedSource - Rebate ID],0)),\"\")","v":""},null,{"$f":"IFERROR(IF(Table1323[[#This Row],[Lamp / Luminaire Category]]=\"No eligible rebate\",\"no rebate\",INDEX(Table1[Retrofit W],MATCH(Table1323[[#This Row],[Lamp / Luminaire Category]]&Table1323[[#This Row],[Rebate Category]],Table1[PrescribedSource - Rebate ID],0))),\"\")","v":""},null,null,null,{"$f":"IFERROR(INDEX(Table1[Rebate],MATCH(Table1323[[#This Row],[Lamp / Luminaire Category]]&Table1323[[#This Row],[Rebate Category]],Table1[PrescribedSource - Rebate ID],0))*Table1323[[#This Row],[Quantity of luminaires]],0)","v":0},{"$f":"IF(OR(Table1323[[#This Row],[Automatic Controls?]]=\"Fixture integrated Occupancy / Daylight Harvesting sensor\",Table1323[[#This Row],[Automatic Controls?]]=\"Ceiling / wall mounted Occupancy / Daylight Harvesting sensor\",Table1323[[#This Row],[Automatic Controls?]]=\"Timer\"),45*Table1323[[#This Row],[Number of occupancy sensors]],\"\")","v":""},{"$f":"IFERROR(IF(Table1323[[#This Row],[Controls Rebate]]=\"\",0,Table1323[[#This Row],[Controls Rebate]])+Table1323[[#This Row],[Lighting Rebate]],\"\")","v":0},{"$f":"IFERROR(INDEX(Table1[Rebate Savings],MATCH(Table1323[[#This Row],[Lamp / Luminaire Category]]&Table1323[[#This Row],[Rebate Category]],Table1[PrescribedSource - Rebate ID],0))*Table1323[[#This Row],[Quantity of luminaires]]/1000,0)","v":0},{"$f":"IFERROR(Table1323[[#This Row],[Rebate kW Savings]]*IF(Table1323[[#This Row],[Assumed hours from space type]]=\"user defined\",Table1323[[#This Row],[Baseline Operating hours]],Table1323[[#This Row],[Assumed hours from space type]]),0)","v":0},{"$f":"IF(OR(Table1323[[#This Row],[Automatic Controls?]]=\"Fixture integrated occupancy sensor\",Table1323[[#This Row],[Automatic Controls?]]=\"Ceiling / wall mounted occupancy sensor\"),Table1323[[#This Row],[Quantity of luminaires]]*IF(Table1323[[#This Row],[Rebate Category]]<>\"\",INDEX(Table1[Retrofit W],MATCH(Table1323[[#This Row],[Rebate Category]],Table1[BC Hydro Rebate Category],0)),Table1323[[#This Row],[Retrofit W defined by user (no rebate)]])/1000*IF(Table1323[[#This Row],[Assumed hours from space type]]=\"user defined\",Table1323[[#This Row],[Baseline Operating hours]],Table1323[[#This Row],[Assumed hours from space type]])*0.2,0)","v":0},{"$f":"Table1323[[#This Row],[Rebate kWh savings]]+Table1323[[#This Row],[Controls Rebate kWh Savings]]","v":0},{"$f":"IFERROR(IF(Table1323[[#This Row],[Quantity of luminaires]]=\"\",\"\",IF(Table1323[[#This Row],[Lamp / Luminaire Category]]=\"No eligible rebate\",(Table1323[[#This Row],[Baseline W defined by user]]-Table1323[[#This Row],[Retrofit W defined by user (no rebate)]])*Table1323[[#This Row],[Quantity of luminaires]]/1000,(Table1323[[#This Row],[Assumed Baseline W by source]]-Table1323[[#This Row],[LED Luminaire W by rebate]])*Table1323[[#This Row],[Quantity of luminaires]]/1000)),0)","v":""},{"$f":"IFERROR(IF(Table1323[[#This Row],[Lamp / Luminaire Category]]=\"No eligible rebate\",Table1323[[#This Row],[Quantity of luminaires]]*(Table1323[[#This Row],[Baseline W defined by user]]-Table1323[[#This Row],[Retrofit W defined by user (no rebate)]])/1000*IF(Table1323[[#This Row],[Assumed hours from space type]]=\"user defined\",Table1323[[#This Row],[Baseline Operating hours]],Table1323[[#This Row],[Assumed hours from space type]])+Table1323[[#This Row],[Controls Rebate kWh Savings]],Table1323[[#This Row],[Quantity of luminaires]]*(INDEX(Table1[Actual Baseline W],MATCH(Table1323[[#This Row],[Lamp / Luminaire Category]]&Table1323[[#This Row],[Rebate Category]],Table1[PrescribedSource - Rebate ID],0))/1000-Table1323[[#This Row],[LED Luminaire W by rebate]]/1000)*IF(Table1323[[#This Row],[Assumed hours from space type]]=\"user defined\",Table1323[[#This Row],[Baseline Operating hours]],Table1323[[#This Row],[Assumed hours from space type]])+Table1323[[#This Row],[Controls Rebate kWh Savings]]),0)","v":0},{"$f":"IFERROR(IF(Table1323[[#This Row],[Rebate kW Savings]]=0,Table1323[[#This Row],[Demand Savings, kW]],INDEX(Table1[Actual Savings],MATCH(Table1323[[#This Row],[Lamp / Luminaire Category]]&Table1323[[#This Row],[Rebate Category]],Table1[PrescribedSource - Rebate ID],0))*Table1323[[#This Row],[Quantity of luminaires]]/1000),0)","v":""},{"$f":"IFERROR(Table1323[[#This Row],[BC Housing Site kW Savings]]*IF(Table1323[[#This Row],[Assumed hours from space type]]=\"user defined\",Table1323[[#This Row],[Baseline Operating hours]],Table1323[[#This Row],[Assumed hours from space type]])+Table1323[[#This Row],[Controls Rebate kWh Savings]],0)","v":0},{"$f":"IFERROR(IF(Table1323[[#This Row],[Lamp / Luminaire Category]]=\"No eligible rebate\",Table1323[[#This Row],[Lighting Technology]]&\" retrofit with no rebate\",Table1323[[#This Row],[Rebate Category]]),\"\")","v":0},{"$f":"IF(Table1323[[#This Row],[Lamp / Luminaire Category]]=\"No eligible rebate\",1,0)","v":0},{"$f":"IFERROR(IF(IF(Table1323[[#This Row],[Assumed hours from space type]]=\"user defined\",Table1323[[#This Row],[Baseline Operating hours]],Table1323[[#This Row],[Assumed hours from space type]])<3600,0,IF(AND(IF(Table1323[[#This Row],[Assumed hours from space type]]=\"user defined\",Table1323[[#This Row],[Baseline Operating hours]],Table1323[[#This Row],[Assumed hours from space type]])>=3600,OR(Table1323[[#This Row],[Automatic Controls?]]=\"None\",Table1323[[#This Row],[Automatic Controls?]]=\"\")),IF(Table1323[[#This Row],[Lamp / Luminaire Category]]=\"No eligible rebate\",Table1323[[#This Row],[Baseline W defined by user]]-Table1323[[#This Row],[Retrofit W defined by user (no rebate)]],Table1323[[#This Row],[Assumed Baseline W by source]]-Table1323[[#This Row],[LED Luminaire W by rebate]]),IF(AND(IF(Table1323[[#This Row],[Assumed hours from space type]]=\"user defined\",Table1323[[#This Row],[Baseline Operating hours]],Table1323[[#This Row],[Assumed hours from space type]])>=(3600/0.8),OR(Table1323[[#This Row],[Automatic Controls?]]=\"Fixture integrated occupancy sensor\",Table1323[[#This Row],[Automatic Controls?]]=\"Ceiling / wall mounted occupancy sensor\")),IF(Table1323[[#This Row],[Lamp / Luminaire Category]]=\"No eligible rebate\",(Table1323[[#This Row],[Baseline W defined by user]]-Table1323[[#This Row],[Retrofit W defined by user (no rebate)]]),Table1323[[#This Row],[Assumed Baseline W by source]]-Table1323[[#This Row],[LED Luminaire W by rebate]]),IF(AND(IF(Table1323[[#This Row],[Assumed hours from space type]]=\"user defined\",Table1323[[#This Row],[Baseline Operating hours]],Table1323[[#This Row],[Assumed hours from space type]])<(3600/0.8),OR(Table1323[[#This Row],[Automatic Controls?]]=\"Fixture integrated occupancy sensor\",Table1323[[#This Row],[Automatic Controls?]]=\"Ceiling / wall mounted occupancy sensor\")),IF(Table1323[[#This Row],[Lamp / Luminaire Category]]=\"No eligible rebate\",Table1323[[#This Row],[Baseline W defined by user]],Table1323[[#This Row],[Assumed Baseline W by source]])))))*Table1323[[#This Row],[Quantity of luminaires]]/1000,\"\")","v":""},{"$f":"Table1323[[#This Row],[LED lamp/luminaire retrofit part '#]]","v":0},{"$f":"IF(Table1323[[#This Row],[Rebate Unit]]=\"per lamp\",INDEX(Table1[Number of Lamps],MATCH(Table1323[[#This Row],[Lamp / Luminaire Category]]&Table1323[[#This Row],[Rebate Category]],Table1[PrescribedSource - Rebate ID],0)),1)*Table1323[[#This Row],[Quantity of luminaires]]","v":0},{"$f":"IFERROR(IF(Table1323[[#This Row],[Lamp / Luminaire Category]]=\"No eligible rebate\",\"no eligible rebate\",INDEX(Table1[BC Hydro xRM ECM],MATCH(Table1323[[#This Row],[Lamp / Luminaire Category]]&Table1323[[#This Row],[Rebate Category]],Table1[PrescribedSource - Rebate ID],0))),\"\")","v":""}]
[null,{"$f":"IF(Table1323[[#This Row],[Space Type]]=\"\",\"\",\"L-\"&ROW(96:96))","v":""},null,null,null,null,null,null,null,{"$f":"IFERROR(IF(Table1323[[#This Row],[Space Type]]=\"\",\"\",IF(Table1323[[#This Row],[Lamp / Luminaire Category]]=\"No eligible rebate\",\"\",IF(Table1323[[#This Row],[Rebate Category]]=\"\",\"select rebate\",INDEX(Table1[Actual Baseline W],MATCH(Table1323[[#This Row],[Lamp / Luminaire Category]]&Table1323[[#This Row],[Rebate Category]],Table1[PrescribedSource - Rebate ID],0))))),\"\")","v":""},{"$f":"IFERROR(IF(Table1323[[#This Row],[No]]=\"\",\"\",IF(Table1323[[#This Row],[Space Type]]=\"\",\"select Space Type\",IF(Table1323[[#This Row],[Baseline Operating hours]]<>\"\",\"user defined\",INDEX(Table5[Hours],MATCH(Table1323[[#This Row],[Space Type]],Table5[Space Type],0))))),\"\")","v":""},null,{"$f":"IFERROR(INDEX(Table1[Rebate],MATCH(Table1323[[#This Row],[Lamp / Luminaire Category]]&Table1323[[#This Row],[Rebate Category]],Table1[PrescribedSource - Rebate ID],0)),\"\")","v":""},{"$f":"IFERROR(INDEX(Table1[Rebate Unit],MATCH(Table1323[[#This Row],[Lamp / Luminaire Category]]&Table1323[[#This Row],[Rebate Category]],Table1[PrescribedSource - Rebate ID],0)),\"\")","v":""},null,{"$f":"IFERROR(IF(Table1323[[#This Row],[Lamp / Luminaire Category]]=\"No eligible rebate\",\"no rebate\",INDEX(Table1[Retrofit W],MATCH(Table1323[[#This Row],[Lamp / Luminaire Category]]&Table1323[[#This Row],[Rebate Category]],Table1[PrescribedSource - Rebate ID],0))),\"\")","v":""},null,null,null,{"$f":"IFERROR(INDEX(Table1[Rebate],MATCH(Table1323[[#This Row],[Lamp / Luminaire Category]]&Table1323[[#This Row],[Rebate Category]],Table1[PrescribedSource - Rebate ID],0))*Table1323[[#This Row],[Quantity of luminaires]],0)","v":0},{"$f":"IF(OR(Table1323[[#This Row],[Automatic Controls?]]=\"Fixture integrated Occupancy / Daylight Harvesting sensor\",Table1323[[#This Row],[Automatic Controls?]]=\"Ceiling / wall mounted Occupancy / Daylight Harvesting sensor\",Table1323[[#This Row],[Automatic Controls?]]=\"Timer\"),45*Table1323[[#This Row],[Number of occupancy sensors]],\"\")","v":""},{"$f":"IFERROR(IF(Table1323[[#This Row],[Controls Rebate]]=\"\",0,Table1323[[#This Row],[Controls Rebate]])+Table1323[[#This Row],[Lighting Rebate]],\"\")","v":0},{"$f":"IFERROR(INDEX(Table1[Rebate Savings],MATCH(Table1323[[#This Row],[Lamp / Luminaire Category]]&Table1323[[#This Row],[Rebate Category]],Table1[PrescribedSource - Rebate ID],0))*Table1323[[#This Row],[Quantity of luminaires]]/1000,0)","v":0},{"$f":"IFERROR(Table1323[[#This Row],[Rebate kW Savings]]*IF(Table1323[[#This Row],[Assumed hours from space type]]=\"user defined\",Table1323[[#This Row],[Baseline Operating hours]],Table1323[[#This Row],[Assumed hours from space type]]),0)","v":0},{"$f":"IF(OR(Table1323[[#This Row],[Automatic Controls?]]=\"Fixture integrated occupancy sensor\",Table1323[[#This Row],[Automatic Controls?]]=\"Ceiling / wall mounted occupancy sensor\"),Table1323[[#This Row],[Quantity of luminaires]]*IF(Table1323[[#This Row],[Rebate Category]]<>\"\",INDEX(Table1[Retrofit W],MATCH(Table1323[[#This Row],[Rebate Category]],Table1[BC Hydro Rebate Category],0)),Table1323[[#This Row],[Retrofit W defined by user (no rebate)]])/1000*IF(Table1323[[#This Row],[Assumed hours from space type]]=\"user defined\",Table1323[[#This Row],[Baseline Operating hours]],Table1323[[#This Row],[Assumed hours from space type]])*0.2,0)","v":0},{"$f":"Table1323[[#This Row],[Rebate kWh savings]]+Table1323[[#This Row],[Controls Rebate kWh Savings]]","v":0},{"$f":"IFERROR(IF(Table1323[[#This Row],[Quantity of luminaires]]=\"\",\"\",IF(Table1323[[#This Row],[Lamp / Luminaire Category]]=\"No eligible rebate\",(Table1323[[#This Row],[Baseline W defined by user]]-Table1323[[#This Row],[Retrofit W defined by user (no rebate)]])*Table1323[[#This Row],[Quantity of luminaires]]/1000,(Table1323[[#This Row],[Assumed Baseline W by source]]-Table1323[[#This Row],[LED Luminaire W by rebate]])*Table1323[[#This Row],[Quantity of luminaires]]/1000)),0)","v":""},{"$f":"IFERROR(IF(Table1323[[#This Row],[Lamp / Luminaire Category]]=\"No eligible rebate\",Table1323[[#This Row],[Quantity of luminaires]]*(Table1323[[#This Row],[Baseline W defined by user]]-Table1323[[#This Row],[Retrofit W defined by user (no rebate)]])/1000*IF(Table1323[[#This Row],[Assumed hours from space type]]=\"user defined\",Table1323[[#This Row],[Baseline Operating hours]],Table1323[[#This Row],[Assumed hours from space type]])+Table1323[[#This Row],[Controls Rebate kWh Savings]],Table1323[[#This Row],[Quantity of luminaires]]*(INDEX(Table1[Actual Baseline W],MATCH(Table1323[[#This Row],[Lamp / Luminaire Category]]&Table1323[[#This Row],[Rebate Category]],Table1[PrescribedSource - Rebate ID],0))/1000-Table1323[[#This Row],[LED Luminaire W by rebate]]/1000)*IF(Table1323[[#This Row],[Assumed hours from space type]]=\"user defined\",Table1323[[#This Row],[Baseline Operating hours]],Table1323[[#This Row],[Assumed hours from space type]])+Table1323[[#This Row],[Controls Rebate kWh Savings]]),0)","v":0},{"$f":"IFERROR(IF(Table1323[[#This Row],[Rebate kW Savings]]=0,Table1323[[#This Row],[Demand Savings, kW]],INDEX(Table1[Actual Savings],MATCH(Table1323[[#This Row],[Lamp / Luminaire Category]]&Table1323[[#This Row],[Rebate Category]],Table1[PrescribedSource - Rebate ID],0))*Table1323[[#This Row],[Quantity of luminaires]]/1000),0)","v":""},{"$f":"IFERROR(Table1323[[#This Row],[BC Housing Site kW Savings]]*IF(Table1323[[#This Row],[Assumed hours from space type]]=\"user defined\",Table1323[[#This Row],[Baseline Operating hours]],Table1323[[#This Row],[Assumed hours from space type]])+Table1323[[#This Row],[Controls Rebate kWh Savings]],0)","v":0},{"$f":"IFERROR(IF(Table1323[[#This Row],[Lamp / Luminaire Category]]=\"No eligible rebate\",Table1323[[#This Row],[Lighting Technology]]&\" retrofit with no rebate\",Table1323[[#This Row],[Rebate Category]]),\"\")","v":0},{"$f":"IF(Table1323[[#This Row],[Lamp / Luminaire Category]]=\"No eligible rebate\",1,0)","v":0},{"$f":"IFERROR(IF(IF(Table1323[[#This Row],[Assumed hours from space type]]=\"user defined\",Table1323[[#This Row],[Baseline Operating hours]],Table1323[[#This Row],[Assumed hours from space type]])<3600,0,IF(AND(IF(Table1323[[#This Row],[Assumed hours from space type]]=\"user defined\",Table1323[[#This Row],[Baseline Operating hours]],Table1323[[#This Row],[Assumed hours from space type]])>=3600,OR(Table1323[[#This Row],[Automatic Controls?]]=\"None\",Table1323[[#This Row],[Automatic Controls?]]=\"\")),IF(Table1323[[#This Row],[Lamp / Luminaire Category]]=\"No eligible rebate\",Table1323[[#This Row],[Baseline W defined by user]]-Table1323[[#This Row],[Retrofit W defined by user (no rebate)]],Table1323[[#This Row],[Assumed Baseline W by source]]-Table1323[[#This Row],[LED Luminaire W by rebate]]),IF(AND(IF(Table1323[[#This Row],[Assumed hours from space type]]=\"user defined\",Table1323[[#This Row],[Baseline Operating hours]],Table1323[[#This Row],[Assumed hours from space type]])>=(3600/0.8),OR(Table1323[[#This Row],[Automatic Controls?]]=\"Fixture integrated occupancy sensor\",Table1323[[#This Row],[Automatic Controls?]]=\"Ceiling / wall mounted occupancy sensor\")),IF(Table1323[[#This Row],[Lamp / Luminaire Category]]=\"No eligible rebate\",(Table1323[[#This Row],[Baseline W defined by user]]-Table1323[[#This Row],[Retrofit W defined by user (no rebate)]]),Table1323[[#This Row],[Assumed Baseline W by source]]-Table1323[[#This Row],[LED Luminaire W by rebate]]),IF(AND(IF(Table1323[[#This Row],[Assumed hours from space type]]=\"user defined\",Table1323[[#This Row],[Baseline Operating hours]],Table1323[[#This Row],[Assumed hours from space type]])<(3600/0.8),OR(Table1323[[#This Row],[Automatic Controls?]]=\"Fixture integrated occupancy sensor\",Table1323[[#This Row],[Automatic Controls?]]=\"Ceiling / wall mounted occupancy sensor\")),IF(Table1323[[#This Row],[Lamp / Luminaire Category]]=\"No eligible rebate\",Table1323[[#This Row],[Baseline W defined by user]],Table1323[[#This Row],[Assumed Baseline W by source]])))))*Table1323[[#This Row],[Quantity of luminaires]]/1000,\"\")","v":""},{"$f":"Table1323[[#This Row],[LED lamp/luminaire retrofit part '#]]","v":0},{"$f":"IF(Table1323[[#This Row],[Rebate Unit]]=\"per lamp\",INDEX(Table1[Number of Lamps],MATCH(Table1323[[#This Row],[Lamp / Luminaire Category]]&Table1323[[#This Row],[Rebate Category]],Table1[PrescribedSource - Rebate ID],0)),1)*Table1323[[#This Row],[Quantity of luminaires]]","v":0},{"$f":"IFERROR(IF(Table1323[[#This Row],[Lamp / Luminaire Category]]=\"No eligible rebate\",\"no eligible rebate\",INDEX(Table1[BC Hydro xRM ECM],MATCH(Table1323[[#This Row],[Lamp / Luminaire Category]]&Table1323[[#This Row],[Rebate Category]],Table1[PrescribedSource - Rebate ID],0))),\"\")","v":""}]
[null,{"$f":"IF(Table1323[[#This Row],[Space Type]]=\"\",\"\",\"L-\"&ROW(97:97))","v":""},null,null,null,null,null,null,null,{"$f":"IFERROR(IF(Table1323[[#This Row],[Space Type]]=\"\",\"\",IF(Table1323[[#This Row],[Lamp / Luminaire Category]]=\"No eligible rebate\",\"\",IF(Table1323[[#This Row],[Rebate Category]]=\"\",\"select rebate\",INDEX(Table1[Actual Baseline W],MATCH(Table1323[[#This Row],[Lamp / Luminaire Category]]&Table1323[[#This Row],[Rebate Category]],Table1[PrescribedSource - Rebate ID],0))))),\"\")","v":""},{"$f":"IFERROR(IF(Table1323[[#This Row],[No]]=\"\",\"\",IF(Table1323[[#This Row],[Space Type]]=\"\",\"select Space Type\",IF(Table1323[[#This Row],[Baseline Operating hours]]<>\"\",\"user defined\",INDEX(Table5[Hours],MATCH(Table1323[[#This Row],[Space Type]],Table5[Space Type],0))))),\"\")","v":""},null,{"$f":"IFERROR(INDEX(Table1[Rebate],MATCH(Table1323[[#This Row],[Lamp / Luminaire Category]]&Table1323[[#This Row],[Rebate Category]],Table1[PrescribedSource - Rebate ID],0)),\"\")","v":""},{"$f":"IFERROR(INDEX(Table1[Rebate Unit],MATCH(Table1323[[#This Row],[Lamp / Luminaire Category]]&Table1323[[#This Row],[Rebate Category]],Table1[PrescribedSource - Rebate ID],0)),\"\")","v":""},null,{"$f":"IFERROR(IF(Table1323[[#This Row],[Lamp / Luminaire Category]]=\"No eligible rebate\",\"no rebate\",INDEX(Table1[Retrofit W],MATCH(Table1323[[#This Row],[Lamp / Luminaire Category]]&Table1323[[#This Row],[Rebate Category]],Table1[PrescribedSource - Rebate ID],0))),\"\")","v":""},null,null,null,{"$f":"IFERROR(INDEX(Table1[Rebate],MATCH(Table1323[[#This Row],[Lamp / Luminaire Category]]&Table1323[[#This Row],[Rebate Category]],Table1[PrescribedSource - Rebate ID],0))*Table1323[[#This Row],[Quantity of luminaires]],0)","v":0},{"$f":"IF(OR(Table1323[[#This Row],[Automatic Controls?]]=\"Fixture integrated Occupancy / Daylight Harvesting sensor\",Table1323[[#This Row],[Automatic Controls?]]=\"Ceiling / wall mounted Occupancy / Daylight Harvesting sensor\",Table1323[[#This Row],[Automatic Controls?]]=\"Timer\"),45*Table1323[[#This Row],[Number of occupancy sensors]],\"\")","v":""},{"$f":"IFERROR(IF(Table1323[[#This Row],[Controls Rebate]]=\"\",0,Table1323[[#This Row],[Controls Rebate]])+Table1323[[#This Row],[Lighting Rebate]],\"\")","v":0},{"$f":"IFERROR(INDEX(Table1[Rebate Savings],MATCH(Table1323[[#This Row],[Lamp / Luminaire Category]]&Table1323[[#This Row],[Rebate Category]],Table1[PrescribedSource - Rebate ID],0))*Table1323[[#This Row],[Quantity of luminaires]]/1000,0)","v":0},{"$f":"IFERROR(Table1323[[#This Row],[Rebate kW Savings]]*IF(Table1323[[#This Row],[Assumed hours from space type]]=\"user defined\",Table1323[[#This Row],[Baseline Operating hours]],Table1323[[#This Row],[Assumed hours from space type]]),0)","v":0},{"$f":"IF(OR(Table1323[[#This Row],[Automatic Controls?]]=\"Fixture integrated occupancy sensor\",Table1323[[#This Row],[Automatic Controls?]]=\"Ceiling / wall mounted occupancy sensor\"),Table1323[[#This Row],[Quantity of luminaires]]*IF(Table1323[[#This Row],[Rebate Category]]<>\"\",INDEX(Table1[Retrofit W],MATCH(Table1323[[#This Row],[Rebate Category]],Table1[BC Hydro Rebate Category],0)),Table1323[[#This Row],[Retrofit W defined by user (no rebate)]])/1000*IF(Table1323[[#This Row],[Assumed hours from space type]]=\"user defined\",Table1323[[#This Row],[Baseline Operating hours]],Table1323[[#This Row],[Assumed hours from space type]])*0.2,0)","v":0},{"$f":"Table1323[[#This Row],[Rebate kWh savings]]+Table1323[[#This Row],[Controls Rebate kWh Savings]]","v":0},{"$f":"IFERROR(IF(Table1323[[#This Row],[Quantity of luminaires]]=\"\",\"\",IF(Table1323[[#This Row],[Lamp / Luminaire Category]]=\"No eligible rebate\",(Table1323[[#This Row],[Baseline W defined by user]]-Table1323[[#This Row],[Retrofit W defined by user (no rebate)]])*Table1323[[#This Row],[Quantity of luminaires]]/1000,(Table1323[[#This Row],[Assumed Baseline W by source]]-Table1323[[#This Row],[LED Luminaire W by rebate]])*Table1323[[#This Row],[Quantity of luminaires]]/1000)),0)","v":""},{"$f":"IFERROR(IF(Table1323[[#This Row],[Lamp / Luminaire Category]]=\"No eligible rebate\",Table1323[[#This Row],[Quantity of luminaires]]*(Table1323[[#This Row],[Baseline W defined by user]]-Table1323[[#This Row],[Retrofit W defined by user (no rebate)]])/1000*IF(Table1323[[#This Row],[Assumed hours from space type]]=\"user defined\",Table1323[[#This Row],[Baseline Operating hours]],Table1323[[#This Row],[Assumed hours from space type]])+Table1323[[#This Row],[Controls Rebate kWh Savings]],Table1323[[#This Row],[Quantity of luminaires]]*(INDEX(Table1[Actual Baseline W],MATCH(Table1323[[#This Row],[Lamp / Luminaire Category]]&Table1323[[#This Row],[Rebate Category]],Table1[PrescribedSource - Rebate ID],0))/1000-Table1323[[#This Row],[LED Luminaire W by rebate]]/1000)*IF(Table1323[[#This Row],[Assumed hours from space type]]=\"user defined\",Table1323[[#This Row],[Baseline Operating hours]],Table1323[[#This Row],[Assumed hours from space type]])+Table1323[[#This Row],[Controls Rebate kWh Savings]]),0)","v":0},{"$f":"IFERROR(IF(Table1323[[#This Row],[Rebate kW Savings]]=0,Table1323[[#This Row],[Demand Savings, kW]],INDEX(Table1[Actual Savings],MATCH(Table1323[[#This Row],[Lamp / Luminaire Category]]&Table1323[[#This Row],[Rebate Category]],Table1[PrescribedSource - Rebate ID],0))*Table1323[[#This Row],[Quantity of luminaires]]/1000),0)","v":""},{"$f":"IFERROR(Table1323[[#This Row],[BC Housing Site kW Savings]]*IF(Table1323[[#This Row],[Assumed hours from space type]]=\"user defined\",Table1323[[#This Row],[Baseline Operating hours]],Table1323[[#This Row],[Assumed hours from space type]])+Table1323[[#This Row],[Controls Rebate kWh Savings]],0)","v":0},{"$f":"IFERROR(IF(Table1323[[#This Row],[Lamp / Luminaire Category]]=\"No eligible rebate\",Table1323[[#This Row],[Lighting Technology]]&\" retrofit with no rebate\",Table1323[[#This Row],[Rebate Category]]),\"\")","v":0},{"$f":"IF(Table1323[[#This Row],[Lamp / Luminaire Category]]=\"No eligible rebate\",1,0)","v":0},{"$f":"IFERROR(IF(IF(Table1323[[#This Row],[Assumed hours from space type]]=\"user defined\",Table1323[[#This Row],[Baseline Operating hours]],Table1323[[#This Row],[Assumed hours from space type]])<3600,0,IF(AND(IF(Table1323[[#This Row],[Assumed hours from space type]]=\"user defined\",Table1323[[#This Row],[Baseline Operating hours]],Table1323[[#This Row],[Assumed hours from space type]])>=3600,OR(Table1323[[#This Row],[Automatic Controls?]]=\"None\",Table1323[[#This Row],[Automatic Controls?]]=\"\")),IF(Table1323[[#This Row],[Lamp / Luminaire Category]]=\"No eligible rebate\",Table1323[[#This Row],[Baseline W defined by user]]-Table1323[[#This Row],[Retrofit W defined by user (no rebate)]],Table1323[[#This Row],[Assumed Baseline W by source]]-Table1323[[#This Row],[LED Luminaire W by rebate]]),IF(AND(IF(Table1323[[#This Row],[Assumed hours from space type]]=\"user defined\",Table1323[[#This Row],[Baseline Operating hours]],Table1323[[#This Row],[Assumed hours from space type]])>=(3600/0.8),OR(Table1323[[#This Row],[Automatic Controls?]]=\"Fixture integrated occupancy sensor\",Table1323[[#This Row],[Automatic Controls?]]=\"Ceiling / wall mounted occupancy sensor\")),IF(Table1323[[#This Row],[Lamp / Luminaire Category]]=\"No eligible rebate\",(Table1323[[#This Row],[Baseline W defined by user]]-Table1323[[#This Row],[Retrofit W defined by user (no rebate)]]),Table1323[[#This Row],[Assumed Baseline W by source]]-Table1323[[#This Row],[LED Luminaire W by rebate]]),IF(AND(IF(Table1323[[#This Row],[Assumed hours from space type]]=\"user defined\",Table1323[[#This Row],[Baseline Operating hours]],Table1323[[#This Row],[Assumed hours from space type]])<(3600/0.8),OR(Table1323[[#This Row],[Automatic Controls?]]=\"Fixture integrated occupancy sensor\",Table1323[[#This Row],[Automatic Controls?]]=\"Ceiling / wall mounted occupancy sensor\")),IF(Table1323[[#This Row],[Lamp / Luminaire Category]]=\"No eligible rebate\",Table1323[[#This Row],[Baseline W defined by user]],Table1323[[#This Row],[Assumed Baseline W by source]])))))*Table1323[[#This Row],[Quantity of luminaires]]/1000,\"\")","v":""},{"$f":"Table1323[[#This Row],[LED lamp/luminaire retrofit part '#]]","v":0},{"$f":"IF(Table1323[[#This Row],[Rebate Unit]]=\"per lamp\",INDEX(Table1[Number of Lamps],MATCH(Table1323[[#This Row],[Lamp / Luminaire Category]]&Table1323[[#This Row],[Rebate Category]],Table1[PrescribedSource - Rebate ID],0)),1)*Table1323[[#This Row],[Quantity of luminaires]]","v":0},{"$f":"IFERROR(IF(Table1323[[#This Row],[Lamp / Luminaire Category]]=\"No eligible rebate\",\"no eligible rebate\",INDEX(Table1[BC Hydro xRM ECM],MATCH(Table1323[[#This Row],[Lamp / Luminaire Category]]&Table1323[[#This Row],[Rebate Category]],Table1[PrescribedSource - Rebate ID],0))),\"\")","v":""}]
[null,{"$f":"IF(Table1323[[#This Row],[Space Type]]=\"\",\"\",\"L-\"&ROW(98:98))","v":""},null,null,null,null,null,null,null,{"$f":"IFERROR(IF(Table1323[[#This Row],[Space Type]]=\"\",\"\",IF(Table1323[[#This Row],[Lamp / Luminaire Category]]=\"No eligible rebate\",\"\",IF(Table1323[[#This Row],[Rebate Category]]=\"\",\"select rebate\",INDEX(Table1[Actual Baseline W],MATCH(Table1323[[#This Row],[Lamp / Luminaire Category]]&Table1323[[#This Row],[Rebate Category]],Table1[PrescribedSource - Rebate ID],0))))),\"\")","v":""},{"$f":"IFERROR(IF(Table1323[[#This Row],[No]]=\"\",\"\",IF(Table1323[[#This Row],[Space Type]]=\"\",\"select Space Type\",IF(Table1323[[#This Row],[Baseline Operating hours]]<>\"\",\"user defined\",INDEX(Table5[Hours],MATCH(Table1323[[#This Row],[Space Type]],Table5[Space Type],0))))),\"\")","v":""},null,{"$f":"IFERROR(INDEX(Table1[Rebate],MATCH(Table1323[[#This Row],[Lamp / Luminaire Category]]&Table1323[[#This Row],[Rebate Category]],Table1[PrescribedSource - Rebate ID],0)),\"\")","v":""},{"$f":"IFERROR(INDEX(Table1[Rebate Unit],MATCH(Table1323[[#This Row],[Lamp / Luminaire Category]]&Table1323[[#This Row],[Rebate Category]],Table1[PrescribedSource - Rebate ID],0)),\"\")","v":""},null,{"$f":"IFERROR(IF(Table1323[[#This Row],[Lamp / Luminaire Category]]=\"No eligible rebate\",\"no rebate\",INDEX(Table1[Retrofit W],MATCH(Table1323[[#This Row],[Lamp / Luminaire Category]]&Table1323[[#This Row],[Rebate Category]],Table1[PrescribedSource - Rebate ID],0))),\"\")","v":""},null,null,null,{"$f":"IFERROR(INDEX(Table1[Rebate],MATCH(Table1323[[#This Row],[Lamp / Luminaire Category]]&Table1323[[#This Row],[Rebate Category]],Table1[PrescribedSource - Rebate ID],0))*Table1323[[#This Row],[Quantity of luminaires]],0)","v":0},{"$f":"IF(OR(Table1323[[#This Row],[Automatic Controls?]]=\"Fixture integrated Occupancy / Daylight Harvesting sensor\",Table1323[[#This Row],[Automatic Controls?]]=\"Ceiling / wall mounted Occupancy / Daylight Harvesting sensor\",Table1323[[#This Row],[Automatic Controls?]]=\"Timer\"),45*Table1323[[#This Row],[Number of occupancy sensors]],\"\")","v":""},{"$f":"IFERROR(IF(Table1323[[#This Row],[Controls Rebate]]=\"\",0,Table1323[[#This Row],[Controls Rebate]])+Table1323[[#This Row],[Lighting Rebate]],\"\")","v":0},{"$f":"IFERROR(INDEX(Table1[Rebate Savings],MATCH(Table1323[[#This Row],[Lamp / Luminaire Category]]&Table1323[[#This Row],[Rebate Category]],Table1[PrescribedSource - Rebate ID],0))*Table1323[[#This Row],[Quantity of luminaires]]/1000,0)","v":0},{"$f":"IFERROR(Table1323[[#This Row],[Rebate kW Savings]]*IF(Table1323[[#This Row],[Assumed hours from space type]]=\"user defined\",Table1323[[#This Row],[Baseline Operating hours]],Table1323[[#This Row],[Assumed hours from space type]]),0)","v":0},{"$f":"IF(OR(Table1323[[#This Row],[Automatic Controls?]]=\"Fixture integrated occupancy sensor\",Table1323[[#This Row],[Automatic Controls?]]=\"Ceiling / wall mounted occupancy sensor\"),Table1323[[#This Row],[Quantity of luminaires]]*IF(Table1323[[#This Row],[Rebate Category]]<>\"\",INDEX(Table1[Retrofit W],MATCH(Table1323[[#This Row],[Rebate Category]],Table1[BC Hydro Rebate Category],0)),Table1323[[#This Row],[Retrofit W defined by user (no rebate)]])/1000*IF(Table1323[[#This Row],[Assumed hours from space type]]=\"user defined\",Table1323[[#This Row],[Baseline Operating hours]],Table1323[[#This Row],[Assumed hours from space type]])*0.2,0)","v":0},{"$f":"Table1323[[#This Row],[Rebate kWh savings]]+Table1323[[#This Row],[Controls Rebate kWh Savings]]","v":0},{"$f":"IFERROR(IF(Table1323[[#This Row],[Quantity of luminaires]]=\"\",\"\",IF(Table1323[[#This Row],[Lamp / Luminaire Category]]=\"No eligible rebate\",(Table1323[[#This Row],[Baseline W defined by user]]-Table1323[[#This Row],[Retrofit W defined by user (no rebate)]])*Table1323[[#This Row],[Quantity of luminaires]]/1000,(Table1323[[#This Row],[Assumed Baseline W by source]]-Table1323[[#This Row],[LED Luminaire W by rebate]])*Table1323[[#This Row],[Quantity of luminaires]]/1000)),0)","v":""},{"$f":"IFERROR(IF(Table1323[[#This Row],[Lamp / Luminaire Category]]=\"No eligible rebate\",Table1323[[#This Row],[Quantity of luminaires]]*(Table1323[[#This Row],[Baseline W defined by user]]-Table1323[[#This Row],[Retrofit W defined by user (no rebate)]])/1000*IF(Table1323[[#This Row],[Assumed hours from space type]]=\"user defined\",Table1323[[#This Row],[Baseline Operating hours]],Table1323[[#This Row],[Assumed hours from space type]])+Table1323[[#This Row],[Controls Rebate kWh Savings]],Table1323[[#This Row],[Quantity of luminaires]]*(INDEX(Table1[Actual Baseline W],MATCH(Table1323[[#This Row],[Lamp / Luminaire Category]]&Table1323[[#This Row],[Rebate Category]],Table1[PrescribedSource - Rebate ID],0))/1000-Table1323[[#This Row],[LED Luminaire W by rebate]]/1000)*IF(Table1323[[#This Row],[Assumed hours from space type]]=\"user defined\",Table1323[[#This Row],[Baseline Operating hours]],Table1323[[#This Row],[Assumed hours from space type]])+Table1323[[#This Row],[Controls Rebate kWh Savings]]),0)","v":0},{"$f":"IFERROR(IF(Table1323[[#This Row],[Rebate kW Savings]]=0,Table1323[[#This Row],[Demand Savings, kW]],INDEX(Table1[Actual Savings],MATCH(Table1323[[#This Row],[Lamp / Luminaire Category]]&Table1323[[#This Row],[Rebate Category]],Table1[PrescribedSource - Rebate ID],0))*Table1323[[#This Row],[Quantity of luminaires]]/1000),0)","v":""},{"$f":"IFERROR(Table1323[[#This Row],[BC Housing Site kW Savings]]*IF(Table1323[[#This Row],[Assumed hours from space type]]=\"user defined\",Table1323[[#This Row],[Baseline Operating hours]],Table1323[[#This Row],[Assumed hours from space type]])+Table1323[[#This Row],[Controls Rebate kWh Savings]],0)","v":0},{"$f":"IFERROR(IF(Table1323[[#This Row],[Lamp / Luminaire Category]]=\"No eligible rebate\",Table1323[[#This Row],[Lighting Technology]]&\" retrofit with no rebate\",Table1323[[#This Row],[Rebate Category]]),\"\")","v":0},{"$f":"IF(Table1323[[#This Row],[Lamp / Luminaire Category]]=\"No eligible rebate\",1,0)","v":0},{"$f":"IFERROR(IF(IF(Table1323[[#This Row],[Assumed hours from space type]]=\"user defined\",Table1323[[#This Row],[Baseline Operating hours]],Table1323[[#This Row],[Assumed hours from space type]])<3600,0,IF(AND(IF(Table1323[[#This Row],[Assumed hours from space type]]=\"user defined\",Table1323[[#This Row],[Baseline Operating hours]],Table1323[[#This Row],[Assumed hours from space type]])>=3600,OR(Table1323[[#This Row],[Automatic Controls?]]=\"None\",Table1323[[#This Row],[Automatic Controls?]]=\"\")),IF(Table1323[[#This Row],[Lamp / Luminaire Category]]=\"No eligible rebate\",Table1323[[#This Row],[Baseline W defined by user]]-Table1323[[#This Row],[Retrofit W defined by user (no rebate)]],Table1323[[#This Row],[Assumed Baseline W by source]]-Table1323[[#This Row],[LED Luminaire W by rebate]]),IF(AND(IF(Table1323[[#This Row],[Assumed hours from space type]]=\"user defined\",Table1323[[#This Row],[Baseline Operating hours]],Table1323[[#This Row],[Assumed hours from space type]])>=(3600/0.8),OR(Table1323[[#This Row],[Automatic Controls?]]=\"Fixture integrated occupancy sensor\",Table1323[[#This Row],[Automatic Controls?]]=\"Ceiling / wall mounted occupancy sensor\")),IF(Table1323[[#This Row],[Lamp / Luminaire Category]]=\"No eligible rebate\",(Table1323[[#This Row],[Baseline W defined by user]]-Table1323[[#This Row],[Retrofit W defined by user (no rebate)]]),Table1323[[#This Row],[Assumed Baseline W by source]]-Table1323[[#This Row],[LED Luminaire W by rebate]]),IF(AND(IF(Table1323[[#This Row],[Assumed hours from space type]]=\"user defined\",Table1323[[#This Row],[Baseline Operating hours]],Table1323[[#This Row],[Assumed hours from space type]])<(3600/0.8),OR(Table1323[[#This Row],[Automatic Controls?]]=\"Fixture integrated occupancy sensor\",Table1323[[#This Row],[Automatic Controls?]]=\"Ceiling / wall mounted occupancy sensor\")),IF(Table1323[[#This Row],[Lamp / Luminaire Category]]=\"No eligible rebate\",Table1323[[#This Row],[Baseline W defined by user]],Table1323[[#This Row],[Assumed Baseline W by source]])))))*Table1323[[#This Row],[Quantity of luminaires]]/1000,\"\")","v":""},{"$f":"Table1323[[#This Row],[LED lamp/luminaire retrofit part '#]]","v":0},{"$f":"IF(Table1323[[#This Row],[Rebate Unit]]=\"per lamp\",INDEX(Table1[Number of Lamps],MATCH(Table1323[[#This Row],[Lamp / Luminaire Category]]&Table1323[[#This Row],[Rebate Category]],Table1[PrescribedSource - Rebate ID],0)),1)*Table1323[[#This Row],[Quantity of luminaires]]","v":0},{"$f":"IFERROR(IF(Table1323[[#This Row],[Lamp / Luminaire Category]]=\"No eligible rebate\",\"no eligible rebate\",INDEX(Table1[BC Hydro xRM ECM],MATCH(Table1323[[#This Row],[Lamp / Luminaire Category]]&Table1323[[#This Row],[Rebate Category]],Table1[PrescribedSource - Rebate ID],0))),\"\")","v":""}]
[null,{"$f":"IF(Table1323[[#This Row],[Space Type]]=\"\",\"\",\"L-\"&ROW(99:99))","v":""},null,null,null,null,null,null,null,{"$f":"IFERROR(IF(Table1323[[#This Row],[Space Type]]=\"\",\"\",IF(Table1323[[#This Row],[Lamp / Luminaire Category]]=\"No eligible rebate\",\"\",IF(Table1323[[#This Row],[Rebate Category]]=\"\",\"select rebate\",INDEX(Table1[Actual Baseline W],MATCH(Table1323[[#This Row],[Lamp / Luminaire Category]]&Table1323[[#This Row],[Rebate Category]],Table1[PrescribedSource - Rebate ID],0))))),\"\")","v":""},{"$f":"IFERROR(IF(Table1323[[#This Row],[No]]=\"\",\"\",IF(Table1323[[#This Row],[Space Type]]=\"\",\"select Space Type\",IF(Table1323[[#This Row],[Baseline Operating hours]]<>\"\",\"user defined\",INDEX(Table5[Hours],MATCH(Table1323[[#This Row],[Space Type]],Table5[Space Type],0))))),\"\")","v":""},null,{"$f":"IFERROR(INDEX(Table1[Rebate],MATCH(Table1323[[#This Row],[Lamp / Luminaire Category]]&Table1323[[#This Row],[Rebate Category]],Table1[PrescribedSource - Rebate ID],0)),\"\")","v":""},{"$f":"IFERROR(INDEX(Table1[Rebate Unit],MATCH(Table1323[[#This Row],[Lamp / Luminaire Category]]&Table1323[[#This Row],[Rebate Category]],Table1[PrescribedSource - Rebate ID],0)),\"\")","v":""},null,{"$f":"IFERROR(IF(Table1323[[#This Row],[Lamp / Luminaire Category]]=\"No eligible rebate\",\"no rebate\",INDEX(Table1[Retrofit W],MATCH(Table1323[[#This Row],[Lamp / Luminaire Category]]&Table1323[[#This Row],[Rebate Category]],Table1[PrescribedSource - Rebate ID],0))),\"\")","v":""},null,null,null,{"$f":"IFERROR(INDEX(Table1[Rebate],MATCH(Table1323[[#This Row],[Lamp / Luminaire Category]]&Table1323[[#This Row],[Rebate Category]],Table1[PrescribedSource - Rebate ID],0))*Table1323[[#This Row],[Quantity of luminaires]],0)","v":0},{"$f":"IF(OR(Table1323[[#This Row],[Automatic Controls?]]=\"Fixture integrated Occupancy / Daylight Harvesting sensor\",Table1323[[#This Row],[Automatic Controls?]]=\"Ceiling / wall mounted Occupancy / Daylight Harvesting sensor\",Table1323[[#This Row],[Automatic Controls?]]=\"Timer\"),45*Table1323[[#This Row],[Number of occupancy sensors]],\"\")","v":""},{"$f":"IFERROR(IF(Table1323[[#This Row],[Controls Rebate]]=\"\",0,Table1323[[#This Row],[Controls Rebate]])+Table1323[[#This Row],[Lighting Rebate]],\"\")","v":0},{"$f":"IFERROR(INDEX(Table1[Rebate Savings],MATCH(Table1323[[#This Row],[Lamp / Luminaire Category]]&Table1323[[#This Row],[Rebate Category]],Table1[PrescribedSource - Rebate ID],0))*Table1323[[#This Row],[Quantity of luminaires]]/1000,0)","v":0},{"$f":"IFERROR(Table1323[[#This Row],[Rebate kW Savings]]*IF(Table1323[[#This Row],[Assumed hours from space type]]=\"user defined\",Table1323[[#This Row],[Baseline Operating hours]],Table1323[[#This Row],[Assumed hours from space type]]),0)","v":0},{"$f":"IF(OR(Table1323[[#This Row],[Automatic Controls?]]=\"Fixture integrated occupancy sensor\",Table1323[[#This Row],[Automatic Controls?]]=\"Ceiling / wall mounted occupancy sensor\"),Table1323[[#This Row],[Quantity of luminaires]]*IF(Table1323[[#This Row],[Rebate Category]]<>\"\",INDEX(Table1[Retrofit W],MATCH(Table1323[[#This Row],[Rebate Category]],Table1[BC Hydro Rebate Category],0)),Table1323[[#This Row],[Retrofit W defined by user (no rebate)]])/1000*IF(Table1323[[#This Row],[Assumed hours from space type]]=\"user defined\",Table1323[[#This Row],[Baseline Operating hours]],Table1323[[#This Row],[Assumed hours from space type]])*0.2,0)","v":0},{"$f":"Table1323[[#This Row],[Rebate kWh savings]]+Table1323[[#This Row],[Controls Rebate kWh Savings]]","v":0},{"$f":"IFERROR(IF(Table1323[[#This Row],[Quantity of luminaires]]=\"\",\"\",IF(Table1323[[#This Row],[Lamp / Luminaire Category]]=\"No eligible rebate\",(Table1323[[#This Row],[Baseline W defined by user]]-Table1323[[#This Row],[Retrofit W defined by user (no rebate)]])*Table1323[[#This Row],[Quantity of luminaires]]/1000,(Table1323[[#This Row],[Assumed Baseline W by source]]-Table1323[[#This Row],[LED Luminaire W by rebate]])*Table1323[[#This Row],[Quantity of luminaires]]/1000)),0)","v":""},{"$f":"IFERROR(IF(Table1323[[#This Row],[Lamp / Luminaire Category]]=\"No eligible rebate\",Table1323[[#This Row],[Quantity of luminaires]]*(Table1323[[#This Row],[Baseline W defined by user]]-Table1323[[#This Row],[Retrofit W defined by user (no rebate)]])/1000*IF(Table1323[[#This Row],[Assumed hours from space type]]=\"user defined\",Table1323[[#This Row],[Baseline Operating hours]],Table1323[[#This Row],[Assumed hours from space type]])+Table1323[[#This Row],[Controls Rebate kWh Savings]],Table1323[[#This Row],[Quantity of luminaires]]*(INDEX(Table1[Actual Baseline W],MATCH(Table1323[[#This Row],[Lamp / Luminaire Category]]&Table1323[[#This Row],[Rebate Category]],Table1[PrescribedSource - Rebate ID],0))/1000-Table1323[[#This Row],[LED Luminaire W by rebate]]/1000)*IF(Table1323[[#This Row],[Assumed hours from space type]]=\"user defined\",Table1323[[#This Row],[Baseline Operating hours]],Table1323[[#This Row],[Assumed hours from space type]])+Table1323[[#This Row],[Controls Rebate kWh Savings]]),0)","v":0},{"$f":"IFERROR(IF(Table1323[[#This Row],[Rebate kW Savings]]=0,Table1323[[#This Row],[Demand Savings, kW]],INDEX(Table1[Actual Savings],MATCH(Table1323[[#This Row],[Lamp / Luminaire Category]]&Table1323[[#This Row],[Rebate Category]],Table1[PrescribedSource - Rebate ID],0))*Table1323[[#This Row],[Quantity of luminaires]]/1000),0)","v":""},{"$f":"IFERROR(Table1323[[#This Row],[BC Housing Site kW Savings]]*IF(Table1323[[#This Row],[Assumed hours from space type]]=\"user defined\",Table1323[[#This Row],[Baseline Operating hours]],Table1323[[#This Row],[Assumed hours from space type]])+Table1323[[#This Row],[Controls Rebate kWh Savings]],0)","v":0},{"$f":"IFERROR(IF(Table1323[[#This Row],[Lamp / Luminaire Category]]=\"No eligible rebate\",Table1323[[#This Row],[Lighting Technology]]&\" retrofit with no rebate\",Table1323[[#This Row],[Rebate Category]]),\"\")","v":0},{"$f":"IF(Table1323[[#This Row],[Lamp / Luminaire Category]]=\"No eligible rebate\",1,0)","v":0},{"$f":"IFERROR(IF(IF(Table1323[[#This Row],[Assumed hours from space type]]=\"user defined\",Table1323[[#This Row],[Baseline Operating hours]],Table1323[[#This Row],[Assumed hours from space type]])<3600,0,IF(AND(IF(Table1323[[#This Row],[Assumed hours from space type]]=\"user defined\",Table1323[[#This Row],[Baseline Operating hours]],Table1323[[#This Row],[Assumed hours from space type]])>=3600,OR(Table1323[[#This Row],[Automatic Controls?]]=\"None\",Table1323[[#This Row],[Automatic Controls?]]=\"\")),IF(Table1323[[#This Row],[Lamp / Luminaire Category]]=\"No eligible rebate\",Table1323[[#This Row],[Baseline W defined by user]]-Table1323[[#This Row],[Retrofit W defined by user (no rebate)]],Table1323[[#This Row],[Assumed Baseline W by source]]-Table1323[[#This Row],[LED Luminaire W by rebate]]),IF(AND(IF(Table1323[[#This Row],[Assumed hours from space type]]=\"user defined\",Table1323[[#This Row],[Baseline Operating hours]],Table1323[[#This Row],[Assumed hours from space type]])>=(3600/0.8),OR(Table1323[[#This Row],[Automatic Controls?]]=\"Fixture integrated occupancy sensor\",Table1323[[#This Row],[Automatic Controls?]]=\"Ceiling / wall mounted occupancy sensor\")),IF(Table1323[[#This Row],[Lamp / Luminaire Category]]=\"No eligible rebate\",(Table1323[[#This Row],[Baseline W defined by user]]-Table1323[[#This Row],[Retrofit W defined by user (no rebate)]]),Table1323[[#This Row],[Assumed Baseline W by source]]-Table1323[[#This Row],[LED Luminaire W by rebate]]),IF(AND(IF(Table1323[[#This Row],[Assumed hours from space type]]=\"user defined\",Table1323[[#This Row],[Baseline Operating hours]],Table1323[[#This Row],[Assumed hours from space type]])<(3600/0.8),OR(Table1323[[#This Row],[Automatic Controls?]]=\"Fixture integrated occupancy sensor\",Table1323[[#This Row],[Automatic Controls?]]=\"Ceiling / wall mounted occupancy sensor\")),IF(Table1323[[#This Row],[Lamp / Luminaire Category]]=\"No eligible rebate\",Table1323[[#This Row],[Baseline W defined by user]],Table1323[[#This Row],[Assumed Baseline W by source]])))))*Table1323[[#This Row],[Quantity of luminaires]]/1000,\"\")","v":""},{"$f":"Table1323[[#This Row],[LED lamp/luminaire retrofit part '#]]","v":0},{"$f":"IF(Table1323[[#This Row],[Rebate Unit]]=\"per lamp\",INDEX(Table1[Number of Lamps],MATCH(Table1323[[#This Row],[Lamp / Luminaire Category]]&Table1323[[#This Row],[Rebate Category]],Table1[PrescribedSource - Rebate ID],0)),1)*Table1323[[#This Row],[Quantity of luminaires]]","v":0},{"$f":"IFERROR(IF(Table1323[[#This Row],[Lamp / Luminaire Category]]=\"No eligible rebate\",\"no eligible rebate\",INDEX(Table1[BC Hydro xRM ECM],MATCH(Table1323[[#This Row],[Lamp / Luminaire Category]]&Table1323[[#This Row],[Rebate Category]],Table1[PrescribedSource - Rebate ID],0))),\"\")","v":""}]
[null,{"$f":"IF(Table1323[[#This Row],[Space Type]]=\"\",\"\",\"L-\"&ROW(100:100))","v":""},null,null,null,null,null,null,null,{"$f":"IFERROR(IF(Table1323[[#This Row],[Space Type]]=\"\",\"\",IF(Table1323[[#This Row],[Lamp / Luminaire Category]]=\"No eligible rebate\",\"\",IF(Table1323[[#This Row],[Rebate Category]]=\"\",\"select rebate\",INDEX(Table1[Actual Baseline W],MATCH(Table1323[[#This Row],[Lamp / Luminaire Category]]&Table1323[[#This Row],[Rebate Category]],Table1[PrescribedSource - Rebate ID],0))))),\"\")","v":""},{"$f":"IFERROR(IF(Table1323[[#This Row],[No]]=\"\",\"\",IF(Table1323[[#This Row],[Space Type]]=\"\",\"select Space Type\",IF(Table1323[[#This Row],[Baseline Operating hours]]<>\"\",\"user defined\",INDEX(Table5[Hours],MATCH(Table1323[[#This Row],[Space Type]],Table5[Space Type],0))))),\"\")","v":""},null,{"$f":"IFERROR(INDEX(Table1[Rebate],MATCH(Table1323[[#This Row],[Lamp / Luminaire Category]]&Table1323[[#This Row],[Rebate Category]],Table1[PrescribedSource - Rebate ID],0)),\"\")","v":""},{"$f":"IFERROR(INDEX(Table1[Rebate Unit],MATCH(Table1323[[#This Row],[Lamp / Luminaire Category]]&Table1323[[#This Row],[Rebate Category]],Table1[PrescribedSource - Rebate ID],0)),\"\")","v":""},null,{"$f":"IFERROR(IF(Table1323[[#This Row],[Lamp / Luminaire Category]]=\"No eligible rebate\",\"no rebate\",INDEX(Table1[Retrofit W],MATCH(Table1323[[#This Row],[Lamp / Luminaire Category]]&Table1323[[#This Row],[Rebate Category]],Table1[PrescribedSource - Rebate ID],0))),\"\")","v":""},null,null,null,{"$f":"IFERROR(INDEX(Table1[Rebate],MATCH(Table1323[[#This Row],[Lamp / Luminaire Category]]&Table1323[[#This Row],[Rebate Category]],Table1[PrescribedSource - Rebate ID],0))*Table1323[[#This Row],[Quantity of luminaires]],0)","v":0},{"$f":"IF(OR(Table1323[[#This Row],[Automatic Controls?]]=\"Fixture integrated Occupancy / Daylight Harvesting sensor\",Table1323[[#This Row],[Automatic Controls?]]=\"Ceiling / wall mounted Occupancy / Daylight Harvesting sensor\",Table1323[[#This Row],[Automatic Controls?]]=\"Timer\"),45*Table1323[[#This Row],[Number of occupancy sensors]],\"\")","v":""},{"$f":"IFERROR(IF(Table1323[[#This Row],[Controls Rebate]]=\"\",0,Table1323[[#This Row],[Controls Rebate]])+Table1323[[#This Row],[Lighting Rebate]],\"\")","v":0},{"$f":"IFERROR(INDEX(Table1[Rebate Savings],MATCH(Table1323[[#This Row],[Lamp / Luminaire Category]]&Table1323[[#This Row],[Rebate Category]],Table1[PrescribedSource - Rebate ID],0))*Table1323[[#This Row],[Quantity of luminaires]]/1000,0)","v":0},{"$f":"IFERROR(Table1323[[#This Row],[Rebate kW Savings]]*IF(Table1323[[#This Row],[Assumed hours from space type]]=\"user defined\",Table1323[[#This Row],[Baseline Operating hours]],Table1323[[#This Row],[Assumed hours from space type]]),0)","v":0},{"$f":"IF(OR(Table1323[[#This Row],[Automatic Controls?]]=\"Fixture integrated occupancy sensor\",Table1323[[#This Row],[Automatic Controls?]]=\"Ceiling / wall mounted occupancy sensor\"),Table1323[[#This Row],[Quantity of luminaires]]*IF(Table1323[[#This Row],[Rebate Category]]<>\"\",INDEX(Table1[Retrofit W],MATCH(Table1323[[#This Row],[Rebate Category]],Table1[BC Hydro Rebate Category],0)),Table1323[[#This Row],[Retrofit W defined by user (no rebate)]])/1000*IF(Table1323[[#This Row],[Assumed hours from space type]]=\"user defined\",Table1323[[#This Row],[Baseline Operating hours]],Table1323[[#This Row],[Assumed hours from space type]])*0.2,0)","v":0},{"$f":"Table1323[[#This Row],[Rebate kWh savings]]+Table1323[[#This Row],[Controls Rebate kWh Savings]]","v":0},{"$f":"IFERROR(IF(Table1323[[#This Row],[Quantity of luminaires]]=\"\",\"\",IF(Table1323[[#This Row],[Lamp / Luminaire Category]]=\"No eligible rebate\",(Table1323[[#This Row],[Baseline W defined by user]]-Table1323[[#This Row],[Retrofit W defined by user (no rebate)]])*Table1323[[#This Row],[Quantity of luminaires]]/1000,(Table1323[[#This Row],[Assumed Baseline W by source]]-Table1323[[#This Row],[LED Luminaire W by rebate]])*Table1323[[#This Row],[Quantity of luminaires]]/1000)),0)","v":""},{"$f":"IFERROR(IF(Table1323[[#This Row],[Lamp / Luminaire Category]]=\"No eligible rebate\",Table1323[[#This Row],[Quantity of luminaires]]*(Table1323[[#This Row],[Baseline W defined by user]]-Table1323[[#This Row],[Retrofit W defined by user (no rebate)]])/1000*IF(Table1323[[#This Row],[Assumed hours from space type]]=\"user defined\",Table1323[[#This Row],[Baseline Operating hours]],Table1323[[#This Row],[Assumed hours from space type]])+Table1323[[#This Row],[Controls Rebate kWh Savings]],Table1323[[#This Row],[Quantity of luminaires]]*(INDEX(Table1[Actual Baseline W],MATCH(Table1323[[#This Row],[Lamp / Luminaire Category]]&Table1323[[#This Row],[Rebate Category]],Table1[PrescribedSource - Rebate ID],0))/1000-Table1323[[#This Row],[LED Luminaire W by rebate]]/1000)*IF(Table1323[[#This Row],[Assumed hours from space type]]=\"user defined\",Table1323[[#This Row],[Baseline Operating hours]],Table1323[[#This Row],[Assumed hours from space type]])+Table1323[[#This Row],[Controls Rebate kWh Savings]]),0)","v":0},{"$f":"IFERROR(IF(Table1323[[#This Row],[Rebate kW Savings]]=0,Table1323[[#This Row],[Demand Savings, kW]],INDEX(Table1[Actual Savings],MATCH(Table1323[[#This Row],[Lamp / Luminaire Category]]&Table1323[[#This Row],[Rebate Category]],Table1[PrescribedSource - Rebate ID],0))*Table1323[[#This Row],[Quantity of luminaires]]/1000),0)","v":""},{"$f":"IFERROR(Table1323[[#This Row],[BC Housing Site kW Savings]]*IF(Table1323[[#This Row],[Assumed hours from space type]]=\"user defined\",Table1323[[#This Row],[Baseline Operating hours]],Table1323[[#This Row],[Assumed hours from space type]])+Table1323[[#This Row],[Controls Rebate kWh Savings]],0)","v":0},{"$f":"IFERROR(IF(Table1323[[#This Row],[Lamp / Luminaire Category]]=\"No eligible rebate\",Table1323[[#This Row],[Lighting Technology]]&\" retrofit with no rebate\",Table1323[[#This Row],[Rebate Category]]),\"\")","v":0},{"$f":"IF(Table1323[[#This Row],[Lamp / Luminaire Category]]=\"No eligible rebate\",1,0)","v":0},{"$f":"IFERROR(IF(IF(Table1323[[#This Row],[Assumed hours from space type]]=\"user defined\",Table1323[[#This Row],[Baseline Operating hours]],Table1323[[#This Row],[Assumed hours from space type]])<3600,0,IF(AND(IF(Table1323[[#This Row],[Assumed hours from space type]]=\"user defined\",Table1323[[#This Row],[Baseline Operating hours]],Table1323[[#This Row],[Assumed hours from space type]])>=3600,OR(Table1323[[#This Row],[Automatic Controls?]]=\"None\",Table1323[[#This Row],[Automatic Controls?]]=\"\")),IF(Table1323[[#This Row],[Lamp / Luminaire Category]]=\"No eligible rebate\",Table1323[[#This Row],[Baseline W defined by user]]-Table1323[[#This Row],[Retrofit W defined by user (no rebate)]],Table1323[[#This Row],[Assumed Baseline W by source]]-Table1323[[#This Row],[LED Luminaire W by rebate]]),IF(AND(IF(Table1323[[#This Row],[Assumed hours from space type]]=\"user defined\",Table1323[[#This Row],[Baseline Operating hours]],Table1323[[#This Row],[Assumed hours from space type]])>=(3600/0.8),OR(Table1323[[#This Row],[Automatic Controls?]]=\"Fixture integrated occupancy sensor\",Table1323[[#This Row],[Automatic Controls?]]=\"Ceiling / wall mounted occupancy sensor\")),IF(Table1323[[#This Row],[Lamp / Luminaire Category]]=\"No eligible rebate\",(Table1323[[#This Row],[Baseline W defined by user]]-Table1323[[#This Row],[Retrofit W defined by user (no rebate)]]),Table1323[[#This Row],[Assumed Baseline W by source]]-Table1323[[#This Row],[LED Luminaire W by rebate]]),IF(AND(IF(Table1323[[#This Row],[Assumed hours from space type]]=\"user defined\",Table1323[[#This Row],[Baseline Operating hours]],Table1323[[#This Row],[Assumed hours from space type]])<(3600/0.8),OR(Table1323[[#This Row],[Automatic Controls?]]=\"Fixture integrated occupancy sensor\",Table1323[[#This Row],[Automatic Controls?]]=\"Ceiling / wall mounted occupancy sensor\")),IF(Table1323[[#This Row],[Lamp / Luminaire Category]]=\"No eligible rebate\",Table1323[[#This Row],[Baseline W defined by user]],Table1323[[#This Row],[Assumed Baseline W by source]])))))*Table1323[[#This Row],[Quantity of luminaires]]/1000,\"\")","v":""},{"$f":"Table1323[[#This Row],[LED lamp/luminaire retrofit part '#]]","v":0},{"$f":"IF(Table1323[[#This Row],[Rebate Unit]]=\"per lamp\",INDEX(Table1[Number of Lamps],MATCH(Table1323[[#This Row],[Lamp / Luminaire Category]]&Table1323[[#This Row],[Rebate Category]],Table1[PrescribedSource - Rebate ID],0)),1)*Table1323[[#This Row],[Quantity of luminaires]]","v":0},{"$f":"IFERROR(IF(Table1323[[#This Row],[Lamp / Luminaire Category]]=\"No eligible rebate\",\"no eligible rebate\",INDEX(Table1[BC Hydro xRM ECM],MATCH(Table1323[[#This Row],[Lamp / Luminaire Category]]&Table1323[[#This Row],[Rebate Category]],Table1[PrescribedSource - Rebate ID],0))),\"\")","v":""}]
[null,{"$f":"IF(Table1323[[#This Row],[Space Type]]=\"\",\"\",\"L-\"&ROW(101:101))","v":""},null,null,null,null,null,null,null,{"$f":"IFERROR(IF(Table1323[[#This Row],[Space Type]]=\"\",\"\",IF(Table1323[[#This Row],[Lamp / Luminaire Category]]=\"No eligible rebate\",\"\",IF(Table1323[[#This Row],[Rebate Category]]=\"\",\"select rebate\",INDEX(Table1[Actual Baseline W],MATCH(Table1323[[#This Row],[Lamp / Luminaire Category]]&Table1323[[#This Row],[Rebate Category]],Table1[PrescribedSource - Rebate ID],0))))),\"\")","v":""},{"$f":"IFERROR(IF(Table1323[[#This Row],[No]]=\"\",\"\",IF(Table1323[[#This Row],[Space Type]]=\"\",\"select Space Type\",IF(Table1323[[#This Row],[Baseline Operating hours]]<>\"\",\"user defined\",INDEX(Table5[Hours],MATCH(Table1323[[#This Row],[Space Type]],Table5[Space Type],0))))),\"\")","v":""},null,{"$f":"IFERROR(INDEX(Table1[Rebate],MATCH(Table1323[[#This Row],[Lamp / Luminaire Category]]&Table1323[[#This Row],[Rebate Category]],Table1[PrescribedSource - Rebate ID],0)),\"\")","v":""},{"$f":"IFERROR(INDEX(Table1[Rebate Unit],MATCH(Table1323[[#This Row],[Lamp / Luminaire Category]]&Table1323[[#This Row],[Rebate Category]],Table1[PrescribedSource - Rebate ID],0)),\"\")","v":""},null,{"$f":"IFERROR(IF(Table1323[[#This Row],[Lamp / Luminaire Category]]=\"No eligible rebate\",\"no rebate\",INDEX(Table1[Retrofit W],MATCH(Table1323[[#This Row],[Lamp / Luminaire Category]]&Table1323[[#This Row],[Rebate Category]],Table1[PrescribedSource - Rebate ID],0))),\"\")","v":""},null,null,null,{"$f":"IFERROR(INDEX(Table1[Rebate],MATCH(Table1323[[#This Row],[Lamp / Luminaire Category]]&Table1323[[#This Row],[Rebate Category]],Table1[PrescribedSource - Rebate ID],0))*Table1323[[#This Row],[Quantity of luminaires]],0)","v":0},{"$f":"IF(OR(Table1323[[#This Row],[Automatic Controls?]]=\"Fixture integrated Occupancy / Daylight Harvesting sensor\",Table1323[[#This Row],[Automatic Controls?]]=\"Ceiling / wall mounted Occupancy / Daylight Harvesting sensor\",Table1323[[#This Row],[Automatic Controls?]]=\"Timer\"),45*Table1323[[#This Row],[Number of occupancy sensors]],\"\")","v":""},{"$f":"IFERROR(IF(Table1323[[#This Row],[Controls Rebate]]=\"\",0,Table1323[[#This Row],[Controls Rebate]])+Table1323[[#This Row],[Lighting Rebate]],\"\")","v":0},{"$f":"IFERROR(INDEX(Table1[Rebate Savings],MATCH(Table1323[[#This Row],[Lamp / Luminaire Category]]&Table1323[[#This Row],[Rebate Category]],Table1[PrescribedSource - Rebate ID],0))*Table1323[[#This Row],[Quantity of luminaires]]/1000,0)","v":0},{"$f":"IFERROR(Table1323[[#This Row],[Rebate kW Savings]]*IF(Table1323[[#This Row],[Assumed hours from space type]]=\"user defined\",Table1323[[#This Row],[Baseline Operating hours]],Table1323[[#This Row],[Assumed hours from space type]]),0)","v":0},{"$f":"IF(OR(Table1323[[#This Row],[Automatic Controls?]]=\"Fixture integrated occupancy sensor\",Table1323[[#This Row],[Automatic Controls?]]=\"Ceiling / wall mounted occupancy sensor\"),Table1323[[#This Row],[Quantity of luminaires]]*IF(Table1323[[#This Row],[Rebate Category]]<>\"\",INDEX(Table1[Retrofit W],MATCH(Table1323[[#This Row],[Rebate Category]],Table1[BC Hydro Rebate Category],0)),Table1323[[#This Row],[Retrofit W defined by user (no rebate)]])/1000*IF(Table1323[[#This Row],[Assumed hours from space type]]=\"user defined\",Table1323[[#This Row],[Baseline Operating hours]],Table1323[[#This Row],[Assumed hours from space type]])*0.2,0)","v":0},{"$f":"Table1323[[#This Row],[Rebate kWh savings]]+Table1323[[#This Row],[Controls Rebate kWh Savings]]","v":0},{"$f":"IFERROR(IF(Table1323[[#This Row],[Quantity of luminaires]]=\"\",\"\",IF(Table1323[[#This Row],[Lamp / Luminaire Category]]=\"No eligible rebate\",(Table1323[[#This Row],[Baseline W defined by user]]-Table1323[[#This Row],[Retrofit W defined by user (no rebate)]])*Table1323[[#This Row],[Quantity of luminaires]]/1000,(Table1323[[#This Row],[Assumed Baseline W by source]]-Table1323[[#This Row],[LED Luminaire W by rebate]])*Table1323[[#This Row],[Quantity of luminaires]]/1000)),0)","v":""},{"$f":"IFERROR(IF(Table1323[[#This Row],[Lamp / Luminaire Category]]=\"No eligible rebate\",Table1323[[#This Row],[Quantity of luminaires]]*(Table1323[[#This Row],[Baseline W defined by user]]-Table1323[[#This Row],[Retrofit W defined by user (no rebate)]])/1000*IF(Table1323[[#This Row],[Assumed hours from space type]]=\"user defined\",Table1323[[#This Row],[Baseline Operating hours]],Table1323[[#This Row],[Assumed hours from space type]])+Table1323[[#This Row],[Controls Rebate kWh Savings]],Table1323[[#This Row],[Quantity of luminaires]]*(INDEX(Table1[Actual Baseline W],MATCH(Table1323[[#This Row],[Lamp / Luminaire Category]]&Table1323[[#This Row],[Rebate Category]],Table1[PrescribedSource - Rebate ID],0))/1000-Table1323[[#This Row],[LED Luminaire W by rebate]]/1000)*IF(Table1323[[#This Row],[Assumed hours from space type]]=\"user defined\",Table1323[[#This Row],[Baseline Operating hours]],Table1323[[#This Row],[Assumed hours from space type]])+Table1323[[#This Row],[Controls Rebate kWh Savings]]),0)","v":0},{"$f":"IFERROR(IF(Table1323[[#This Row],[Rebate kW Savings]]=0,Table1323[[#This Row],[Demand Savings, kW]],INDEX(Table1[Actual Savings],MATCH(Table1323[[#This Row],[Lamp / Luminaire Category]]&Table1323[[#This Row],[Rebate Category]],Table1[PrescribedSource - Rebate ID],0))*Table1323[[#This Row],[Quantity of luminaires]]/1000),0)","v":""},{"$f":"IFERROR(Table1323[[#This Row],[BC Housing Site kW Savings]]*IF(Table1323[[#This Row],[Assumed hours from space type]]=\"user defined\",Table1323[[#This Row],[Baseline Operating hours]],Table1323[[#This Row],[Assumed hours from space type]])+Table1323[[#This Row],[Controls Rebate kWh Savings]],0)","v":0},{"$f":"IFERROR(IF(Table1323[[#This Row],[Lamp / Luminaire Category]]=\"No eligible rebate\",Table1323[[#This Row],[Lighting Technology]]&\" retrofit with no rebate\",Table1323[[#This Row],[Rebate Category]]),\"\")","v":0},{"$f":"IF(Table1323[[#This Row],[Lamp / Luminaire Category]]=\"No eligible rebate\",1,0)","v":0},{"$f":"IFERROR(IF(IF(Table1323[[#This Row],[Assumed hours from space type]]=\"user defined\",Table1323[[#This Row],[Baseline Operating hours]],Table1323[[#This Row],[Assumed hours from space type]])<3600,0,IF(AND(IF(Table1323[[#This Row],[Assumed hours from space type]]=\"user defined\",Table1323[[#This Row],[Baseline Operating hours]],Table1323[[#This Row],[Assumed hours from space type]])>=3600,OR(Table1323[[#This Row],[Automatic Controls?]]=\"None\",Table1323[[#This Row],[Automatic Controls?]]=\"\")),IF(Table1323[[#This Row],[Lamp / Luminaire Category]]=\"No eligible rebate\",Table1323[[#This Row],[Baseline W defined by user]]-Table1323[[#This Row],[Retrofit W defined by user (no rebate)]],Table1323[[#This Row],[Assumed Baseline W by source]]-Table1323[[#This Row],[LED Luminaire W by rebate]]),IF(AND(IF(Table1323[[#This Row],[Assumed hours from space type]]=\"user defined\",Table1323[[#This Row],[Baseline Operating hours]],Table1323[[#This Row],[Assumed hours from space type]])>=(3600/0.8),OR(Table1323[[#This Row],[Automatic Controls?]]=\"Fixture integrated occupancy sensor\",Table1323[[#This Row],[Automatic Controls?]]=\"Ceiling / wall mounted occupancy sensor\")),IF(Table1323[[#This Row],[Lamp / Luminaire Category]]=\"No eligible rebate\",(Table1323[[#This Row],[Baseline W defined by user]]-Table1323[[#This Row],[Retrofit W defined by user (no rebate)]]),Table1323[[#This Row],[Assumed Baseline W by source]]-Table1323[[#This Row],[LED Luminaire W by rebate]]),IF(AND(IF(Table1323[[#This Row],[Assumed hours from space type]]=\"user defined\",Table1323[[#This Row],[Baseline Operating hours]],Table1323[[#This Row],[Assumed hours from space type]])<(3600/0.8),OR(Table1323[[#This Row],[Automatic Controls?]]=\"Fixture integrated occupancy sensor\",Table1323[[#This Row],[Automatic Controls?]]=\"Ceiling / wall mounted occupancy sensor\")),IF(Table1323[[#This Row],[Lamp / Luminaire Category]]=\"No eligible rebate\",Table1323[[#This Row],[Baseline W defined by user]],Table1323[[#This Row],[Assumed Baseline W by source]])))))*Table1323[[#This Row],[Quantity of luminaires]]/1000,\"\")","v":""},{"$f":"Table1323[[#This Row],[LED lamp/luminaire retrofit part '#]]","v":0},{"$f":"IF(Table1323[[#This Row],[Rebate Unit]]=\"per lamp\",INDEX(Table1[Number of Lamps],MATCH(Table1323[[#This Row],[Lamp / Luminaire Category]]&Table1323[[#This Row],[Rebate Category]],Table1[PrescribedSource - Rebate ID],0)),1)*Table1323[[#This Row],[Quantity of luminaires]]","v":0},{"$f":"IFERROR(IF(Table1323[[#This Row],[Lamp / Luminaire Category]]=\"No eligible rebate\",\"no eligible rebate\",INDEX(Table1[BC Hydro xRM ECM],MATCH(Table1323[[#This Row],[Lamp / Luminaire Category]]&Table1323[[#This Row],[Rebate Category]],Table1[PrescribedSource - Rebate ID],0))),\"\")","v":""}]
[null,{"$f":"IF(Table1323[[#This Row],[Space Type]]=\"\",\"\",\"L-\"&ROW(102:102))","v":""},null,null,null,null,null,null,null,{"$f":"IFERROR(IF(Table1323[[#This Row],[Space Type]]=\"\",\"\",IF(Table1323[[#This Row],[Lamp / Luminaire Category]]=\"No eligible rebate\",\"\",IF(Table1323[[#This Row],[Rebate Category]]=\"\",\"select rebate\",INDEX(Table1[Actual Baseline W],MATCH(Table1323[[#This Row],[Lamp / Luminaire Category]]&Table1323[[#This Row],[Rebate Category]],Table1[PrescribedSource - Rebate ID],0))))),\"\")","v":""},{"$f":"IFERROR(IF(Table1323[[#This Row],[No]]=\"\",\"\",IF(Table1323[[#This Row],[Space Type]]=\"\",\"select Space Type\",IF(Table1323[[#This Row],[Baseline Operating hours]]<>\"\",\"user defined\",INDEX(Table5[Hours],MATCH(Table1323[[#This Row],[Space Type]],Table5[Space Type],0))))),\"\")","v":""},null,{"$f":"IFERROR(INDEX(Table1[Rebate],MATCH(Table1323[[#This Row],[Lamp / Luminaire Category]]&Table1323[[#This Row],[Rebate Category]],Table1[PrescribedSource - Rebate ID],0)),\"\")","v":""},{"$f":"IFERROR(INDEX(Table1[Rebate Unit],MATCH(Table1323[[#This Row],[Lamp / Luminaire Category]]&Table1323[[#This Row],[Rebate Category]],Table1[PrescribedSource - Rebate ID],0)),\"\")","v":""},null,{"$f":"IFERROR(IF(Table1323[[#This Row],[Lamp / Luminaire Category]]=\"No eligible rebate\",\"no rebate\",INDEX(Table1[Retrofit W],MATCH(Table1323[[#This Row],[Lamp / Luminaire Category]]&Table1323[[#This Row],[Rebate Category]],Table1[PrescribedSource - Rebate ID],0))),\"\")","v":""},null,null,null,{"$f":"IFERROR(INDEX(Table1[Rebate],MATCH(Table1323[[#This Row],[Lamp / Luminaire Category]]&Table1323[[#This Row],[Rebate Category]],Table1[PrescribedSource - Rebate ID],0))*Table1323[[#This Row],[Quantity of luminaires]],0)","v":0},{"$f":"IF(OR(Table1323[[#This Row],[Automatic Controls?]]=\"Fixture integrated Occupancy / Daylight Harvesting sensor\",Table1323[[#This Row],[Automatic Controls?]]=\"Ceiling / wall mounted Occupancy / Daylight Harvesting sensor\",Table1323[[#This Row],[Automatic Controls?]]=\"Timer\"),45*Table1323[[#This Row],[Number of occupancy sensors]],\"\")","v":""},{"$f":"IFERROR(IF(Table1323[[#This Row],[Controls Rebate]]=\"\",0,Table1323[[#This Row],[Controls Rebate]])+Table1323[[#This Row],[Lighting Rebate]],\"\")","v":0},{"$f":"IFERROR(INDEX(Table1[Rebate Savings],MATCH(Table1323[[#This Row],[Lamp / Luminaire Category]]&Table1323[[#This Row],[Rebate Category]],Table1[PrescribedSource - Rebate ID],0))*Table1323[[#This Row],[Quantity of luminaires]]/1000,0)","v":0},{"$f":"IFERROR(Table1323[[#This Row],[Rebate kW Savings]]*IF(Table1323[[#This Row],[Assumed hours from space type]]=\"user defined\",Table1323[[#This Row],[Baseline Operating hours]],Table1323[[#This Row],[Assumed hours from space type]]),0)","v":0},{"$f":"IF(OR(Table1323[[#This Row],[Automatic Controls?]]=\"Fixture integrated occupancy sensor\",Table1323[[#This Row],[Automatic Controls?]]=\"Ceiling / wall mounted occupancy sensor\"),Table1323[[#This Row],[Quantity of luminaires]]*IF(Table1323[[#This Row],[Rebate Category]]<>\"\",INDEX(Table1[Retrofit W],MATCH(Table1323[[#This Row],[Rebate Category]],Table1[BC Hydro Rebate Category],0)),Table1323[[#This Row],[Retrofit W defined by user (no rebate)]])/1000*IF(Table1323[[#This Row],[Assumed hours from space type]]=\"user defined\",Table1323[[#This Row],[Baseline Operating hours]],Table1323[[#This Row],[Assumed hours from space type]])*0.2,0)","v":0},{"$f":"Table1323[[#This Row],[Rebate kWh savings]]+Table1323[[#This Row],[Controls Rebate kWh Savings]]","v":0},{"$f":"IFERROR(IF(Table1323[[#This Row],[Quantity of luminaires]]=\"\",\"\",IF(Table1323[[#This Row],[Lamp / Luminaire Category]]=\"No eligible rebate\",(Table1323[[#This Row],[Baseline W defined by user]]-Table1323[[#This Row],[Retrofit W defined by user (no rebate)]])*Table1323[[#This Row],[Quantity of luminaires]]/1000,(Table1323[[#This Row],[Assumed Baseline W by source]]-Table1323[[#This Row],[LED Luminaire W by rebate]])*Table1323[[#This Row],[Quantity of luminaires]]/1000)),0)","v":""},{"$f":"IFERROR(IF(Table1323[[#This Row],[Lamp / Luminaire Category]]=\"No eligible rebate\",Table1323[[#This Row],[Quantity of luminaires]]*(Table1323[[#This Row],[Baseline W defined by user]]-Table1323[[#This Row],[Retrofit W defined by user (no rebate)]])/1000*IF(Table1323[[#This Row],[Assumed hours from space type]]=\"user defined\",Table1323[[#This Row],[Baseline Operating hours]],Table1323[[#This Row],[Assumed hours from space type]])+Table1323[[#This Row],[Controls Rebate kWh Savings]],Table1323[[#This Row],[Quantity of luminaires]]*(INDEX(Table1[Actual Baseline W],MATCH(Table1323[[#This Row],[Lamp / Luminaire Category]]&Table1323[[#This Row],[Rebate Category]],Table1[PrescribedSource - Rebate ID],0))/1000-Table1323[[#This Row],[LED Luminaire W by rebate]]/1000)*IF(Table1323[[#This Row],[Assumed hours from space type]]=\"user defined\",Table1323[[#This Row],[Baseline Operating hours]],Table1323[[#This Row],[Assumed hours from space type]])+Table1323[[#This Row],[Controls Rebate kWh Savings]]),0)","v":0},{"$f":"IFERROR(IF(Table1323[[#This Row],[Rebate kW Savings]]=0,Table1323[[#This Row],[Demand Savings, kW]],INDEX(Table1[Actual Savings],MATCH(Table1323[[#This Row],[Lamp / Luminaire Category]]&Table1323[[#This Row],[Rebate Category]],Table1[PrescribedSource - Rebate ID],0))*Table1323[[#This Row],[Quantity of luminaires]]/1000),0)","v":""},{"$f":"IFERROR(Table1323[[#This Row],[BC Housing Site kW Savings]]*IF(Table1323[[#This Row],[Assumed hours from space type]]=\"user defined\",Table1323[[#This Row],[Baseline Operating hours]],Table1323[[#This Row],[Assumed hours from space type]])+Table1323[[#This Row],[Controls Rebate kWh Savings]],0)","v":0},{"$f":"IFERROR(IF(Table1323[[#This Row],[Lamp / Luminaire Category]]=\"No eligible rebate\",Table1323[[#This Row],[Lighting Technology]]&\" retrofit with no rebate\",Table1323[[#This Row],[Rebate Category]]),\"\")","v":0},{"$f":"IF(Table1323[[#This Row],[Lamp / Luminaire Category]]=\"No eligible rebate\",1,0)","v":0},{"$f":"IFERROR(IF(IF(Table1323[[#This Row],[Assumed hours from space type]]=\"user defined\",Table1323[[#This Row],[Baseline Operating hours]],Table1323[[#This Row],[Assumed hours from space type]])<3600,0,IF(AND(IF(Table1323[[#This Row],[Assumed hours from space type]]=\"user defined\",Table1323[[#This Row],[Baseline Operating hours]],Table1323[[#This Row],[Assumed hours from space type]])>=3600,OR(Table1323[[#This Row],[Automatic Controls?]]=\"None\",Table1323[[#This Row],[Automatic Controls?]]=\"\")),IF(Table1323[[#This Row],[Lamp / Luminaire Category]]=\"No eligible rebate\",Table1323[[#This Row],[Baseline W defined by user]]-Table1323[[#This Row],[Retrofit W defined by user (no rebate)]],Table1323[[#This Row],[Assumed Baseline W by source]]-Table1323[[#This Row],[LED Luminaire W by rebate]]),IF(AND(IF(Table1323[[#This Row],[Assumed hours from space type]]=\"user defined\",Table1323[[#This Row],[Baseline Operating hours]],Table1323[[#This Row],[Assumed hours from space type]])>=(3600/0.8),OR(Table1323[[#This Row],[Automatic Controls?]]=\"Fixture integrated occupancy sensor\",Table1323[[#This Row],[Automatic Controls?]]=\"Ceiling / wall mounted occupancy sensor\")),IF(Table1323[[#This Row],[Lamp / Luminaire Category]]=\"No eligible rebate\",(Table1323[[#This Row],[Baseline W defined by user]]-Table1323[[#This Row],[Retrofit W defined by user (no rebate)]]),Table1323[[#This Row],[Assumed Baseline W by source]]-Table1323[[#This Row],[LED Luminaire W by rebate]]),IF(AND(IF(Table1323[[#This Row],[Assumed hours from space type]]=\"user defined\",Table1323[[#This Row],[Baseline Operating hours]],Table1323[[#This Row],[Assumed hours from space type]])<(3600/0.8),OR(Table1323[[#This Row],[Automatic Controls?]]=\"Fixture integrated occupancy sensor\",Table1323[[#This Row],[Automatic Controls?]]=\"Ceiling / wall mounted occupancy sensor\")),IF(Table1323[[#This Row],[Lamp / Luminaire Category]]=\"No eligible rebate\",Table1323[[#This Row],[Baseline W defined by user]],Table1323[[#This Row],[Assumed Baseline W by source]])))))*Table1323[[#This Row],[Quantity of luminaires]]/1000,\"\")","v":""},{"$f":"Table1323[[#This Row],[LED lamp/luminaire retrofit part '#]]","v":0},{"$f":"IF(Table1323[[#This Row],[Rebate Unit]]=\"per lamp\",INDEX(Table1[Number of Lamps],MATCH(Table1323[[#This Row],[Lamp / Luminaire Category]]&Table1323[[#This Row],[Rebate Category]],Table1[PrescribedSource - Rebate ID],0)),1)*Table1323[[#This Row],[Quantity of luminaires]]","v":0},{"$f":"IFERROR(IF(Table1323[[#This Row],[Lamp / Luminaire Category]]=\"No eligible rebate\",\"no eligible rebate\",INDEX(Table1[BC Hydro xRM ECM],MATCH(Table1323[[#This Row],[Lamp / Luminaire Category]]&Table1323[[#This Row],[Rebate Category]],Table1[PrescribedSource - Rebate ID],0))),\"\")","v":""}]
[null,{"$f":"IF(Table1323[[#This Row],[Space Type]]=\"\",\"\",\"L-\"&ROW(103:103))","v":""},null,null,null,null,null,null,null,{"$f":"IFERROR(IF(Table1323[[#This Row],[Space Type]]=\"\",\"\",IF(Table1323[[#This Row],[Lamp / Luminaire Category]]=\"No eligible rebate\",\"\",IF(Table1323[[#This Row],[Rebate Category]]=\"\",\"select rebate\",INDEX(Table1[Actual Baseline W],MATCH(Table1323[[#This Row],[Lamp / Luminaire Category]]&Table1323[[#This Row],[Rebate Category]],Table1[PrescribedSource - Rebate ID],0))))),\"\")","v":""},{"$f":"IFERROR(IF(Table1323[[#This Row],[No]]=\"\",\"\",IF(Table1323[[#This Row],[Space Type]]=\"\",\"select Space Type\",IF(Table1323[[#This Row],[Baseline Operating hours]]<>\"\",\"user defined\",INDEX(Table5[Hours],MATCH(Table1323[[#This Row],[Space Type]],Table5[Space Type],0))))),\"\")","v":""},null,{"$f":"IFERROR(INDEX(Table1[Rebate],MATCH(Table1323[[#This Row],[Lamp / Luminaire Category]]&Table1323[[#This Row],[Rebate Category]],Table1[PrescribedSource - Rebate ID],0)),\"\")","v":""},{"$f":"IFERROR(INDEX(Table1[Rebate Unit],MATCH(Table1323[[#This Row],[Lamp / Luminaire Category]]&Table1323[[#This Row],[Rebate Category]],Table1[PrescribedSource - Rebate ID],0)),\"\")","v":""},null,{"$f":"IFERROR(IF(Table1323[[#This Row],[Lamp / Luminaire Category]]=\"No eligible rebate\",\"no rebate\",INDEX(Table1[Retrofit W],MATCH(Table1323[[#This Row],[Lamp / Luminaire Category]]&Table1323[[#This Row],[Rebate Category]],Table1[PrescribedSource - Rebate ID],0))),\"\")","v":""},null,null,null,{"$f":"IFERROR(INDEX(Table1[Rebate],MATCH(Table1323[[#This Row],[Lamp / Luminaire Category]]&Table1323[[#This Row],[Rebate Category]],Table1[PrescribedSource - Rebate ID],0))*Table1323[[#This Row],[Quantity of luminaires]],0)","v":0},{"$f":"IF(OR(Table1323[[#This Row],[Automatic Controls?]]=\"Fixture integrated Occupancy / Daylight Harvesting sensor\",Table1323[[#This Row],[Automatic Controls?]]=\"Ceiling / wall mounted Occupancy / Daylight Harvesting sensor\",Table1323[[#This Row],[Automatic Controls?]]=\"Timer\"),45*Table1323[[#This Row],[Number of occupancy sensors]],\"\")","v":""},{"$f":"IFERROR(IF(Table1323[[#This Row],[Controls Rebate]]=\"\",0,Table1323[[#This Row],[Controls Rebate]])+Table1323[[#This Row],[Lighting Rebate]],\"\")","v":0},{"$f":"IFERROR(INDEX(Table1[Rebate Savings],MATCH(Table1323[[#This Row],[Lamp / Luminaire Category]]&Table1323[[#This Row],[Rebate Category]],Table1[PrescribedSource - Rebate ID],0))*Table1323[[#This Row],[Quantity of luminaires]]/1000,0)","v":0},{"$f":"IFERROR(Table1323[[#This Row],[Rebate kW Savings]]*IF(Table1323[[#This Row],[Assumed hours from space type]]=\"user defined\",Table1323[[#This Row],[Baseline Operating hours]],Table1323[[#This Row],[Assumed hours from space type]]),0)","v":0},{"$f":"IF(OR(Table1323[[#This Row],[Automatic Controls?]]=\"Fixture integrated occupancy sensor\",Table1323[[#This Row],[Automatic Controls?]]=\"Ceiling / wall mounted occupancy sensor\"),Table1323[[#This Row],[Quantity of luminaires]]*IF(Table1323[[#This Row],[Rebate Category]]<>\"\",INDEX(Table1[Retrofit W],MATCH(Table1323[[#This Row],[Rebate Category]],Table1[BC Hydro Rebate Category],0)),Table1323[[#This Row],[Retrofit W defined by user (no rebate)]])/1000*IF(Table1323[[#This Row],[Assumed hours from space type]]=\"user defined\",Table1323[[#This Row],[Baseline Operating hours]],Table1323[[#This Row],[Assumed hours from space type]])*0.2,0)","v":0},{"$f":"Table1323[[#This Row],[Rebate kWh savings]]+Table1323[[#This Row],[Controls Rebate kWh Savings]]","v":0},{"$f":"IFERROR(IF(Table1323[[#This Row],[Quantity of luminaires]]=\"\",\"\",IF(Table1323[[#This Row],[Lamp / Luminaire Category]]=\"No eligible rebate\",(Table1323[[#This Row],[Baseline W defined by user]]-Table1323[[#This Row],[Retrofit W defined by user (no rebate)]])*Table1323[[#This Row],[Quantity of luminaires]]/1000,(Table1323[[#This Row],[Assumed Baseline W by source]]-Table1323[[#This Row],[LED Luminaire W by rebate]])*Table1323[[#This Row],[Quantity of luminaires]]/1000)),0)","v":""},{"$f":"IFERROR(IF(Table1323[[#This Row],[Lamp / Luminaire Category]]=\"No eligible rebate\",Table1323[[#This Row],[Quantity of luminaires]]*(Table1323[[#This Row],[Baseline W defined by user]]-Table1323[[#This Row],[Retrofit W defined by user (no rebate)]])/1000*IF(Table1323[[#This Row],[Assumed hours from space type]]=\"user defined\",Table1323[[#This Row],[Baseline Operating hours]],Table1323[[#This Row],[Assumed hours from space type]])+Table1323[[#This Row],[Controls Rebate kWh Savings]],Table1323[[#This Row],[Quantity of luminaires]]*(INDEX(Table1[Actual Baseline W],MATCH(Table1323[[#This Row],[Lamp / Luminaire Category]]&Table1323[[#This Row],[Rebate Category]],Table1[PrescribedSource - Rebate ID],0))/1000-Table1323[[#This Row],[LED Luminaire W by rebate]]/1000)*IF(Table1323[[#This Row],[Assumed hours from space type]]=\"user defined\",Table1323[[#This Row],[Baseline Operating hours]],Table1323[[#This Row],[Assumed hours from space type]])+Table1323[[#This Row],[Controls Rebate kWh Savings]]),0)","v":0},{"$f":"IFERROR(IF(Table1323[[#This Row],[Rebate kW Savings]]=0,Table1323[[#This Row],[Demand Savings, kW]],INDEX(Table1[Actual Savings],MATCH(Table1323[[#This Row],[Lamp / Luminaire Category]]&Table1323[[#This Row],[Rebate Category]],Table1[PrescribedSource - Rebate ID],0))*Table1323[[#This Row],[Quantity of luminaires]]/1000),0)","v":""},{"$f":"IFERROR(Table1323[[#This Row],[BC Housing Site kW Savings]]*IF(Table1323[[#This Row],[Assumed hours from space type]]=\"user defined\",Table1323[[#This Row],[Baseline Operating hours]],Table1323[[#This Row],[Assumed hours from space type]])+Table1323[[#This Row],[Controls Rebate kWh Savings]],0)","v":0},{"$f":"IFERROR(IF(Table1323[[#This Row],[Lamp / Luminaire Category]]=\"No eligible rebate\",Table1323[[#This Row],[Lighting Technology]]&\" retrofit with no rebate\",Table1323[[#This Row],[Rebate Category]]),\"\")","v":0},{"$f":"IF(Table1323[[#This Row],[Lamp / Luminaire Category]]=\"No eligible rebate\",1,0)","v":0},{"$f":"IFERROR(IF(IF(Table1323[[#This Row],[Assumed hours from space type]]=\"user defined\",Table1323[[#This Row],[Baseline Operating hours]],Table1323[[#This Row],[Assumed hours from space type]])<3600,0,IF(AND(IF(Table1323[[#This Row],[Assumed hours from space type]]=\"user defined\",Table1323[[#This Row],[Baseline Operating hours]],Table1323[[#This Row],[Assumed hours from space type]])>=3600,OR(Table1323[[#This Row],[Automatic Controls?]]=\"None\",Table1323[[#This Row],[Automatic Controls?]]=\"\")),IF(Table1323[[#This Row],[Lamp / Luminaire Category]]=\"No eligible rebate\",Table1323[[#This Row],[Baseline W defined by user]]-Table1323[[#This Row],[Retrofit W defined by user (no rebate)]],Table1323[[#This Row],[Assumed Baseline W by source]]-Table1323[[#This Row],[LED Luminaire W by rebate]]),IF(AND(IF(Table1323[[#This Row],[Assumed hours from space type]]=\"user defined\",Table1323[[#This Row],[Baseline Operating hours]],Table1323[[#This Row],[Assumed hours from space type]])>=(3600/0.8),OR(Table1323[[#This Row],[Automatic Controls?]]=\"Fixture integrated occupancy sensor\",Table1323[[#This Row],[Automatic Controls?]]=\"Ceiling / wall mounted occupancy sensor\")),IF(Table1323[[#This Row],[Lamp / Luminaire Category]]=\"No eligible rebate\",(Table1323[[#This Row],[Baseline W defined by user]]-Table1323[[#This Row],[Retrofit W defined by user (no rebate)]]),Table1323[[#This Row],[Assumed Baseline W by source]]-Table1323[[#This Row],[LED Luminaire W by rebate]]),IF(AND(IF(Table1323[[#This Row],[Assumed hours from space type]]=\"user defined\",Table1323[[#This Row],[Baseline Operating hours]],Table1323[[#This Row],[Assumed hours from space type]])<(3600/0.8),OR(Table1323[[#This Row],[Automatic Controls?]]=\"Fixture integrated occupancy sensor\",Table1323[[#This Row],[Automatic Controls?]]=\"Ceiling / wall mounted occupancy sensor\")),IF(Table1323[[#This Row],[Lamp / Luminaire Category]]=\"No eligible rebate\",Table1323[[#This Row],[Baseline W defined by user]],Table1323[[#This Row],[Assumed Baseline W by source]])))))*Table1323[[#This Row],[Quantity of luminaires]]/1000,\"\")","v":""},{"$f":"Table1323[[#This Row],[LED lamp/luminaire retrofit part '#]]","v":0},{"$f":"IF(Table1323[[#This Row],[Rebate Unit]]=\"per lamp\",INDEX(Table1[Number of Lamps],MATCH(Table1323[[#This Row],[Lamp / Luminaire Category]]&Table1323[[#This Row],[Rebate Category]],Table1[PrescribedSource - Rebate ID],0)),1)*Table1323[[#This Row],[Quantity of luminaires]]","v":0},{"$f":"IFERROR(IF(Table1323[[#This Row],[Lamp / Luminaire Category]]=\"No eligible rebate\",\"no eligible rebate\",INDEX(Table1[BC Hydro xRM ECM],MATCH(Table1323[[#This Row],[Lamp / Luminaire Category]]&Table1323[[#This Row],[Rebate Category]],Table1[PrescribedSource - Rebate ID],0))),\"\")","v":""}]
[null,{"$f":"IF(Table1323[[#This Row],[Space Type]]=\"\",\"\",\"L-\"&ROW(104:104))","v":""},null,null,null,null,null,null,null,{"$f":"IFERROR(IF(Table1323[[#This Row],[Space Type]]=\"\",\"\",IF(Table1323[[#This Row],[Lamp / Luminaire Category]]=\"No eligible rebate\",\"\",IF(Table1323[[#This Row],[Rebate Category]]=\"\",\"select rebate\",INDEX(Table1[Actual Baseline W],MATCH(Table1323[[#This Row],[Lamp / Luminaire Category]]&Table1323[[#This Row],[Rebate Category]],Table1[PrescribedSource - Rebate ID],0))))),\"\")","v":""},{"$f":"IFERROR(IF(Table1323[[#This Row],[No]]=\"\",\"\",IF(Table1323[[#This Row],[Space Type]]=\"\",\"select Space Type\",IF(Table1323[[#This Row],[Baseline Operating hours]]<>\"\",\"user defined\",INDEX(Table5[Hours],MATCH(Table1323[[#This Row],[Space Type]],Table5[Space Type],0))))),\"\")","v":""},null,{"$f":"IFERROR(INDEX(Table1[Rebate],MATCH(Table1323[[#This Row],[Lamp / Luminaire Category]]&Table1323[[#This Row],[Rebate Category]],Table1[PrescribedSource - Rebate ID],0)),\"\")","v":""},{"$f":"IFERROR(INDEX(Table1[Rebate Unit],MATCH(Table1323[[#This Row],[Lamp / Luminaire Category]]&Table1323[[#This Row],[Rebate Category]],Table1[PrescribedSource - Rebate ID],0)),\"\")","v":""},null,{"$f":"IFERROR(IF(Table1323[[#This Row],[Lamp / Luminaire Category]]=\"No eligible rebate\",\"no rebate\",INDEX(Table1[Retrofit W],MATCH(Table1323[[#This Row],[Lamp / Luminaire Category]]&Table1323[[#This Row],[Rebate Category]],Table1[PrescribedSource - Rebate ID],0))),\"\")","v":""},null,null,null,{"$f":"IFERROR(INDEX(Table1[Rebate],MATCH(Table1323[[#This Row],[Lamp / Luminaire Category]]&Table1323[[#This Row],[Rebate Category]],Table1[PrescribedSource - Rebate ID],0))*Table1323[[#This Row],[Quantity of luminaires]],0)","v":0},{"$f":"IF(OR(Table1323[[#This Row],[Automatic Controls?]]=\"Fixture integrated Occupancy / Daylight Harvesting sensor\",Table1323[[#This Row],[Automatic Controls?]]=\"Ceiling / wall mounted Occupancy / Daylight Harvesting sensor\",Table1323[[#This Row],[Automatic Controls?]]=\"Timer\"),45*Table1323[[#This Row],[Number of occupancy sensors]],\"\")","v":""},{"$f":"IFERROR(IF(Table1323[[#This Row],[Controls Rebate]]=\"\",0,Table1323[[#This Row],[Controls Rebate]])+Table1323[[#This Row],[Lighting Rebate]],\"\")","v":0},{"$f":"IFERROR(INDEX(Table1[Rebate Savings],MATCH(Table1323[[#This Row],[Lamp / Luminaire Category]]&Table1323[[#This Row],[Rebate Category]],Table1[PrescribedSource - Rebate ID],0))*Table1323[[#This Row],[Quantity of luminaires]]/1000,0)","v":0},{"$f":"IFERROR(Table1323[[#This Row],[Rebate kW Savings]]*IF(Table1323[[#This Row],[Assumed hours from space type]]=\"user defined\",Table1323[[#This Row],[Baseline Operating hours]],Table1323[[#This Row],[Assumed hours from space type]]),0)","v":0},{"$f":"IF(OR(Table1323[[#This Row],[Automatic Controls?]]=\"Fixture integrated occupancy sensor\",Table1323[[#This Row],[Automatic Controls?]]=\"Ceiling / wall mounted occupancy sensor\"),Table1323[[#This Row],[Quantity of luminaires]]*IF(Table1323[[#This Row],[Rebate Category]]<>\"\",INDEX(Table1[Retrofit W],MATCH(Table1323[[#This Row],[Rebate Category]],Table1[BC Hydro Rebate Category],0)),Table1323[[#This Row],[Retrofit W defined by user (no rebate)]])/1000*IF(Table1323[[#This Row],[Assumed hours from space type]]=\"user defined\",Table1323[[#This Row],[Baseline Operating hours]],Table1323[[#This Row],[Assumed hours from space type]])*0.2,0)","v":0},{"$f":"Table1323[[#This Row],[Rebate kWh savings]]+Table1323[[#This Row],[Controls Rebate kWh Savings]]","v":0},{"$f":"IFERROR(IF(Table1323[[#This Row],[Quantity of luminaires]]=\"\",\"\",IF(Table1323[[#This Row],[Lamp / Luminaire Category]]=\"No eligible rebate\",(Table1323[[#This Row],[Baseline W defined by user]]-Table1323[[#This Row],[Retrofit W defined by user (no rebate)]])*Table1323[[#This Row],[Quantity of luminaires]]/1000,(Table1323[[#This Row],[Assumed Baseline W by source]]-Table1323[[#This Row],[LED Luminaire W by rebate]])*Table1323[[#This Row],[Quantity of luminaires]]/1000)),0)","v":""},{"$f":"IFERROR(IF(Table1323[[#This Row],[Lamp / Luminaire Category]]=\"No eligible rebate\",Table1323[[#This Row],[Quantity of luminaires]]*(Table1323[[#This Row],[Baseline W defined by user]]-Table1323[[#This Row],[Retrofit W defined by user (no rebate)]])/1000*IF(Table1323[[#This Row],[Assumed hours from space type]]=\"user defined\",Table1323[[#This Row],[Baseline Operating hours]],Table1323[[#This Row],[Assumed hours from space type]])+Table1323[[#This Row],[Controls Rebate kWh Savings]],Table1323[[#This Row],[Quantity of luminaires]]*(INDEX(Table1[Actual Baseline W],MATCH(Table1323[[#This Row],[Lamp / Luminaire Category]]&Table1323[[#This Row],[Rebate Category]],Table1[PrescribedSource - Rebate ID],0))/1000-Table1323[[#This Row],[LED Luminaire W by rebate]]/1000)*IF(Table1323[[#This Row],[Assumed hours from space type]]=\"user defined\",Table1323[[#This Row],[Baseline Operating hours]],Table1323[[#This Row],[Assumed hours from space type]])+Table1323[[#This Row],[Controls Rebate kWh Savings]]),0)","v":0},{"$f":"IFERROR(IF(Table1323[[#This Row],[Rebate kW Savings]]=0,Table1323[[#This Row],[Demand Savings, kW]],INDEX(Table1[Actual Savings],MATCH(Table1323[[#This Row],[Lamp / Luminaire Category]]&Table1323[[#This Row],[Rebate Category]],Table1[PrescribedSource - Rebate ID],0))*Table1323[[#This Row],[Quantity of luminaires]]/1000),0)","v":""},{"$f":"IFERROR(Table1323[[#This Row],[BC Housing Site kW Savings]]*IF(Table1323[[#This Row],[Assumed hours from space type]]=\"user defined\",Table1323[[#This Row],[Baseline Operating hours]],Table1323[[#This Row],[Assumed hours from space type]])+Table1323[[#This Row],[Controls Rebate kWh Savings]],0)","v":0},{"$f":"IFERROR(IF(Table1323[[#This Row],[Lamp / Luminaire Category]]=\"No eligible rebate\",Table1323[[#This Row],[Lighting Technology]]&\" retrofit with no rebate\",Table1323[[#This Row],[Rebate Category]]),\"\")","v":0},{"$f":"IF(Table1323[[#This Row],[Lamp / Luminaire Category]]=\"No eligible rebate\",1,0)","v":0},{"$f":"IFERROR(IF(IF(Table1323[[#This Row],[Assumed hours from space type]]=\"user defined\",Table1323[[#This Row],[Baseline Operating hours]],Table1323[[#This Row],[Assumed hours from space type]])<3600,0,IF(AND(IF(Table1323[[#This Row],[Assumed hours from space type]]=\"user defined\",Table1323[[#This Row],[Baseline Operating hours]],Table1323[[#This Row],[Assumed hours from space type]])>=3600,OR(Table1323[[#This Row],[Automatic Controls?]]=\"None\",Table1323[[#This Row],[Automatic Controls?]]=\"\")),IF(Table1323[[#This Row],[Lamp / Luminaire Category]]=\"No eligible rebate\",Table1323[[#This Row],[Baseline W defined by user]]-Table1323[[#This Row],[Retrofit W defined by user (no rebate)]],Table1323[[#This Row],[Assumed Baseline W by source]]-Table1323[[#This Row],[LED Luminaire W by rebate]]),IF(AND(IF(Table1323[[#This Row],[Assumed hours from space type]]=\"user defined\",Table1323[[#This Row],[Baseline Operating hours]],Table1323[[#This Row],[Assumed hours from space type]])>=(3600/0.8),OR(Table1323[[#This Row],[Automatic Controls?]]=\"Fixture integrated occupancy sensor\",Table1323[[#This Row],[Automatic Controls?]]=\"Ceiling / wall mounted occupancy sensor\")),IF(Table1323[[#This Row],[Lamp / Luminaire Category]]=\"No eligible rebate\",(Table1323[[#This Row],[Baseline W defined by user]]-Table1323[[#This Row],[Retrofit W defined by user (no rebate)]]),Table1323[[#This Row],[Assumed Baseline W by source]]-Table1323[[#This Row],[LED Luminaire W by rebate]]),IF(AND(IF(Table1323[[#This Row],[Assumed hours from space type]]=\"user defined\",Table1323[[#This Row],[Baseline Operating hours]],Table1323[[#This Row],[Assumed hours from space type]])<(3600/0.8),OR(Table1323[[#This Row],[Automatic Controls?]]=\"Fixture integrated occupancy sensor\",Table1323[[#This Row],[Automatic Controls?]]=\"Ceiling / wall mounted occupancy sensor\")),IF(Table1323[[#This Row],[Lamp / Luminaire Category]]=\"No eligible rebate\",Table1323[[#This Row],[Baseline W defined by user]],Table1323[[#This Row],[Assumed Baseline W by source]])))))*Table1323[[#This Row],[Quantity of luminaires]]/1000,\"\")","v":""},{"$f":"Table1323[[#This Row],[LED lamp/luminaire retrofit part '#]]","v":0},{"$f":"IF(Table1323[[#This Row],[Rebate Unit]]=\"per lamp\",INDEX(Table1[Number of Lamps],MATCH(Table1323[[#This Row],[Lamp / Luminaire Category]]&Table1323[[#This Row],[Rebate Category]],Table1[PrescribedSource - Rebate ID],0)),1)*Table1323[[#This Row],[Quantity of luminaires]]","v":0},{"$f":"IFERROR(IF(Table1323[[#This Row],[Lamp / Luminaire Category]]=\"No eligible rebate\",\"no eligible rebate\",INDEX(Table1[BC Hydro xRM ECM],MATCH(Table1323[[#This Row],[Lamp / Luminaire Category]]&Table1323[[#This Row],[Rebate Category]],Table1[PrescribedSource - Rebate ID],0))),\"\")","v":""}]
[null,{"$f":"IF(Table1323[[#This Row],[Space Type]]=\"\",\"\",\"L-\"&ROW(105:105))","v":""},null,null,null,null,null,null,null,{"$f":"IFERROR(IF(Table1323[[#This Row],[Space Type]]=\"\",\"\",IF(Table1323[[#This Row],[Lamp / Luminaire Category]]=\"No eligible rebate\",\"\",IF(Table1323[[#This Row],[Rebate Category]]=\"\",\"select rebate\",INDEX(Table1[Actual Baseline W],MATCH(Table1323[[#This Row],[Lamp / Luminaire Category]]&Table1323[[#This Row],[Rebate Category]],Table1[PrescribedSource - Rebate ID],0))))),\"\")","v":""},{"$f":"IFERROR(IF(Table1323[[#This Row],[No]]=\"\",\"\",IF(Table1323[[#This Row],[Space Type]]=\"\",\"select Space Type\",IF(Table1323[[#This Row],[Baseline Operating hours]]<>\"\",\"user defined\",INDEX(Table5[Hours],MATCH(Table1323[[#This Row],[Space Type]],Table5[Space Type],0))))),\"\")","v":""},null,{"$f":"IFERROR(INDEX(Table1[Rebate],MATCH(Table1323[[#This Row],[Lamp / Luminaire Category]]&Table1323[[#This Row],[Rebate Category]],Table1[PrescribedSource - Rebate ID],0)),\"\")","v":""},{"$f":"IFERROR(INDEX(Table1[Rebate Unit],MATCH(Table1323[[#This Row],[Lamp / Luminaire Category]]&Table1323[[#This Row],[Rebate Category]],Table1[PrescribedSource - Rebate ID],0)),\"\")","v":""},null,{"$f":"IFERROR(IF(Table1323[[#This Row],[Lamp / Luminaire Category]]=\"No eligible rebate\",\"no rebate\",INDEX(Table1[Retrofit W],MATCH(Table1323[[#This Row],[Lamp / Luminaire Category]]&Table1323[[#This Row],[Rebate Category]],Table1[PrescribedSource - Rebate ID],0))),\"\")","v":""},null,null,null,{"$f":"IFERROR(INDEX(Table1[Rebate],MATCH(Table1323[[#This Row],[Lamp / Luminaire Category]]&Table1323[[#This Row],[Rebate Category]],Table1[PrescribedSource - Rebate ID],0))*Table1323[[#This Row],[Quantity of luminaires]],0)","v":0},{"$f":"IF(OR(Table1323[[#This Row],[Automatic Controls?]]=\"Fixture integrated Occupancy / Daylight Harvesting sensor\",Table1323[[#This Row],[Automatic Controls?]]=\"Ceiling / wall mounted Occupancy / Daylight Harvesting sensor\",Table1323[[#This Row],[Automatic Controls?]]=\"Timer\"),45*Table1323[[#This Row],[Number of occupancy sensors]],\"\")","v":""},{"$f":"IFERROR(IF(Table1323[[#This Row],[Controls Rebate]]=\"\",0,Table1323[[#This Row],[Controls Rebate]])+Table1323[[#This Row],[Lighting Rebate]],\"\")","v":0},{"$f":"IFERROR(INDEX(Table1[Rebate Savings],MATCH(Table1323[[#This Row],[Lamp / Luminaire Category]]&Table1323[[#This Row],[Rebate Category]],Table1[PrescribedSource - Rebate ID],0))*Table1323[[#This Row],[Quantity of luminaires]]/1000,0)","v":0},{"$f":"IFERROR(Table1323[[#This Row],[Rebate kW Savings]]*IF(Table1323[[#This Row],[Assumed hours from space type]]=\"user defined\",Table1323[[#This Row],[Baseline Operating hours]],Table1323[[#This Row],[Assumed hours from space type]]),0)","v":0},{"$f":"IF(OR(Table1323[[#This Row],[Automatic Controls?]]=\"Fixture integrated occupancy sensor\",Table1323[[#This Row],[Automatic Controls?]]=\"Ceiling / wall mounted occupancy sensor\"),Table1323[[#This Row],[Quantity of luminaires]]*IF(Table1323[[#This Row],[Rebate Category]]<>\"\",INDEX(Table1[Retrofit W],MATCH(Table1323[[#This Row],[Rebate Category]],Table1[BC Hydro Rebate Category],0)),Table1323[[#This Row],[Retrofit W defined by user (no rebate)]])/1000*IF(Table1323[[#This Row],[Assumed hours from space type]]=\"user defined\",Table1323[[#This Row],[Baseline Operating hours]],Table1323[[#This Row],[Assumed hours from space type]])*0.2,0)","v":0},{"$f":"Table1323[[#This Row],[Rebate kWh savings]]+Table1323[[#This Row],[Controls Rebate kWh Savings]]","v":0},{"$f":"IFERROR(IF(Table1323[[#This Row],[Quantity of luminaires]]=\"\",\"\",IF(Table1323[[#This Row],[Lamp / Luminaire Category]]=\"No eligible rebate\",(Table1323[[#This Row],[Baseline W defined by user]]-Table1323[[#This Row],[Retrofit W defined by user (no rebate)]])*Table1323[[#This Row],[Quantity of luminaires]]/1000,(Table1323[[#This Row],[Assumed Baseline W by source]]-Table1323[[#This Row],[LED Luminaire W by rebate]])*Table1323[[#This Row],[Quantity of luminaires]]/1000)),0)","v":""},{"$f":"IFERROR(IF(Table1323[[#This Row],[Lamp / Luminaire Category]]=\"No eligible rebate\",Table1323[[#This Row],[Quantity of luminaires]]*(Table1323[[#This Row],[Baseline W defined by user]]-Table1323[[#This Row],[Retrofit W defined by user (no rebate)]])/1000*IF(Table1323[[#This Row],[Assumed hours from space type]]=\"user defined\",Table1323[[#This Row],[Baseline Operating hours]],Table1323[[#This Row],[Assumed hours from space type]])+Table1323[[#This Row],[Controls Rebate kWh Savings]],Table1323[[#This Row],[Quantity of luminaires]]*(INDEX(Table1[Actual Baseline W],MATCH(Table1323[[#This Row],[Lamp / Luminaire Category]]&Table1323[[#This Row],[Rebate Category]],Table1[PrescribedSource - Rebate ID],0))/1000-Table1323[[#This Row],[LED Luminaire W by rebate]]/1000)*IF(Table1323[[#This Row],[Assumed hours from space type]]=\"user defined\",Table1323[[#This Row],[Baseline Operating hours]],Table1323[[#This Row],[Assumed hours from space type]])+Table1323[[#This Row],[Controls Rebate kWh Savings]]),0)","v":0},{"$f":"IFERROR(IF(Table1323[[#This Row],[Rebate kW Savings]]=0,Table1323[[#This Row],[Demand Savings, kW]],INDEX(Table1[Actual Savings],MATCH(Table1323[[#This Row],[Lamp / Luminaire Category]]&Table1323[[#This Row],[Rebate Category]],Table1[PrescribedSource - Rebate ID],0))*Table1323[[#This Row],[Quantity of luminaires]]/1000),0)","v":""},{"$f":"IFERROR(Table1323[[#This Row],[BC Housing Site kW Savings]]*IF(Table1323[[#This Row],[Assumed hours from space type]]=\"user defined\",Table1323[[#This Row],[Baseline Operating hours]],Table1323[[#This Row],[Assumed hours from space type]])+Table1323[[#This Row],[Controls Rebate kWh Savings]],0)","v":0},{"$f":"IFERROR(IF(Table1323[[#This Row],[Lamp / Luminaire Category]]=\"No eligible rebate\",Table1323[[#This Row],[Lighting Technology]]&\" retrofit with no rebate\",Table1323[[#This Row],[Rebate Category]]),\"\")","v":0},{"$f":"IF(Table1323[[#This Row],[Lamp / Luminaire Category]]=\"No eligible rebate\",1,0)","v":0},{"$f":"IFERROR(IF(IF(Table1323[[#This Row],[Assumed hours from space type]]=\"user defined\",Table1323[[#This Row],[Baseline Operating hours]],Table1323[[#This Row],[Assumed hours from space type]])<3600,0,IF(AND(IF(Table1323[[#This Row],[Assumed hours from space type]]=\"user defined\",Table1323[[#This Row],[Baseline Operating hours]],Table1323[[#This Row],[Assumed hours from space type]])>=3600,OR(Table1323[[#This Row],[Automatic Controls?]]=\"None\",Table1323[[#This Row],[Automatic Controls?]]=\"\")),IF(Table1323[[#This Row],[Lamp / Luminaire Category]]=\"No eligible rebate\",Table1323[[#This Row],[Baseline W defined by user]]-Table1323[[#This Row],[Retrofit W defined by user (no rebate)]],Table1323[[#This Row],[Assumed Baseline W by source]]-Table1323[[#This Row],[LED Luminaire W by rebate]]),IF(AND(IF(Table1323[[#This Row],[Assumed hours from space type]]=\"user defined\",Table1323[[#This Row],[Baseline Operating hours]],Table1323[[#This Row],[Assumed hours from space type]])>=(3600/0.8),OR(Table1323[[#This Row],[Automatic Controls?]]=\"Fixture integrated occupancy sensor\",Table1323[[#This Row],[Automatic Controls?]]=\"Ceiling / wall mounted occupancy sensor\")),IF(Table1323[[#This Row],[Lamp / Luminaire Category]]=\"No eligible rebate\",(Table1323[[#This Row],[Baseline W defined by user]]-Table1323[[#This Row],[Retrofit W defined by user (no rebate)]]),Table1323[[#This Row],[Assumed Baseline W by source]]-Table1323[[#This Row],[LED Luminaire W by rebate]]),IF(AND(IF(Table1323[[#This Row],[Assumed hours from space type]]=\"user defined\",Table1323[[#This Row],[Baseline Operating hours]],Table1323[[#This Row],[Assumed hours from space type]])<(3600/0.8),OR(Table1323[[#This Row],[Automatic Controls?]]=\"Fixture integrated occupancy sensor\",Table1323[[#This Row],[Automatic Controls?]]=\"Ceiling / wall mounted occupancy sensor\")),IF(Table1323[[#This Row],[Lamp / Luminaire Category]]=\"No eligible rebate\",Table1323[[#This Row],[Baseline W defined by user]],Table1323[[#This Row],[Assumed Baseline W by source]])))))*Table1323[[#This Row],[Quantity of luminaires]]/1000,\"\")","v":""},{"$f":"Table1323[[#This Row],[LED lamp/luminaire retrofit part '#]]","v":0},{"$f":"IF(Table1323[[#This Row],[Rebate Unit]]=\"per lamp\",INDEX(Table1[Number of Lamps],MATCH(Table1323[[#This Row],[Lamp / Luminaire Category]]&Table1323[[#This Row],[Rebate Category]],Table1[PrescribedSource - Rebate ID],0)),1)*Table1323[[#This Row],[Quantity of luminaires]]","v":0},{"$f":"IFERROR(IF(Table1323[[#This Row],[Lamp / Luminaire Category]]=\"No eligible rebate\",\"no eligible rebate\",INDEX(Table1[BC Hydro xRM ECM],MATCH(Table1323[[#This Row],[Lamp / Luminaire Category]]&Table1323[[#This Row],[Rebate Category]],Table1[PrescribedSource - Rebate ID],0))),\"\")","v":""}]
[null,{"$f":"IF(Table1323[[#This Row],[Space Type]]=\"\",\"\",\"L-\"&ROW(106:106))","v":""},null,null,null,null,null,null,null,{"$f":"IFERROR(IF(Table1323[[#This Row],[Space Type]]=\"\",\"\",IF(Table1323[[#This Row],[Lamp / Luminaire Category]]=\"No eligible rebate\",\"\",IF(Table1323[[#This Row],[Rebate Category]]=\"\",\"select rebate\",INDEX(Table1[Actual Baseline W],MATCH(Table1323[[#This Row],[Lamp / Luminaire Category]]&Table1323[[#This Row],[Rebate Category]],Table1[PrescribedSource - Rebate ID],0))))),\"\")","v":""},{"$f":"IFERROR(IF(Table1323[[#This Row],[No]]=\"\",\"\",IF(Table1323[[#This Row],[Space Type]]=\"\",\"select Space Type\",IF(Table1323[[#This Row],[Baseline Operating hours]]<>\"\",\"user defined\",INDEX(Table5[Hours],MATCH(Table1323[[#This Row],[Space Type]],Table5[Space Type],0))))),\"\")","v":""},null,{"$f":"IFERROR(INDEX(Table1[Rebate],MATCH(Table1323[[#This Row],[Lamp / Luminaire Category]]&Table1323[[#This Row],[Rebate Category]],Table1[PrescribedSource - Rebate ID],0)),\"\")","v":""},{"$f":"IFERROR(INDEX(Table1[Rebate Unit],MATCH(Table1323[[#This Row],[Lamp / Luminaire Category]]&Table1323[[#This Row],[Rebate Category]],Table1[PrescribedSource - Rebate ID],0)),\"\")","v":""},null,{"$f":"IFERROR(IF(Table1323[[#This Row],[Lamp / Luminaire Category]]=\"No eligible rebate\",\"no rebate\",INDEX(Table1[Retrofit W],MATCH(Table1323[[#This Row],[Lamp / Luminaire Category]]&Table1323[[#This Row],[Rebate Category]],Table1[PrescribedSource - Rebate ID],0))),\"\")","v":""},null,null,null,{"$f":"IFERROR(INDEX(Table1[Rebate],MATCH(Table1323[[#This Row],[Lamp / Luminaire Category]]&Table1323[[#This Row],[Rebate Category]],Table1[PrescribedSource - Rebate ID],0))*Table1323[[#This Row],[Quantity of luminaires]],0)","v":0},{"$f":"IF(OR(Table1323[[#This Row],[Automatic Controls?]]=\"Fixture integrated Occupancy / Daylight Harvesting sensor\",Table1323[[#This Row],[Automatic Controls?]]=\"Ceiling / wall mounted Occupancy / Daylight Harvesting sensor\",Table1323[[#This Row],[Automatic Controls?]]=\"Timer\"),45*Table1323[[#This Row],[Number of occupancy sensors]],\"\")","v":""},{"$f":"IFERROR(IF(Table1323[[#This Row],[Controls Rebate]]=\"\",0,Table1323[[#This Row],[Controls Rebate]])+Table1323[[#This Row],[Lighting Rebate]],\"\")","v":0},{"$f":"IFERROR(INDEX(Table1[Rebate Savings],MATCH(Table1323[[#This Row],[Lamp / Luminaire Category]]&Table1323[[#This Row],[Rebate Category]],Table1[PrescribedSource - Rebate ID],0))*Table1323[[#This Row],[Quantity of luminaires]]/1000,0)","v":0},{"$f":"IFERROR(Table1323[[#This Row],[Rebate kW Savings]]*IF(Table1323[[#This Row],[Assumed hours from space type]]=\"user defined\",Table1323[[#This Row],[Baseline Operating hours]],Table1323[[#This Row],[Assumed hours from space type]]),0)","v":0},{"$f":"IF(OR(Table1323[[#This Row],[Automatic Controls?]]=\"Fixture integrated occupancy sensor\",Table1323[[#This Row],[Automatic Controls?]]=\"Ceiling / wall mounted occupancy sensor\"),Table1323[[#This Row],[Quantity of luminaires]]*IF(Table1323[[#This Row],[Rebate Category]]<>\"\",INDEX(Table1[Retrofit W],MATCH(Table1323[[#This Row],[Rebate Category]],Table1[BC Hydro Rebate Category],0)),Table1323[[#This Row],[Retrofit W defined by user (no rebate)]])/1000*IF(Table1323[[#This Row],[Assumed hours from space type]]=\"user defined\",Table1323[[#This Row],[Baseline Operating hours]],Table1323[[#This Row],[Assumed hours from space type]])*0.2,0)","v":0},{"$f":"Table1323[[#This Row],[Rebate kWh savings]]+Table1323[[#This Row],[Controls Rebate kWh Savings]]","v":0},{"$f":"IFERROR(IF(Table1323[[#This Row],[Quantity of luminaires]]=\"\",\"\",IF(Table1323[[#This Row],[Lamp / Luminaire Category]]=\"No eligible rebate\",(Table1323[[#This Row],[Baseline W defined by user]]-Table1323[[#This Row],[Retrofit W defined by user (no rebate)]])*Table1323[[#This Row],[Quantity of luminaires]]/1000,(Table1323[[#This Row],[Assumed Baseline W by source]]-Table1323[[#This Row],[LED Luminaire W by rebate]])*Table1323[[#This Row],[Quantity of luminaires]]/1000)),0)","v":""},{"$f":"IFERROR(IF(Table1323[[#This Row],[Lamp / Luminaire Category]]=\"No eligible rebate\",Table1323[[#This Row],[Quantity of luminaires]]*(Table1323[[#This Row],[Baseline W defined by user]]-Table1323[[#This Row],[Retrofit W defined by user (no rebate)]])/1000*IF(Table1323[[#This Row],[Assumed hours from space type]]=\"user defined\",Table1323[[#This Row],[Baseline Operating hours]],Table1323[[#This Row],[Assumed hours from space type]])+Table1323[[#This Row],[Controls Rebate kWh Savings]],Table1323[[#This Row],[Quantity of luminaires]]*(INDEX(Table1[Actual Baseline W],MATCH(Table1323[[#This Row],[Lamp / Luminaire Category]]&Table1323[[#This Row],[Rebate Category]],Table1[PrescribedSource - Rebate ID],0))/1000-Table1323[[#This Row],[LED Luminaire W by rebate]]/1000)*IF(Table1323[[#This Row],[Assumed hours from space type]]=\"user defined\",Table1323[[#This Row],[Baseline Operating hours]],Table1323[[#This Row],[Assumed hours from space type]])+Table1323[[#This Row],[Controls Rebate kWh Savings]]),0)","v":0},{"$f":"IFERROR(IF(Table1323[[#This Row],[Rebate kW Savings]]=0,Table1323[[#This Row],[Demand Savings, kW]],INDEX(Table1[Actual Savings],MATCH(Table1323[[#This Row],[Lamp / Luminaire Category]]&Table1323[[#This Row],[Rebate Category]],Table1[PrescribedSource - Rebate ID],0))*Table1323[[#This Row],[Quantity of luminaires]]/1000),0)","v":""},{"$f":"IFERROR(Table1323[[#This Row],[BC Housing Site kW Savings]]*IF(Table1323[[#This Row],[Assumed hours from space type]]=\"user defined\",Table1323[[#This Row],[Baseline Operating hours]],Table1323[[#This Row],[Assumed hours from space type]])+Table1323[[#This Row],[Controls Rebate kWh Savings]],0)","v":0},{"$f":"IFERROR(IF(Table1323[[#This Row],[Lamp / Luminaire Category]]=\"No eligible rebate\",Table1323[[#This Row],[Lighting Technology]]&\" retrofit with no rebate\",Table1323[[#This Row],[Rebate Category]]),\"\")","v":0},{"$f":"IF(Table1323[[#This Row],[Lamp / Luminaire Category]]=\"No eligible rebate\",1,0)","v":0},{"$f":"IFERROR(IF(IF(Table1323[[#This Row],[Assumed hours from space type]]=\"user defined\",Table1323[[#This Row],[Baseline Operating hours]],Table1323[[#This Row],[Assumed hours from space type]])<3600,0,IF(AND(IF(Table1323[[#This Row],[Assumed hours from space type]]=\"user defined\",Table1323[[#This Row],[Baseline Operating hours]],Table1323[[#This Row],[Assumed hours from space type]])>=3600,OR(Table1323[[#This Row],[Automatic Controls?]]=\"None\",Table1323[[#This Row],[Automatic Controls?]]=\"\")),IF(Table1323[[#This Row],[Lamp / Luminaire Category]]=\"No eligible rebate\",Table1323[[#This Row],[Baseline W defined by user]]-Table1323[[#This Row],[Retrofit W defined by user (no rebate)]],Table1323[[#This Row],[Assumed Baseline W by source]]-Table1323[[#This Row],[LED Luminaire W by rebate]]),IF(AND(IF(Table1323[[#This Row],[Assumed hours from space type]]=\"user defined\",Table1323[[#This Row],[Baseline Operating hours]],Table1323[[#This Row],[Assumed hours from space type]])>=(3600/0.8),OR(Table1323[[#This Row],[Automatic Controls?]]=\"Fixture integrated occupancy sensor\",Table1323[[#This Row],[Automatic Controls?]]=\"Ceiling / wall mounted occupancy sensor\")),IF(Table1323[[#This Row],[Lamp / Luminaire Category]]=\"No eligible rebate\",(Table1323[[#This Row],[Baseline W defined by user]]-Table1323[[#This Row],[Retrofit W defined by user (no rebate)]]),Table1323[[#This Row],[Assumed Baseline W by source]]-Table1323[[#This Row],[LED Luminaire W by rebate]]),IF(AND(IF(Table1323[[#This Row],[Assumed hours from space type]]=\"user defined\",Table1323[[#This Row],[Baseline Operating hours]],Table1323[[#This Row],[Assumed hours from space type]])<(3600/0.8),OR(Table1323[[#This Row],[Automatic Controls?]]=\"Fixture integrated occupancy sensor\",Table1323[[#This Row],[Automatic Controls?]]=\"Ceiling / wall mounted occupancy sensor\")),IF(Table1323[[#This Row],[Lamp / Luminaire Category]]=\"No eligible rebate\",Table1323[[#This Row],[Baseline W defined by user]],Table1323[[#This Row],[Assumed Baseline W by source]])))))*Table1323[[#This Row],[Quantity of luminaires]]/1000,\"\")","v":""},{"$f":"Table1323[[#This Row],[LED lamp/luminaire retrofit part '#]]","v":0},{"$f":"IF(Table1323[[#This Row],[Rebate Unit]]=\"per lamp\",INDEX(Table1[Number of Lamps],MATCH(Table1323[[#This Row],[Lamp / Luminaire Category]]&Table1323[[#This Row],[Rebate Category]],Table1[PrescribedSource - Rebate ID],0)),1)*Table1323[[#This Row],[Quantity of luminaires]]","v":0},{"$f":"IFERROR(IF(Table1323[[#This Row],[Lamp / Luminaire Category]]=\"No eligible rebate\",\"no eligible rebate\",INDEX(Table1[BC Hydro xRM ECM],MATCH(Table1323[[#This Row],[Lamp / Luminaire Category]]&Table1323[[#This Row],[Rebate Category]],Table1[PrescribedSource - Rebate ID],0))),\"\")","v":""}]
[null,{"$f":"IF(Table1323[[#This Row],[Space Type]]=\"\",\"\",\"L-\"&ROW(107:107))","v":""},null,null,null,null,null,null,null,{"$f":"IFERROR(IF(Table1323[[#This Row],[Space Type]]=\"\",\"\",IF(Table1323[[#This Row],[Lamp / Luminaire Category]]=\"No eligible rebate\",\"\",IF(Table1323[[#This Row],[Rebate Category]]=\"\",\"select rebate\",INDEX(Table1[Actual Baseline W],MATCH(Table1323[[#This Row],[Lamp / Luminaire Category]]&Table1323[[#This Row],[Rebate Category]],Table1[PrescribedSource - Rebate ID],0))))),\"\")","v":""},{"$f":"IFERROR(IF(Table1323[[#This Row],[No]]=\"\",\"\",IF(Table1323[[#This Row],[Space Type]]=\"\",\"select Space Type\",IF(Table1323[[#This Row],[Baseline Operating hours]]<>\"\",\"user defined\",INDEX(Table5[Hours],MATCH(Table1323[[#This Row],[Space Type]],Table5[Space Type],0))))),\"\")","v":""},null,{"$f":"IFERROR(INDEX(Table1[Rebate],MATCH(Table1323[[#This Row],[Lamp / Luminaire Category]]&Table1323[[#This Row],[Rebate Category]],Table1[PrescribedSource - Rebate ID],0)),\"\")","v":""},{"$f":"IFERROR(INDEX(Table1[Rebate Unit],MATCH(Table1323[[#This Row],[Lamp / Luminaire Category]]&Table1323[[#This Row],[Rebate Category]],Table1[PrescribedSource - Rebate ID],0)),\"\")","v":""},null,{"$f":"IFERROR(IF(Table1323[[#This Row],[Lamp / Luminaire Category]]=\"No eligible rebate\",\"no rebate\",INDEX(Table1[Retrofit W],MATCH(Table1323[[#This Row],[Lamp / Luminaire Category]]&Table1323[[#This Row],[Rebate Category]],Table1[PrescribedSource - Rebate ID],0))),\"\")","v":""},null,null,null,{"$f":"IFERROR(INDEX(Table1[Rebate],MATCH(Table1323[[#This Row],[Lamp / Luminaire Category]]&Table1323[[#This Row],[Rebate Category]],Table1[PrescribedSource - Rebate ID],0))*Table1323[[#This Row],[Quantity of luminaires]],0)","v":0},{"$f":"IF(OR(Table1323[[#This Row],[Automatic Controls?]]=\"Fixture integrated Occupancy / Daylight Harvesting sensor\",Table1323[[#This Row],[Automatic Controls?]]=\"Ceiling / wall mounted Occupancy / Daylight Harvesting sensor\",Table1323[[#This Row],[Automatic Controls?]]=\"Timer\"),45*Table1323[[#This Row],[Number of occupancy sensors]],\"\")","v":""},{"$f":"IFERROR(IF(Table1323[[#This Row],[Controls Rebate]]=\"\",0,Table1323[[#This Row],[Controls Rebate]])+Table1323[[#This Row],[Lighting Rebate]],\"\")","v":0},{"$f":"IFERROR(INDEX(Table1[Rebate Savings],MATCH(Table1323[[#This Row],[Lamp / Luminaire Category]]&Table1323[[#This Row],[Rebate Category]],Table1[PrescribedSource - Rebate ID],0))*Table1323[[#This Row],[Quantity of luminaires]]/1000,0)","v":0},{"$f":"IFERROR(Table1323[[#This Row],[Rebate kW Savings]]*IF(Table1323[[#This Row],[Assumed hours from space type]]=\"user defined\",Table1323[[#This Row],[Baseline Operating hours]],Table1323[[#This Row],[Assumed hours from space type]]),0)","v":0},{"$f":"IF(OR(Table1323[[#This Row],[Automatic Controls?]]=\"Fixture integrated occupancy sensor\",Table1323[[#This Row],[Automatic Controls?]]=\"Ceiling / wall mounted occupancy sensor\"),Table1323[[#This Row],[Quantity of luminaires]]*IF(Table1323[[#This Row],[Rebate Category]]<>\"\",INDEX(Table1[Retrofit W],MATCH(Table1323[[#This Row],[Rebate Category]],Table1[BC Hydro Rebate Category],0)),Table1323[[#This Row],[Retrofit W defined by user (no rebate)]])/1000*IF(Table1323[[#This Row],[Assumed hours from space type]]=\"user defined\",Table1323[[#This Row],[Baseline Operating hours]],Table1323[[#This Row],[Assumed hours from space type]])*0.2,0)","v":0},{"$f":"Table1323[[#This Row],[Rebate kWh savings]]+Table1323[[#This Row],[Controls Rebate kWh Savings]]","v":0},{"$f":"IFERROR(IF(Table1323[[#This Row],[Quantity of luminaires]]=\"\",\"\",IF(Table1323[[#This Row],[Lamp / Luminaire Category]]=\"No eligible rebate\",(Table1323[[#This Row],[Baseline W defined by user]]-Table1323[[#This Row],[Retrofit W defined by user (no rebate)]])*Table1323[[#This Row],[Quantity of luminaires]]/1000,(Table1323[[#This Row],[Assumed Baseline W by source]]-Table1323[[#This Row],[LED Luminaire W by rebate]])*Table1323[[#This Row],[Quantity of luminaires]]/1000)),0)","v":""},{"$f":"IFERROR(IF(Table1323[[#This Row],[Lamp / Luminaire Category]]=\"No eligible rebate\",Table1323[[#This Row],[Quantity of luminaires]]*(Table1323[[#This Row],[Baseline W defined by user]]-Table1323[[#This Row],[Retrofit W defined by user (no rebate)]])/1000*IF(Table1323[[#This Row],[Assumed hours from space type]]=\"user defined\",Table1323[[#This Row],[Baseline Operating hours]],Table1323[[#This Row],[Assumed hours from space type]])+Table1323[[#This Row],[Controls Rebate kWh Savings]],Table1323[[#This Row],[Quantity of luminaires]]*(INDEX(Table1[Actual Baseline W],MATCH(Table1323[[#This Row],[Lamp / Luminaire Category]]&Table1323[[#This Row],[Rebate Category]],Table1[PrescribedSource - Rebate ID],0))/1000-Table1323[[#This Row],[LED Luminaire W by rebate]]/1000)*IF(Table1323[[#This Row],[Assumed hours from space type]]=\"user defined\",Table1323[[#This Row],[Baseline Operating hours]],Table1323[[#This Row],[Assumed hours from space type]])+Table1323[[#This Row],[Controls Rebate kWh Savings]]),0)","v":0},{"$f":"IFERROR(IF(Table1323[[#This Row],[Rebate kW Savings]]=0,Table1323[[#This Row],[Demand Savings, kW]],INDEX(Table1[Actual Savings],MATCH(Table1323[[#This Row],[Lamp / Luminaire Category]]&Table1323[[#This Row],[Rebate Category]],Table1[PrescribedSource - Rebate ID],0))*Table1323[[#This Row],[Quantity of luminaires]]/1000),0)","v":""},{"$f":"IFERROR(Table1323[[#This Row],[BC Housing Site kW Savings]]*IF(Table1323[[#This Row],[Assumed hours from space type]]=\"user defined\",Table1323[[#This Row],[Baseline Operating hours]],Table1323[[#This Row],[Assumed hours from space type]])+Table1323[[#This Row],[Controls Rebate kWh Savings]],0)","v":0},{"$f":"IFERROR(IF(Table1323[[#This Row],[Lamp / Luminaire Category]]=\"No eligible rebate\",Table1323[[#This Row],[Lighting Technology]]&\" retrofit with no rebate\",Table1323[[#This Row],[Rebate Category]]),\"\")","v":0},{"$f":"IF(Table1323[[#This Row],[Lamp / Luminaire Category]]=\"No eligible rebate\",1,0)","v":0},{"$f":"IFERROR(IF(IF(Table1323[[#This Row],[Assumed hours from space type]]=\"user defined\",Table1323[[#This Row],[Baseline Operating hours]],Table1323[[#This Row],[Assumed hours from space type]])<3600,0,IF(AND(IF(Table1323[[#This Row],[Assumed hours from space type]]=\"user defined\",Table1323[[#This Row],[Baseline Operating hours]],Table1323[[#This Row],[Assumed hours from space type]])>=3600,OR(Table1323[[#This Row],[Automatic Controls?]]=\"None\",Table1323[[#This Row],[Automatic Controls?]]=\"\")),IF(Table1323[[#This Row],[Lamp / Luminaire Category]]=\"No eligible rebate\",Table1323[[#This Row],[Baseline W defined by user]]-Table1323[[#This Row],[Retrofit W defined by user (no rebate)]],Table1323[[#This Row],[Assumed Baseline W by source]]-Table1323[[#This Row],[LED Luminaire W by rebate]]),IF(AND(IF(Table1323[[#This Row],[Assumed hours from space type]]=\"user defined\",Table1323[[#This Row],[Baseline Operating hours]],Table1323[[#This Row],[Assumed hours from space type]])>=(3600/0.8),OR(Table1323[[#This Row],[Automatic Controls?]]=\"Fixture integrated occupancy sensor\",Table1323[[#This Row],[Automatic Controls?]]=\"Ceiling / wall mounted occupancy sensor\")),IF(Table1323[[#This Row],[Lamp / Luminaire Category]]=\"No eligible rebate\",(Table1323[[#This Row],[Baseline W defined by user]]-Table1323[[#This Row],[Retrofit W defined by user (no rebate)]]),Table1323[[#This Row],[Assumed Baseline W by source]]-Table1323[[#This Row],[LED Luminaire W by rebate]]),IF(AND(IF(Table1323[[#This Row],[Assumed hours from space type]]=\"user defined\",Table1323[[#This Row],[Baseline Operating hours]],Table1323[[#This Row],[Assumed hours from space type]])<(3600/0.8),OR(Table1323[[#This Row],[Automatic Controls?]]=\"Fixture integrated occupancy sensor\",Table1323[[#This Row],[Automatic Controls?]]=\"Ceiling / wall mounted occupancy sensor\")),IF(Table1323[[#This Row],[Lamp / Luminaire Category]]=\"No eligible rebate\",Table1323[[#This Row],[Baseline W defined by user]],Table1323[[#This Row],[Assumed Baseline W by source]])))))*Table1323[[#This Row],[Quantity of luminaires]]/1000,\"\")","v":""},{"$f":"Table1323[[#This Row],[LED lamp/luminaire retrofit part '#]]","v":0},{"$f":"IF(Table1323[[#This Row],[Rebate Unit]]=\"per lamp\",INDEX(Table1[Number of Lamps],MATCH(Table1323[[#This Row],[Lamp / Luminaire Category]]&Table1323[[#This Row],[Rebate Category]],Table1[PrescribedSource - Rebate ID],0)),1)*Table1323[[#This Row],[Quantity of luminaires]]","v":0},{"$f":"IFERROR(IF(Table1323[[#This Row],[Lamp / Luminaire Category]]=\"No eligible rebate\",\"no eligible rebate\",INDEX(Table1[BC Hydro xRM ECM],MATCH(Table1323[[#This Row],[Lamp / Luminaire Category]]&Table1323[[#This Row],[Rebate Category]],Table1[PrescribedSource - Rebate ID],0))),\"\")","v":""}]
[null,{"$f":"IF(Table1323[[#This Row],[Space Type]]=\"\",\"\",\"L-\"&ROW(108:108))","v":""},null,null,null,null,null,null,null,{"$f":"IFERROR(IF(Table1323[[#This Row],[Space Type]]=\"\",\"\",IF(Table1323[[#This Row],[Lamp / Luminaire Category]]=\"No eligible rebate\",\"\",IF(Table1323[[#This Row],[Rebate Category]]=\"\",\"select rebate\",INDEX(Table1[Actual Baseline W],MATCH(Table1323[[#This Row],[Lamp / Luminaire Category]]&Table1323[[#This Row],[Rebate Category]],Table1[PrescribedSource - Rebate ID],0))))),\"\")","v":""},{"$f":"IFERROR(IF(Table1323[[#This Row],[No]]=\"\",\"\",IF(Table1323[[#This Row],[Space Type]]=\"\",\"select Space Type\",IF(Table1323[[#This Row],[Baseline Operating hours]]<>\"\",\"user defined\",INDEX(Table5[Hours],MATCH(Table1323[[#This Row],[Space Type]],Table5[Space Type],0))))),\"\")","v":""},null,{"$f":"IFERROR(INDEX(Table1[Rebate],MATCH(Table1323[[#This Row],[Lamp / Luminaire Category]]&Table1323[[#This Row],[Rebate Category]],Table1[PrescribedSource - Rebate ID],0)),\"\")","v":""},{"$f":"IFERROR(INDEX(Table1[Rebate Unit],MATCH(Table1323[[#This Row],[Lamp / Luminaire Category]]&Table1323[[#This Row],[Rebate Category]],Table1[PrescribedSource - Rebate ID],0)),\"\")","v":""},null,{"$f":"IFERROR(IF(Table1323[[#This Row],[Lamp / Luminaire Category]]=\"No eligible rebate\",\"no rebate\",INDEX(Table1[Retrofit W],MATCH(Table1323[[#This Row],[Lamp / Luminaire Category]]&Table1323[[#This Row],[Rebate Category]],Table1[PrescribedSource - Rebate ID],0))),\"\")","v":""},null,null,null,{"$f":"IFERROR(INDEX(Table1[Rebate],MATCH(Table1323[[#This Row],[Lamp / Luminaire Category]]&Table1323[[#This Row],[Rebate Category]],Table1[PrescribedSource - Rebate ID],0))*Table1323[[#This Row],[Quantity of luminaires]],0)","v":0},{"$f":"IF(OR(Table1323[[#This Row],[Automatic Controls?]]=\"Fixture integrated Occupancy / Daylight Harvesting sensor\",Table1323[[#This Row],[Automatic Controls?]]=\"Ceiling / wall mounted Occupancy / Daylight Harvesting sensor\",Table1323[[#This Row],[Automatic Controls?]]=\"Timer\"),45*Table1323[[#This Row],[Number of occupancy sensors]],\"\")","v":""},{"$f":"IFERROR(IF(Table1323[[#This Row],[Controls Rebate]]=\"\",0,Table1323[[#This Row],[Controls Rebate]])+Table1323[[#This Row],[Lighting Rebate]],\"\")","v":0},{"$f":"IFERROR(INDEX(Table1[Rebate Savings],MATCH(Table1323[[#This Row],[Lamp / Luminaire Category]]&Table1323[[#This Row],[Rebate Category]],Table1[PrescribedSource - Rebate ID],0))*Table1323[[#This Row],[Quantity of luminaires]]/1000,0)","v":0},{"$f":"IFERROR(Table1323[[#This Row],[Rebate kW Savings]]*IF(Table1323[[#This Row],[Assumed hours from space type]]=\"user defined\",Table1323[[#This Row],[Baseline Operating hours]],Table1323[[#This Row],[Assumed hours from space type]]),0)","v":0},{"$f":"IF(OR(Table1323[[#This Row],[Automatic Controls?]]=\"Fixture integrated occupancy sensor\",Table1323[[#This Row],[Automatic Controls?]]=\"Ceiling / wall mounted occupancy sensor\"),Table1323[[#This Row],[Quantity of luminaires]]*IF(Table1323[[#This Row],[Rebate Category]]<>\"\",INDEX(Table1[Retrofit W],MATCH(Table1323[[#This Row],[Rebate Category]],Table1[BC Hydro Rebate Category],0)),Table1323[[#This Row],[Retrofit W defined by user (no rebate)]])/1000*IF(Table1323[[#This Row],[Assumed hours from space type]]=\"user defined\",Table1323[[#This Row],[Baseline Operating hours]],Table1323[[#This Row],[Assumed hours from space type]])*0.2,0)","v":0},{"$f":"Table1323[[#This Row],[Rebate kWh savings]]+Table1323[[#This Row],[Controls Rebate kWh Savings]]","v":0},{"$f":"IFERROR(IF(Table1323[[#This Row],[Quantity of luminaires]]=\"\",\"\",IF(Table1323[[#This Row],[Lamp / Luminaire Category]]=\"No eligible rebate\",(Table1323[[#This Row],[Baseline W defined by user]]-Table1323[[#This Row],[Retrofit W defined by user (no rebate)]])*Table1323[[#This Row],[Quantity of luminaires]]/1000,(Table1323[[#This Row],[Assumed Baseline W by source]]-Table1323[[#This Row],[LED Luminaire W by rebate]])*Table1323[[#This Row],[Quantity of luminaires]]/1000)),0)","v":""},{"$f":"IFERROR(IF(Table1323[[#This Row],[Lamp / Luminaire Category]]=\"No eligible rebate\",Table1323[[#This Row],[Quantity of luminaires]]*(Table1323[[#This Row],[Baseline W defined by user]]-Table1323[[#This Row],[Retrofit W defined by user (no rebate)]])/1000*IF(Table1323[[#This Row],[Assumed hours from space type]]=\"user defined\",Table1323[[#This Row],[Baseline Operating hours]],Table1323[[#This Row],[Assumed hours from space type]])+Table1323[[#This Row],[Controls Rebate kWh Savings]],Table1323[[#This Row],[Quantity of luminaires]]*(INDEX(Table1[Actual Baseline W],MATCH(Table1323[[#This Row],[Lamp / Luminaire Category]]&Table1323[[#This Row],[Rebate Category]],Table1[PrescribedSource - Rebate ID],0))/1000-Table1323[[#This Row],[LED Luminaire W by rebate]]/1000)*IF(Table1323[[#This Row],[Assumed hours from space type]]=\"user defined\",Table1323[[#This Row],[Baseline Operating hours]],Table1323[[#This Row],[Assumed hours from space type]])+Table1323[[#This Row],[Controls Rebate kWh Savings]]),0)","v":0},{"$f":"IFERROR(IF(Table1323[[#This Row],[Rebate kW Savings]]=0,Table1323[[#This Row],[Demand Savings, kW]],INDEX(Table1[Actual Savings],MATCH(Table1323[[#This Row],[Lamp / Luminaire Category]]&Table1323[[#This Row],[Rebate Category]],Table1[PrescribedSource - Rebate ID],0))*Table1323[[#This Row],[Quantity of luminaires]]/1000),0)","v":""},{"$f":"IFERROR(Table1323[[#This Row],[BC Housing Site kW Savings]]*IF(Table1323[[#This Row],[Assumed hours from space type]]=\"user defined\",Table1323[[#This Row],[Baseline Operating hours]],Table1323[[#This Row],[Assumed hours from space type]])+Table1323[[#This Row],[Controls Rebate kWh Savings]],0)","v":0},{"$f":"IFERROR(IF(Table1323[[#This Row],[Lamp / Luminaire Category]]=\"No eligible rebate\",Table1323[[#This Row],[Lighting Technology]]&\" retrofit with no rebate\",Table1323[[#This Row],[Rebate Category]]),\"\")","v":0},{"$f":"IF(Table1323[[#This Row],[Lamp / Luminaire Category]]=\"No eligible rebate\",1,0)","v":0},{"$f":"IFERROR(IF(IF(Table1323[[#This Row],[Assumed hours from space type]]=\"user defined\",Table1323[[#This Row],[Baseline Operating hours]],Table1323[[#This Row],[Assumed hours from space type]])<3600,0,IF(AND(IF(Table1323[[#This Row],[Assumed hours from space type]]=\"user defined\",Table1323[[#This Row],[Baseline Operating hours]],Table1323[[#This Row],[Assumed hours from space type]])>=3600,OR(Table1323[[#This Row],[Automatic Controls?]]=\"None\",Table1323[[#This Row],[Automatic Controls?]]=\"\")),IF(Table1323[[#This Row],[Lamp / Luminaire Category]]=\"No eligible rebate\",Table1323[[#This Row],[Baseline W defined by user]]-Table1323[[#This Row],[Retrofit W defined by user (no rebate)]],Table1323[[#This Row],[Assumed Baseline W by source]]-Table1323[[#This Row],[LED Luminaire W by rebate]]),IF(AND(IF(Table1323[[#This Row],[Assumed hours from space type]]=\"user defined\",Table1323[[#This Row],[Baseline Operating hours]],Table1323[[#This Row],[Assumed hours from space type]])>=(3600/0.8),OR(Table1323[[#This Row],[Automatic Controls?]]=\"Fixture integrated occupancy sensor\",Table1323[[#This Row],[Automatic Controls?]]=\"Ceiling / wall mounted occupancy sensor\")),IF(Table1323[[#This Row],[Lamp / Luminaire Category]]=\"No eligible rebate\",(Table1323[[#This Row],[Baseline W defined by user]]-Table1323[[#This Row],[Retrofit W defined by user (no rebate)]]),Table1323[[#This Row],[Assumed Baseline W by source]]-Table1323[[#This Row],[LED Luminaire W by rebate]]),IF(AND(IF(Table1323[[#This Row],[Assumed hours from space type]]=\"user defined\",Table1323[[#This Row],[Baseline Operating hours]],Table1323[[#This Row],[Assumed hours from space type]])<(3600/0.8),OR(Table1323[[#This Row],[Automatic Controls?]]=\"Fixture integrated occupancy sensor\",Table1323[[#This Row],[Automatic Controls?]]=\"Ceiling / wall mounted occupancy sensor\")),IF(Table1323[[#This Row],[Lamp / Luminaire Category]]=\"No eligible rebate\",Table1323[[#This Row],[Baseline W defined by user]],Table1323[[#This Row],[Assumed Baseline W by source]])))))*Table1323[[#This Row],[Quantity of luminaires]]/1000,\"\")","v":""},{"$f":"Table1323[[#This Row],[LED lamp/luminaire retrofit part '#]]","v":0},{"$f":"IF(Table1323[[#This Row],[Rebate Unit]]=\"per lamp\",INDEX(Table1[Number of Lamps],MATCH(Table1323[[#This Row],[Lamp / Luminaire Category]]&Table1323[[#This Row],[Rebate Category]],Table1[PrescribedSource - Rebate ID],0)),1)*Table1323[[#This Row],[Quantity of luminaires]]","v":0},{"$f":"IFERROR(IF(Table1323[[#This Row],[Lamp / Luminaire Category]]=\"No eligible rebate\",\"no eligible rebate\",INDEX(Table1[BC Hydro xRM ECM],MATCH(Table1323[[#This Row],[Lamp / Luminaire Category]]&Table1323[[#This Row],[Rebate Category]],Table1[PrescribedSource - Rebate ID],0))),\"\")","v":""}]
[null,{"$f":"IF(Table1323[[#This Row],[Space Type]]=\"\",\"\",\"L-\"&ROW(109:109))","v":""},null,null,null,null,null,null,null,{"$f":"IFERROR(IF(Table1323[[#This Row],[Space Type]]=\"\",\"\",IF(Table1323[[#This Row],[Lamp / Luminaire Category]]=\"No eligible rebate\",\"\",IF(Table1323[[#This Row],[Rebate Category]]=\"\",\"select rebate\",INDEX(Table1[Actual Baseline W],MATCH(Table1323[[#This Row],[Lamp / Luminaire Category]]&Table1323[[#This Row],[Rebate Category]],Table1[PrescribedSource - Rebate ID],0))))),\"\")","v":""},{"$f":"IFERROR(IF(Table1323[[#This Row],[No]]=\"\",\"\",IF(Table1323[[#This Row],[Space Type]]=\"\",\"select Space Type\",IF(Table1323[[#This Row],[Baseline Operating hours]]<>\"\",\"user defined\",INDEX(Table5[Hours],MATCH(Table1323[[#This Row],[Space Type]],Table5[Space Type],0))))),\"\")","v":""},null,{"$f":"IFERROR(INDEX(Table1[Rebate],MATCH(Table1323[[#This Row],[Lamp / Luminaire Category]]&Table1323[[#This Row],[Rebate Category]],Table1[PrescribedSource - Rebate ID],0)),\"\")","v":""},{"$f":"IFERROR(INDEX(Table1[Rebate Unit],MATCH(Table1323[[#This Row],[Lamp / Luminaire Category]]&Table1323[[#This Row],[Rebate Category]],Table1[PrescribedSource - Rebate ID],0)),\"\")","v":""},null,{"$f":"IFERROR(IF(Table1323[[#This Row],[Lamp / Luminaire Category]]=\"No eligible rebate\",\"no rebate\",INDEX(Table1[Retrofit W],MATCH(Table1323[[#This Row],[Lamp / Luminaire Category]]&Table1323[[#This Row],[Rebate Category]],Table1[PrescribedSource - Rebate ID],0))),\"\")","v":""},null,null,null,{"$f":"IFERROR(INDEX(Table1[Rebate],MATCH(Table1323[[#This Row],[Lamp / Luminaire Category]]&Table1323[[#This Row],[Rebate Category]],Table1[PrescribedSource - Rebate ID],0))*Table1323[[#This Row],[Quantity of luminaires]],0)","v":0},{"$f":"IF(OR(Table1323[[#This Row],[Automatic Controls?]]=\"Fixture integrated Occupancy / Daylight Harvesting sensor\",Table1323[[#This Row],[Automatic Controls?]]=\"Ceiling / wall mounted Occupancy / Daylight Harvesting sensor\",Table1323[[#This Row],[Automatic Controls?]]=\"Timer\"),45*Table1323[[#This Row],[Number of occupancy sensors]],\"\")","v":""},{"$f":"IFERROR(IF(Table1323[[#This Row],[Controls Rebate]]=\"\",0,Table1323[[#This Row],[Controls Rebate]])+Table1323[[#This Row],[Lighting Rebate]],\"\")","v":0},{"$f":"IFERROR(INDEX(Table1[Rebate Savings],MATCH(Table1323[[#This Row],[Lamp / Luminaire Category]]&Table1323[[#This Row],[Rebate Category]],Table1[PrescribedSource - Rebate ID],0))*Table1323[[#This Row],[Quantity of luminaires]]/1000,0)","v":0},{"$f":"IFERROR(Table1323[[#This Row],[Rebate kW Savings]]*IF(Table1323[[#This Row],[Assumed hours from space type]]=\"user defined\",Table1323[[#This Row],[Baseline Operating hours]],Table1323[[#This Row],[Assumed hours from space type]]),0)","v":0},{"$f":"IF(OR(Table1323[[#This Row],[Automatic Controls?]]=\"Fixture integrated occupancy sensor\",Table1323[[#This Row],[Automatic Controls?]]=\"Ceiling / wall mounted occupancy sensor\"),Table1323[[#This Row],[Quantity of luminaires]]*IF(Table1323[[#This Row],[Rebate Category]]<>\"\",INDEX(Table1[Retrofit W],MATCH(Table1323[[#This Row],[Rebate Category]],Table1[BC Hydro Rebate Category],0)),Table1323[[#This Row],[Retrofit W defined by user (no rebate)]])/1000*IF(Table1323[[#This Row],[Assumed hours from space type]]=\"user defined\",Table1323[[#This Row],[Baseline Operating hours]],Table1323[[#This Row],[Assumed hours from space type]])*0.2,0)","v":0},{"$f":"Table1323[[#This Row],[Rebate kWh savings]]+Table1323[[#This Row],[Controls Rebate kWh Savings]]","v":0},{"$f":"IFERROR(IF(Table1323[[#This Row],[Quantity of luminaires]]=\"\",\"\",IF(Table1323[[#This Row],[Lamp / Luminaire Category]]=\"No eligible rebate\",(Table1323[[#This Row],[Baseline W defined by user]]-Table1323[[#This Row],[Retrofit W defined by user (no rebate)]])*Table1323[[#This Row],[Quantity of luminaires]]/1000,(Table1323[[#This Row],[Assumed Baseline W by source]]-Table1323[[#This Row],[LED Luminaire W by rebate]])*Table1323[[#This Row],[Quantity of luminaires]]/1000)),0)","v":""},{"$f":"IFERROR(IF(Table1323[[#This Row],[Lamp / Luminaire Category]]=\"No eligible rebate\",Table1323[[#This Row],[Quantity of luminaires]]*(Table1323[[#This Row],[Baseline W defined by user]]-Table1323[[#This Row],[Retrofit W defined by user (no rebate)]])/1000*IF(Table1323[[#This Row],[Assumed hours from space type]]=\"user defined\",Table1323[[#This Row],[Baseline Operating hours]],Table1323[[#This Row],[Assumed hours from space type]])+Table1323[[#This Row],[Controls Rebate kWh Savings]],Table1323[[#This Row],[Quantity of luminaires]]*(INDEX(Table1[Actual Baseline W],MATCH(Table1323[[#This Row],[Lamp / Luminaire Category]]&Table1323[[#This Row],[Rebate Category]],Table1[PrescribedSource - Rebate ID],0))/1000-Table1323[[#This Row],[LED Luminaire W by rebate]]/1000)*IF(Table1323[[#This Row],[Assumed hours from space type]]=\"user defined\",Table1323[[#This Row],[Baseline Operating hours]],Table1323[[#This Row],[Assumed hours from space type]])+Table1323[[#This Row],[Controls Rebate kWh Savings]]),0)","v":0},{"$f":"IFERROR(IF(Table1323[[#This Row],[Rebate kW Savings]]=0,Table1323[[#This Row],[Demand Savings, kW]],INDEX(Table1[Actual Savings],MATCH(Table1323[[#This Row],[Lamp / Luminaire Category]]&Table1323[[#This Row],[Rebate Category]],Table1[PrescribedSource - Rebate ID],0))*Table1323[[#This Row],[Quantity of luminaires]]/1000),0)","v":""},{"$f":"IFERROR(Table1323[[#This Row],[BC Housing Site kW Savings]]*IF(Table1323[[#This Row],[Assumed hours from space type]]=\"user defined\",Table1323[[#This Row],[Baseline Operating hours]],Table1323[[#This Row],[Assumed hours from space type]])+Table1323[[#This Row],[Controls Rebate kWh Savings]],0)","v":0},{"$f":"IFERROR(IF(Table1323[[#This Row],[Lamp / Luminaire Category]]=\"No eligible rebate\",Table1323[[#This Row],[Lighting Technology]]&\" retrofit with no rebate\",Table1323[[#This Row],[Rebate Category]]),\"\")","v":0},{"$f":"IF(Table1323[[#This Row],[Lamp / Luminaire Category]]=\"No eligible rebate\",1,0)","v":0},{"$f":"IFERROR(IF(IF(Table1323[[#This Row],[Assumed hours from space type]]=\"user defined\",Table1323[[#This Row],[Baseline Operating hours]],Table1323[[#This Row],[Assumed hours from space type]])<3600,0,IF(AND(IF(Table1323[[#This Row],[Assumed hours from space type]]=\"user defined\",Table1323[[#This Row],[Baseline Operating hours]],Table1323[[#This Row],[Assumed hours from space type]])>=3600,OR(Table1323[[#This Row],[Automatic Controls?]]=\"None\",Table1323[[#This Row],[Automatic Controls?]]=\"\")),IF(Table1323[[#This Row],[Lamp / Luminaire Category]]=\"No eligible rebate\",Table1323[[#This Row],[Baseline W defined by user]]-Table1323[[#This Row],[Retrofit W defined by user (no rebate)]],Table1323[[#This Row],[Assumed Baseline W by source]]-Table1323[[#This Row],[LED Luminaire W by rebate]]),IF(AND(IF(Table1323[[#This Row],[Assumed hours from space type]]=\"user defined\",Table1323[[#This Row],[Baseline Operating hours]],Table1323[[#This Row],[Assumed hours from space type]])>=(3600/0.8),OR(Table1323[[#This Row],[Automatic Controls?]]=\"Fixture integrated occupancy sensor\",Table1323[[#This Row],[Automatic Controls?]]=\"Ceiling / wall mounted occupancy sensor\")),IF(Table1323[[#This Row],[Lamp / Luminaire Category]]=\"No eligible rebate\",(Table1323[[#This Row],[Baseline W defined by user]]-Table1323[[#This Row],[Retrofit W defined by user (no rebate)]]),Table1323[[#This Row],[Assumed Baseline W by source]]-Table1323[[#This Row],[LED Luminaire W by rebate]]),IF(AND(IF(Table1323[[#This Row],[Assumed hours from space type]]=\"user defined\",Table1323[[#This Row],[Baseline Operating hours]],Table1323[[#This Row],[Assumed hours from space type]])<(3600/0.8),OR(Table1323[[#This Row],[Automatic Controls?]]=\"Fixture integrated occupancy sensor\",Table1323[[#This Row],[Automatic Controls?]]=\"Ceiling / wall mounted occupancy sensor\")),IF(Table1323[[#This Row],[Lamp / Luminaire Category]]=\"No eligible rebate\",Table1323[[#This Row],[Baseline W defined by user]],Table1323[[#This Row],[Assumed Baseline W by source]])))))*Table1323[[#This Row],[Quantity of luminaires]]/1000,\"\")","v":""},{"$f":"Table1323[[#This Row],[LED lamp/luminaire retrofit part '#]]","v":0},{"$f":"IF(Table1323[[#This Row],[Rebate Unit]]=\"per lamp\",INDEX(Table1[Number of Lamps],MATCH(Table1323[[#This Row],[Lamp / Luminaire Category]]&Table1323[[#This Row],[Rebate Category]],Table1[PrescribedSource - Rebate ID],0)),1)*Table1323[[#This Row],[Quantity of luminaires]]","v":0},{"$f":"IFERROR(IF(Table1323[[#This Row],[Lamp / Luminaire Category]]=\"No eligible rebate\",\"no eligible rebate\",INDEX(Table1[BC Hydro xRM ECM],MATCH(Table1323[[#This Row],[Lamp / Luminaire Category]]&Table1323[[#This Row],[Rebate Category]],Table1[PrescribedSource - Rebate ID],0))),\"\")","v":""}]
[null,{"$f":"IF(Table1323[[#This Row],[Space Type]]=\"\",\"\",\"L-\"&ROW(110:110))","v":""},null,null,null,null,null,null,null,{"$f":"IFERROR(IF(Table1323[[#This Row],[Space Type]]=\"\",\"\",IF(Table1323[[#This Row],[Lamp / Luminaire Category]]=\"No eligible rebate\",\"\",IF(Table1323[[#This Row],[Rebate Category]]=\"\",\"select rebate\",INDEX(Table1[Actual Baseline W],MATCH(Table1323[[#This Row],[Lamp / Luminaire Category]]&Table1323[[#This Row],[Rebate Category]],Table1[PrescribedSource - Rebate ID],0))))),\"\")","v":""},{"$f":"IFERROR(IF(Table1323[[#This Row],[No]]=\"\",\"\",IF(Table1323[[#This Row],[Space Type]]=\"\",\"select Space Type\",IF(Table1323[[#This Row],[Baseline Operating hours]]<>\"\",\"user defined\",INDEX(Table5[Hours],MATCH(Table1323[[#This Row],[Space Type]],Table5[Space Type],0))))),\"\")","v":""},null,{"$f":"IFERROR(INDEX(Table1[Rebate],MATCH(Table1323[[#This Row],[Lamp / Luminaire Category]]&Table1323[[#This Row],[Rebate Category]],Table1[PrescribedSource - Rebate ID],0)),\"\")","v":""},{"$f":"IFERROR(INDEX(Table1[Rebate Unit],MATCH(Table1323[[#This Row],[Lamp / Luminaire Category]]&Table1323[[#This Row],[Rebate Category]],Table1[PrescribedSource - Rebate ID],0)),\"\")","v":""},null,{"$f":"IFERROR(IF(Table1323[[#This Row],[Lamp / Luminaire Category]]=\"No eligible rebate\",\"no rebate\",INDEX(Table1[Retrofit W],MATCH(Table1323[[#This Row],[Lamp / Luminaire Category]]&Table1323[[#This Row],[Rebate Category]],Table1[PrescribedSource - Rebate ID],0))),\"\")","v":""},null,null,null,{"$f":"IFERROR(INDEX(Table1[Rebate],MATCH(Table1323[[#This Row],[Lamp / Luminaire Category]]&Table1323[[#This Row],[Rebate Category]],Table1[PrescribedSource - Rebate ID],0))*Table1323[[#This Row],[Quantity of luminaires]],0)","v":0},{"$f":"IF(OR(Table1323[[#This Row],[Automatic Controls?]]=\"Fixture integrated Occupancy / Daylight Harvesting sensor\",Table1323[[#This Row],[Automatic Controls?]]=\"Ceiling / wall mounted Occupancy / Daylight Harvesting sensor\",Table1323[[#This Row],[Automatic Controls?]]=\"Timer\"),45*Table1323[[#This Row],[Number of occupancy sensors]],\"\")","v":""},{"$f":"IFERROR(IF(Table1323[[#This Row],[Controls Rebate]]=\"\",0,Table1323[[#This Row],[Controls Rebate]])+Table1323[[#This Row],[Lighting Rebate]],\"\")","v":0},{"$f":"IFERROR(INDEX(Table1[Rebate Savings],MATCH(Table1323[[#This Row],[Lamp / Luminaire Category]]&Table1323[[#This Row],[Rebate Category]],Table1[PrescribedSource - Rebate ID],0))*Table1323[[#This Row],[Quantity of luminaires]]/1000,0)","v":0},{"$f":"IFERROR(Table1323[[#This Row],[Rebate kW Savings]]*IF(Table1323[[#This Row],[Assumed hours from space type]]=\"user defined\",Table1323[[#This Row],[Baseline Operating hours]],Table1323[[#This Row],[Assumed hours from space type]]),0)","v":0},{"$f":"IF(OR(Table1323[[#This Row],[Automatic Controls?]]=\"Fixture integrated occupancy sensor\",Table1323[[#This Row],[Automatic Controls?]]=\"Ceiling / wall mounted occupancy sensor\"),Table1323[[#This Row],[Quantity of luminaires]]*IF(Table1323[[#This Row],[Rebate Category]]<>\"\",INDEX(Table1[Retrofit W],MATCH(Table1323[[#This Row],[Rebate Category]],Table1[BC Hydro Rebate Category],0)),Table1323[[#This Row],[Retrofit W defined by user (no rebate)]])/1000*IF(Table1323[[#This Row],[Assumed hours from space type]]=\"user defined\",Table1323[[#This Row],[Baseline Operating hours]],Table1323[[#This Row],[Assumed hours from space type]])*0.2,0)","v":0},{"$f":"Table1323[[#This Row],[Rebate kWh savings]]+Table1323[[#This Row],[Controls Rebate kWh Savings]]","v":0},{"$f":"IFERROR(IF(Table1323[[#This Row],[Quantity of luminaires]]=\"\",\"\",IF(Table1323[[#This Row],[Lamp / Luminaire Category]]=\"No eligible rebate\",(Table1323[[#This Row],[Baseline W defined by user]]-Table1323[[#This Row],[Retrofit W defined by user (no rebate)]])*Table1323[[#This Row],[Quantity of luminaires]]/1000,(Table1323[[#This Row],[Assumed Baseline W by source]]-Table1323[[#This Row],[LED Luminaire W by rebate]])*Table1323[[#This Row],[Quantity of luminaires]]/1000)),0)","v":""},{"$f":"IFERROR(IF(Table1323[[#This Row],[Lamp / Luminaire Category]]=\"No eligible rebate\",Table1323[[#This Row],[Quantity of luminaires]]*(Table1323[[#This Row],[Baseline W defined by user]]-Table1323[[#This Row],[Retrofit W defined by user (no rebate)]])/1000*IF(Table1323[[#This Row],[Assumed hours from space type]]=\"user defined\",Table1323[[#This Row],[Baseline Operating hours]],Table1323[[#This Row],[Assumed hours from space type]])+Table1323[[#This Row],[Controls Rebate kWh Savings]],Table1323[[#This Row],[Quantity of luminaires]]*(INDEX(Table1[Actual Baseline W],MATCH(Table1323[[#This Row],[Lamp / Luminaire Category]]&Table1323[[#This Row],[Rebate Category]],Table1[PrescribedSource - Rebate ID],0))/1000-Table1323[[#This Row],[LED Luminaire W by rebate]]/1000)*IF(Table1323[[#This Row],[Assumed hours from space type]]=\"user defined\",Table1323[[#This Row],[Baseline Operating hours]],Table1323[[#This Row],[Assumed hours from space type]])+Table1323[[#This Row],[Controls Rebate kWh Savings]]),0)","v":0},{"$f":"IFERROR(IF(Table1323[[#This Row],[Rebate kW Savings]]=0,Table1323[[#This Row],[Demand Savings, kW]],INDEX(Table1[Actual Savings],MATCH(Table1323[[#This Row],[Lamp / Luminaire Category]]&Table1323[[#This Row],[Rebate Category]],Table1[PrescribedSource - Rebate ID],0))*Table1323[[#This Row],[Quantity of luminaires]]/1000),0)","v":""},{"$f":"IFERROR(Table1323[[#This Row],[BC Housing Site kW Savings]]*IF(Table1323[[#This Row],[Assumed hours from space type]]=\"user defined\",Table1323[[#This Row],[Baseline Operating hours]],Table1323[[#This Row],[Assumed hours from space type]])+Table1323[[#This Row],[Controls Rebate kWh Savings]],0)","v":0},{"$f":"IFERROR(IF(Table1323[[#This Row],[Lamp / Luminaire Category]]=\"No eligible rebate\",Table1323[[#This Row],[Lighting Technology]]&\" retrofit with no rebate\",Table1323[[#This Row],[Rebate Category]]),\"\")","v":0},{"$f":"IF(Table1323[[#This Row],[Lamp / Luminaire Category]]=\"No eligible rebate\",1,0)","v":0},{"$f":"IFERROR(IF(IF(Table1323[[#This Row],[Assumed hours from space type]]=\"user defined\",Table1323[[#This Row],[Baseline Operating hours]],Table1323[[#This Row],[Assumed hours from space type]])<3600,0,IF(AND(IF(Table1323[[#This Row],[Assumed hours from space type]]=\"user defined\",Table1323[[#This Row],[Baseline Operating hours]],Table1323[[#This Row],[Assumed hours from space type]])>=3600,OR(Table1323[[#This Row],[Automatic Controls?]]=\"None\",Table1323[[#This Row],[Automatic Controls?]]=\"\")),IF(Table1323[[#This Row],[Lamp / Luminaire Category]]=\"No eligible rebate\",Table1323[[#This Row],[Baseline W defined by user]]-Table1323[[#This Row],[Retrofit W defined by user (no rebate)]],Table1323[[#This Row],[Assumed Baseline W by source]]-Table1323[[#This Row],[LED Luminaire W by rebate]]),IF(AND(IF(Table1323[[#This Row],[Assumed hours from space type]]=\"user defined\",Table1323[[#This Row],[Baseline Operating hours]],Table1323[[#This Row],[Assumed hours from space type]])>=(3600/0.8),OR(Table1323[[#This Row],[Automatic Controls?]]=\"Fixture integrated occupancy sensor\",Table1323[[#This Row],[Automatic Controls?]]=\"Ceiling / wall mounted occupancy sensor\")),IF(Table1323[[#This Row],[Lamp / Luminaire Category]]=\"No eligible rebate\",(Table1323[[#This Row],[Baseline W defined by user]]-Table1323[[#This Row],[Retrofit W defined by user (no rebate)]]),Table1323[[#This Row],[Assumed Baseline W by source]]-Table1323[[#This Row],[LED Luminaire W by rebate]]),IF(AND(IF(Table1323[[#This Row],[Assumed hours from space type]]=\"user defined\",Table1323[[#This Row],[Baseline Operating hours]],Table1323[[#This Row],[Assumed hours from space type]])<(3600/0.8),OR(Table1323[[#This Row],[Automatic Controls?]]=\"Fixture integrated occupancy sensor\",Table1323[[#This Row],[Automatic Controls?]]=\"Ceiling / wall mounted occupancy sensor\")),IF(Table1323[[#This Row],[Lamp / Luminaire Category]]=\"No eligible rebate\",Table1323[[#This Row],[Baseline W defined by user]],Table1323[[#This Row],[Assumed Baseline W by source]])))))*Table1323[[#This Row],[Quantity of luminaires]]/1000,\"\")","v":""},{"$f":"Table1323[[#This Row],[LED lamp/luminaire retrofit part '#]]","v":0},{"$f":"IF(Table1323[[#This Row],[Rebate Unit]]=\"per lamp\",INDEX(Table1[Number of Lamps],MATCH(Table1323[[#This Row],[Lamp / Luminaire Category]]&Table1323[[#This Row],[Rebate Category]],Table1[PrescribedSource - Rebate ID],0)),1)*Table1323[[#This Row],[Quantity of luminaires]]","v":0},{"$f":"IFERROR(IF(Table1323[[#This Row],[Lamp / Luminaire Category]]=\"No eligible rebate\",\"no eligible rebate\",INDEX(Table1[BC Hydro xRM ECM],MATCH(Table1323[[#This Row],[Lamp / Luminaire Category]]&Table1323[[#This Row],[Rebate Category]],Table1[PrescribedSource - Rebate ID],0))),\"\")","v":""}]
[null,{"$f":"IF(Table1323[[#This Row],[Space Type]]=\"\",\"\",\"L-\"&ROW(111:111))","v":""},null,null,null,null,null,null,null,{"$f":"IFERROR(IF(Table1323[[#This Row],[Space Type]]=\"\",\"\",IF(Table1323[[#This Row],[Lamp / Luminaire Category]]=\"No eligible rebate\",\"\",IF(Table1323[[#This Row],[Rebate Category]]=\"\",\"select rebate\",INDEX(Table1[Actual Baseline W],MATCH(Table1323[[#This Row],[Lamp / Luminaire Category]]&Table1323[[#This Row],[Rebate Category]],Table1[PrescribedSource - Rebate ID],0))))),\"\")","v":""},{"$f":"IFERROR(IF(Table1323[[#This Row],[No]]=\"\",\"\",IF(Table1323[[#This Row],[Space Type]]=\"\",\"select Space Type\",IF(Table1323[[#This Row],[Baseline Operating hours]]<>\"\",\"user defined\",INDEX(Table5[Hours],MATCH(Table1323[[#This Row],[Space Type]],Table5[Space Type],0))))),\"\")","v":""},null,{"$f":"IFERROR(INDEX(Table1[Rebate],MATCH(Table1323[[#This Row],[Lamp / Luminaire Category]]&Table1323[[#This Row],[Rebate Category]],Table1[PrescribedSource - Rebate ID],0)),\"\")","v":""},{"$f":"IFERROR(INDEX(Table1[Rebate Unit],MATCH(Table1323[[#This Row],[Lamp / Luminaire Category]]&Table1323[[#This Row],[Rebate Category]],Table1[PrescribedSource - Rebate ID],0)),\"\")","v":""},null,{"$f":"IFERROR(IF(Table1323[[#This Row],[Lamp / Luminaire Category]]=\"No eligible rebate\",\"no rebate\",INDEX(Table1[Retrofit W],MATCH(Table1323[[#This Row],[Lamp / Luminaire Category]]&Table1323[[#This Row],[Rebate Category]],Table1[PrescribedSource - Rebate ID],0))),\"\")","v":""},null,null,null,{"$f":"IFERROR(INDEX(Table1[Rebate],MATCH(Table1323[[#This Row],[Lamp / Luminaire Category]]&Table1323[[#This Row],[Rebate Category]],Table1[PrescribedSource - Rebate ID],0))*Table1323[[#This Row],[Quantity of luminaires]],0)","v":0},{"$f":"IF(OR(Table1323[[#This Row],[Automatic Controls?]]=\"Fixture integrated Occupancy / Daylight Harvesting sensor\",Table1323[[#This Row],[Automatic Controls?]]=\"Ceiling / wall mounted Occupancy / Daylight Harvesting sensor\",Table1323[[#This Row],[Automatic Controls?]]=\"Timer\"),45*Table1323[[#This Row],[Number of occupancy sensors]],\"\")","v":""},{"$f":"IFERROR(IF(Table1323[[#This Row],[Controls Rebate]]=\"\",0,Table1323[[#This Row],[Controls Rebate]])+Table1323[[#This Row],[Lighting Rebate]],\"\")","v":0},{"$f":"IFERROR(INDEX(Table1[Rebate Savings],MATCH(Table1323[[#This Row],[Lamp / Luminaire Category]]&Table1323[[#This Row],[Rebate Category]],Table1[PrescribedSource - Rebate ID],0))*Table1323[[#This Row],[Quantity of luminaires]]/1000,0)","v":0},{"$f":"IFERROR(Table1323[[#This Row],[Rebate kW Savings]]*IF(Table1323[[#This Row],[Assumed hours from space type]]=\"user defined\",Table1323[[#This Row],[Baseline Operating hours]],Table1323[[#This Row],[Assumed hours from space type]]),0)","v":0},{"$f":"IF(OR(Table1323[[#This Row],[Automatic Controls?]]=\"Fixture integrated occupancy sensor\",Table1323[[#This Row],[Automatic Controls?]]=\"Ceiling / wall mounted occupancy sensor\"),Table1323[[#This Row],[Quantity of luminaires]]*IF(Table1323[[#This Row],[Rebate Category]]<>\"\",INDEX(Table1[Retrofit W],MATCH(Table1323[[#This Row],[Rebate Category]],Table1[BC Hydro Rebate Category],0)),Table1323[[#This Row],[Retrofit W defined by user (no rebate)]])/1000*IF(Table1323[[#This Row],[Assumed hours from space type]]=\"user defined\",Table1323[[#This Row],[Baseline Operating hours]],Table1323[[#This Row],[Assumed hours from space type]])*0.2,0)","v":0},{"$f":"Table1323[[#This Row],[Rebate kWh savings]]+Table1323[[#This Row],[Controls Rebate kWh Savings]]","v":0},{"$f":"IFERROR(IF(Table1323[[#This Row],[Quantity of luminaires]]=\"\",\"\",IF(Table1323[[#This Row],[Lamp / Luminaire Category]]=\"No eligible rebate\",(Table1323[[#This Row],[Baseline W defined by user]]-Table1323[[#This Row],[Retrofit W defined by user (no rebate)]])*Table1323[[#This Row],[Quantity of luminaires]]/1000,(Table1323[[#This Row],[Assumed Baseline W by source]]-Table1323[[#This Row],[LED Luminaire W by rebate]])*Table1323[[#This Row],[Quantity of luminaires]]/1000)),0)","v":""},{"$f":"IFERROR(IF(Table1323[[#This Row],[Lamp / Luminaire Category]]=\"No eligible rebate\",Table1323[[#This Row],[Quantity of luminaires]]*(Table1323[[#This Row],[Baseline W defined by user]]-Table1323[[#This Row],[Retrofit W defined by user (no rebate)]])/1000*IF(Table1323[[#This Row],[Assumed hours from space type]]=\"user defined\",Table1323[[#This Row],[Baseline Operating hours]],Table1323[[#This Row],[Assumed hours from space type]])+Table1323[[#This Row],[Controls Rebate kWh Savings]],Table1323[[#This Row],[Quantity of luminaires]]*(INDEX(Table1[Actual Baseline W],MATCH(Table1323[[#This Row],[Lamp / Luminaire Category]]&Table1323[[#This Row],[Rebate Category]],Table1[PrescribedSource - Rebate ID],0))/1000-Table1323[[#This Row],[LED Luminaire W by rebate]]/1000)*IF(Table1323[[#This Row],[Assumed hours from space type]]=\"user defined\",Table1323[[#This Row],[Baseline Operating hours]],Table1323[[#This Row],[Assumed hours from space type]])+Table1323[[#This Row],[Controls Rebate kWh Savings]]),0)","v":0},{"$f":"IFERROR(IF(Table1323[[#This Row],[Rebate kW Savings]]=0,Table1323[[#This Row],[Demand Savings, kW]],INDEX(Table1[Actual Savings],MATCH(Table1323[[#This Row],[Lamp / Luminaire Category]]&Table1323[[#This Row],[Rebate Category]],Table1[PrescribedSource - Rebate ID],0))*Table1323[[#This Row],[Quantity of luminaires]]/1000),0)","v":""},{"$f":"IFERROR(Table1323[[#This Row],[BC Housing Site kW Savings]]*IF(Table1323[[#This Row],[Assumed hours from space type]]=\"user defined\",Table1323[[#This Row],[Baseline Operating hours]],Table1323[[#This Row],[Assumed hours from space type]])+Table1323[[#This Row],[Controls Rebate kWh Savings]],0)","v":0},{"$f":"IFERROR(IF(Table1323[[#This Row],[Lamp / Luminaire Category]]=\"No eligible rebate\",Table1323[[#This Row],[Lighting Technology]]&\" retrofit with no rebate\",Table1323[[#This Row],[Rebate Category]]),\"\")","v":0},{"$f":"IF(Table1323[[#This Row],[Lamp / Luminaire Category]]=\"No eligible rebate\",1,0)","v":0},{"$f":"IFERROR(IF(IF(Table1323[[#This Row],[Assumed hours from space type]]=\"user defined\",Table1323[[#This Row],[Baseline Operating hours]],Table1323[[#This Row],[Assumed hours from space type]])<3600,0,IF(AND(IF(Table1323[[#This Row],[Assumed hours from space type]]=\"user defined\",Table1323[[#This Row],[Baseline Operating hours]],Table1323[[#This Row],[Assumed hours from space type]])>=3600,OR(Table1323[[#This Row],[Automatic Controls?]]=\"None\",Table1323[[#This Row],[Automatic Controls?]]=\"\")),IF(Table1323[[#This Row],[Lamp / Luminaire Category]]=\"No eligible rebate\",Table1323[[#This Row],[Baseline W defined by user]]-Table1323[[#This Row],[Retrofit W defined by user (no rebate)]],Table1323[[#This Row],[Assumed Baseline W by source]]-Table1323[[#This Row],[LED Luminaire W by rebate]]),IF(AND(IF(Table1323[[#This Row],[Assumed hours from space type]]=\"user defined\",Table1323[[#This Row],[Baseline Operating hours]],Table1323[[#This Row],[Assumed hours from space type]])>=(3600/0.8),OR(Table1323[[#This Row],[Automatic Controls?]]=\"Fixture integrated occupancy sensor\",Table1323[[#This Row],[Automatic Controls?]]=\"Ceiling / wall mounted occupancy sensor\")),IF(Table1323[[#This Row],[Lamp / Luminaire Category]]=\"No eligible rebate\",(Table1323[[#This Row],[Baseline W defined by user]]-Table1323[[#This Row],[Retrofit W defined by user (no rebate)]]),Table1323[[#This Row],[Assumed Baseline W by source]]-Table1323[[#This Row],[LED Luminaire W by rebate]]),IF(AND(IF(Table1323[[#This Row],[Assumed hours from space type]]=\"user defined\",Table1323[[#This Row],[Baseline Operating hours]],Table1323[[#This Row],[Assumed hours from space type]])<(3600/0.8),OR(Table1323[[#This Row],[Automatic Controls?]]=\"Fixture integrated occupancy sensor\",Table1323[[#This Row],[Automatic Controls?]]=\"Ceiling / wall mounted occupancy sensor\")),IF(Table1323[[#This Row],[Lamp / Luminaire Category]]=\"No eligible rebate\",Table1323[[#This Row],[Baseline W defined by user]],Table1323[[#This Row],[Assumed Baseline W by source]])))))*Table1323[[#This Row],[Quantity of luminaires]]/1000,\"\")","v":""},{"$f":"Table1323[[#This Row],[LED lamp/luminaire retrofit part '#]]","v":0},{"$f":"IF(Table1323[[#This Row],[Rebate Unit]]=\"per lamp\",INDEX(Table1[Number of Lamps],MATCH(Table1323[[#This Row],[Lamp / Luminaire Category]]&Table1323[[#This Row],[Rebate Category]],Table1[PrescribedSource - Rebate ID],0)),1)*Table1323[[#This Row],[Quantity of luminaires]]","v":0},{"$f":"IFERROR(IF(Table1323[[#This Row],[Lamp / Luminaire Category]]=\"No eligible rebate\",\"no eligible rebate\",INDEX(Table1[BC Hydro xRM ECM],MATCH(Table1323[[#This Row],[Lamp / Luminaire Category]]&Table1323[[#This Row],[Rebate Category]],Table1[PrescribedSource - Rebate ID],0))),\"\")","v":""}]
[null,{"$f":"IF(Table1323[[#This Row],[Space Type]]=\"\",\"\",\"L-\"&ROW(112:112))","v":""},null,null,null,null,null,null,null,{"$f":"IFERROR(IF(Table1323[[#This Row],[Space Type]]=\"\",\"\",IF(Table1323[[#This Row],[Lamp / Luminaire Category]]=\"No eligible rebate\",\"\",IF(Table1323[[#This Row],[Rebate Category]]=\"\",\"select rebate\",INDEX(Table1[Actual Baseline W],MATCH(Table1323[[#This Row],[Lamp / Luminaire Category]]&Table1323[[#This Row],[Rebate Category]],Table1[PrescribedSource - Rebate ID],0))))),\"\")","v":""},{"$f":"IFERROR(IF(Table1323[[#This Row],[No]]=\"\",\"\",IF(Table1323[[#This Row],[Space Type]]=\"\",\"select Space Type\",IF(Table1323[[#This Row],[Baseline Operating hours]]<>\"\",\"user defined\",INDEX(Table5[Hours],MATCH(Table1323[[#This Row],[Space Type]],Table5[Space Type],0))))),\"\")","v":""},null,{"$f":"IFERROR(INDEX(Table1[Rebate],MATCH(Table1323[[#This Row],[Lamp / Luminaire Category]]&Table1323[[#This Row],[Rebate Category]],Table1[PrescribedSource - Rebate ID],0)),\"\")","v":""},{"$f":"IFERROR(INDEX(Table1[Rebate Unit],MATCH(Table1323[[#This Row],[Lamp / Luminaire Category]]&Table1323[[#This Row],[Rebate Category]],Table1[PrescribedSource - Rebate ID],0)),\"\")","v":""},null,{"$f":"IFERROR(IF(Table1323[[#This Row],[Lamp / Luminaire Category]]=\"No eligible rebate\",\"no rebate\",INDEX(Table1[Retrofit W],MATCH(Table1323[[#This Row],[Lamp / Luminaire Category]]&Table1323[[#This Row],[Rebate Category]],Table1[PrescribedSource - Rebate ID],0))),\"\")","v":""},null,null,null,{"$f":"IFERROR(INDEX(Table1[Rebate],MATCH(Table1323[[#This Row],[Lamp / Luminaire Category]]&Table1323[[#This Row],[Rebate Category]],Table1[PrescribedSource - Rebate ID],0))*Table1323[[#This Row],[Quantity of luminaires]],0)","v":0},{"$f":"IF(OR(Table1323[[#This Row],[Automatic Controls?]]=\"Fixture integrated Occupancy / Daylight Harvesting sensor\",Table1323[[#This Row],[Automatic Controls?]]=\"Ceiling / wall mounted Occupancy / Daylight Harvesting sensor\",Table1323[[#This Row],[Automatic Controls?]]=\"Timer\"),45*Table1323[[#This Row],[Number of occupancy sensors]],\"\")","v":""},{"$f":"IFERROR(IF(Table1323[[#This Row],[Controls Rebate]]=\"\",0,Table1323[[#This Row],[Controls Rebate]])+Table1323[[#This Row],[Lighting Rebate]],\"\")","v":0},{"$f":"IFERROR(INDEX(Table1[Rebate Savings],MATCH(Table1323[[#This Row],[Lamp / Luminaire Category]]&Table1323[[#This Row],[Rebate Category]],Table1[PrescribedSource - Rebate ID],0))*Table1323[[#This Row],[Quantity of luminaires]]/1000,0)","v":0},{"$f":"IFERROR(Table1323[[#This Row],[Rebate kW Savings]]*IF(Table1323[[#This Row],[Assumed hours from space type]]=\"user defined\",Table1323[[#This Row],[Baseline Operating hours]],Table1323[[#This Row],[Assumed hours from space type]]),0)","v":0},{"$f":"IF(OR(Table1323[[#This Row],[Automatic Controls?]]=\"Fixture integrated occupancy sensor\",Table1323[[#This Row],[Automatic Controls?]]=\"Ceiling / wall mounted occupancy sensor\"),Table1323[[#This Row],[Quantity of luminaires]]*IF(Table1323[[#This Row],[Rebate Category]]<>\"\",INDEX(Table1[Retrofit W],MATCH(Table1323[[#This Row],[Rebate Category]],Table1[BC Hydro Rebate Category],0)),Table1323[[#This Row],[Retrofit W defined by user (no rebate)]])/1000*IF(Table1323[[#This Row],[Assumed hours from space type]]=\"user defined\",Table1323[[#This Row],[Baseline Operating hours]],Table1323[[#This Row],[Assumed hours from space type]])*0.2,0)","v":0},{"$f":"Table1323[[#This Row],[Rebate kWh savings]]+Table1323[[#This Row],[Controls Rebate kWh Savings]]","v":0},{"$f":"IFERROR(IF(Table1323[[#This Row],[Quantity of luminaires]]=\"\",\"\",IF(Table1323[[#This Row],[Lamp / Luminaire Category]]=\"No eligible rebate\",(Table1323[[#This Row],[Baseline W defined by user]]-Table1323[[#This Row],[Retrofit W defined by user (no rebate)]])*Table1323[[#This Row],[Quantity of luminaires]]/1000,(Table1323[[#This Row],[Assumed Baseline W by source]]-Table1323[[#This Row],[LED Luminaire W by rebate]])*Table1323[[#This Row],[Quantity of luminaires]]/1000)),0)","v":""},{"$f":"IFERROR(IF(Table1323[[#This Row],[Lamp / Luminaire Category]]=\"No eligible rebate\",Table1323[[#This Row],[Quantity of luminaires]]*(Table1323[[#This Row],[Baseline W defined by user]]-Table1323[[#This Row],[Retrofit W defined by user (no rebate)]])/1000*IF(Table1323[[#This Row],[Assumed hours from space type]]=\"user defined\",Table1323[[#This Row],[Baseline Operating hours]],Table1323[[#This Row],[Assumed hours from space type]])+Table1323[[#This Row],[Controls Rebate kWh Savings]],Table1323[[#This Row],[Quantity of luminaires]]*(INDEX(Table1[Actual Baseline W],MATCH(Table1323[[#This Row],[Lamp / Luminaire Category]]&Table1323[[#This Row],[Rebate Category]],Table1[PrescribedSource - Rebate ID],0))/1000-Table1323[[#This Row],[LED Luminaire W by rebate]]/1000)*IF(Table1323[[#This Row],[Assumed hours from space type]]=\"user defined\",Table1323[[#This Row],[Baseline Operating hours]],Table1323[[#This Row],[Assumed hours from space type]])+Table1323[[#This Row],[Controls Rebate kWh Savings]]),0)","v":0},{"$f":"IFERROR(IF(Table1323[[#This Row],[Rebate kW Savings]]=0,Table1323[[#This Row],[Demand Savings, kW]],INDEX(Table1[Actual Savings],MATCH(Table1323[[#This Row],[Lamp / Luminaire Category]]&Table1323[[#This Row],[Rebate Category]],Table1[PrescribedSource - Rebate ID],0))*Table1323[[#This Row],[Quantity of luminaires]]/1000),0)","v":""},{"$f":"IFERROR(Table1323[[#This Row],[BC Housing Site kW Savings]]*IF(Table1323[[#This Row],[Assumed hours from space type]]=\"user defined\",Table1323[[#This Row],[Baseline Operating hours]],Table1323[[#This Row],[Assumed hours from space type]])+Table1323[[#This Row],[Controls Rebate kWh Savings]],0)","v":0},{"$f":"IFERROR(IF(Table1323[[#This Row],[Lamp / Luminaire Category]]=\"No eligible rebate\",Table1323[[#This Row],[Lighting Technology]]&\" retrofit with no rebate\",Table1323[[#This Row],[Rebate Category]]),\"\")","v":0},{"$f":"IF(Table1323[[#This Row],[Lamp / Luminaire Category]]=\"No eligible rebate\",1,0)","v":0},{"$f":"IFERROR(IF(IF(Table1323[[#This Row],[Assumed hours from space type]]=\"user defined\",Table1323[[#This Row],[Baseline Operating hours]],Table1323[[#This Row],[Assumed hours from space type]])<3600,0,IF(AND(IF(Table1323[[#This Row],[Assumed hours from space type]]=\"user defined\",Table1323[[#This Row],[Baseline Operating hours]],Table1323[[#This Row],[Assumed hours from space type]])>=3600,OR(Table1323[[#This Row],[Automatic Controls?]]=\"None\",Table1323[[#This Row],[Automatic Controls?]]=\"\")),IF(Table1323[[#This Row],[Lamp / Luminaire Category]]=\"No eligible rebate\",Table1323[[#This Row],[Baseline W defined by user]]-Table1323[[#This Row],[Retrofit W defined by user (no rebate)]],Table1323[[#This Row],[Assumed Baseline W by source]]-Table1323[[#This Row],[LED Luminaire W by rebate]]),IF(AND(IF(Table1323[[#This Row],[Assumed hours from space type]]=\"user defined\",Table1323[[#This Row],[Baseline Operating hours]],Table1323[[#This Row],[Assumed hours from space type]])>=(3600/0.8),OR(Table1323[[#This Row],[Automatic Controls?]]=\"Fixture integrated occupancy sensor\",Table1323[[#This Row],[Automatic Controls?]]=\"Ceiling / wall mounted occupancy sensor\")),IF(Table1323[[#This Row],[Lamp / Luminaire Category]]=\"No eligible rebate\",(Table1323[[#This Row],[Baseline W defined by user]]-Table1323[[#This Row],[Retrofit W defined by user (no rebate)]]),Table1323[[#This Row],[Assumed Baseline W by source]]-Table1323[[#This Row],[LED Luminaire W by rebate]]),IF(AND(IF(Table1323[[#This Row],[Assumed hours from space type]]=\"user defined\",Table1323[[#This Row],[Baseline Operating hours]],Table1323[[#This Row],[Assumed hours from space type]])<(3600/0.8),OR(Table1323[[#This Row],[Automatic Controls?]]=\"Fixture integrated occupancy sensor\",Table1323[[#This Row],[Automatic Controls?]]=\"Ceiling / wall mounted occupancy sensor\")),IF(Table1323[[#This Row],[Lamp / Luminaire Category]]=\"No eligible rebate\",Table1323[[#This Row],[Baseline W defined by user]],Table1323[[#This Row],[Assumed Baseline W by source]])))))*Table1323[[#This Row],[Quantity of luminaires]]/1000,\"\")","v":""},{"$f":"Table1323[[#This Row],[LED lamp/luminaire retrofit part '#]]","v":0},{"$f":"IF(Table1323[[#This Row],[Rebate Unit]]=\"per lamp\",INDEX(Table1[Number of Lamps],MATCH(Table1323[[#This Row],[Lamp / Luminaire Category]]&Table1323[[#This Row],[Rebate Category]],Table1[PrescribedSource - Rebate ID],0)),1)*Table1323[[#This Row],[Quantity of luminaires]]","v":0},{"$f":"IFERROR(IF(Table1323[[#This Row],[Lamp / Luminaire Category]]=\"No eligible rebate\",\"no eligible rebate\",INDEX(Table1[BC Hydro xRM ECM],MATCH(Table1323[[#This Row],[Lamp / Luminaire Category]]&Table1323[[#This Row],[Rebate Category]],Table1[PrescribedSource - Rebate ID],0))),\"\")","v":""}]
[null,{"$f":"IF(Table1323[[#This Row],[Space Type]]=\"\",\"\",\"L-\"&ROW(113:113))","v":""},null,null,null,null,null,null,null,{"$f":"IFERROR(IF(Table1323[[#This Row],[Space Type]]=\"\",\"\",IF(Table1323[[#This Row],[Lamp / Luminaire Category]]=\"No eligible rebate\",\"\",IF(Table1323[[#This Row],[Rebate Category]]=\"\",\"select rebate\",INDEX(Table1[Actual Baseline W],MATCH(Table1323[[#This Row],[Lamp / Luminaire Category]]&Table1323[[#This Row],[Rebate Category]],Table1[PrescribedSource - Rebate ID],0))))),\"\")","v":""},{"$f":"IFERROR(IF(Table1323[[#This Row],[No]]=\"\",\"\",IF(Table1323[[#This Row],[Space Type]]=\"\",\"select Space Type\",IF(Table1323[[#This Row],[Baseline Operating hours]]<>\"\",\"user defined\",INDEX(Table5[Hours],MATCH(Table1323[[#This Row],[Space Type]],Table5[Space Type],0))))),\"\")","v":""},null,{"$f":"IFERROR(INDEX(Table1[Rebate],MATCH(Table1323[[#This Row],[Lamp / Luminaire Category]]&Table1323[[#This Row],[Rebate Category]],Table1[PrescribedSource - Rebate ID],0)),\"\")","v":""},{"$f":"IFERROR(INDEX(Table1[Rebate Unit],MATCH(Table1323[[#This Row],[Lamp / Luminaire Category]]&Table1323[[#This Row],[Rebate Category]],Table1[PrescribedSource - Rebate ID],0)),\"\")","v":""},null,{"$f":"IFERROR(IF(Table1323[[#This Row],[Lamp / Luminaire Category]]=\"No eligible rebate\",\"no rebate\",INDEX(Table1[Retrofit W],MATCH(Table1323[[#This Row],[Lamp / Luminaire Category]]&Table1323[[#This Row],[Rebate Category]],Table1[PrescribedSource - Rebate ID],0))),\"\")","v":""},null,null,null,{"$f":"IFERROR(INDEX(Table1[Rebate],MATCH(Table1323[[#This Row],[Lamp / Luminaire Category]]&Table1323[[#This Row],[Rebate Category]],Table1[PrescribedSource - Rebate ID],0))*Table1323[[#This Row],[Quantity of luminaires]],0)","v":0},{"$f":"IF(OR(Table1323[[#This Row],[Automatic Controls?]]=\"Fixture integrated Occupancy / Daylight Harvesting sensor\",Table1323[[#This Row],[Automatic Controls?]]=\"Ceiling / wall mounted Occupancy / Daylight Harvesting sensor\",Table1323[[#This Row],[Automatic Controls?]]=\"Timer\"),45*Table1323[[#This Row],[Number of occupancy sensors]],\"\")","v":""},{"$f":"IFERROR(IF(Table1323[[#This Row],[Controls Rebate]]=\"\",0,Table1323[[#This Row],[Controls Rebate]])+Table1323[[#This Row],[Lighting Rebate]],\"\")","v":0},{"$f":"IFERROR(INDEX(Table1[Rebate Savings],MATCH(Table1323[[#This Row],[Lamp / Luminaire Category]]&Table1323[[#This Row],[Rebate Category]],Table1[PrescribedSource - Rebate ID],0))*Table1323[[#This Row],[Quantity of luminaires]]/1000,0)","v":0},{"$f":"IFERROR(Table1323[[#This Row],[Rebate kW Savings]]*IF(Table1323[[#This Row],[Assumed hours from space type]]=\"user defined\",Table1323[[#This Row],[Baseline Operating hours]],Table1323[[#This Row],[Assumed hours from space type]]),0)","v":0},{"$f":"IF(OR(Table1323[[#This Row],[Automatic Controls?]]=\"Fixture integrated occupancy sensor\",Table1323[[#This Row],[Automatic Controls?]]=\"Ceiling / wall mounted occupancy sensor\"),Table1323[[#This Row],[Quantity of luminaires]]*IF(Table1323[[#This Row],[Rebate Category]]<>\"\",INDEX(Table1[Retrofit W],MATCH(Table1323[[#This Row],[Rebate Category]],Table1[BC Hydro Rebate Category],0)),Table1323[[#This Row],[Retrofit W defined by user (no rebate)]])/1000*IF(Table1323[[#This Row],[Assumed hours from space type]]=\"user defined\",Table1323[[#This Row],[Baseline Operating hours]],Table1323[[#This Row],[Assumed hours from space type]])*0.2,0)","v":0},{"$f":"Table1323[[#This Row],[Rebate kWh savings]]+Table1323[[#This Row],[Controls Rebate kWh Savings]]","v":0},{"$f":"IFERROR(IF(Table1323[[#This Row],[Quantity of luminaires]]=\"\",\"\",IF(Table1323[[#This Row],[Lamp / Luminaire Category]]=\"No eligible rebate\",(Table1323[[#This Row],[Baseline W defined by user]]-Table1323[[#This Row],[Retrofit W defined by user (no rebate)]])*Table1323[[#This Row],[Quantity of luminaires]]/1000,(Table1323[[#This Row],[Assumed Baseline W by source]]-Table1323[[#This Row],[LED Luminaire W by rebate]])*Table1323[[#This Row],[Quantity of luminaires]]/1000)),0)","v":""},{"$f":"IFERROR(IF(Table1323[[#This Row],[Lamp / Luminaire Category]]=\"No eligible rebate\",Table1323[[#This Row],[Quantity of luminaires]]*(Table1323[[#This Row],[Baseline W defined by user]]-Table1323[[#This Row],[Retrofit W defined by user (no rebate)]])/1000*IF(Table1323[[#This Row],[Assumed hours from space type]]=\"user defined\",Table1323[[#This Row],[Baseline Operating hours]],Table1323[[#This Row],[Assumed hours from space type]])+Table1323[[#This Row],[Controls Rebate kWh Savings]],Table1323[[#This Row],[Quantity of luminaires]]*(INDEX(Table1[Actual Baseline W],MATCH(Table1323[[#This Row],[Lamp / Luminaire Category]]&Table1323[[#This Row],[Rebate Category]],Table1[PrescribedSource - Rebate ID],0))/1000-Table1323[[#This Row],[LED Luminaire W by rebate]]/1000)*IF(Table1323[[#This Row],[Assumed hours from space type]]=\"user defined\",Table1323[[#This Row],[Baseline Operating hours]],Table1323[[#This Row],[Assumed hours from space type]])+Table1323[[#This Row],[Controls Rebate kWh Savings]]),0)","v":0},{"$f":"IFERROR(IF(Table1323[[#This Row],[Rebate kW Savings]]=0,Table1323[[#This Row],[Demand Savings, kW]],INDEX(Table1[Actual Savings],MATCH(Table1323[[#This Row],[Lamp / Luminaire Category]]&Table1323[[#This Row],[Rebate Category]],Table1[PrescribedSource - Rebate ID],0))*Table1323[[#This Row],[Quantity of luminaires]]/1000),0)","v":""},{"$f":"IFERROR(Table1323[[#This Row],[BC Housing Site kW Savings]]*IF(Table1323[[#This Row],[Assumed hours from space type]]=\"user defined\",Table1323[[#This Row],[Baseline Operating hours]],Table1323[[#This Row],[Assumed hours from space type]])+Table1323[[#This Row],[Controls Rebate kWh Savings]],0)","v":0},{"$f":"IFERROR(IF(Table1323[[#This Row],[Lamp / Luminaire Category]]=\"No eligible rebate\",Table1323[[#This Row],[Lighting Technology]]&\" retrofit with no rebate\",Table1323[[#This Row],[Rebate Category]]),\"\")","v":0},{"$f":"IF(Table1323[[#This Row],[Lamp / Luminaire Category]]=\"No eligible rebate\",1,0)","v":0},{"$f":"IFERROR(IF(IF(Table1323[[#This Row],[Assumed hours from space type]]=\"user defined\",Table1323[[#This Row],[Baseline Operating hours]],Table1323[[#This Row],[Assumed hours from space type]])<3600,0,IF(AND(IF(Table1323[[#This Row],[Assumed hours from space type]]=\"user defined\",Table1323[[#This Row],[Baseline Operating hours]],Table1323[[#This Row],[Assumed hours from space type]])>=3600,OR(Table1323[[#This Row],[Automatic Controls?]]=\"None\",Table1323[[#This Row],[Automatic Controls?]]=\"\")),IF(Table1323[[#This Row],[Lamp / Luminaire Category]]=\"No eligible rebate\",Table1323[[#This Row],[Baseline W defined by user]]-Table1323[[#This Row],[Retrofit W defined by user (no rebate)]],Table1323[[#This Row],[Assumed Baseline W by source]]-Table1323[[#This Row],[LED Luminaire W by rebate]]),IF(AND(IF(Table1323[[#This Row],[Assumed hours from space type]]=\"user defined\",Table1323[[#This Row],[Baseline Operating hours]],Table1323[[#This Row],[Assumed hours from space type]])>=(3600/0.8),OR(Table1323[[#This Row],[Automatic Controls?]]=\"Fixture integrated occupancy sensor\",Table1323[[#This Row],[Automatic Controls?]]=\"Ceiling / wall mounted occupancy sensor\")),IF(Table1323[[#This Row],[Lamp / Luminaire Category]]=\"No eligible rebate\",(Table1323[[#This Row],[Baseline W defined by user]]-Table1323[[#This Row],[Retrofit W defined by user (no rebate)]]),Table1323[[#This Row],[Assumed Baseline W by source]]-Table1323[[#This Row],[LED Luminaire W by rebate]]),IF(AND(IF(Table1323[[#This Row],[Assumed hours from space type]]=\"user defined\",Table1323[[#This Row],[Baseline Operating hours]],Table1323[[#This Row],[Assumed hours from space type]])<(3600/0.8),OR(Table1323[[#This Row],[Automatic Controls?]]=\"Fixture integrated occupancy sensor\",Table1323[[#This Row],[Automatic Controls?]]=\"Ceiling / wall mounted occupancy sensor\")),IF(Table1323[[#This Row],[Lamp / Luminaire Category]]=\"No eligible rebate\",Table1323[[#This Row],[Baseline W defined by user]],Table1323[[#This Row],[Assumed Baseline W by source]])))))*Table1323[[#This Row],[Quantity of luminaires]]/1000,\"\")","v":""},{"$f":"Table1323[[#This Row],[LED lamp/luminaire retrofit part '#]]","v":0},{"$f":"IF(Table1323[[#This Row],[Rebate Unit]]=\"per lamp\",INDEX(Table1[Number of Lamps],MATCH(Table1323[[#This Row],[Lamp / Luminaire Category]]&Table1323[[#This Row],[Rebate Category]],Table1[PrescribedSource - Rebate ID],0)),1)*Table1323[[#This Row],[Quantity of luminaires]]","v":0},{"$f":"IFERROR(IF(Table1323[[#This Row],[Lamp / Luminaire Category]]=\"No eligible rebate\",\"no eligible rebate\",INDEX(Table1[BC Hydro xRM ECM],MATCH(Table1323[[#This Row],[Lamp / Luminaire Category]]&Table1323[[#This Row],[Rebate Category]],Table1[PrescribedSource - Rebate ID],0))),\"\")","v":""}]
[null,{"$f":"IF(Table1323[[#This Row],[Space Type]]=\"\",\"\",\"L-\"&ROW(114:114))","v":""},null,null,null,null,null,null,null,{"$f":"IFERROR(IF(Table1323[[#This Row],[Space Type]]=\"\",\"\",IF(Table1323[[#This Row],[Lamp / Luminaire Category]]=\"No eligible rebate\",\"\",IF(Table1323[[#This Row],[Rebate Category]]=\"\",\"select rebate\",INDEX(Table1[Actual Baseline W],MATCH(Table1323[[#This Row],[Lamp / Luminaire Category]]&Table1323[[#This Row],[Rebate Category]],Table1[PrescribedSource - Rebate ID],0))))),\"\")","v":""},{"$f":"IFERROR(IF(Table1323[[#This Row],[No]]=\"\",\"\",IF(Table1323[[#This Row],[Space Type]]=\"\",\"select Space Type\",IF(Table1323[[#This Row],[Baseline Operating hours]]<>\"\",\"user defined\",INDEX(Table5[Hours],MATCH(Table1323[[#This Row],[Space Type]],Table5[Space Type],0))))),\"\")","v":""},null,{"$f":"IFERROR(INDEX(Table1[Rebate],MATCH(Table1323[[#This Row],[Lamp / Luminaire Category]]&Table1323[[#This Row],[Rebate Category]],Table1[PrescribedSource - Rebate ID],0)),\"\")","v":""},{"$f":"IFERROR(INDEX(Table1[Rebate Unit],MATCH(Table1323[[#This Row],[Lamp / Luminaire Category]]&Table1323[[#This Row],[Rebate Category]],Table1[PrescribedSource - Rebate ID],0)),\"\")","v":""},null,{"$f":"IFERROR(IF(Table1323[[#This Row],[Lamp / Luminaire Category]]=\"No eligible rebate\",\"no rebate\",INDEX(Table1[Retrofit W],MATCH(Table1323[[#This Row],[Lamp / Luminaire Category]]&Table1323[[#This Row],[Rebate Category]],Table1[PrescribedSource - Rebate ID],0))),\"\")","v":""},null,null,null,{"$f":"IFERROR(INDEX(Table1[Rebate],MATCH(Table1323[[#This Row],[Lamp / Luminaire Category]]&Table1323[[#This Row],[Rebate Category]],Table1[PrescribedSource - Rebate ID],0))*Table1323[[#This Row],[Quantity of luminaires]],0)","v":0},{"$f":"IF(OR(Table1323[[#This Row],[Automatic Controls?]]=\"Fixture integrated Occupancy / Daylight Harvesting sensor\",Table1323[[#This Row],[Automatic Controls?]]=\"Ceiling / wall mounted Occupancy / Daylight Harvesting sensor\",Table1323[[#This Row],[Automatic Controls?]]=\"Timer\"),45*Table1323[[#This Row],[Number of occupancy sensors]],\"\")","v":""},{"$f":"IFERROR(IF(Table1323[[#This Row],[Controls Rebate]]=\"\",0,Table1323[[#This Row],[Controls Rebate]])+Table1323[[#This Row],[Lighting Rebate]],\"\")","v":0},{"$f":"IFERROR(INDEX(Table1[Rebate Savings],MATCH(Table1323[[#This Row],[Lamp / Luminaire Category]]&Table1323[[#This Row],[Rebate Category]],Table1[PrescribedSource - Rebate ID],0))*Table1323[[#This Row],[Quantity of luminaires]]/1000,0)","v":0},{"$f":"IFERROR(Table1323[[#This Row],[Rebate kW Savings]]*IF(Table1323[[#This Row],[Assumed hours from space type]]=\"user defined\",Table1323[[#This Row],[Baseline Operating hours]],Table1323[[#This Row],[Assumed hours from space type]]),0)","v":0},{"$f":"IF(OR(Table1323[[#This Row],[Automatic Controls?]]=\"Fixture integrated occupancy sensor\",Table1323[[#This Row],[Automatic Controls?]]=\"Ceiling / wall mounted occupancy sensor\"),Table1323[[#This Row],[Quantity of luminaires]]*IF(Table1323[[#This Row],[Rebate Category]]<>\"\",INDEX(Table1[Retrofit W],MATCH(Table1323[[#This Row],[Rebate Category]],Table1[BC Hydro Rebate Category],0)),Table1323[[#This Row],[Retrofit W defined by user (no rebate)]])/1000*IF(Table1323[[#This Row],[Assumed hours from space type]]=\"user defined\",Table1323[[#This Row],[Baseline Operating hours]],Table1323[[#This Row],[Assumed hours from space type]])*0.2,0)","v":0},{"$f":"Table1323[[#This Row],[Rebate kWh savings]]+Table1323[[#This Row],[Controls Rebate kWh Savings]]","v":0},{"$f":"IFERROR(IF(Table1323[[#This Row],[Quantity of luminaires]]=\"\",\"\",IF(Table1323[[#This Row],[Lamp / Luminaire Category]]=\"No eligible rebate\",(Table1323[[#This Row],[Baseline W defined by user]]-Table1323[[#This Row],[Retrofit W defined by user (no rebate)]])*Table1323[[#This Row],[Quantity of luminaires]]/1000,(Table1323[[#This Row],[Assumed Baseline W by source]]-Table1323[[#This Row],[LED Luminaire W by rebate]])*Table1323[[#This Row],[Quantity of luminaires]]/1000)),0)","v":""},{"$f":"IFERROR(IF(Table1323[[#This Row],[Lamp / Luminaire Category]]=\"No eligible rebate\",Table1323[[#This Row],[Quantity of luminaires]]*(Table1323[[#This Row],[Baseline W defined by user]]-Table1323[[#This Row],[Retrofit W defined by user (no rebate)]])/1000*IF(Table1323[[#This Row],[Assumed hours from space type]]=\"user defined\",Table1323[[#This Row],[Baseline Operating hours]],Table1323[[#This Row],[Assumed hours from space type]])+Table1323[[#This Row],[Controls Rebate kWh Savings]],Table1323[[#This Row],[Quantity of luminaires]]*(INDEX(Table1[Actual Baseline W],MATCH(Table1323[[#This Row],[Lamp / Luminaire Category]]&Table1323[[#This Row],[Rebate Category]],Table1[PrescribedSource - Rebate ID],0))/1000-Table1323[[#This Row],[LED Luminaire W by rebate]]/1000)*IF(Table1323[[#This Row],[Assumed hours from space type]]=\"user defined\",Table1323[[#This Row],[Baseline Operating hours]],Table1323[[#This Row],[Assumed hours from space type]])+Table1323[[#This Row],[Controls Rebate kWh Savings]]),0)","v":0},{"$f":"IFERROR(IF(Table1323[[#This Row],[Rebate kW Savings]]=0,Table1323[[#This Row],[Demand Savings, kW]],INDEX(Table1[Actual Savings],MATCH(Table1323[[#This Row],[Lamp / Luminaire Category]]&Table1323[[#This Row],[Rebate Category]],Table1[PrescribedSource - Rebate ID],0))*Table1323[[#This Row],[Quantity of luminaires]]/1000),0)","v":""},{"$f":"IFERROR(Table1323[[#This Row],[BC Housing Site kW Savings]]*IF(Table1323[[#This Row],[Assumed hours from space type]]=\"user defined\",Table1323[[#This Row],[Baseline Operating hours]],Table1323[[#This Row],[Assumed hours from space type]])+Table1323[[#This Row],[Controls Rebate kWh Savings]],0)","v":0},{"$f":"IFERROR(IF(Table1323[[#This Row],[Lamp / Luminaire Category]]=\"No eligible rebate\",Table1323[[#This Row],[Lighting Technology]]&\" retrofit with no rebate\",Table1323[[#This Row],[Rebate Category]]),\"\")","v":0},{"$f":"IF(Table1323[[#This Row],[Lamp / Luminaire Category]]=\"No eligible rebate\",1,0)","v":0},{"$f":"IFERROR(IF(IF(Table1323[[#This Row],[Assumed hours from space type]]=\"user defined\",Table1323[[#This Row],[Baseline Operating hours]],Table1323[[#This Row],[Assumed hours from space type]])<3600,0,IF(AND(IF(Table1323[[#This Row],[Assumed hours from space type]]=\"user defined\",Table1323[[#This Row],[Baseline Operating hours]],Table1323[[#This Row],[Assumed hours from space type]])>=3600,OR(Table1323[[#This Row],[Automatic Controls?]]=\"None\",Table1323[[#This Row],[Automatic Controls?]]=\"\")),IF(Table1323[[#This Row],[Lamp / Luminaire Category]]=\"No eligible rebate\",Table1323[[#This Row],[Baseline W defined by user]]-Table1323[[#This Row],[Retrofit W defined by user (no rebate)]],Table1323[[#This Row],[Assumed Baseline W by source]]-Table1323[[#This Row],[LED Luminaire W by rebate]]),IF(AND(IF(Table1323[[#This Row],[Assumed hours from space type]]=\"user defined\",Table1323[[#This Row],[Baseline Operating hours]],Table1323[[#This Row],[Assumed hours from space type]])>=(3600/0.8),OR(Table1323[[#This Row],[Automatic Controls?]]=\"Fixture integrated occupancy sensor\",Table1323[[#This Row],[Automatic Controls?]]=\"Ceiling / wall mounted occupancy sensor\")),IF(Table1323[[#This Row],[Lamp / Luminaire Category]]=\"No eligible rebate\",(Table1323[[#This Row],[Baseline W defined by user]]-Table1323[[#This Row],[Retrofit W defined by user (no rebate)]]),Table1323[[#This Row],[Assumed Baseline W by source]]-Table1323[[#This Row],[LED Luminaire W by rebate]]),IF(AND(IF(Table1323[[#This Row],[Assumed hours from space type]]=\"user defined\",Table1323[[#This Row],[Baseline Operating hours]],Table1323[[#This Row],[Assumed hours from space type]])<(3600/0.8),OR(Table1323[[#This Row],[Automatic Controls?]]=\"Fixture integrated occupancy sensor\",Table1323[[#This Row],[Automatic Controls?]]=\"Ceiling / wall mounted occupancy sensor\")),IF(Table1323[[#This Row],[Lamp / Luminaire Category]]=\"No eligible rebate\",Table1323[[#This Row],[Baseline W defined by user]],Table1323[[#This Row],[Assumed Baseline W by source]])))))*Table1323[[#This Row],[Quantity of luminaires]]/1000,\"\")","v":""},{"$f":"Table1323[[#This Row],[LED lamp/luminaire retrofit part '#]]","v":0},{"$f":"IF(Table1323[[#This Row],[Rebate Unit]]=\"per lamp\",INDEX(Table1[Number of Lamps],MATCH(Table1323[[#This Row],[Lamp / Luminaire Category]]&Table1323[[#This Row],[Rebate Category]],Table1[PrescribedSource - Rebate ID],0)),1)*Table1323[[#This Row],[Quantity of luminaires]]","v":0},{"$f":"IFERROR(IF(Table1323[[#This Row],[Lamp / Luminaire Category]]=\"No eligible rebate\",\"no eligible rebate\",INDEX(Table1[BC Hydro xRM ECM],MATCH(Table1323[[#This Row],[Lamp / Luminaire Category]]&Table1323[[#This Row],[Rebate Category]],Table1[PrescribedSource - Rebate ID],0))),\"\")","v":""}]
[null,{"$f":"IF(Table1323[[#This Row],[Space Type]]=\"\",\"\",\"L-\"&ROW(115:115))","v":""},null,null,null,null,null,null,null,{"$f":"IFERROR(IF(Table1323[[#This Row],[Space Type]]=\"\",\"\",IF(Table1323[[#This Row],[Lamp / Luminaire Category]]=\"No eligible rebate\",\"\",IF(Table1323[[#This Row],[Rebate Category]]=\"\",\"select rebate\",INDEX(Table1[Actual Baseline W],MATCH(Table1323[[#This Row],[Lamp / Luminaire Category]]&Table1323[[#This Row],[Rebate Category]],Table1[PrescribedSource - Rebate ID],0))))),\"\")","v":""},{"$f":"IFERROR(IF(Table1323[[#This Row],[No]]=\"\",\"\",IF(Table1323[[#This Row],[Space Type]]=\"\",\"select Space Type\",IF(Table1323[[#This Row],[Baseline Operating hours]]<>\"\",\"user defined\",INDEX(Table5[Hours],MATCH(Table1323[[#This Row],[Space Type]],Table5[Space Type],0))))),\"\")","v":""},null,{"$f":"IFERROR(INDEX(Table1[Rebate],MATCH(Table1323[[#This Row],[Lamp / Luminaire Category]]&Table1323[[#This Row],[Rebate Category]],Table1[PrescribedSource - Rebate ID],0)),\"\")","v":""},{"$f":"IFERROR(INDEX(Table1[Rebate Unit],MATCH(Table1323[[#This Row],[Lamp / Luminaire Category]]&Table1323[[#This Row],[Rebate Category]],Table1[PrescribedSource - Rebate ID],0)),\"\")","v":""},null,{"$f":"IFERROR(IF(Table1323[[#This Row],[Lamp / Luminaire Category]]=\"No eligible rebate\",\"no rebate\",INDEX(Table1[Retrofit W],MATCH(Table1323[[#This Row],[Lamp / Luminaire Category]]&Table1323[[#This Row],[Rebate Category]],Table1[PrescribedSource - Rebate ID],0))),\"\")","v":""},null,null,null,{"$f":"IFERROR(INDEX(Table1[Rebate],MATCH(Table1323[[#This Row],[Lamp / Luminaire Category]]&Table1323[[#This Row],[Rebate Category]],Table1[PrescribedSource - Rebate ID],0))*Table1323[[#This Row],[Quantity of luminaires]],0)","v":0},{"$f":"IF(OR(Table1323[[#This Row],[Automatic Controls?]]=\"Fixture integrated Occupancy / Daylight Harvesting sensor\",Table1323[[#This Row],[Automatic Controls?]]=\"Ceiling / wall mounted Occupancy / Daylight Harvesting sensor\",Table1323[[#This Row],[Automatic Controls?]]=\"Timer\"),45*Table1323[[#This Row],[Number of occupancy sensors]],\"\")","v":""},{"$f":"IFERROR(IF(Table1323[[#This Row],[Controls Rebate]]=\"\",0,Table1323[[#This Row],[Controls Rebate]])+Table1323[[#This Row],[Lighting Rebate]],\"\")","v":0},{"$f":"IFERROR(INDEX(Table1[Rebate Savings],MATCH(Table1323[[#This Row],[Lamp / Luminaire Category]]&Table1323[[#This Row],[Rebate Category]],Table1[PrescribedSource - Rebate ID],0))*Table1323[[#This Row],[Quantity of luminaires]]/1000,0)","v":0},{"$f":"IFERROR(Table1323[[#This Row],[Rebate kW Savings]]*IF(Table1323[[#This Row],[Assumed hours from space type]]=\"user defined\",Table1323[[#This Row],[Baseline Operating hours]],Table1323[[#This Row],[Assumed hours from space type]]),0)","v":0},{"$f":"IF(OR(Table1323[[#This Row],[Automatic Controls?]]=\"Fixture integrated occupancy sensor\",Table1323[[#This Row],[Automatic Controls?]]=\"Ceiling / wall mounted occupancy sensor\"),Table1323[[#This Row],[Quantity of luminaires]]*IF(Table1323[[#This Row],[Rebate Category]]<>\"\",INDEX(Table1[Retrofit W],MATCH(Table1323[[#This Row],[Rebate Category]],Table1[BC Hydro Rebate Category],0)),Table1323[[#This Row],[Retrofit W defined by user (no rebate)]])/1000*IF(Table1323[[#This Row],[Assumed hours from space type]]=\"user defined\",Table1323[[#This Row],[Baseline Operating hours]],Table1323[[#This Row],[Assumed hours from space type]])*0.2,0)","v":0},{"$f":"Table1323[[#This Row],[Rebate kWh savings]]+Table1323[[#This Row],[Controls Rebate kWh Savings]]","v":0},{"$f":"IFERROR(IF(Table1323[[#This Row],[Quantity of luminaires]]=\"\",\"\",IF(Table1323[[#This Row],[Lamp / Luminaire Category]]=\"No eligible rebate\",(Table1323[[#This Row],[Baseline W defined by user]]-Table1323[[#This Row],[Retrofit W defined by user (no rebate)]])*Table1323[[#This Row],[Quantity of luminaires]]/1000,(Table1323[[#This Row],[Assumed Baseline W by source]]-Table1323[[#This Row],[LED Luminaire W by rebate]])*Table1323[[#This Row],[Quantity of luminaires]]/1000)),0)","v":""},{"$f":"IFERROR(IF(Table1323[[#This Row],[Lamp / Luminaire Category]]=\"No eligible rebate\",Table1323[[#This Row],[Quantity of luminaires]]*(Table1323[[#This Row],[Baseline W defined by user]]-Table1323[[#This Row],[Retrofit W defined by user (no rebate)]])/1000*IF(Table1323[[#This Row],[Assumed hours from space type]]=\"user defined\",Table1323[[#This Row],[Baseline Operating hours]],Table1323[[#This Row],[Assumed hours from space type]])+Table1323[[#This Row],[Controls Rebate kWh Savings]],Table1323[[#This Row],[Quantity of luminaires]]*(INDEX(Table1[Actual Baseline W],MATCH(Table1323[[#This Row],[Lamp / Luminaire Category]]&Table1323[[#This Row],[Rebate Category]],Table1[PrescribedSource - Rebate ID],0))/1000-Table1323[[#This Row],[LED Luminaire W by rebate]]/1000)*IF(Table1323[[#This Row],[Assumed hours from space type]]=\"user defined\",Table1323[[#This Row],[Baseline Operating hours]],Table1323[[#This Row],[Assumed hours from space type]])+Table1323[[#This Row],[Controls Rebate kWh Savings]]),0)","v":0},{"$f":"IFERROR(IF(Table1323[[#This Row],[Rebate kW Savings]]=0,Table1323[[#This Row],[Demand Savings, kW]],INDEX(Table1[Actual Savings],MATCH(Table1323[[#This Row],[Lamp / Luminaire Category]]&Table1323[[#This Row],[Rebate Category]],Table1[PrescribedSource - Rebate ID],0))*Table1323[[#This Row],[Quantity of luminaires]]/1000),0)","v":""},{"$f":"IFERROR(Table1323[[#This Row],[BC Housing Site kW Savings]]*IF(Table1323[[#This Row],[Assumed hours from space type]]=\"user defined\",Table1323[[#This Row],[Baseline Operating hours]],Table1323[[#This Row],[Assumed hours from space type]])+Table1323[[#This Row],[Controls Rebate kWh Savings]],0)","v":0},{"$f":"IFERROR(IF(Table1323[[#This Row],[Lamp / Luminaire Category]]=\"No eligible rebate\",Table1323[[#This Row],[Lighting Technology]]&\" retrofit with no rebate\",Table1323[[#This Row],[Rebate Category]]),\"\")","v":0},{"$f":"IF(Table1323[[#This Row],[Lamp / Luminaire Category]]=\"No eligible rebate\",1,0)","v":0},{"$f":"IFERROR(IF(IF(Table1323[[#This Row],[Assumed hours from space type]]=\"user defined\",Table1323[[#This Row],[Baseline Operating hours]],Table1323[[#This Row],[Assumed hours from space type]])<3600,0,IF(AND(IF(Table1323[[#This Row],[Assumed hours from space type]]=\"user defined\",Table1323[[#This Row],[Baseline Operating hours]],Table1323[[#This Row],[Assumed hours from space type]])>=3600,OR(Table1323[[#This Row],[Automatic Controls?]]=\"None\",Table1323[[#This Row],[Automatic Controls?]]=\"\")),IF(Table1323[[#This Row],[Lamp / Luminaire Category]]=\"No eligible rebate\",Table1323[[#This Row],[Baseline W defined by user]]-Table1323[[#This Row],[Retrofit W defined by user (no rebate)]],Table1323[[#This Row],[Assumed Baseline W by source]]-Table1323[[#This Row],[LED Luminaire W by rebate]]),IF(AND(IF(Table1323[[#This Row],[Assumed hours from space type]]=\"user defined\",Table1323[[#This Row],[Baseline Operating hours]],Table1323[[#This Row],[Assumed hours from space type]])>=(3600/0.8),OR(Table1323[[#This Row],[Automatic Controls?]]=\"Fixture integrated occupancy sensor\",Table1323[[#This Row],[Automatic Controls?]]=\"Ceiling / wall mounted occupancy sensor\")),IF(Table1323[[#This Row],[Lamp / Luminaire Category]]=\"No eligible rebate\",(Table1323[[#This Row],[Baseline W defined by user]]-Table1323[[#This Row],[Retrofit W defined by user (no rebate)]]),Table1323[[#This Row],[Assumed Baseline W by source]]-Table1323[[#This Row],[LED Luminaire W by rebate]]),IF(AND(IF(Table1323[[#This Row],[Assumed hours from space type]]=\"user defined\",Table1323[[#This Row],[Baseline Operating hours]],Table1323[[#This Row],[Assumed hours from space type]])<(3600/0.8),OR(Table1323[[#This Row],[Automatic Controls?]]=\"Fixture integrated occupancy sensor\",Table1323[[#This Row],[Automatic Controls?]]=\"Ceiling / wall mounted occupancy sensor\")),IF(Table1323[[#This Row],[Lamp / Luminaire Category]]=\"No eligible rebate\",Table1323[[#This Row],[Baseline W defined by user]],Table1323[[#This Row],[Assumed Baseline W by source]])))))*Table1323[[#This Row],[Quantity of luminaires]]/1000,\"\")","v":""},{"$f":"Table1323[[#This Row],[LED lamp/luminaire retrofit part '#]]","v":0},{"$f":"IF(Table1323[[#This Row],[Rebate Unit]]=\"per lamp\",INDEX(Table1[Number of Lamps],MATCH(Table1323[[#This Row],[Lamp / Luminaire Category]]&Table1323[[#This Row],[Rebate Category]],Table1[PrescribedSource - Rebate ID],0)),1)*Table1323[[#This Row],[Quantity of luminaires]]","v":0},{"$f":"IFERROR(IF(Table1323[[#This Row],[Lamp / Luminaire Category]]=\"No eligible rebate\",\"no eligible rebate\",INDEX(Table1[BC Hydro xRM ECM],MATCH(Table1323[[#This Row],[Lamp / Luminaire Category]]&Table1323[[#This Row],[Rebate Category]],Table1[PrescribedSource - Rebate ID],0))),\"\")","v":""}]
[null,{"$f":"IF(Table1323[[#This Row],[Space Type]]=\"\",\"\",\"L-\"&ROW(116:116))","v":""},null,null,null,null,null,null,null,{"$f":"IFERROR(IF(Table1323[[#This Row],[Space Type]]=\"\",\"\",IF(Table1323[[#This Row],[Lamp / Luminaire Category]]=\"No eligible rebate\",\"\",IF(Table1323[[#This Row],[Rebate Category]]=\"\",\"select rebate\",INDEX(Table1[Actual Baseline W],MATCH(Table1323[[#This Row],[Lamp / Luminaire Category]]&Table1323[[#This Row],[Rebate Category]],Table1[PrescribedSource - Rebate ID],0))))),\"\")","v":""},{"$f":"IFERROR(IF(Table1323[[#This Row],[No]]=\"\",\"\",IF(Table1323[[#This Row],[Space Type]]=\"\",\"select Space Type\",IF(Table1323[[#This Row],[Baseline Operating hours]]<>\"\",\"user defined\",INDEX(Table5[Hours],MATCH(Table1323[[#This Row],[Space Type]],Table5[Space Type],0))))),\"\")","v":""},null,{"$f":"IFERROR(INDEX(Table1[Rebate],MATCH(Table1323[[#This Row],[Lamp / Luminaire Category]]&Table1323[[#This Row],[Rebate Category]],Table1[PrescribedSource - Rebate ID],0)),\"\")","v":""},{"$f":"IFERROR(INDEX(Table1[Rebate Unit],MATCH(Table1323[[#This Row],[Lamp / Luminaire Category]]&Table1323[[#This Row],[Rebate Category]],Table1[PrescribedSource - Rebate ID],0)),\"\")","v":""},null,{"$f":"IFERROR(IF(Table1323[[#This Row],[Lamp / Luminaire Category]]=\"No eligible rebate\",\"no rebate\",INDEX(Table1[Retrofit W],MATCH(Table1323[[#This Row],[Lamp / Luminaire Category]]&Table1323[[#This Row],[Rebate Category]],Table1[PrescribedSource - Rebate ID],0))),\"\")","v":""},null,null,null,{"$f":"IFERROR(INDEX(Table1[Rebate],MATCH(Table1323[[#This Row],[Lamp / Luminaire Category]]&Table1323[[#This Row],[Rebate Category]],Table1[PrescribedSource - Rebate ID],0))*Table1323[[#This Row],[Quantity of luminaires]],0)","v":0},{"$f":"IF(OR(Table1323[[#This Row],[Automatic Controls?]]=\"Fixture integrated Occupancy / Daylight Harvesting sensor\",Table1323[[#This Row],[Automatic Controls?]]=\"Ceiling / wall mounted Occupancy / Daylight Harvesting sensor\",Table1323[[#This Row],[Automatic Controls?]]=\"Timer\"),45*Table1323[[#This Row],[Number of occupancy sensors]],\"\")","v":""},{"$f":"IFERROR(IF(Table1323[[#This Row],[Controls Rebate]]=\"\",0,Table1323[[#This Row],[Controls Rebate]])+Table1323[[#This Row],[Lighting Rebate]],\"\")","v":0},{"$f":"IFERROR(INDEX(Table1[Rebate Savings],MATCH(Table1323[[#This Row],[Lamp / Luminaire Category]]&Table1323[[#This Row],[Rebate Category]],Table1[PrescribedSource - Rebate ID],0))*Table1323[[#This Row],[Quantity of luminaires]]/1000,0)","v":0},{"$f":"IFERROR(Table1323[[#This Row],[Rebate kW Savings]]*IF(Table1323[[#This Row],[Assumed hours from space type]]=\"user defined\",Table1323[[#This Row],[Baseline Operating hours]],Table1323[[#This Row],[Assumed hours from space type]]),0)","v":0},{"$f":"IF(OR(Table1323[[#This Row],[Automatic Controls?]]=\"Fixture integrated occupancy sensor\",Table1323[[#This Row],[Automatic Controls?]]=\"Ceiling / wall mounted occupancy sensor\"),Table1323[[#This Row],[Quantity of luminaires]]*IF(Table1323[[#This Row],[Rebate Category]]<>\"\",INDEX(Table1[Retrofit W],MATCH(Table1323[[#This Row],[Rebate Category]],Table1[BC Hydro Rebate Category],0)),Table1323[[#This Row],[Retrofit W defined by user (no rebate)]])/1000*IF(Table1323[[#This Row],[Assumed hours from space type]]=\"user defined\",Table1323[[#This Row],[Baseline Operating hours]],Table1323[[#This Row],[Assumed hours from space type]])*0.2,0)","v":0},{"$f":"Table1323[[#This Row],[Rebate kWh savings]]+Table1323[[#This Row],[Controls Rebate kWh Savings]]","v":0},{"$f":"IFERROR(IF(Table1323[[#This Row],[Quantity of luminaires]]=\"\",\"\",IF(Table1323[[#This Row],[Lamp / Luminaire Category]]=\"No eligible rebate\",(Table1323[[#This Row],[Baseline W defined by user]]-Table1323[[#This Row],[Retrofit W defined by user (no rebate)]])*Table1323[[#This Row],[Quantity of luminaires]]/1000,(Table1323[[#This Row],[Assumed Baseline W by source]]-Table1323[[#This Row],[LED Luminaire W by rebate]])*Table1323[[#This Row],[Quantity of luminaires]]/1000)),0)","v":""},{"$f":"IFERROR(IF(Table1323[[#This Row],[Lamp / Luminaire Category]]=\"No eligible rebate\",Table1323[[#This Row],[Quantity of luminaires]]*(Table1323[[#This Row],[Baseline W defined by user]]-Table1323[[#This Row],[Retrofit W defined by user (no rebate)]])/1000*IF(Table1323[[#This Row],[Assumed hours from space type]]=\"user defined\",Table1323[[#This Row],[Baseline Operating hours]],Table1323[[#This Row],[Assumed hours from space type]])+Table1323[[#This Row],[Controls Rebate kWh Savings]],Table1323[[#This Row],[Quantity of luminaires]]*(INDEX(Table1[Actual Baseline W],MATCH(Table1323[[#This Row],[Lamp / Luminaire Category]]&Table1323[[#This Row],[Rebate Category]],Table1[PrescribedSource - Rebate ID],0))/1000-Table1323[[#This Row],[LED Luminaire W by rebate]]/1000)*IF(Table1323[[#This Row],[Assumed hours from space type]]=\"user defined\",Table1323[[#This Row],[Baseline Operating hours]],Table1323[[#This Row],[Assumed hours from space type]])+Table1323[[#This Row],[Controls Rebate kWh Savings]]),0)","v":0},{"$f":"IFERROR(IF(Table1323[[#This Row],[Rebate kW Savings]]=0,Table1323[[#This Row],[Demand Savings, kW]],INDEX(Table1[Actual Savings],MATCH(Table1323[[#This Row],[Lamp / Luminaire Category]]&Table1323[[#This Row],[Rebate Category]],Table1[PrescribedSource - Rebate ID],0))*Table1323[[#This Row],[Quantity of luminaires]]/1000),0)","v":""},{"$f":"IFERROR(Table1323[[#This Row],[BC Housing Site kW Savings]]*IF(Table1323[[#This Row],[Assumed hours from space type]]=\"user defined\",Table1323[[#This Row],[Baseline Operating hours]],Table1323[[#This Row],[Assumed hours from space type]])+Table1323[[#This Row],[Controls Rebate kWh Savings]],0)","v":0},{"$f":"IFERROR(IF(Table1323[[#This Row],[Lamp / Luminaire Category]]=\"No eligible rebate\",Table1323[[#This Row],[Lighting Technology]]&\" retrofit with no rebate\",Table1323[[#This Row],[Rebate Category]]),\"\")","v":0},{"$f":"IF(Table1323[[#This Row],[Lamp / Luminaire Category]]=\"No eligible rebate\",1,0)","v":0},{"$f":"IFERROR(IF(IF(Table1323[[#This Row],[Assumed hours from space type]]=\"user defined\",Table1323[[#This Row],[Baseline Operating hours]],Table1323[[#This Row],[Assumed hours from space type]])<3600,0,IF(AND(IF(Table1323[[#This Row],[Assumed hours from space type]]=\"user defined\",Table1323[[#This Row],[Baseline Operating hours]],Table1323[[#This Row],[Assumed hours from space type]])>=3600,OR(Table1323[[#This Row],[Automatic Controls?]]=\"None\",Table1323[[#This Row],[Automatic Controls?]]=\"\")),IF(Table1323[[#This Row],[Lamp / Luminaire Category]]=\"No eligible rebate\",Table1323[[#This Row],[Baseline W defined by user]]-Table1323[[#This Row],[Retrofit W defined by user (no rebate)]],Table1323[[#This Row],[Assumed Baseline W by source]]-Table1323[[#This Row],[LED Luminaire W by rebate]]),IF(AND(IF(Table1323[[#This Row],[Assumed hours from space type]]=\"user defined\",Table1323[[#This Row],[Baseline Operating hours]],Table1323[[#This Row],[Assumed hours from space type]])>=(3600/0.8),OR(Table1323[[#This Row],[Automatic Controls?]]=\"Fixture integrated occupancy sensor\",Table1323[[#This Row],[Automatic Controls?]]=\"Ceiling / wall mounted occupancy sensor\")),IF(Table1323[[#This Row],[Lamp / Luminaire Category]]=\"No eligible rebate\",(Table1323[[#This Row],[Baseline W defined by user]]-Table1323[[#This Row],[Retrofit W defined by user (no rebate)]]),Table1323[[#This Row],[Assumed Baseline W by source]]-Table1323[[#This Row],[LED Luminaire W by rebate]]),IF(AND(IF(Table1323[[#This Row],[Assumed hours from space type]]=\"user defined\",Table1323[[#This Row],[Baseline Operating hours]],Table1323[[#This Row],[Assumed hours from space type]])<(3600/0.8),OR(Table1323[[#This Row],[Automatic Controls?]]=\"Fixture integrated occupancy sensor\",Table1323[[#This Row],[Automatic Controls?]]=\"Ceiling / wall mounted occupancy sensor\")),IF(Table1323[[#This Row],[Lamp / Luminaire Category]]=\"No eligible rebate\",Table1323[[#This Row],[Baseline W defined by user]],Table1323[[#This Row],[Assumed Baseline W by source]])))))*Table1323[[#This Row],[Quantity of luminaires]]/1000,\"\")","v":""},{"$f":"Table1323[[#This Row],[LED lamp/luminaire retrofit part '#]]","v":0},{"$f":"IF(Table1323[[#This Row],[Rebate Unit]]=\"per lamp\",INDEX(Table1[Number of Lamps],MATCH(Table1323[[#This Row],[Lamp / Luminaire Category]]&Table1323[[#This Row],[Rebate Category]],Table1[PrescribedSource - Rebate ID],0)),1)*Table1323[[#This Row],[Quantity of luminaires]]","v":0},{"$f":"IFERROR(IF(Table1323[[#This Row],[Lamp / Luminaire Category]]=\"No eligible rebate\",\"no eligible rebate\",INDEX(Table1[BC Hydro xRM ECM],MATCH(Table1323[[#This Row],[Lamp / Luminaire Category]]&Table1323[[#This Row],[Rebate Category]],Table1[PrescribedSource - Rebate ID],0))),\"\")","v":""}]
[null,{"$f":"IF(Table1323[[#This Row],[Space Type]]=\"\",\"\",\"L-\"&ROW(117:117))","v":""},null,null,null,null,null,null,null,{"$f":"IFERROR(IF(Table1323[[#This Row],[Space Type]]=\"\",\"\",IF(Table1323[[#This Row],[Lamp / Luminaire Category]]=\"No eligible rebate\",\"\",IF(Table1323[[#This Row],[Rebate Category]]=\"\",\"select rebate\",INDEX(Table1[Actual Baseline W],MATCH(Table1323[[#This Row],[Lamp / Luminaire Category]]&Table1323[[#This Row],[Rebate Category]],Table1[PrescribedSource - Rebate ID],0))))),\"\")","v":""},{"$f":"IFERROR(IF(Table1323[[#This Row],[No]]=\"\",\"\",IF(Table1323[[#This Row],[Space Type]]=\"\",\"select Space Type\",IF(Table1323[[#This Row],[Baseline Operating hours]]<>\"\",\"user defined\",INDEX(Table5[Hours],MATCH(Table1323[[#This Row],[Space Type]],Table5[Space Type],0))))),\"\")","v":""},null,{"$f":"IFERROR(INDEX(Table1[Rebate],MATCH(Table1323[[#This Row],[Lamp / Luminaire Category]]&Table1323[[#This Row],[Rebate Category]],Table1[PrescribedSource - Rebate ID],0)),\"\")","v":""},{"$f":"IFERROR(INDEX(Table1[Rebate Unit],MATCH(Table1323[[#This Row],[Lamp / Luminaire Category]]&Table1323[[#This Row],[Rebate Category]],Table1[PrescribedSource - Rebate ID],0)),\"\")","v":""},null,{"$f":"IFERROR(IF(Table1323[[#This Row],[Lamp / Luminaire Category]]=\"No eligible rebate\",\"no rebate\",INDEX(Table1[Retrofit W],MATCH(Table1323[[#This Row],[Lamp / Luminaire Category]]&Table1323[[#This Row],[Rebate Category]],Table1[PrescribedSource - Rebate ID],0))),\"\")","v":""},null,null,null,{"$f":"IFERROR(INDEX(Table1[Rebate],MATCH(Table1323[[#This Row],[Lamp / Luminaire Category]]&Table1323[[#This Row],[Rebate Category]],Table1[PrescribedSource - Rebate ID],0))*Table1323[[#This Row],[Quantity of luminaires]],0)","v":0},{"$f":"IF(OR(Table1323[[#This Row],[Automatic Controls?]]=\"Fixture integrated Occupancy / Daylight Harvesting sensor\",Table1323[[#This Row],[Automatic Controls?]]=\"Ceiling / wall mounted Occupancy / Daylight Harvesting sensor\",Table1323[[#This Row],[Automatic Controls?]]=\"Timer\"),45*Table1323[[#This Row],[Number of occupancy sensors]],\"\")","v":""},{"$f":"IFERROR(IF(Table1323[[#This Row],[Controls Rebate]]=\"\",0,Table1323[[#This Row],[Controls Rebate]])+Table1323[[#This Row],[Lighting Rebate]],\"\")","v":0},{"$f":"IFERROR(INDEX(Table1[Rebate Savings],MATCH(Table1323[[#This Row],[Lamp / Luminaire Category]]&Table1323[[#This Row],[Rebate Category]],Table1[PrescribedSource - Rebate ID],0))*Table1323[[#This Row],[Quantity of luminaires]]/1000,0)","v":0},{"$f":"IFERROR(Table1323[[#This Row],[Rebate kW Savings]]*IF(Table1323[[#This Row],[Assumed hours from space type]]=\"user defined\",Table1323[[#This Row],[Baseline Operating hours]],Table1323[[#This Row],[Assumed hours from space type]]),0)","v":0},{"$f":"IF(OR(Table1323[[#This Row],[Automatic Controls?]]=\"Fixture integrated occupancy sensor\",Table1323[[#This Row],[Automatic Controls?]]=\"Ceiling / wall mounted occupancy sensor\"),Table1323[[#This Row],[Quantity of luminaires]]*IF(Table1323[[#This Row],[Rebate Category]]<>\"\",INDEX(Table1[Retrofit W],MATCH(Table1323[[#This Row],[Rebate Category]],Table1[BC Hydro Rebate Category],0)),Table1323[[#This Row],[Retrofit W defined by user (no rebate)]])/1000*IF(Table1323[[#This Row],[Assumed hours from space type]]=\"user defined\",Table1323[[#This Row],[Baseline Operating hours]],Table1323[[#This Row],[Assumed hours from space type]])*0.2,0)","v":0},{"$f":"Table1323[[#This Row],[Rebate kWh savings]]+Table1323[[#This Row],[Controls Rebate kWh Savings]]","v":0},{"$f":"IFERROR(IF(Table1323[[#This Row],[Quantity of luminaires]]=\"\",\"\",IF(Table1323[[#This Row],[Lamp / Luminaire Category]]=\"No eligible rebate\",(Table1323[[#This Row],[Baseline W defined by user]]-Table1323[[#This Row],[Retrofit W defined by user (no rebate)]])*Table1323[[#This Row],[Quantity of luminaires]]/1000,(Table1323[[#This Row],[Assumed Baseline W by source]]-Table1323[[#This Row],[LED Luminaire W by rebate]])*Table1323[[#This Row],[Quantity of luminaires]]/1000)),0)","v":""},{"$f":"IFERROR(IF(Table1323[[#This Row],[Lamp / Luminaire Category]]=\"No eligible rebate\",Table1323[[#This Row],[Quantity of luminaires]]*(Table1323[[#This Row],[Baseline W defined by user]]-Table1323[[#This Row],[Retrofit W defined by user (no rebate)]])/1000*IF(Table1323[[#This Row],[Assumed hours from space type]]=\"user defined\",Table1323[[#This Row],[Baseline Operating hours]],Table1323[[#This Row],[Assumed hours from space type]])+Table1323[[#This Row],[Controls Rebate kWh Savings]],Table1323[[#This Row],[Quantity of luminaires]]*(INDEX(Table1[Actual Baseline W],MATCH(Table1323[[#This Row],[Lamp / Luminaire Category]]&Table1323[[#This Row],[Rebate Category]],Table1[PrescribedSource - Rebate ID],0))/1000-Table1323[[#This Row],[LED Luminaire W by rebate]]/1000)*IF(Table1323[[#This Row],[Assumed hours from space type]]=\"user defined\",Table1323[[#This Row],[Baseline Operating hours]],Table1323[[#This Row],[Assumed hours from space type]])+Table1323[[#This Row],[Controls Rebate kWh Savings]]),0)","v":0},{"$f":"IFERROR(IF(Table1323[[#This Row],[Rebate kW Savings]]=0,Table1323[[#This Row],[Demand Savings, kW]],INDEX(Table1[Actual Savings],MATCH(Table1323[[#This Row],[Lamp / Luminaire Category]]&Table1323[[#This Row],[Rebate Category]],Table1[PrescribedSource - Rebate ID],0))*Table1323[[#This Row],[Quantity of luminaires]]/1000),0)","v":""},{"$f":"IFERROR(Table1323[[#This Row],[BC Housing Site kW Savings]]*IF(Table1323[[#This Row],[Assumed hours from space type]]=\"user defined\",Table1323[[#This Row],[Baseline Operating hours]],Table1323[[#This Row],[Assumed hours from space type]])+Table1323[[#This Row],[Controls Rebate kWh Savings]],0)","v":0},{"$f":"IFERROR(IF(Table1323[[#This Row],[Lamp / Luminaire Category]]=\"No eligible rebate\",Table1323[[#This Row],[Lighting Technology]]&\" retrofit with no rebate\",Table1323[[#This Row],[Rebate Category]]),\"\")","v":0},{"$f":"IF(Table1323[[#This Row],[Lamp / Luminaire Category]]=\"No eligible rebate\",1,0)","v":0},{"$f":"IFERROR(IF(IF(Table1323[[#This Row],[Assumed hours from space type]]=\"user defined\",Table1323[[#This Row],[Baseline Operating hours]],Table1323[[#This Row],[Assumed hours from space type]])<3600,0,IF(AND(IF(Table1323[[#This Row],[Assumed hours from space type]]=\"user defined\",Table1323[[#This Row],[Baseline Operating hours]],Table1323[[#This Row],[Assumed hours from space type]])>=3600,OR(Table1323[[#This Row],[Automatic Controls?]]=\"None\",Table1323[[#This Row],[Automatic Controls?]]=\"\")),IF(Table1323[[#This Row],[Lamp / Luminaire Category]]=\"No eligible rebate\",Table1323[[#This Row],[Baseline W defined by user]]-Table1323[[#This Row],[Retrofit W defined by user (no rebate)]],Table1323[[#This Row],[Assumed Baseline W by source]]-Table1323[[#This Row],[LED Luminaire W by rebate]]),IF(AND(IF(Table1323[[#This Row],[Assumed hours from space type]]=\"user defined\",Table1323[[#This Row],[Baseline Operating hours]],Table1323[[#This Row],[Assumed hours from space type]])>=(3600/0.8),OR(Table1323[[#This Row],[Automatic Controls?]]=\"Fixture integrated occupancy sensor\",Table1323[[#This Row],[Automatic Controls?]]=\"Ceiling / wall mounted occupancy sensor\")),IF(Table1323[[#This Row],[Lamp / Luminaire Category]]=\"No eligible rebate\",(Table1323[[#This Row],[Baseline W defined by user]]-Table1323[[#This Row],[Retrofit W defined by user (no rebate)]]),Table1323[[#This Row],[Assumed Baseline W by source]]-Table1323[[#This Row],[LED Luminaire W by rebate]]),IF(AND(IF(Table1323[[#This Row],[Assumed hours from space type]]=\"user defined\",Table1323[[#This Row],[Baseline Operating hours]],Table1323[[#This Row],[Assumed hours from space type]])<(3600/0.8),OR(Table1323[[#This Row],[Automatic Controls?]]=\"Fixture integrated occupancy sensor\",Table1323[[#This Row],[Automatic Controls?]]=\"Ceiling / wall mounted occupancy sensor\")),IF(Table1323[[#This Row],[Lamp / Luminaire Category]]=\"No eligible rebate\",Table1323[[#This Row],[Baseline W defined by user]],Table1323[[#This Row],[Assumed Baseline W by source]])))))*Table1323[[#This Row],[Quantity of luminaires]]/1000,\"\")","v":""},{"$f":"Table1323[[#This Row],[LED lamp/luminaire retrofit part '#]]","v":0},{"$f":"IF(Table1323[[#This Row],[Rebate Unit]]=\"per lamp\",INDEX(Table1[Number of Lamps],MATCH(Table1323[[#This Row],[Lamp / Luminaire Category]]&Table1323[[#This Row],[Rebate Category]],Table1[PrescribedSource - Rebate ID],0)),1)*Table1323[[#This Row],[Quantity of luminaires]]","v":0},{"$f":"IFERROR(IF(Table1323[[#This Row],[Lamp / Luminaire Category]]=\"No eligible rebate\",\"no eligible rebate\",INDEX(Table1[BC Hydro xRM ECM],MATCH(Table1323[[#This Row],[Lamp / Luminaire Category]]&Table1323[[#This Row],[Rebate Category]],Table1[PrescribedSource - Rebate ID],0))),\"\")","v":""}]
[null,{"$f":"IF(Table1323[[#This Row],[Space Type]]=\"\",\"\",\"L-\"&ROW(118:118))","v":""},null,null,null,null,null,null,null,{"$f":"IFERROR(IF(Table1323[[#This Row],[Space Type]]=\"\",\"\",IF(Table1323[[#This Row],[Lamp / Luminaire Category]]=\"No eligible rebate\",\"\",IF(Table1323[[#This Row],[Rebate Category]]=\"\",\"select rebate\",INDEX(Table1[Actual Baseline W],MATCH(Table1323[[#This Row],[Lamp / Luminaire Category]]&Table1323[[#This Row],[Rebate Category]],Table1[PrescribedSource - Rebate ID],0))))),\"\")","v":""},{"$f":"IFERROR(IF(Table1323[[#This Row],[No]]=\"\",\"\",IF(Table1323[[#This Row],[Space Type]]=\"\",\"select Space Type\",IF(Table1323[[#This Row],[Baseline Operating hours]]<>\"\",\"user defined\",INDEX(Table5[Hours],MATCH(Table1323[[#This Row],[Space Type]],Table5[Space Type],0))))),\"\")","v":""},null,{"$f":"IFERROR(INDEX(Table1[Rebate],MATCH(Table1323[[#This Row],[Lamp / Luminaire Category]]&Table1323[[#This Row],[Rebate Category]],Table1[PrescribedSource - Rebate ID],0)),\"\")","v":""},{"$f":"IFERROR(INDEX(Table1[Rebate Unit],MATCH(Table1323[[#This Row],[Lamp / Luminaire Category]]&Table1323[[#This Row],[Rebate Category]],Table1[PrescribedSource - Rebate ID],0)),\"\")","v":""},null,{"$f":"IFERROR(IF(Table1323[[#This Row],[Lamp / Luminaire Category]]=\"No eligible rebate\",\"no rebate\",INDEX(Table1[Retrofit W],MATCH(Table1323[[#This Row],[Lamp / Luminaire Category]]&Table1323[[#This Row],[Rebate Category]],Table1[PrescribedSource - Rebate ID],0))),\"\")","v":""},null,null,null,{"$f":"IFERROR(INDEX(Table1[Rebate],MATCH(Table1323[[#This Row],[Lamp / Luminaire Category]]&Table1323[[#This Row],[Rebate Category]],Table1[PrescribedSource - Rebate ID],0))*Table1323[[#This Row],[Quantity of luminaires]],0)","v":0},{"$f":"IF(OR(Table1323[[#This Row],[Automatic Controls?]]=\"Fixture integrated Occupancy / Daylight Harvesting sensor\",Table1323[[#This Row],[Automatic Controls?]]=\"Ceiling / wall mounted Occupancy / Daylight Harvesting sensor\",Table1323[[#This Row],[Automatic Controls?]]=\"Timer\"),45*Table1323[[#This Row],[Number of occupancy sensors]],\"\")","v":""},{"$f":"IFERROR(IF(Table1323[[#This Row],[Controls Rebate]]=\"\",0,Table1323[[#This Row],[Controls Rebate]])+Table1323[[#This Row],[Lighting Rebate]],\"\")","v":0},{"$f":"IFERROR(INDEX(Table1[Rebate Savings],MATCH(Table1323[[#This Row],[Lamp / Luminaire Category]]&Table1323[[#This Row],[Rebate Category]],Table1[PrescribedSource - Rebate ID],0))*Table1323[[#This Row],[Quantity of luminaires]]/1000,0)","v":0},{"$f":"IFERROR(Table1323[[#This Row],[Rebate kW Savings]]*IF(Table1323[[#This Row],[Assumed hours from space type]]=\"user defined\",Table1323[[#This Row],[Baseline Operating hours]],Table1323[[#This Row],[Assumed hours from space type]]),0)","v":0},{"$f":"IF(OR(Table1323[[#This Row],[Automatic Controls?]]=\"Fixture integrated occupancy sensor\",Table1323[[#This Row],[Automatic Controls?]]=\"Ceiling / wall mounted occupancy sensor\"),Table1323[[#This Row],[Quantity of luminaires]]*IF(Table1323[[#This Row],[Rebate Category]]<>\"\",INDEX(Table1[Retrofit W],MATCH(Table1323[[#This Row],[Rebate Category]],Table1[BC Hydro Rebate Category],0)),Table1323[[#This Row],[Retrofit W defined by user (no rebate)]])/1000*IF(Table1323[[#This Row],[Assumed hours from space type]]=\"user defined\",Table1323[[#This Row],[Baseline Operating hours]],Table1323[[#This Row],[Assumed hours from space type]])*0.2,0)","v":0},{"$f":"Table1323[[#This Row],[Rebate kWh savings]]+Table1323[[#This Row],[Controls Rebate kWh Savings]]","v":0},{"$f":"IFERROR(IF(Table1323[[#This Row],[Quantity of luminaires]]=\"\",\"\",IF(Table1323[[#This Row],[Lamp / Luminaire Category]]=\"No eligible rebate\",(Table1323[[#This Row],[Baseline W defined by user]]-Table1323[[#This Row],[Retrofit W defined by user (no rebate)]])*Table1323[[#This Row],[Quantity of luminaires]]/1000,(Table1323[[#This Row],[Assumed Baseline W by source]]-Table1323[[#This Row],[LED Luminaire W by rebate]])*Table1323[[#This Row],[Quantity of luminaires]]/1000)),0)","v":""},{"$f":"IFERROR(IF(Table1323[[#This Row],[Lamp / Luminaire Category]]=\"No eligible rebate\",Table1323[[#This Row],[Quantity of luminaires]]*(Table1323[[#This Row],[Baseline W defined by user]]-Table1323[[#This Row],[Retrofit W defined by user (no rebate)]])/1000*IF(Table1323[[#This Row],[Assumed hours from space type]]=\"user defined\",Table1323[[#This Row],[Baseline Operating hours]],Table1323[[#This Row],[Assumed hours from space type]])+Table1323[[#This Row],[Controls Rebate kWh Savings]],Table1323[[#This Row],[Quantity of luminaires]]*(INDEX(Table1[Actual Baseline W],MATCH(Table1323[[#This Row],[Lamp / Luminaire Category]]&Table1323[[#This Row],[Rebate Category]],Table1[PrescribedSource - Rebate ID],0))/1000-Table1323[[#This Row],[LED Luminaire W by rebate]]/1000)*IF(Table1323[[#This Row],[Assumed hours from space type]]=\"user defined\",Table1323[[#This Row],[Baseline Operating hours]],Table1323[[#This Row],[Assumed hours from space type]])+Table1323[[#This Row],[Controls Rebate kWh Savings]]),0)","v":0},{"$f":"IFERROR(IF(Table1323[[#This Row],[Rebate kW Savings]]=0,Table1323[[#This Row],[Demand Savings, kW]],INDEX(Table1[Actual Savings],MATCH(Table1323[[#This Row],[Lamp / Luminaire Category]]&Table1323[[#This Row],[Rebate Category]],Table1[PrescribedSource - Rebate ID],0))*Table1323[[#This Row],[Quantity of luminaires]]/1000),0)","v":""},{"$f":"IFERROR(Table1323[[#This Row],[BC Housing Site kW Savings]]*IF(Table1323[[#This Row],[Assumed hours from space type]]=\"user defined\",Table1323[[#This Row],[Baseline Operating hours]],Table1323[[#This Row],[Assumed hours from space type]])+Table1323[[#This Row],[Controls Rebate kWh Savings]],0)","v":0},{"$f":"IFERROR(IF(Table1323[[#This Row],[Lamp / Luminaire Category]]=\"No eligible rebate\",Table1323[[#This Row],[Lighting Technology]]&\" retrofit with no rebate\",Table1323[[#This Row],[Rebate Category]]),\"\")","v":0},{"$f":"IF(Table1323[[#This Row],[Lamp / Luminaire Category]]=\"No eligible rebate\",1,0)","v":0},{"$f":"IFERROR(IF(IF(Table1323[[#This Row],[Assumed hours from space type]]=\"user defined\",Table1323[[#This Row],[Baseline Operating hours]],Table1323[[#This Row],[Assumed hours from space type]])<3600,0,IF(AND(IF(Table1323[[#This Row],[Assumed hours from space type]]=\"user defined\",Table1323[[#This Row],[Baseline Operating hours]],Table1323[[#This Row],[Assumed hours from space type]])>=3600,OR(Table1323[[#This Row],[Automatic Controls?]]=\"None\",Table1323[[#This Row],[Automatic Controls?]]=\"\")),IF(Table1323[[#This Row],[Lamp / Luminaire Category]]=\"No eligible rebate\",Table1323[[#This Row],[Baseline W defined by user]]-Table1323[[#This Row],[Retrofit W defined by user (no rebate)]],Table1323[[#This Row],[Assumed Baseline W by source]]-Table1323[[#This Row],[LED Luminaire W by rebate]]),IF(AND(IF(Table1323[[#This Row],[Assumed hours from space type]]=\"user defined\",Table1323[[#This Row],[Baseline Operating hours]],Table1323[[#This Row],[Assumed hours from space type]])>=(3600/0.8),OR(Table1323[[#This Row],[Automatic Controls?]]=\"Fixture integrated occupancy sensor\",Table1323[[#This Row],[Automatic Controls?]]=\"Ceiling / wall mounted occupancy sensor\")),IF(Table1323[[#This Row],[Lamp / Luminaire Category]]=\"No eligible rebate\",(Table1323[[#This Row],[Baseline W defined by user]]-Table1323[[#This Row],[Retrofit W defined by user (no rebate)]]),Table1323[[#This Row],[Assumed Baseline W by source]]-Table1323[[#This Row],[LED Luminaire W by rebate]]),IF(AND(IF(Table1323[[#This Row],[Assumed hours from space type]]=\"user defined\",Table1323[[#This Row],[Baseline Operating hours]],Table1323[[#This Row],[Assumed hours from space type]])<(3600/0.8),OR(Table1323[[#This Row],[Automatic Controls?]]=\"Fixture integrated occupancy sensor\",Table1323[[#This Row],[Automatic Controls?]]=\"Ceiling / wall mounted occupancy sensor\")),IF(Table1323[[#This Row],[Lamp / Luminaire Category]]=\"No eligible rebate\",Table1323[[#This Row],[Baseline W defined by user]],Table1323[[#This Row],[Assumed Baseline W by source]])))))*Table1323[[#This Row],[Quantity of luminaires]]/1000,\"\")","v":""},{"$f":"Table1323[[#This Row],[LED lamp/luminaire retrofit part '#]]","v":0},{"$f":"IF(Table1323[[#This Row],[Rebate Unit]]=\"per lamp\",INDEX(Table1[Number of Lamps],MATCH(Table1323[[#This Row],[Lamp / Luminaire Category]]&Table1323[[#This Row],[Rebate Category]],Table1[PrescribedSource - Rebate ID],0)),1)*Table1323[[#This Row],[Quantity of luminaires]]","v":0},{"$f":"IFERROR(IF(Table1323[[#This Row],[Lamp / Luminaire Category]]=\"No eligible rebate\",\"no eligible rebate\",INDEX(Table1[BC Hydro xRM ECM],MATCH(Table1323[[#This Row],[Lamp / Luminaire Category]]&Table1323[[#This Row],[Rebate Category]],Table1[PrescribedSource - Rebate ID],0))),\"\")","v":""}]
[null,{"$f":"IF(Table1323[[#This Row],[Space Type]]=\"\",\"\",\"L-\"&ROW(119:119))","v":""},null,null,null,null,null,null,null,{"$f":"IFERROR(IF(Table1323[[#This Row],[Space Type]]=\"\",\"\",IF(Table1323[[#This Row],[Lamp / Luminaire Category]]=\"No eligible rebate\",\"\",IF(Table1323[[#This Row],[Rebate Category]]=\"\",\"select rebate\",INDEX(Table1[Actual Baseline W],MATCH(Table1323[[#This Row],[Lamp / Luminaire Category]]&Table1323[[#This Row],[Rebate Category]],Table1[PrescribedSource - Rebate ID],0))))),\"\")","v":""},{"$f":"IFERROR(IF(Table1323[[#This Row],[No]]=\"\",\"\",IF(Table1323[[#This Row],[Space Type]]=\"\",\"select Space Type\",IF(Table1323[[#This Row],[Baseline Operating hours]]<>\"\",\"user defined\",INDEX(Table5[Hours],MATCH(Table1323[[#This Row],[Space Type]],Table5[Space Type],0))))),\"\")","v":""},null,{"$f":"IFERROR(INDEX(Table1[Rebate],MATCH(Table1323[[#This Row],[Lamp / Luminaire Category]]&Table1323[[#This Row],[Rebate Category]],Table1[PrescribedSource - Rebate ID],0)),\"\")","v":""},{"$f":"IFERROR(INDEX(Table1[Rebate Unit],MATCH(Table1323[[#This Row],[Lamp / Luminaire Category]]&Table1323[[#This Row],[Rebate Category]],Table1[PrescribedSource - Rebate ID],0)),\"\")","v":""},null,{"$f":"IFERROR(IF(Table1323[[#This Row],[Lamp / Luminaire Category]]=\"No eligible rebate\",\"no rebate\",INDEX(Table1[Retrofit W],MATCH(Table1323[[#This Row],[Lamp / Luminaire Category]]&Table1323[[#This Row],[Rebate Category]],Table1[PrescribedSource - Rebate ID],0))),\"\")","v":""},null,null,null,{"$f":"IFERROR(INDEX(Table1[Rebate],MATCH(Table1323[[#This Row],[Lamp / Luminaire Category]]&Table1323[[#This Row],[Rebate Category]],Table1[PrescribedSource - Rebate ID],0))*Table1323[[#This Row],[Quantity of luminaires]],0)","v":0},{"$f":"IF(OR(Table1323[[#This Row],[Automatic Controls?]]=\"Fixture integrated Occupancy / Daylight Harvesting sensor\",Table1323[[#This Row],[Automatic Controls?]]=\"Ceiling / wall mounted Occupancy / Daylight Harvesting sensor\",Table1323[[#This Row],[Automatic Controls?]]=\"Timer\"),45*Table1323[[#This Row],[Number of occupancy sensors]],\"\")","v":""},{"$f":"IFERROR(IF(Table1323[[#This Row],[Controls Rebate]]=\"\",0,Table1323[[#This Row],[Controls Rebate]])+Table1323[[#This Row],[Lighting Rebate]],\"\")","v":0},{"$f":"IFERROR(INDEX(Table1[Rebate Savings],MATCH(Table1323[[#This Row],[Lamp / Luminaire Category]]&Table1323[[#This Row],[Rebate Category]],Table1[PrescribedSource - Rebate ID],0))*Table1323[[#This Row],[Quantity of luminaires]]/1000,0)","v":0},{"$f":"IFERROR(Table1323[[#This Row],[Rebate kW Savings]]*IF(Table1323[[#This Row],[Assumed hours from space type]]=\"user defined\",Table1323[[#This Row],[Baseline Operating hours]],Table1323[[#This Row],[Assumed hours from space type]]),0)","v":0},{"$f":"IF(OR(Table1323[[#This Row],[Automatic Controls?]]=\"Fixture integrated occupancy sensor\",Table1323[[#This Row],[Automatic Controls?]]=\"Ceiling / wall mounted occupancy sensor\"),Table1323[[#This Row],[Quantity of luminaires]]*IF(Table1323[[#This Row],[Rebate Category]]<>\"\",INDEX(Table1[Retrofit W],MATCH(Table1323[[#This Row],[Rebate Category]],Table1[BC Hydro Rebate Category],0)),Table1323[[#This Row],[Retrofit W defined by user (no rebate)]])/1000*IF(Table1323[[#This Row],[Assumed hours from space type]]=\"user defined\",Table1323[[#This Row],[Baseline Operating hours]],Table1323[[#This Row],[Assumed hours from space type]])*0.2,0)","v":0},{"$f":"Table1323[[#This Row],[Rebate kWh savings]]+Table1323[[#This Row],[Controls Rebate kWh Savings]]","v":0},{"$f":"IFERROR(IF(Table1323[[#This Row],[Quantity of luminaires]]=\"\",\"\",IF(Table1323[[#This Row],[Lamp / Luminaire Category]]=\"No eligible rebate\",(Table1323[[#This Row],[Baseline W defined by user]]-Table1323[[#This Row],[Retrofit W defined by user (no rebate)]])*Table1323[[#This Row],[Quantity of luminaires]]/1000,(Table1323[[#This Row],[Assumed Baseline W by source]]-Table1323[[#This Row],[LED Luminaire W by rebate]])*Table1323[[#This Row],[Quantity of luminaires]]/1000)),0)","v":""},{"$f":"IFERROR(IF(Table1323[[#This Row],[Lamp / Luminaire Category]]=\"No eligible rebate\",Table1323[[#This Row],[Quantity of luminaires]]*(Table1323[[#This Row],[Baseline W defined by user]]-Table1323[[#This Row],[Retrofit W defined by user (no rebate)]])/1000*IF(Table1323[[#This Row],[Assumed hours from space type]]=\"user defined\",Table1323[[#This Row],[Baseline Operating hours]],Table1323[[#This Row],[Assumed hours from space type]])+Table1323[[#This Row],[Controls Rebate kWh Savings]],Table1323[[#This Row],[Quantity of luminaires]]*(INDEX(Table1[Actual Baseline W],MATCH(Table1323[[#This Row],[Lamp / Luminaire Category]]&Table1323[[#This Row],[Rebate Category]],Table1[PrescribedSource - Rebate ID],0))/1000-Table1323[[#This Row],[LED Luminaire W by rebate]]/1000)*IF(Table1323[[#This Row],[Assumed hours from space type]]=\"user defined\",Table1323[[#This Row],[Baseline Operating hours]],Table1323[[#This Row],[Assumed hours from space type]])+Table1323[[#This Row],[Controls Rebate kWh Savings]]),0)","v":0},{"$f":"IFERROR(IF(Table1323[[#This Row],[Rebate kW Savings]]=0,Table1323[[#This Row],[Demand Savings, kW]],INDEX(Table1[Actual Savings],MATCH(Table1323[[#This Row],[Lamp / Luminaire Category]]&Table1323[[#This Row],[Rebate Category]],Table1[PrescribedSource - Rebate ID],0))*Table1323[[#This Row],[Quantity of luminaires]]/1000),0)","v":""},{"$f":"IFERROR(Table1323[[#This Row],[BC Housing Site kW Savings]]*IF(Table1323[[#This Row],[Assumed hours from space type]]=\"user defined\",Table1323[[#This Row],[Baseline Operating hours]],Table1323[[#This Row],[Assumed hours from space type]])+Table1323[[#This Row],[Controls Rebate kWh Savings]],0)","v":0},{"$f":"IFERROR(IF(Table1323[[#This Row],[Lamp / Luminaire Category]]=\"No eligible rebate\",Table1323[[#This Row],[Lighting Technology]]&\" retrofit with no rebate\",Table1323[[#This Row],[Rebate Category]]),\"\")","v":0},{"$f":"IF(Table1323[[#This Row],[Lamp / Luminaire Category]]=\"No eligible rebate\",1,0)","v":0},{"$f":"IFERROR(IF(IF(Table1323[[#This Row],[Assumed hours from space type]]=\"user defined\",Table1323[[#This Row],[Baseline Operating hours]],Table1323[[#This Row],[Assumed hours from space type]])<3600,0,IF(AND(IF(Table1323[[#This Row],[Assumed hours from space type]]=\"user defined\",Table1323[[#This Row],[Baseline Operating hours]],Table1323[[#This Row],[Assumed hours from space type]])>=3600,OR(Table1323[[#This Row],[Automatic Controls?]]=\"None\",Table1323[[#This Row],[Automatic Controls?]]=\"\")),IF(Table1323[[#This Row],[Lamp / Luminaire Category]]=\"No eligible rebate\",Table1323[[#This Row],[Baseline W defined by user]]-Table1323[[#This Row],[Retrofit W defined by user (no rebate)]],Table1323[[#This Row],[Assumed Baseline W by source]]-Table1323[[#This Row],[LED Luminaire W by rebate]]),IF(AND(IF(Table1323[[#This Row],[Assumed hours from space type]]=\"user defined\",Table1323[[#This Row],[Baseline Operating hours]],Table1323[[#This Row],[Assumed hours from space type]])>=(3600/0.8),OR(Table1323[[#This Row],[Automatic Controls?]]=\"Fixture integrated occupancy sensor\",Table1323[[#This Row],[Automatic Controls?]]=\"Ceiling / wall mounted occupancy sensor\")),IF(Table1323[[#This Row],[Lamp / Luminaire Category]]=\"No eligible rebate\",(Table1323[[#This Row],[Baseline W defined by user]]-Table1323[[#This Row],[Retrofit W defined by user (no rebate)]]),Table1323[[#This Row],[Assumed Baseline W by source]]-Table1323[[#This Row],[LED Luminaire W by rebate]]),IF(AND(IF(Table1323[[#This Row],[Assumed hours from space type]]=\"user defined\",Table1323[[#This Row],[Baseline Operating hours]],Table1323[[#This Row],[Assumed hours from space type]])<(3600/0.8),OR(Table1323[[#This Row],[Automatic Controls?]]=\"Fixture integrated occupancy sensor\",Table1323[[#This Row],[Automatic Controls?]]=\"Ceiling / wall mounted occupancy sensor\")),IF(Table1323[[#This Row],[Lamp / Luminaire Category]]=\"No eligible rebate\",Table1323[[#This Row],[Baseline W defined by user]],Table1323[[#This Row],[Assumed Baseline W by source]])))))*Table1323[[#This Row],[Quantity of luminaires]]/1000,\"\")","v":""},{"$f":"Table1323[[#This Row],[LED lamp/luminaire retrofit part '#]]","v":0},{"$f":"IF(Table1323[[#This Row],[Rebate Unit]]=\"per lamp\",INDEX(Table1[Number of Lamps],MATCH(Table1323[[#This Row],[Lamp / Luminaire Category]]&Table1323[[#This Row],[Rebate Category]],Table1[PrescribedSource - Rebate ID],0)),1)*Table1323[[#This Row],[Quantity of luminaires]]","v":0},{"$f":"IFERROR(IF(Table1323[[#This Row],[Lamp / Luminaire Category]]=\"No eligible rebate\",\"no eligible rebate\",INDEX(Table1[BC Hydro xRM ECM],MATCH(Table1323[[#This Row],[Lamp / Luminaire Category]]&Table1323[[#This Row],[Rebate Category]],Table1[PrescribedSource - Rebate ID],0))),\"\")","v":""}]
[null,{"$f":"IF(Table1323[[#This Row],[Space Type]]=\"\",\"\",\"L-\"&ROW(120:120))","v":""},null,null,null,null,null,null,null,{"$f":"IFERROR(IF(Table1323[[#This Row],[Space Type]]=\"\",\"\",IF(Table1323[[#This Row],[Lamp / Luminaire Category]]=\"No eligible rebate\",\"\",IF(Table1323[[#This Row],[Rebate Category]]=\"\",\"select rebate\",INDEX(Table1[Actual Baseline W],MATCH(Table1323[[#This Row],[Lamp / Luminaire Category]]&Table1323[[#This Row],[Rebate Category]],Table1[PrescribedSource - Rebate ID],0))))),\"\")","v":""},{"$f":"IFERROR(IF(Table1323[[#This Row],[No]]=\"\",\"\",IF(Table1323[[#This Row],[Space Type]]=\"\",\"select Space Type\",IF(Table1323[[#This Row],[Baseline Operating hours]]<>\"\",\"user defined\",INDEX(Table5[Hours],MATCH(Table1323[[#This Row],[Space Type]],Table5[Space Type],0))))),\"\")","v":""},null,{"$f":"IFERROR(INDEX(Table1[Rebate],MATCH(Table1323[[#This Row],[Lamp / Luminaire Category]]&Table1323[[#This Row],[Rebate Category]],Table1[PrescribedSource - Rebate ID],0)),\"\")","v":""},{"$f":"IFERROR(INDEX(Table1[Rebate Unit],MATCH(Table1323[[#This Row],[Lamp / Luminaire Category]]&Table1323[[#This Row],[Rebate Category]],Table1[PrescribedSource - Rebate ID],0)),\"\")","v":""},null,{"$f":"IFERROR(IF(Table1323[[#This Row],[Lamp / Luminaire Category]]=\"No eligible rebate\",\"no rebate\",INDEX(Table1[Retrofit W],MATCH(Table1323[[#This Row],[Lamp / Luminaire Category]]&Table1323[[#This Row],[Rebate Category]],Table1[PrescribedSource - Rebate ID],0))),\"\")","v":""},null,null,null,{"$f":"IFERROR(INDEX(Table1[Rebate],MATCH(Table1323[[#This Row],[Lamp / Luminaire Category]]&Table1323[[#This Row],[Rebate Category]],Table1[PrescribedSource - Rebate ID],0))*Table1323[[#This Row],[Quantity of luminaires]],0)","v":0},{"$f":"IF(OR(Table1323[[#This Row],[Automatic Controls?]]=\"Fixture integrated Occupancy / Daylight Harvesting sensor\",Table1323[[#This Row],[Automatic Controls?]]=\"Ceiling / wall mounted Occupancy / Daylight Harvesting sensor\",Table1323[[#This Row],[Automatic Controls?]]=\"Timer\"),45*Table1323[[#This Row],[Number of occupancy sensors]],\"\")","v":""},{"$f":"IFERROR(IF(Table1323[[#This Row],[Controls Rebate]]=\"\",0,Table1323[[#This Row],[Controls Rebate]])+Table1323[[#This Row],[Lighting Rebate]],\"\")","v":0},{"$f":"IFERROR(INDEX(Table1[Rebate Savings],MATCH(Table1323[[#This Row],[Lamp / Luminaire Category]]&Table1323[[#This Row],[Rebate Category]],Table1[PrescribedSource - Rebate ID],0))*Table1323[[#This Row],[Quantity of luminaires]]/1000,0)","v":0},{"$f":"IFERROR(Table1323[[#This Row],[Rebate kW Savings]]*IF(Table1323[[#This Row],[Assumed hours from space type]]=\"user defined\",Table1323[[#This Row],[Baseline Operating hours]],Table1323[[#This Row],[Assumed hours from space type]]),0)","v":0},{"$f":"IF(OR(Table1323[[#This Row],[Automatic Controls?]]=\"Fixture integrated occupancy sensor\",Table1323[[#This Row],[Automatic Controls?]]=\"Ceiling / wall mounted occupancy sensor\"),Table1323[[#This Row],[Quantity of luminaires]]*IF(Table1323[[#This Row],[Rebate Category]]<>\"\",INDEX(Table1[Retrofit W],MATCH(Table1323[[#This Row],[Rebate Category]],Table1[BC Hydro Rebate Category],0)),Table1323[[#This Row],[Retrofit W defined by user (no rebate)]])/1000*IF(Table1323[[#This Row],[Assumed hours from space type]]=\"user defined\",Table1323[[#This Row],[Baseline Operating hours]],Table1323[[#This Row],[Assumed hours from space type]])*0.2,0)","v":0},{"$f":"Table1323[[#This Row],[Rebate kWh savings]]+Table1323[[#This Row],[Controls Rebate kWh Savings]]","v":0},{"$f":"IFERROR(IF(Table1323[[#This Row],[Quantity of luminaires]]=\"\",\"\",IF(Table1323[[#This Row],[Lamp / Luminaire Category]]=\"No eligible rebate\",(Table1323[[#This Row],[Baseline W defined by user]]-Table1323[[#This Row],[Retrofit W defined by user (no rebate)]])*Table1323[[#This Row],[Quantity of luminaires]]/1000,(Table1323[[#This Row],[Assumed Baseline W by source]]-Table1323[[#This Row],[LED Luminaire W by rebate]])*Table1323[[#This Row],[Quantity of luminaires]]/1000)),0)","v":""},{"$f":"IFERROR(IF(Table1323[[#This Row],[Lamp / Luminaire Category]]=\"No eligible rebate\",Table1323[[#This Row],[Quantity of luminaires]]*(Table1323[[#This Row],[Baseline W defined by user]]-Table1323[[#This Row],[Retrofit W defined by user (no rebate)]])/1000*IF(Table1323[[#This Row],[Assumed hours from space type]]=\"user defined\",Table1323[[#This Row],[Baseline Operating hours]],Table1323[[#This Row],[Assumed hours from space type]])+Table1323[[#This Row],[Controls Rebate kWh Savings]],Table1323[[#This Row],[Quantity of luminaires]]*(INDEX(Table1[Actual Baseline W],MATCH(Table1323[[#This Row],[Lamp / Luminaire Category]]&Table1323[[#This Row],[Rebate Category]],Table1[PrescribedSource - Rebate ID],0))/1000-Table1323[[#This Row],[LED Luminaire W by rebate]]/1000)*IF(Table1323[[#This Row],[Assumed hours from space type]]=\"user defined\",Table1323[[#This Row],[Baseline Operating hours]],Table1323[[#This Row],[Assumed hours from space type]])+Table1323[[#This Row],[Controls Rebate kWh Savings]]),0)","v":0},{"$f":"IFERROR(IF(Table1323[[#This Row],[Rebate kW Savings]]=0,Table1323[[#This Row],[Demand Savings, kW]],INDEX(Table1[Actual Savings],MATCH(Table1323[[#This Row],[Lamp / Luminaire Category]]&Table1323[[#This Row],[Rebate Category]],Table1[PrescribedSource - Rebate ID],0))*Table1323[[#This Row],[Quantity of luminaires]]/1000),0)","v":""},{"$f":"IFERROR(Table1323[[#This Row],[BC Housing Site kW Savings]]*IF(Table1323[[#This Row],[Assumed hours from space type]]=\"user defined\",Table1323[[#This Row],[Baseline Operating hours]],Table1323[[#This Row],[Assumed hours from space type]])+Table1323[[#This Row],[Controls Rebate kWh Savings]],0)","v":0},{"$f":"IFERROR(IF(Table1323[[#This Row],[Lamp / Luminaire Category]]=\"No eligible rebate\",Table1323[[#This Row],[Lighting Technology]]&\" retrofit with no rebate\",Table1323[[#This Row],[Rebate Category]]),\"\")","v":0},{"$f":"IF(Table1323[[#This Row],[Lamp / Luminaire Category]]=\"No eligible rebate\",1,0)","v":0},{"$f":"IFERROR(IF(IF(Table1323[[#This Row],[Assumed hours from space type]]=\"user defined\",Table1323[[#This Row],[Baseline Operating hours]],Table1323[[#This Row],[Assumed hours from space type]])<3600,0,IF(AND(IF(Table1323[[#This Row],[Assumed hours from space type]]=\"user defined\",Table1323[[#This Row],[Baseline Operating hours]],Table1323[[#This Row],[Assumed hours from space type]])>=3600,OR(Table1323[[#This Row],[Automatic Controls?]]=\"None\",Table1323[[#This Row],[Automatic Controls?]]=\"\")),IF(Table1323[[#This Row],[Lamp / Luminaire Category]]=\"No eligible rebate\",Table1323[[#This Row],[Baseline W defined by user]]-Table1323[[#This Row],[Retrofit W defined by user (no rebate)]],Table1323[[#This Row],[Assumed Baseline W by source]]-Table1323[[#This Row],[LED Luminaire W by rebate]]),IF(AND(IF(Table1323[[#This Row],[Assumed hours from space type]]=\"user defined\",Table1323[[#This Row],[Baseline Operating hours]],Table1323[[#This Row],[Assumed hours from space type]])>=(3600/0.8),OR(Table1323[[#This Row],[Automatic Controls?]]=\"Fixture integrated occupancy sensor\",Table1323[[#This Row],[Automatic Controls?]]=\"Ceiling / wall mounted occupancy sensor\")),IF(Table1323[[#This Row],[Lamp / Luminaire Category]]=\"No eligible rebate\",(Table1323[[#This Row],[Baseline W defined by user]]-Table1323[[#This Row],[Retrofit W defined by user (no rebate)]]),Table1323[[#This Row],[Assumed Baseline W by source]]-Table1323[[#This Row],[LED Luminaire W by rebate]]),IF(AND(IF(Table1323[[#This Row],[Assumed hours from space type]]=\"user defined\",Table1323[[#This Row],[Baseline Operating hours]],Table1323[[#This Row],[Assumed hours from space type]])<(3600/0.8),OR(Table1323[[#This Row],[Automatic Controls?]]=\"Fixture integrated occupancy sensor\",Table1323[[#This Row],[Automatic Controls?]]=\"Ceiling / wall mounted occupancy sensor\")),IF(Table1323[[#This Row],[Lamp / Luminaire Category]]=\"No eligible rebate\",Table1323[[#This Row],[Baseline W defined by user]],Table1323[[#This Row],[Assumed Baseline W by source]])))))*Table1323[[#This Row],[Quantity of luminaires]]/1000,\"\")","v":""},{"$f":"Table1323[[#This Row],[LED lamp/luminaire retrofit part '#]]","v":0},{"$f":"IF(Table1323[[#This Row],[Rebate Unit]]=\"per lamp\",INDEX(Table1[Number of Lamps],MATCH(Table1323[[#This Row],[Lamp / Luminaire Category]]&Table1323[[#This Row],[Rebate Category]],Table1[PrescribedSource - Rebate ID],0)),1)*Table1323[[#This Row],[Quantity of luminaires]]","v":0},{"$f":"IFERROR(IF(Table1323[[#This Row],[Lamp / Luminaire Category]]=\"No eligible rebate\",\"no eligible rebate\",INDEX(Table1[BC Hydro xRM ECM],MATCH(Table1323[[#This Row],[Lamp / Luminaire Category]]&Table1323[[#This Row],[Rebate Category]],Table1[PrescribedSource - Rebate ID],0))),\"\")","v":""}]
[null,{"$f":"IF(Table1323[[#This Row],[Space Type]]=\"\",\"\",\"L-\"&ROW(121:121))","v":""},null,null,null,null,null,null,null,{"$f":"IFERROR(IF(Table1323[[#This Row],[Space Type]]=\"\",\"\",IF(Table1323[[#This Row],[Lamp / Luminaire Category]]=\"No eligible rebate\",\"\",IF(Table1323[[#This Row],[Rebate Category]]=\"\",\"select rebate\",INDEX(Table1[Actual Baseline W],MATCH(Table1323[[#This Row],[Lamp / Luminaire Category]]&Table1323[[#This Row],[Rebate Category]],Table1[PrescribedSource - Rebate ID],0))))),\"\")","v":""},{"$f":"IFERROR(IF(Table1323[[#This Row],[No]]=\"\",\"\",IF(Table1323[[#This Row],[Space Type]]=\"\",\"select Space Type\",IF(Table1323[[#This Row],[Baseline Operating hours]]<>\"\",\"user defined\",INDEX(Table5[Hours],MATCH(Table1323[[#This Row],[Space Type]],Table5[Space Type],0))))),\"\")","v":""},null,{"$f":"IFERROR(INDEX(Table1[Rebate],MATCH(Table1323[[#This Row],[Lamp / Luminaire Category]]&Table1323[[#This Row],[Rebate Category]],Table1[PrescribedSource - Rebate ID],0)),\"\")","v":""},{"$f":"IFERROR(INDEX(Table1[Rebate Unit],MATCH(Table1323[[#This Row],[Lamp / Luminaire Category]]&Table1323[[#This Row],[Rebate Category]],Table1[PrescribedSource - Rebate ID],0)),\"\")","v":""},null,{"$f":"IFERROR(IF(Table1323[[#This Row],[Lamp / Luminaire Category]]=\"No eligible rebate\",\"no rebate\",INDEX(Table1[Retrofit W],MATCH(Table1323[[#This Row],[Lamp / Luminaire Category]]&Table1323[[#This Row],[Rebate Category]],Table1[PrescribedSource - Rebate ID],0))),\"\")","v":""},null,null,null,{"$f":"IFERROR(INDEX(Table1[Rebate],MATCH(Table1323[[#This Row],[Lamp / Luminaire Category]]&Table1323[[#This Row],[Rebate Category]],Table1[PrescribedSource - Rebate ID],0))*Table1323[[#This Row],[Quantity of luminaires]],0)","v":0},{"$f":"IF(OR(Table1323[[#This Row],[Automatic Controls?]]=\"Fixture integrated Occupancy / Daylight Harvesting sensor\",Table1323[[#This Row],[Automatic Controls?]]=\"Ceiling / wall mounted Occupancy / Daylight Harvesting sensor\",Table1323[[#This Row],[Automatic Controls?]]=\"Timer\"),45*Table1323[[#This Row],[Number of occupancy sensors]],\"\")","v":""},{"$f":"IFERROR(IF(Table1323[[#This Row],[Controls Rebate]]=\"\",0,Table1323[[#This Row],[Controls Rebate]])+Table1323[[#This Row],[Lighting Rebate]],\"\")","v":0},{"$f":"IFERROR(INDEX(Table1[Rebate Savings],MATCH(Table1323[[#This Row],[Lamp / Luminaire Category]]&Table1323[[#This Row],[Rebate Category]],Table1[PrescribedSource - Rebate ID],0))*Table1323[[#This Row],[Quantity of luminaires]]/1000,0)","v":0},{"$f":"IFERROR(Table1323[[#This Row],[Rebate kW Savings]]*IF(Table1323[[#This Row],[Assumed hours from space type]]=\"user defined\",Table1323[[#This Row],[Baseline Operating hours]],Table1323[[#This Row],[Assumed hours from space type]]),0)","v":0},{"$f":"IF(OR(Table1323[[#This Row],[Automatic Controls?]]=\"Fixture integrated occupancy sensor\",Table1323[[#This Row],[Automatic Controls?]]=\"Ceiling / wall mounted occupancy sensor\"),Table1323[[#This Row],[Quantity of luminaires]]*IF(Table1323[[#This Row],[Rebate Category]]<>\"\",INDEX(Table1[Retrofit W],MATCH(Table1323[[#This Row],[Rebate Category]],Table1[BC Hydro Rebate Category],0)),Table1323[[#This Row],[Retrofit W defined by user (no rebate)]])/1000*IF(Table1323[[#This Row],[Assumed hours from space type]]=\"user defined\",Table1323[[#This Row],[Baseline Operating hours]],Table1323[[#This Row],[Assumed hours from space type]])*0.2,0)","v":0},{"$f":"Table1323[[#This Row],[Rebate kWh savings]]+Table1323[[#This Row],[Controls Rebate kWh Savings]]","v":0},{"$f":"IFERROR(IF(Table1323[[#This Row],[Quantity of luminaires]]=\"\",\"\",IF(Table1323[[#This Row],[Lamp / Luminaire Category]]=\"No eligible rebate\",(Table1323[[#This Row],[Baseline W defined by user]]-Table1323[[#This Row],[Retrofit W defined by user (no rebate)]])*Table1323[[#This Row],[Quantity of luminaires]]/1000,(Table1323[[#This Row],[Assumed Baseline W by source]]-Table1323[[#This Row],[LED Luminaire W by rebate]])*Table1323[[#This Row],[Quantity of luminaires]]/1000)),0)","v":""},{"$f":"IFERROR(IF(Table1323[[#This Row],[Lamp / Luminaire Category]]=\"No eligible rebate\",Table1323[[#This Row],[Quantity of luminaires]]*(Table1323[[#This Row],[Baseline W defined by user]]-Table1323[[#This Row],[Retrofit W defined by user (no rebate)]])/1000*IF(Table1323[[#This Row],[Assumed hours from space type]]=\"user defined\",Table1323[[#This Row],[Baseline Operating hours]],Table1323[[#This Row],[Assumed hours from space type]])+Table1323[[#This Row],[Controls Rebate kWh Savings]],Table1323[[#This Row],[Quantity of luminaires]]*(INDEX(Table1[Actual Baseline W],MATCH(Table1323[[#This Row],[Lamp / Luminaire Category]]&Table1323[[#This Row],[Rebate Category]],Table1[PrescribedSource - Rebate ID],0))/1000-Table1323[[#This Row],[LED Luminaire W by rebate]]/1000)*IF(Table1323[[#This Row],[Assumed hours from space type]]=\"user defined\",Table1323[[#This Row],[Baseline Operating hours]],Table1323[[#This Row],[Assumed hours from space type]])+Table1323[[#This Row],[Controls Rebate kWh Savings]]),0)","v":0},{"$f":"IFERROR(IF(Table1323[[#This Row],[Rebate kW Savings]]=0,Table1323[[#This Row],[Demand Savings, kW]],INDEX(Table1[Actual Savings],MATCH(Table1323[[#This Row],[Lamp / Luminaire Category]]&Table1323[[#This Row],[Rebate Category]],Table1[PrescribedSource - Rebate ID],0))*Table1323[[#This Row],[Quantity of luminaires]]/1000),0)","v":""},{"$f":"IFERROR(Table1323[[#This Row],[BC Housing Site kW Savings]]*IF(Table1323[[#This Row],[Assumed hours from space type]]=\"user defined\",Table1323[[#This Row],[Baseline Operating hours]],Table1323[[#This Row],[Assumed hours from space type]])+Table1323[[#This Row],[Controls Rebate kWh Savings]],0)","v":0},{"$f":"IFERROR(IF(Table1323[[#This Row],[Lamp / Luminaire Category]]=\"No eligible rebate\",Table1323[[#This Row],[Lighting Technology]]&\" retrofit with no rebate\",Table1323[[#This Row],[Rebate Category]]),\"\")","v":0},{"$f":"IF(Table1323[[#This Row],[Lamp / Luminaire Category]]=\"No eligible rebate\",1,0)","v":0},{"$f":"IFERROR(IF(IF(Table1323[[#This Row],[Assumed hours from space type]]=\"user defined\",Table1323[[#This Row],[Baseline Operating hours]],Table1323[[#This Row],[Assumed hours from space type]])<3600,0,IF(AND(IF(Table1323[[#This Row],[Assumed hours from space type]]=\"user defined\",Table1323[[#This Row],[Baseline Operating hours]],Table1323[[#This Row],[Assumed hours from space type]])>=3600,OR(Table1323[[#This Row],[Automatic Controls?]]=\"None\",Table1323[[#This Row],[Automatic Controls?]]=\"\")),IF(Table1323[[#This Row],[Lamp / Luminaire Category]]=\"No eligible rebate\",Table1323[[#This Row],[Baseline W defined by user]]-Table1323[[#This Row],[Retrofit W defined by user (no rebate)]],Table1323[[#This Row],[Assumed Baseline W by source]]-Table1323[[#This Row],[LED Luminaire W by rebate]]),IF(AND(IF(Table1323[[#This Row],[Assumed hours from space type]]=\"user defined\",Table1323[[#This Row],[Baseline Operating hours]],Table1323[[#This Row],[Assumed hours from space type]])>=(3600/0.8),OR(Table1323[[#This Row],[Automatic Controls?]]=\"Fixture integrated occupancy sensor\",Table1323[[#This Row],[Automatic Controls?]]=\"Ceiling / wall mounted occupancy sensor\")),IF(Table1323[[#This Row],[Lamp / Luminaire Category]]=\"No eligible rebate\",(Table1323[[#This Row],[Baseline W defined by user]]-Table1323[[#This Row],[Retrofit W defined by user (no rebate)]]),Table1323[[#This Row],[Assumed Baseline W by source]]-Table1323[[#This Row],[LED Luminaire W by rebate]]),IF(AND(IF(Table1323[[#This Row],[Assumed hours from space type]]=\"user defined\",Table1323[[#This Row],[Baseline Operating hours]],Table1323[[#This Row],[Assumed hours from space type]])<(3600/0.8),OR(Table1323[[#This Row],[Automatic Controls?]]=\"Fixture integrated occupancy sensor\",Table1323[[#This Row],[Automatic Controls?]]=\"Ceiling / wall mounted occupancy sensor\")),IF(Table1323[[#This Row],[Lamp / Luminaire Category]]=\"No eligible rebate\",Table1323[[#This Row],[Baseline W defined by user]],Table1323[[#This Row],[Assumed Baseline W by source]])))))*Table1323[[#This Row],[Quantity of luminaires]]/1000,\"\")","v":""},{"$f":"Table1323[[#This Row],[LED lamp/luminaire retrofit part '#]]","v":0},{"$f":"IF(Table1323[[#This Row],[Rebate Unit]]=\"per lamp\",INDEX(Table1[Number of Lamps],MATCH(Table1323[[#This Row],[Lamp / Luminaire Category]]&Table1323[[#This Row],[Rebate Category]],Table1[PrescribedSource - Rebate ID],0)),1)*Table1323[[#This Row],[Quantity of luminaires]]","v":0},{"$f":"IFERROR(IF(Table1323[[#This Row],[Lamp / Luminaire Category]]=\"No eligible rebate\",\"no eligible rebate\",INDEX(Table1[BC Hydro xRM ECM],MATCH(Table1323[[#This Row],[Lamp / Luminaire Category]]&Table1323[[#This Row],[Rebate Category]],Table1[PrescribedSource - Rebate ID],0))),\"\")","v":""}]
[null,{"$f":"IF(Table1323[[#This Row],[Space Type]]=\"\",\"\",\"L-\"&ROW(122:122))","v":""},null,null,null,null,null,null,null,{"$f":"IFERROR(IF(Table1323[[#This Row],[Space Type]]=\"\",\"\",IF(Table1323[[#This Row],[Lamp / Luminaire Category]]=\"No eligible rebate\",\"\",IF(Table1323[[#This Row],[Rebate Category]]=\"\",\"select rebate\",INDEX(Table1[Actual Baseline W],MATCH(Table1323[[#This Row],[Lamp / Luminaire Category]]&Table1323[[#This Row],[Rebate Category]],Table1[PrescribedSource - Rebate ID],0))))),\"\")","v":""},{"$f":"IFERROR(IF(Table1323[[#This Row],[No]]=\"\",\"\",IF(Table1323[[#This Row],[Space Type]]=\"\",\"select Space Type\",IF(Table1323[[#This Row],[Baseline Operating hours]]<>\"\",\"user defined\",INDEX(Table5[Hours],MATCH(Table1323[[#This Row],[Space Type]],Table5[Space Type],0))))),\"\")","v":""},null,{"$f":"IFERROR(INDEX(Table1[Rebate],MATCH(Table1323[[#This Row],[Lamp / Luminaire Category]]&Table1323[[#This Row],[Rebate Category]],Table1[PrescribedSource - Rebate ID],0)),\"\")","v":""},{"$f":"IFERROR(INDEX(Table1[Rebate Unit],MATCH(Table1323[[#This Row],[Lamp / Luminaire Category]]&Table1323[[#This Row],[Rebate Category]],Table1[PrescribedSource - Rebate ID],0)),\"\")","v":""},null,{"$f":"IFERROR(IF(Table1323[[#This Row],[Lamp / Luminaire Category]]=\"No eligible rebate\",\"no rebate\",INDEX(Table1[Retrofit W],MATCH(Table1323[[#This Row],[Lamp / Luminaire Category]]&Table1323[[#This Row],[Rebate Category]],Table1[PrescribedSource - Rebate ID],0))),\"\")","v":""},null,null,null,{"$f":"IFERROR(INDEX(Table1[Rebate],MATCH(Table1323[[#This Row],[Lamp / Luminaire Category]]&Table1323[[#This Row],[Rebate Category]],Table1[PrescribedSource - Rebate ID],0))*Table1323[[#This Row],[Quantity of luminaires]],0)","v":0},{"$f":"IF(OR(Table1323[[#This Row],[Automatic Controls?]]=\"Fixture integrated Occupancy / Daylight Harvesting sensor\",Table1323[[#This Row],[Automatic Controls?]]=\"Ceiling / wall mounted Occupancy / Daylight Harvesting sensor\",Table1323[[#This Row],[Automatic Controls?]]=\"Timer\"),45*Table1323[[#This Row],[Number of occupancy sensors]],\"\")","v":""},{"$f":"IFERROR(IF(Table1323[[#This Row],[Controls Rebate]]=\"\",0,Table1323[[#This Row],[Controls Rebate]])+Table1323[[#This Row],[Lighting Rebate]],\"\")","v":0},{"$f":"IFERROR(INDEX(Table1[Rebate Savings],MATCH(Table1323[[#This Row],[Lamp / Luminaire Category]]&Table1323[[#This Row],[Rebate Category]],Table1[PrescribedSource - Rebate ID],0))*Table1323[[#This Row],[Quantity of luminaires]]/1000,0)","v":0},{"$f":"IFERROR(Table1323[[#This Row],[Rebate kW Savings]]*IF(Table1323[[#This Row],[Assumed hours from space type]]=\"user defined\",Table1323[[#This Row],[Baseline Operating hours]],Table1323[[#This Row],[Assumed hours from space type]]),0)","v":0},{"$f":"IF(OR(Table1323[[#This Row],[Automatic Controls?]]=\"Fixture integrated occupancy sensor\",Table1323[[#This Row],[Automatic Controls?]]=\"Ceiling / wall mounted occupancy sensor\"),Table1323[[#This Row],[Quantity of luminaires]]*IF(Table1323[[#This Row],[Rebate Category]]<>\"\",INDEX(Table1[Retrofit W],MATCH(Table1323[[#This Row],[Rebate Category]],Table1[BC Hydro Rebate Category],0)),Table1323[[#This Row],[Retrofit W defined by user (no rebate)]])/1000*IF(Table1323[[#This Row],[Assumed hours from space type]]=\"user defined\",Table1323[[#This Row],[Baseline Operating hours]],Table1323[[#This Row],[Assumed hours from space type]])*0.2,0)","v":0},{"$f":"Table1323[[#This Row],[Rebate kWh savings]]+Table1323[[#This Row],[Controls Rebate kWh Savings]]","v":0},{"$f":"IFERROR(IF(Table1323[[#This Row],[Quantity of luminaires]]=\"\",\"\",IF(Table1323[[#This Row],[Lamp / Luminaire Category]]=\"No eligible rebate\",(Table1323[[#This Row],[Baseline W defined by user]]-Table1323[[#This Row],[Retrofit W defined by user (no rebate)]])*Table1323[[#This Row],[Quantity of luminaires]]/1000,(Table1323[[#This Row],[Assumed Baseline W by source]]-Table1323[[#This Row],[LED Luminaire W by rebate]])*Table1323[[#This Row],[Quantity of luminaires]]/1000)),0)","v":""},{"$f":"IFERROR(IF(Table1323[[#This Row],[Lamp / Luminaire Category]]=\"No eligible rebate\",Table1323[[#This Row],[Quantity of luminaires]]*(Table1323[[#This Row],[Baseline W defined by user]]-Table1323[[#This Row],[Retrofit W defined by user (no rebate)]])/1000*IF(Table1323[[#This Row],[Assumed hours from space type]]=\"user defined\",Table1323[[#This Row],[Baseline Operating hours]],Table1323[[#This Row],[Assumed hours from space type]])+Table1323[[#This Row],[Controls Rebate kWh Savings]],Table1323[[#This Row],[Quantity of luminaires]]*(INDEX(Table1[Actual Baseline W],MATCH(Table1323[[#This Row],[Lamp / Luminaire Category]]&Table1323[[#This Row],[Rebate Category]],Table1[PrescribedSource - Rebate ID],0))/1000-Table1323[[#This Row],[LED Luminaire W by rebate]]/1000)*IF(Table1323[[#This Row],[Assumed hours from space type]]=\"user defined\",Table1323[[#This Row],[Baseline Operating hours]],Table1323[[#This Row],[Assumed hours from space type]])+Table1323[[#This Row],[Controls Rebate kWh Savings]]),0)","v":0},{"$f":"IFERROR(IF(Table1323[[#This Row],[Rebate kW Savings]]=0,Table1323[[#This Row],[Demand Savings, kW]],INDEX(Table1[Actual Savings],MATCH(Table1323[[#This Row],[Lamp / Luminaire Category]]&Table1323[[#This Row],[Rebate Category]],Table1[PrescribedSource - Rebate ID],0))*Table1323[[#This Row],[Quantity of luminaires]]/1000),0)","v":""},{"$f":"IFERROR(Table1323[[#This Row],[BC Housing Site kW Savings]]*IF(Table1323[[#This Row],[Assumed hours from space type]]=\"user defined\",Table1323[[#This Row],[Baseline Operating hours]],Table1323[[#This Row],[Assumed hours from space type]])+Table1323[[#This Row],[Controls Rebate kWh Savings]],0)","v":0},{"$f":"IFERROR(IF(Table1323[[#This Row],[Lamp / Luminaire Category]]=\"No eligible rebate\",Table1323[[#This Row],[Lighting Technology]]&\" retrofit with no rebate\",Table1323[[#This Row],[Rebate Category]]),\"\")","v":0},{"$f":"IF(Table1323[[#This Row],[Lamp / Luminaire Category]]=\"No eligible rebate\",1,0)","v":0},{"$f":"IFERROR(IF(IF(Table1323[[#This Row],[Assumed hours from space type]]=\"user defined\",Table1323[[#This Row],[Baseline Operating hours]],Table1323[[#This Row],[Assumed hours from space type]])<3600,0,IF(AND(IF(Table1323[[#This Row],[Assumed hours from space type]]=\"user defined\",Table1323[[#This Row],[Baseline Operating hours]],Table1323[[#This Row],[Assumed hours from space type]])>=3600,OR(Table1323[[#This Row],[Automatic Controls?]]=\"None\",Table1323[[#This Row],[Automatic Controls?]]=\"\")),IF(Table1323[[#This Row],[Lamp / Luminaire Category]]=\"No eligible rebate\",Table1323[[#This Row],[Baseline W defined by user]]-Table1323[[#This Row],[Retrofit W defined by user (no rebate)]],Table1323[[#This Row],[Assumed Baseline W by source]]-Table1323[[#This Row],[LED Luminaire W by rebate]]),IF(AND(IF(Table1323[[#This Row],[Assumed hours from space type]]=\"user defined\",Table1323[[#This Row],[Baseline Operating hours]],Table1323[[#This Row],[Assumed hours from space type]])>=(3600/0.8),OR(Table1323[[#This Row],[Automatic Controls?]]=\"Fixture integrated occupancy sensor\",Table1323[[#This Row],[Automatic Controls?]]=\"Ceiling / wall mounted occupancy sensor\")),IF(Table1323[[#This Row],[Lamp / Luminaire Category]]=\"No eligible rebate\",(Table1323[[#This Row],[Baseline W defined by user]]-Table1323[[#This Row],[Retrofit W defined by user (no rebate)]]),Table1323[[#This Row],[Assumed Baseline W by source]]-Table1323[[#This Row],[LED Luminaire W by rebate]]),IF(AND(IF(Table1323[[#This Row],[Assumed hours from space type]]=\"user defined\",Table1323[[#This Row],[Baseline Operating hours]],Table1323[[#This Row],[Assumed hours from space type]])<(3600/0.8),OR(Table1323[[#This Row],[Automatic Controls?]]=\"Fixture integrated occupancy sensor\",Table1323[[#This Row],[Automatic Controls?]]=\"Ceiling / wall mounted occupancy sensor\")),IF(Table1323[[#This Row],[Lamp / Luminaire Category]]=\"No eligible rebate\",Table1323[[#This Row],[Baseline W defined by user]],Table1323[[#This Row],[Assumed Baseline W by source]])))))*Table1323[[#This Row],[Quantity of luminaires]]/1000,\"\")","v":""},{"$f":"Table1323[[#This Row],[LED lamp/luminaire retrofit part '#]]","v":0},{"$f":"IF(Table1323[[#This Row],[Rebate Unit]]=\"per lamp\",INDEX(Table1[Number of Lamps],MATCH(Table1323[[#This Row],[Lamp / Luminaire Category]]&Table1323[[#This Row],[Rebate Category]],Table1[PrescribedSource - Rebate ID],0)),1)*Table1323[[#This Row],[Quantity of luminaires]]","v":0},{"$f":"IFERROR(IF(Table1323[[#This Row],[Lamp / Luminaire Category]]=\"No eligible rebate\",\"no eligible rebate\",INDEX(Table1[BC Hydro xRM ECM],MATCH(Table1323[[#This Row],[Lamp / Luminaire Category]]&Table1323[[#This Row],[Rebate Category]],Table1[PrescribedSource - Rebate ID],0))),\"\")","v":""}]
[null,{"$f":"IF(Table1323[[#This Row],[Space Type]]=\"\",\"\",\"L-\"&ROW(123:123))","v":""},null,null,null,null,null,null,null,{"$f":"IFERROR(IF(Table1323[[#This Row],[Space Type]]=\"\",\"\",IF(Table1323[[#This Row],[Lamp / Luminaire Category]]=\"No eligible rebate\",\"\",IF(Table1323[[#This Row],[Rebate Category]]=\"\",\"select rebate\",INDEX(Table1[Actual Baseline W],MATCH(Table1323[[#This Row],[Lamp / Luminaire Category]]&Table1323[[#This Row],[Rebate Category]],Table1[PrescribedSource - Rebate ID],0))))),\"\")","v":""},{"$f":"IFERROR(IF(Table1323[[#This Row],[No]]=\"\",\"\",IF(Table1323[[#This Row],[Space Type]]=\"\",\"select Space Type\",IF(Table1323[[#This Row],[Baseline Operating hours]]<>\"\",\"user defined\",INDEX(Table5[Hours],MATCH(Table1323[[#This Row],[Space Type]],Table5[Space Type],0))))),\"\")","v":""},null,{"$f":"IFERROR(INDEX(Table1[Rebate],MATCH(Table1323[[#This Row],[Lamp / Luminaire Category]]&Table1323[[#This Row],[Rebate Category]],Table1[PrescribedSource - Rebate ID],0)),\"\")","v":""},{"$f":"IFERROR(INDEX(Table1[Rebate Unit],MATCH(Table1323[[#This Row],[Lamp / Luminaire Category]]&Table1323[[#This Row],[Rebate Category]],Table1[PrescribedSource - Rebate ID],0)),\"\")","v":""},null,{"$f":"IFERROR(IF(Table1323[[#This Row],[Lamp / Luminaire Category]]=\"No eligible rebate\",\"no rebate\",INDEX(Table1[Retrofit W],MATCH(Table1323[[#This Row],[Lamp / Luminaire Category]]&Table1323[[#This Row],[Rebate Category]],Table1[PrescribedSource - Rebate ID],0))),\"\")","v":""},null,null,null,{"$f":"IFERROR(INDEX(Table1[Rebate],MATCH(Table1323[[#This Row],[Lamp / Luminaire Category]]&Table1323[[#This Row],[Rebate Category]],Table1[PrescribedSource - Rebate ID],0))*Table1323[[#This Row],[Quantity of luminaires]],0)","v":0},{"$f":"IF(OR(Table1323[[#This Row],[Automatic Controls?]]=\"Fixture integrated Occupancy / Daylight Harvesting sensor\",Table1323[[#This Row],[Automatic Controls?]]=\"Ceiling / wall mounted Occupancy / Daylight Harvesting sensor\",Table1323[[#This Row],[Automatic Controls?]]=\"Timer\"),45*Table1323[[#This Row],[Number of occupancy sensors]],\"\")","v":""},{"$f":"IFERROR(IF(Table1323[[#This Row],[Controls Rebate]]=\"\",0,Table1323[[#This Row],[Controls Rebate]])+Table1323[[#This Row],[Lighting Rebate]],\"\")","v":0},{"$f":"IFERROR(INDEX(Table1[Rebate Savings],MATCH(Table1323[[#This Row],[Lamp / Luminaire Category]]&Table1323[[#This Row],[Rebate Category]],Table1[PrescribedSource - Rebate ID],0))*Table1323[[#This Row],[Quantity of luminaires]]/1000,0)","v":0},{"$f":"IFERROR(Table1323[[#This Row],[Rebate kW Savings]]*IF(Table1323[[#This Row],[Assumed hours from space type]]=\"user defined\",Table1323[[#This Row],[Baseline Operating hours]],Table1323[[#This Row],[Assumed hours from space type]]),0)","v":0},{"$f":"IF(OR(Table1323[[#This Row],[Automatic Controls?]]=\"Fixture integrated occupancy sensor\",Table1323[[#This Row],[Automatic Controls?]]=\"Ceiling / wall mounted occupancy sensor\"),Table1323[[#This Row],[Quantity of luminaires]]*IF(Table1323[[#This Row],[Rebate Category]]<>\"\",INDEX(Table1[Retrofit W],MATCH(Table1323[[#This Row],[Rebate Category]],Table1[BC Hydro Rebate Category],0)),Table1323[[#This Row],[Retrofit W defined by user (no rebate)]])/1000*IF(Table1323[[#This Row],[Assumed hours from space type]]=\"user defined\",Table1323[[#This Row],[Baseline Operating hours]],Table1323[[#This Row],[Assumed hours from space type]])*0.2,0)","v":0},{"$f":"Table1323[[#This Row],[Rebate kWh savings]]+Table1323[[#This Row],[Controls Rebate kWh Savings]]","v":0},{"$f":"IFERROR(IF(Table1323[[#This Row],[Quantity of luminaires]]=\"\",\"\",IF(Table1323[[#This Row],[Lamp / Luminaire Category]]=\"No eligible rebate\",(Table1323[[#This Row],[Baseline W defined by user]]-Table1323[[#This Row],[Retrofit W defined by user (no rebate)]])*Table1323[[#This Row],[Quantity of luminaires]]/1000,(Table1323[[#This Row],[Assumed Baseline W by source]]-Table1323[[#This Row],[LED Luminaire W by rebate]])*Table1323[[#This Row],[Quantity of luminaires]]/1000)),0)","v":""},{"$f":"IFERROR(IF(Table1323[[#This Row],[Lamp / Luminaire Category]]=\"No eligible rebate\",Table1323[[#This Row],[Quantity of luminaires]]*(Table1323[[#This Row],[Baseline W defined by user]]-Table1323[[#This Row],[Retrofit W defined by user (no rebate)]])/1000*IF(Table1323[[#This Row],[Assumed hours from space type]]=\"user defined\",Table1323[[#This Row],[Baseline Operating hours]],Table1323[[#This Row],[Assumed hours from space type]])+Table1323[[#This Row],[Controls Rebate kWh Savings]],Table1323[[#This Row],[Quantity of luminaires]]*(INDEX(Table1[Actual Baseline W],MATCH(Table1323[[#This Row],[Lamp / Luminaire Category]]&Table1323[[#This Row],[Rebate Category]],Table1[PrescribedSource - Rebate ID],0))/1000-Table1323[[#This Row],[LED Luminaire W by rebate]]/1000)*IF(Table1323[[#This Row],[Assumed hours from space type]]=\"user defined\",Table1323[[#This Row],[Baseline Operating hours]],Table1323[[#This Row],[Assumed hours from space type]])+Table1323[[#This Row],[Controls Rebate kWh Savings]]),0)","v":0},{"$f":"IFERROR(IF(Table1323[[#This Row],[Rebate kW Savings]]=0,Table1323[[#This Row],[Demand Savings, kW]],INDEX(Table1[Actual Savings],MATCH(Table1323[[#This Row],[Lamp / Luminaire Category]]&Table1323[[#This Row],[Rebate Category]],Table1[PrescribedSource - Rebate ID],0))*Table1323[[#This Row],[Quantity of luminaires]]/1000),0)","v":""},{"$f":"IFERROR(Table1323[[#This Row],[BC Housing Site kW Savings]]*IF(Table1323[[#This Row],[Assumed hours from space type]]=\"user defined\",Table1323[[#This Row],[Baseline Operating hours]],Table1323[[#This Row],[Assumed hours from space type]])+Table1323[[#This Row],[Controls Rebate kWh Savings]],0)","v":0},{"$f":"IFERROR(IF(Table1323[[#This Row],[Lamp / Luminaire Category]]=\"No eligible rebate\",Table1323[[#This Row],[Lighting Technology]]&\" retrofit with no rebate\",Table1323[[#This Row],[Rebate Category]]),\"\")","v":0},{"$f":"IF(Table1323[[#This Row],[Lamp / Luminaire Category]]=\"No eligible rebate\",1,0)","v":0},{"$f":"IFERROR(IF(IF(Table1323[[#This Row],[Assumed hours from space type]]=\"user defined\",Table1323[[#This Row],[Baseline Operating hours]],Table1323[[#This Row],[Assumed hours from space type]])<3600,0,IF(AND(IF(Table1323[[#This Row],[Assumed hours from space type]]=\"user defined\",Table1323[[#This Row],[Baseline Operating hours]],Table1323[[#This Row],[Assumed hours from space type]])>=3600,OR(Table1323[[#This Row],[Automatic Controls?]]=\"None\",Table1323[[#This Row],[Automatic Controls?]]=\"\")),IF(Table1323[[#This Row],[Lamp / Luminaire Category]]=\"No eligible rebate\",Table1323[[#This Row],[Baseline W defined by user]]-Table1323[[#This Row],[Retrofit W defined by user (no rebate)]],Table1323[[#This Row],[Assumed Baseline W by source]]-Table1323[[#This Row],[LED Luminaire W by rebate]]),IF(AND(IF(Table1323[[#This Row],[Assumed hours from space type]]=\"user defined\",Table1323[[#This Row],[Baseline Operating hours]],Table1323[[#This Row],[Assumed hours from space type]])>=(3600/0.8),OR(Table1323[[#This Row],[Automatic Controls?]]=\"Fixture integrated occupancy sensor\",Table1323[[#This Row],[Automatic Controls?]]=\"Ceiling / wall mounted occupancy sensor\")),IF(Table1323[[#This Row],[Lamp / Luminaire Category]]=\"No eligible rebate\",(Table1323[[#This Row],[Baseline W defined by user]]-Table1323[[#This Row],[Retrofit W defined by user (no rebate)]]),Table1323[[#This Row],[Assumed Baseline W by source]]-Table1323[[#This Row],[LED Luminaire W by rebate]]),IF(AND(IF(Table1323[[#This Row],[Assumed hours from space type]]=\"user defined\",Table1323[[#This Row],[Baseline Operating hours]],Table1323[[#This Row],[Assumed hours from space type]])<(3600/0.8),OR(Table1323[[#This Row],[Automatic Controls?]]=\"Fixture integrated occupancy sensor\",Table1323[[#This Row],[Automatic Controls?]]=\"Ceiling / wall mounted occupancy sensor\")),IF(Table1323[[#This Row],[Lamp / Luminaire Category]]=\"No eligible rebate\",Table1323[[#This Row],[Baseline W defined by user]],Table1323[[#This Row],[Assumed Baseline W by source]])))))*Table1323[[#This Row],[Quantity of luminaires]]/1000,\"\")","v":""},{"$f":"Table1323[[#This Row],[LED lamp/luminaire retrofit part '#]]","v":0},{"$f":"IF(Table1323[[#This Row],[Rebate Unit]]=\"per lamp\",INDEX(Table1[Number of Lamps],MATCH(Table1323[[#This Row],[Lamp / Luminaire Category]]&Table1323[[#This Row],[Rebate Category]],Table1[PrescribedSource - Rebate ID],0)),1)*Table1323[[#This Row],[Quantity of luminaires]]","v":0},{"$f":"IFERROR(IF(Table1323[[#This Row],[Lamp / Luminaire Category]]=\"No eligible rebate\",\"no eligible rebate\",INDEX(Table1[BC Hydro xRM ECM],MATCH(Table1323[[#This Row],[Lamp / Luminaire Category]]&Table1323[[#This Row],[Rebate Category]],Table1[PrescribedSource - Rebate ID],0))),\"\")","v":""}]
[null,{"$f":"IF(Table1323[[#This Row],[Space Type]]=\"\",\"\",\"L-\"&ROW(124:124))","v":""},null,null,null,null,null,null,null,{"$f":"IFERROR(IF(Table1323[[#This Row],[Space Type]]=\"\",\"\",IF(Table1323[[#This Row],[Lamp / Luminaire Category]]=\"No eligible rebate\",\"\",IF(Table1323[[#This Row],[Rebate Category]]=\"\",\"select rebate\",INDEX(Table1[Actual Baseline W],MATCH(Table1323[[#This Row],[Lamp / Luminaire Category]]&Table1323[[#This Row],[Rebate Category]],Table1[PrescribedSource - Rebate ID],0))))),\"\")","v":""},{"$f":"IFERROR(IF(Table1323[[#This Row],[No]]=\"\",\"\",IF(Table1323[[#This Row],[Space Type]]=\"\",\"select Space Type\",IF(Table1323[[#This Row],[Baseline Operating hours]]<>\"\",\"user defined\",INDEX(Table5[Hours],MATCH(Table1323[[#This Row],[Space Type]],Table5[Space Type],0))))),\"\")","v":""},null,{"$f":"IFERROR(INDEX(Table1[Rebate],MATCH(Table1323[[#This Row],[Lamp / Luminaire Category]]&Table1323[[#This Row],[Rebate Category]],Table1[PrescribedSource - Rebate ID],0)),\"\")","v":""},{"$f":"IFERROR(INDEX(Table1[Rebate Unit],MATCH(Table1323[[#This Row],[Lamp / Luminaire Category]]&Table1323[[#This Row],[Rebate Category]],Table1[PrescribedSource - Rebate ID],0)),\"\")","v":""},null,{"$f":"IFERROR(IF(Table1323[[#This Row],[Lamp / Luminaire Category]]=\"No eligible rebate\",\"no rebate\",INDEX(Table1[Retrofit W],MATCH(Table1323[[#This Row],[Lamp / Luminaire Category]]&Table1323[[#This Row],[Rebate Category]],Table1[PrescribedSource - Rebate ID],0))),\"\")","v":""},null,null,null,{"$f":"IFERROR(INDEX(Table1[Rebate],MATCH(Table1323[[#This Row],[Lamp / Luminaire Category]]&Table1323[[#This Row],[Rebate Category]],Table1[PrescribedSource - Rebate ID],0))*Table1323[[#This Row],[Quantity of luminaires]],0)","v":0},{"$f":"IF(OR(Table1323[[#This Row],[Automatic Controls?]]=\"Fixture integrated Occupancy / Daylight Harvesting sensor\",Table1323[[#This Row],[Automatic Controls?]]=\"Ceiling / wall mounted Occupancy / Daylight Harvesting sensor\",Table1323[[#This Row],[Automatic Controls?]]=\"Timer\"),45*Table1323[[#This Row],[Number of occupancy sensors]],\"\")","v":""},{"$f":"IFERROR(IF(Table1323[[#This Row],[Controls Rebate]]=\"\",0,Table1323[[#This Row],[Controls Rebate]])+Table1323[[#This Row],[Lighting Rebate]],\"\")","v":0},{"$f":"IFERROR(INDEX(Table1[Rebate Savings],MATCH(Table1323[[#This Row],[Lamp / Luminaire Category]]&Table1323[[#This Row],[Rebate Category]],Table1[PrescribedSource - Rebate ID],0))*Table1323[[#This Row],[Quantity of luminaires]]/1000,0)","v":0},{"$f":"IFERROR(Table1323[[#This Row],[Rebate kW Savings]]*IF(Table1323[[#This Row],[Assumed hours from space type]]=\"user defined\",Table1323[[#This Row],[Baseline Operating hours]],Table1323[[#This Row],[Assumed hours from space type]]),0)","v":0},{"$f":"IF(OR(Table1323[[#This Row],[Automatic Controls?]]=\"Fixture integrated occupancy sensor\",Table1323[[#This Row],[Automatic Controls?]]=\"Ceiling / wall mounted occupancy sensor\"),Table1323[[#This Row],[Quantity of luminaires]]*IF(Table1323[[#This Row],[Rebate Category]]<>\"\",INDEX(Table1[Retrofit W],MATCH(Table1323[[#This Row],[Rebate Category]],Table1[BC Hydro Rebate Category],0)),Table1323[[#This Row],[Retrofit W defined by user (no rebate)]])/1000*IF(Table1323[[#This Row],[Assumed hours from space type]]=\"user defined\",Table1323[[#This Row],[Baseline Operating hours]],Table1323[[#This Row],[Assumed hours from space type]])*0.2,0)","v":0},{"$f":"Table1323[[#This Row],[Rebate kWh savings]]+Table1323[[#This Row],[Controls Rebate kWh Savings]]","v":0},{"$f":"IFERROR(IF(Table1323[[#This Row],[Quantity of luminaires]]=\"\",\"\",IF(Table1323[[#This Row],[Lamp / Luminaire Category]]=\"No eligible rebate\",(Table1323[[#This Row],[Baseline W defined by user]]-Table1323[[#This Row],[Retrofit W defined by user (no rebate)]])*Table1323[[#This Row],[Quantity of luminaires]]/1000,(Table1323[[#This Row],[Assumed Baseline W by source]]-Table1323[[#This Row],[LED Luminaire W by rebate]])*Table1323[[#This Row],[Quantity of luminaires]]/1000)),0)","v":""},{"$f":"IFERROR(IF(Table1323[[#This Row],[Lamp / Luminaire Category]]=\"No eligible rebate\",Table1323[[#This Row],[Quantity of luminaires]]*(Table1323[[#This Row],[Baseline W defined by user]]-Table1323[[#This Row],[Retrofit W defined by user (no rebate)]])/1000*IF(Table1323[[#This Row],[Assumed hours from space type]]=\"user defined\",Table1323[[#This Row],[Baseline Operating hours]],Table1323[[#This Row],[Assumed hours from space type]])+Table1323[[#This Row],[Controls Rebate kWh Savings]],Table1323[[#This Row],[Quantity of luminaires]]*(INDEX(Table1[Actual Baseline W],MATCH(Table1323[[#This Row],[Lamp / Luminaire Category]]&Table1323[[#This Row],[Rebate Category]],Table1[PrescribedSource - Rebate ID],0))/1000-Table1323[[#This Row],[LED Luminaire W by rebate]]/1000)*IF(Table1323[[#This Row],[Assumed hours from space type]]=\"user defined\",Table1323[[#This Row],[Baseline Operating hours]],Table1323[[#This Row],[Assumed hours from space type]])+Table1323[[#This Row],[Controls Rebate kWh Savings]]),0)","v":0},{"$f":"IFERROR(IF(Table1323[[#This Row],[Rebate kW Savings]]=0,Table1323[[#This Row],[Demand Savings, kW]],INDEX(Table1[Actual Savings],MATCH(Table1323[[#This Row],[Lamp / Luminaire Category]]&Table1323[[#This Row],[Rebate Category]],Table1[PrescribedSource - Rebate ID],0))*Table1323[[#This Row],[Quantity of luminaires]]/1000),0)","v":""},{"$f":"IFERROR(Table1323[[#This Row],[BC Housing Site kW Savings]]*IF(Table1323[[#This Row],[Assumed hours from space type]]=\"user defined\",Table1323[[#This Row],[Baseline Operating hours]],Table1323[[#This Row],[Assumed hours from space type]])+Table1323[[#This Row],[Controls Rebate kWh Savings]],0)","v":0},{"$f":"IFERROR(IF(Table1323[[#This Row],[Lamp / Luminaire Category]]=\"No eligible rebate\",Table1323[[#This Row],[Lighting Technology]]&\" retrofit with no rebate\",Table1323[[#This Row],[Rebate Category]]),\"\")","v":0},{"$f":"IF(Table1323[[#This Row],[Lamp / Luminaire Category]]=\"No eligible rebate\",1,0)","v":0},{"$f":"IFERROR(IF(IF(Table1323[[#This Row],[Assumed hours from space type]]=\"user defined\",Table1323[[#This Row],[Baseline Operating hours]],Table1323[[#This Row],[Assumed hours from space type]])<3600,0,IF(AND(IF(Table1323[[#This Row],[Assumed hours from space type]]=\"user defined\",Table1323[[#This Row],[Baseline Operating hours]],Table1323[[#This Row],[Assumed hours from space type]])>=3600,OR(Table1323[[#This Row],[Automatic Controls?]]=\"None\",Table1323[[#This Row],[Automatic Controls?]]=\"\")),IF(Table1323[[#This Row],[Lamp / Luminaire Category]]=\"No eligible rebate\",Table1323[[#This Row],[Baseline W defined by user]]-Table1323[[#This Row],[Retrofit W defined by user (no rebate)]],Table1323[[#This Row],[Assumed Baseline W by source]]-Table1323[[#This Row],[LED Luminaire W by rebate]]),IF(AND(IF(Table1323[[#This Row],[Assumed hours from space type]]=\"user defined\",Table1323[[#This Row],[Baseline Operating hours]],Table1323[[#This Row],[Assumed hours from space type]])>=(3600/0.8),OR(Table1323[[#This Row],[Automatic Controls?]]=\"Fixture integrated occupancy sensor\",Table1323[[#This Row],[Automatic Controls?]]=\"Ceiling / wall mounted occupancy sensor\")),IF(Table1323[[#This Row],[Lamp / Luminaire Category]]=\"No eligible rebate\",(Table1323[[#This Row],[Baseline W defined by user]]-Table1323[[#This Row],[Retrofit W defined by user (no rebate)]]),Table1323[[#This Row],[Assumed Baseline W by source]]-Table1323[[#This Row],[LED Luminaire W by rebate]]),IF(AND(IF(Table1323[[#This Row],[Assumed hours from space type]]=\"user defined\",Table1323[[#This Row],[Baseline Operating hours]],Table1323[[#This Row],[Assumed hours from space type]])<(3600/0.8),OR(Table1323[[#This Row],[Automatic Controls?]]=\"Fixture integrated occupancy sensor\",Table1323[[#This Row],[Automatic Controls?]]=\"Ceiling / wall mounted occupancy sensor\")),IF(Table1323[[#This Row],[Lamp / Luminaire Category]]=\"No eligible rebate\",Table1323[[#This Row],[Baseline W defined by user]],Table1323[[#This Row],[Assumed Baseline W by source]])))))*Table1323[[#This Row],[Quantity of luminaires]]/1000,\"\")","v":""},{"$f":"Table1323[[#This Row],[LED lamp/luminaire retrofit part '#]]","v":0},{"$f":"IF(Table1323[[#This Row],[Rebate Unit]]=\"per lamp\",INDEX(Table1[Number of Lamps],MATCH(Table1323[[#This Row],[Lamp / Luminaire Category]]&Table1323[[#This Row],[Rebate Category]],Table1[PrescribedSource - Rebate ID],0)),1)*Table1323[[#This Row],[Quantity of luminaires]]","v":0},{"$f":"IFERROR(IF(Table1323[[#This Row],[Lamp / Luminaire Category]]=\"No eligible rebate\",\"no eligible rebate\",INDEX(Table1[BC Hydro xRM ECM],MATCH(Table1323[[#This Row],[Lamp / Luminaire Category]]&Table1323[[#This Row],[Rebate Category]],Table1[PrescribedSource - Rebate ID],0))),\"\")","v":""}]
[null,{"$f":"IF(Table1323[[#This Row],[Space Type]]=\"\",\"\",\"L-\"&ROW(125:125))","v":""},null,null,null,null,null,null,null,{"$f":"IFERROR(IF(Table1323[[#This Row],[Space Type]]=\"\",\"\",IF(Table1323[[#This Row],[Lamp / Luminaire Category]]=\"No eligible rebate\",\"\",IF(Table1323[[#This Row],[Rebate Category]]=\"\",\"select rebate\",INDEX(Table1[Actual Baseline W],MATCH(Table1323[[#This Row],[Lamp / Luminaire Category]]&Table1323[[#This Row],[Rebate Category]],Table1[PrescribedSource - Rebate ID],0))))),\"\")","v":""},{"$f":"IFERROR(IF(Table1323[[#This Row],[No]]=\"\",\"\",IF(Table1323[[#This Row],[Space Type]]=\"\",\"select Space Type\",IF(Table1323[[#This Row],[Baseline Operating hours]]<>\"\",\"user defined\",INDEX(Table5[Hours],MATCH(Table1323[[#This Row],[Space Type]],Table5[Space Type],0))))),\"\")","v":""},null,{"$f":"IFERROR(INDEX(Table1[Rebate],MATCH(Table1323[[#This Row],[Lamp / Luminaire Category]]&Table1323[[#This Row],[Rebate Category]],Table1[PrescribedSource - Rebate ID],0)),\"\")","v":""},{"$f":"IFERROR(INDEX(Table1[Rebate Unit],MATCH(Table1323[[#This Row],[Lamp / Luminaire Category]]&Table1323[[#This Row],[Rebate Category]],Table1[PrescribedSource - Rebate ID],0)),\"\")","v":""},null,{"$f":"IFERROR(IF(Table1323[[#This Row],[Lamp / Luminaire Category]]=\"No eligible rebate\",\"no rebate\",INDEX(Table1[Retrofit W],MATCH(Table1323[[#This Row],[Lamp / Luminaire Category]]&Table1323[[#This Row],[Rebate Category]],Table1[PrescribedSource - Rebate ID],0))),\"\")","v":""},null,null,null,{"$f":"IFERROR(INDEX(Table1[Rebate],MATCH(Table1323[[#This Row],[Lamp / Luminaire Category]]&Table1323[[#This Row],[Rebate Category]],Table1[PrescribedSource - Rebate ID],0))*Table1323[[#This Row],[Quantity of luminaires]],0)","v":0},{"$f":"IF(OR(Table1323[[#This Row],[Automatic Controls?]]=\"Fixture integrated Occupancy / Daylight Harvesting sensor\",Table1323[[#This Row],[Automatic Controls?]]=\"Ceiling / wall mounted Occupancy / Daylight Harvesting sensor\",Table1323[[#This Row],[Automatic Controls?]]=\"Timer\"),45*Table1323[[#This Row],[Number of occupancy sensors]],\"\")","v":""},{"$f":"IFERROR(IF(Table1323[[#This Row],[Controls Rebate]]=\"\",0,Table1323[[#This Row],[Controls Rebate]])+Table1323[[#This Row],[Lighting Rebate]],\"\")","v":0},{"$f":"IFERROR(INDEX(Table1[Rebate Savings],MATCH(Table1323[[#This Row],[Lamp / Luminaire Category]]&Table1323[[#This Row],[Rebate Category]],Table1[PrescribedSource - Rebate ID],0))*Table1323[[#This Row],[Quantity of luminaires]]/1000,0)","v":0},{"$f":"IFERROR(Table1323[[#This Row],[Rebate kW Savings]]*IF(Table1323[[#This Row],[Assumed hours from space type]]=\"user defined\",Table1323[[#This Row],[Baseline Operating hours]],Table1323[[#This Row],[Assumed hours from space type]]),0)","v":0},{"$f":"IF(OR(Table1323[[#This Row],[Automatic Controls?]]=\"Fixture integrated occupancy sensor\",Table1323[[#This Row],[Automatic Controls?]]=\"Ceiling / wall mounted occupancy sensor\"),Table1323[[#This Row],[Quantity of luminaires]]*IF(Table1323[[#This Row],[Rebate Category]]<>\"\",INDEX(Table1[Retrofit W],MATCH(Table1323[[#This Row],[Rebate Category]],Table1[BC Hydro Rebate Category],0)),Table1323[[#This Row],[Retrofit W defined by user (no rebate)]])/1000*IF(Table1323[[#This Row],[Assumed hours from space type]]=\"user defined\",Table1323[[#This Row],[Baseline Operating hours]],Table1323[[#This Row],[Assumed hours from space type]])*0.2,0)","v":0},{"$f":"Table1323[[#This Row],[Rebate kWh savings]]+Table1323[[#This Row],[Controls Rebate kWh Savings]]","v":0},{"$f":"IFERROR(IF(Table1323[[#This Row],[Quantity of luminaires]]=\"\",\"\",IF(Table1323[[#This Row],[Lamp / Luminaire Category]]=\"No eligible rebate\",(Table1323[[#This Row],[Baseline W defined by user]]-Table1323[[#This Row],[Retrofit W defined by user (no rebate)]])*Table1323[[#This Row],[Quantity of luminaires]]/1000,(Table1323[[#This Row],[Assumed Baseline W by source]]-Table1323[[#This Row],[LED Luminaire W by rebate]])*Table1323[[#This Row],[Quantity of luminaires]]/1000)),0)","v":""},{"$f":"IFERROR(IF(Table1323[[#This Row],[Lamp / Luminaire Category]]=\"No eligible rebate\",Table1323[[#This Row],[Quantity of luminaires]]*(Table1323[[#This Row],[Baseline W defined by user]]-Table1323[[#This Row],[Retrofit W defined by user (no rebate)]])/1000*IF(Table1323[[#This Row],[Assumed hours from space type]]=\"user defined\",Table1323[[#This Row],[Baseline Operating hours]],Table1323[[#This Row],[Assumed hours from space type]])+Table1323[[#This Row],[Controls Rebate kWh Savings]],Table1323[[#This Row],[Quantity of luminaires]]*(INDEX(Table1[Actual Baseline W],MATCH(Table1323[[#This Row],[Lamp / Luminaire Category]]&Table1323[[#This Row],[Rebate Category]],Table1[PrescribedSource - Rebate ID],0))/1000-Table1323[[#This Row],[LED Luminaire W by rebate]]/1000)*IF(Table1323[[#This Row],[Assumed hours from space type]]=\"user defined\",Table1323[[#This Row],[Baseline Operating hours]],Table1323[[#This Row],[Assumed hours from space type]])+Table1323[[#This Row],[Controls Rebate kWh Savings]]),0)","v":0},{"$f":"IFERROR(IF(Table1323[[#This Row],[Rebate kW Savings]]=0,Table1323[[#This Row],[Demand Savings, kW]],INDEX(Table1[Actual Savings],MATCH(Table1323[[#This Row],[Lamp / Luminaire Category]]&Table1323[[#This Row],[Rebate Category]],Table1[PrescribedSource - Rebate ID],0))*Table1323[[#This Row],[Quantity of luminaires]]/1000),0)","v":""},{"$f":"IFERROR(Table1323[[#This Row],[BC Housing Site kW Savings]]*IF(Table1323[[#This Row],[Assumed hours from space type]]=\"user defined\",Table1323[[#This Row],[Baseline Operating hours]],Table1323[[#This Row],[Assumed hours from space type]])+Table1323[[#This Row],[Controls Rebate kWh Savings]],0)","v":0},{"$f":"IFERROR(IF(Table1323[[#This Row],[Lamp / Luminaire Category]]=\"No eligible rebate\",Table1323[[#This Row],[Lighting Technology]]&\" retrofit with no rebate\",Table1323[[#This Row],[Rebate Category]]),\"\")","v":0},{"$f":"IF(Table1323[[#This Row],[Lamp / Luminaire Category]]=\"No eligible rebate\",1,0)","v":0},{"$f":"IFERROR(IF(IF(Table1323[[#This Row],[Assumed hours from space type]]=\"user defined\",Table1323[[#This Row],[Baseline Operating hours]],Table1323[[#This Row],[Assumed hours from space type]])<3600,0,IF(AND(IF(Table1323[[#This Row],[Assumed hours from space type]]=\"user defined\",Table1323[[#This Row],[Baseline Operating hours]],Table1323[[#This Row],[Assumed hours from space type]])>=3600,OR(Table1323[[#This Row],[Automatic Controls?]]=\"None\",Table1323[[#This Row],[Automatic Controls?]]=\"\")),IF(Table1323[[#This Row],[Lamp / Luminaire Category]]=\"No eligible rebate\",Table1323[[#This Row],[Baseline W defined by user]]-Table1323[[#This Row],[Retrofit W defined by user (no rebate)]],Table1323[[#This Row],[Assumed Baseline W by source]]-Table1323[[#This Row],[LED Luminaire W by rebate]]),IF(AND(IF(Table1323[[#This Row],[Assumed hours from space type]]=\"user defined\",Table1323[[#This Row],[Baseline Operating hours]],Table1323[[#This Row],[Assumed hours from space type]])>=(3600/0.8),OR(Table1323[[#This Row],[Automatic Controls?]]=\"Fixture integrated occupancy sensor\",Table1323[[#This Row],[Automatic Controls?]]=\"Ceiling / wall mounted occupancy sensor\")),IF(Table1323[[#This Row],[Lamp / Luminaire Category]]=\"No eligible rebate\",(Table1323[[#This Row],[Baseline W defined by user]]-Table1323[[#This Row],[Retrofit W defined by user (no rebate)]]),Table1323[[#This Row],[Assumed Baseline W by source]]-Table1323[[#This Row],[LED Luminaire W by rebate]]),IF(AND(IF(Table1323[[#This Row],[Assumed hours from space type]]=\"user defined\",Table1323[[#This Row],[Baseline Operating hours]],Table1323[[#This Row],[Assumed hours from space type]])<(3600/0.8),OR(Table1323[[#This Row],[Automatic Controls?]]=\"Fixture integrated occupancy sensor\",Table1323[[#This Row],[Automatic Controls?]]=\"Ceiling / wall mounted occupancy sensor\")),IF(Table1323[[#This Row],[Lamp / Luminaire Category]]=\"No eligible rebate\",Table1323[[#This Row],[Baseline W defined by user]],Table1323[[#This Row],[Assumed Baseline W by source]])))))*Table1323[[#This Row],[Quantity of luminaires]]/1000,\"\")","v":""},{"$f":"Table1323[[#This Row],[LED lamp/luminaire retrofit part '#]]","v":0},{"$f":"IF(Table1323[[#This Row],[Rebate Unit]]=\"per lamp\",INDEX(Table1[Number of Lamps],MATCH(Table1323[[#This Row],[Lamp / Luminaire Category]]&Table1323[[#This Row],[Rebate Category]],Table1[PrescribedSource - Rebate ID],0)),1)*Table1323[[#This Row],[Quantity of luminaires]]","v":0},{"$f":"IFERROR(IF(Table1323[[#This Row],[Lamp / Luminaire Category]]=\"No eligible rebate\",\"no eligible rebate\",INDEX(Table1[BC Hydro xRM ECM],MATCH(Table1323[[#This Row],[Lamp / Luminaire Category]]&Table1323[[#This Row],[Rebate Category]],Table1[PrescribedSource - Rebate ID],0))),\"\")","v":""}]
[null,{"$f":"IF(Table1323[[#This Row],[Space Type]]=\"\",\"\",\"L-\"&ROW(126:126))","v":""},null,null,null,null,null,null,null,{"$f":"IFERROR(IF(Table1323[[#This Row],[Space Type]]=\"\",\"\",IF(Table1323[[#This Row],[Lamp / Luminaire Category]]=\"No eligible rebate\",\"\",IF(Table1323[[#This Row],[Rebate Category]]=\"\",\"select rebate\",INDEX(Table1[Actual Baseline W],MATCH(Table1323[[#This Row],[Lamp / Luminaire Category]]&Table1323[[#This Row],[Rebate Category]],Table1[PrescribedSource - Rebate ID],0))))),\"\")","v":""},{"$f":"IFERROR(IF(Table1323[[#This Row],[No]]=\"\",\"\",IF(Table1323[[#This Row],[Space Type]]=\"\",\"select Space Type\",IF(Table1323[[#This Row],[Baseline Operating hours]]<>\"\",\"user defined\",INDEX(Table5[Hours],MATCH(Table1323[[#This Row],[Space Type]],Table5[Space Type],0))))),\"\")","v":""},null,{"$f":"IFERROR(INDEX(Table1[Rebate],MATCH(Table1323[[#This Row],[Lamp / Luminaire Category]]&Table1323[[#This Row],[Rebate Category]],Table1[PrescribedSource - Rebate ID],0)),\"\")","v":""},{"$f":"IFERROR(INDEX(Table1[Rebate Unit],MATCH(Table1323[[#This Row],[Lamp / Luminaire Category]]&Table1323[[#This Row],[Rebate Category]],Table1[PrescribedSource - Rebate ID],0)),\"\")","v":""},null,{"$f":"IFERROR(IF(Table1323[[#This Row],[Lamp / Luminaire Category]]=\"No eligible rebate\",\"no rebate\",INDEX(Table1[Retrofit W],MATCH(Table1323[[#This Row],[Lamp / Luminaire Category]]&Table1323[[#This Row],[Rebate Category]],Table1[PrescribedSource - Rebate ID],0))),\"\")","v":""},null,null,null,{"$f":"IFERROR(INDEX(Table1[Rebate],MATCH(Table1323[[#This Row],[Lamp / Luminaire Category]]&Table1323[[#This Row],[Rebate Category]],Table1[PrescribedSource - Rebate ID],0))*Table1323[[#This Row],[Quantity of luminaires]],0)","v":0},{"$f":"IF(OR(Table1323[[#This Row],[Automatic Controls?]]=\"Fixture integrated Occupancy / Daylight Harvesting sensor\",Table1323[[#This Row],[Automatic Controls?]]=\"Ceiling / wall mounted Occupancy / Daylight Harvesting sensor\",Table1323[[#This Row],[Automatic Controls?]]=\"Timer\"),45*Table1323[[#This Row],[Number of occupancy sensors]],\"\")","v":""},{"$f":"IFERROR(IF(Table1323[[#This Row],[Controls Rebate]]=\"\",0,Table1323[[#This Row],[Controls Rebate]])+Table1323[[#This Row],[Lighting Rebate]],\"\")","v":0},{"$f":"IFERROR(INDEX(Table1[Rebate Savings],MATCH(Table1323[[#This Row],[Lamp / Luminaire Category]]&Table1323[[#This Row],[Rebate Category]],Table1[PrescribedSource - Rebate ID],0))*Table1323[[#This Row],[Quantity of luminaires]]/1000,0)","v":0},{"$f":"IFERROR(Table1323[[#This Row],[Rebate kW Savings]]*IF(Table1323[[#This Row],[Assumed hours from space type]]=\"user defined\",Table1323[[#This Row],[Baseline Operating hours]],Table1323[[#This Row],[Assumed hours from space type]]),0)","v":0},{"$f":"IF(OR(Table1323[[#This Row],[Automatic Controls?]]=\"Fixture integrated occupancy sensor\",Table1323[[#This Row],[Automatic Controls?]]=\"Ceiling / wall mounted occupancy sensor\"),Table1323[[#This Row],[Quantity of luminaires]]*IF(Table1323[[#This Row],[Rebate Category]]<>\"\",INDEX(Table1[Retrofit W],MATCH(Table1323[[#This Row],[Rebate Category]],Table1[BC Hydro Rebate Category],0)),Table1323[[#This Row],[Retrofit W defined by user (no rebate)]])/1000*IF(Table1323[[#This Row],[Assumed hours from space type]]=\"user defined\",Table1323[[#This Row],[Baseline Operating hours]],Table1323[[#This Row],[Assumed hours from space type]])*0.2,0)","v":0},{"$f":"Table1323[[#This Row],[Rebate kWh savings]]+Table1323[[#This Row],[Controls Rebate kWh Savings]]","v":0},{"$f":"IFERROR(IF(Table1323[[#This Row],[Quantity of luminaires]]=\"\",\"\",IF(Table1323[[#This Row],[Lamp / Luminaire Category]]=\"No eligible rebate\",(Table1323[[#This Row],[Baseline W defined by user]]-Table1323[[#This Row],[Retrofit W defined by user (no rebate)]])*Table1323[[#This Row],[Quantity of luminaires]]/1000,(Table1323[[#This Row],[Assumed Baseline W by source]]-Table1323[[#This Row],[LED Luminaire W by rebate]])*Table1323[[#This Row],[Quantity of luminaires]]/1000)),0)","v":""},{"$f":"IFERROR(IF(Table1323[[#This Row],[Lamp / Luminaire Category]]=\"No eligible rebate\",Table1323[[#This Row],[Quantity of luminaires]]*(Table1323[[#This Row],[Baseline W defined by user]]-Table1323[[#This Row],[Retrofit W defined by user (no rebate)]])/1000*IF(Table1323[[#This Row],[Assumed hours from space type]]=\"user defined\",Table1323[[#This Row],[Baseline Operating hours]],Table1323[[#This Row],[Assumed hours from space type]])+Table1323[[#This Row],[Controls Rebate kWh Savings]],Table1323[[#This Row],[Quantity of luminaires]]*(INDEX(Table1[Actual Baseline W],MATCH(Table1323[[#This Row],[Lamp / Luminaire Category]]&Table1323[[#This Row],[Rebate Category]],Table1[PrescribedSource - Rebate ID],0))/1000-Table1323[[#This Row],[LED Luminaire W by rebate]]/1000)*IF(Table1323[[#This Row],[Assumed hours from space type]]=\"user defined\",Table1323[[#This Row],[Baseline Operating hours]],Table1323[[#This Row],[Assumed hours from space type]])+Table1323[[#This Row],[Controls Rebate kWh Savings]]),0)","v":0},{"$f":"IFERROR(IF(Table1323[[#This Row],[Rebate kW Savings]]=0,Table1323[[#This Row],[Demand Savings, kW]],INDEX(Table1[Actual Savings],MATCH(Table1323[[#This Row],[Lamp / Luminaire Category]]&Table1323[[#This Row],[Rebate Category]],Table1[PrescribedSource - Rebate ID],0))*Table1323[[#This Row],[Quantity of luminaires]]/1000),0)","v":""},{"$f":"IFERROR(Table1323[[#This Row],[BC Housing Site kW Savings]]*IF(Table1323[[#This Row],[Assumed hours from space type]]=\"user defined\",Table1323[[#This Row],[Baseline Operating hours]],Table1323[[#This Row],[Assumed hours from space type]])+Table1323[[#This Row],[Controls Rebate kWh Savings]],0)","v":0},{"$f":"IFERROR(IF(Table1323[[#This Row],[Lamp / Luminaire Category]]=\"No eligible rebate\",Table1323[[#This Row],[Lighting Technology]]&\" retrofit with no rebate\",Table1323[[#This Row],[Rebate Category]]),\"\")","v":0},{"$f":"IF(Table1323[[#This Row],[Lamp / Luminaire Category]]=\"No eligible rebate\",1,0)","v":0},{"$f":"IFERROR(IF(IF(Table1323[[#This Row],[Assumed hours from space type]]=\"user defined\",Table1323[[#This Row],[Baseline Operating hours]],Table1323[[#This Row],[Assumed hours from space type]])<3600,0,IF(AND(IF(Table1323[[#This Row],[Assumed hours from space type]]=\"user defined\",Table1323[[#This Row],[Baseline Operating hours]],Table1323[[#This Row],[Assumed hours from space type]])>=3600,OR(Table1323[[#This Row],[Automatic Controls?]]=\"None\",Table1323[[#This Row],[Automatic Controls?]]=\"\")),IF(Table1323[[#This Row],[Lamp / Luminaire Category]]=\"No eligible rebate\",Table1323[[#This Row],[Baseline W defined by user]]-Table1323[[#This Row],[Retrofit W defined by user (no rebate)]],Table1323[[#This Row],[Assumed Baseline W by source]]-Table1323[[#This Row],[LED Luminaire W by rebate]]),IF(AND(IF(Table1323[[#This Row],[Assumed hours from space type]]=\"user defined\",Table1323[[#This Row],[Baseline Operating hours]],Table1323[[#This Row],[Assumed hours from space type]])>=(3600/0.8),OR(Table1323[[#This Row],[Automatic Controls?]]=\"Fixture integrated occupancy sensor\",Table1323[[#This Row],[Automatic Controls?]]=\"Ceiling / wall mounted occupancy sensor\")),IF(Table1323[[#This Row],[Lamp / Luminaire Category]]=\"No eligible rebate\",(Table1323[[#This Row],[Baseline W defined by user]]-Table1323[[#This Row],[Retrofit W defined by user (no rebate)]]),Table1323[[#This Row],[Assumed Baseline W by source]]-Table1323[[#This Row],[LED Luminaire W by rebate]]),IF(AND(IF(Table1323[[#This Row],[Assumed hours from space type]]=\"user defined\",Table1323[[#This Row],[Baseline Operating hours]],Table1323[[#This Row],[Assumed hours from space type]])<(3600/0.8),OR(Table1323[[#This Row],[Automatic Controls?]]=\"Fixture integrated occupancy sensor\",Table1323[[#This Row],[Automatic Controls?]]=\"Ceiling / wall mounted occupancy sensor\")),IF(Table1323[[#This Row],[Lamp / Luminaire Category]]=\"No eligible rebate\",Table1323[[#This Row],[Baseline W defined by user]],Table1323[[#This Row],[Assumed Baseline W by source]])))))*Table1323[[#This Row],[Quantity of luminaires]]/1000,\"\")","v":""},{"$f":"Table1323[[#This Row],[LED lamp/luminaire retrofit part '#]]","v":0},{"$f":"IF(Table1323[[#This Row],[Rebate Unit]]=\"per lamp\",INDEX(Table1[Number of Lamps],MATCH(Table1323[[#This Row],[Lamp / Luminaire Category]]&Table1323[[#This Row],[Rebate Category]],Table1[PrescribedSource - Rebate ID],0)),1)*Table1323[[#This Row],[Quantity of luminaires]]","v":0},{"$f":"IFERROR(IF(Table1323[[#This Row],[Lamp / Luminaire Category]]=\"No eligible rebate\",\"no eligible rebate\",INDEX(Table1[BC Hydro xRM ECM],MATCH(Table1323[[#This Row],[Lamp / Luminaire Category]]&Table1323[[#This Row],[Rebate Category]],Table1[PrescribedSource - Rebate ID],0))),\"\")","v":""}]
[null,{"$f":"IF(Table1323[[#This Row],[Space Type]]=\"\",\"\",\"L-\"&ROW(127:127))","v":""},null,null,null,null,null,null,null,{"$f":"IFERROR(IF(Table1323[[#This Row],[Space Type]]=\"\",\"\",IF(Table1323[[#This Row],[Lamp / Luminaire Category]]=\"No eligible rebate\",\"\",IF(Table1323[[#This Row],[Rebate Category]]=\"\",\"select rebate\",INDEX(Table1[Actual Baseline W],MATCH(Table1323[[#This Row],[Lamp / Luminaire Category]]&Table1323[[#This Row],[Rebate Category]],Table1[PrescribedSource - Rebate ID],0))))),\"\")","v":""},{"$f":"IFERROR(IF(Table1323[[#This Row],[No]]=\"\",\"\",IF(Table1323[[#This Row],[Space Type]]=\"\",\"select Space Type\",IF(Table1323[[#This Row],[Baseline Operating hours]]<>\"\",\"user defined\",INDEX(Table5[Hours],MATCH(Table1323[[#This Row],[Space Type]],Table5[Space Type],0))))),\"\")","v":""},null,{"$f":"IFERROR(INDEX(Table1[Rebate],MATCH(Table1323[[#This Row],[Lamp / Luminaire Category]]&Table1323[[#This Row],[Rebate Category]],Table1[PrescribedSource - Rebate ID],0)),\"\")","v":""},{"$f":"IFERROR(INDEX(Table1[Rebate Unit],MATCH(Table1323[[#This Row],[Lamp / Luminaire Category]]&Table1323[[#This Row],[Rebate Category]],Table1[PrescribedSource - Rebate ID],0)),\"\")","v":""},null,{"$f":"IFERROR(IF(Table1323[[#This Row],[Lamp / Luminaire Category]]=\"No eligible rebate\",\"no rebate\",INDEX(Table1[Retrofit W],MATCH(Table1323[[#This Row],[Lamp / Luminaire Category]]&Table1323[[#This Row],[Rebate Category]],Table1[PrescribedSource - Rebate ID],0))),\"\")","v":""},null,null,null,{"$f":"IFERROR(INDEX(Table1[Rebate],MATCH(Table1323[[#This Row],[Lamp / Luminaire Category]]&Table1323[[#This Row],[Rebate Category]],Table1[PrescribedSource - Rebate ID],0))*Table1323[[#This Row],[Quantity of luminaires]],0)","v":0},{"$f":"IF(OR(Table1323[[#This Row],[Automatic Controls?]]=\"Fixture integrated Occupancy / Daylight Harvesting sensor\",Table1323[[#This Row],[Automatic Controls?]]=\"Ceiling / wall mounted Occupancy / Daylight Harvesting sensor\",Table1323[[#This Row],[Automatic Controls?]]=\"Timer\"),45*Table1323[[#This Row],[Number of occupancy sensors]],\"\")","v":""},{"$f":"IFERROR(IF(Table1323[[#This Row],[Controls Rebate]]=\"\",0,Table1323[[#This Row],[Controls Rebate]])+Table1323[[#This Row],[Lighting Rebate]],\"\")","v":0},{"$f":"IFERROR(INDEX(Table1[Rebate Savings],MATCH(Table1323[[#This Row],[Lamp / Luminaire Category]]&Table1323[[#This Row],[Rebate Category]],Table1[PrescribedSource - Rebate ID],0))*Table1323[[#This Row],[Quantity of luminaires]]/1000,0)","v":0},{"$f":"IFERROR(Table1323[[#This Row],[Rebate kW Savings]]*IF(Table1323[[#This Row],[Assumed hours from space type]]=\"user defined\",Table1323[[#This Row],[Baseline Operating hours]],Table1323[[#This Row],[Assumed hours from space type]]),0)","v":0},{"$f":"IF(OR(Table1323[[#This Row],[Automatic Controls?]]=\"Fixture integrated occupancy sensor\",Table1323[[#This Row],[Automatic Controls?]]=\"Ceiling / wall mounted occupancy sensor\"),Table1323[[#This Row],[Quantity of luminaires]]*IF(Table1323[[#This Row],[Rebate Category]]<>\"\",INDEX(Table1[Retrofit W],MATCH(Table1323[[#This Row],[Rebate Category]],Table1[BC Hydro Rebate Category],0)),Table1323[[#This Row],[Retrofit W defined by user (no rebate)]])/1000*IF(Table1323[[#This Row],[Assumed hours from space type]]=\"user defined\",Table1323[[#This Row],[Baseline Operating hours]],Table1323[[#This Row],[Assumed hours from space type]])*0.2,0)","v":0},{"$f":"Table1323[[#This Row],[Rebate kWh savings]]+Table1323[[#This Row],[Controls Rebate kWh Savings]]","v":0},{"$f":"IFERROR(IF(Table1323[[#This Row],[Quantity of luminaires]]=\"\",\"\",IF(Table1323[[#This Row],[Lamp / Luminaire Category]]=\"No eligible rebate\",(Table1323[[#This Row],[Baseline W defined by user]]-Table1323[[#This Row],[Retrofit W defined by user (no rebate)]])*Table1323[[#This Row],[Quantity of luminaires]]/1000,(Table1323[[#This Row],[Assumed Baseline W by source]]-Table1323[[#This Row],[LED Luminaire W by rebate]])*Table1323[[#This Row],[Quantity of luminaires]]/1000)),0)","v":""},{"$f":"IFERROR(IF(Table1323[[#This Row],[Lamp / Luminaire Category]]=\"No eligible rebate\",Table1323[[#This Row],[Quantity of luminaires]]*(Table1323[[#This Row],[Baseline W defined by user]]-Table1323[[#This Row],[Retrofit W defined by user (no rebate)]])/1000*IF(Table1323[[#This Row],[Assumed hours from space type]]=\"user defined\",Table1323[[#This Row],[Baseline Operating hours]],Table1323[[#This Row],[Assumed hours from space type]])+Table1323[[#This Row],[Controls Rebate kWh Savings]],Table1323[[#This Row],[Quantity of luminaires]]*(INDEX(Table1[Actual Baseline W],MATCH(Table1323[[#This Row],[Lamp / Luminaire Category]]&Table1323[[#This Row],[Rebate Category]],Table1[PrescribedSource - Rebate ID],0))/1000-Table1323[[#This Row],[LED Luminaire W by rebate]]/1000)*IF(Table1323[[#This Row],[Assumed hours from space type]]=\"user defined\",Table1323[[#This Row],[Baseline Operating hours]],Table1323[[#This Row],[Assumed hours from space type]])+Table1323[[#This Row],[Controls Rebate kWh Savings]]),0)","v":0},{"$f":"IFERROR(IF(Table1323[[#This Row],[Rebate kW Savings]]=0,Table1323[[#This Row],[Demand Savings, kW]],INDEX(Table1[Actual Savings],MATCH(Table1323[[#This Row],[Lamp / Luminaire Category]]&Table1323[[#This Row],[Rebate Category]],Table1[PrescribedSource - Rebate ID],0))*Table1323[[#This Row],[Quantity of luminaires]]/1000),0)","v":""},{"$f":"IFERROR(Table1323[[#This Row],[BC Housing Site kW Savings]]*IF(Table1323[[#This Row],[Assumed hours from space type]]=\"user defined\",Table1323[[#This Row],[Baseline Operating hours]],Table1323[[#This Row],[Assumed hours from space type]])+Table1323[[#This Row],[Controls Rebate kWh Savings]],0)","v":0},{"$f":"IFERROR(IF(Table1323[[#This Row],[Lamp / Luminaire Category]]=\"No eligible rebate\",Table1323[[#This Row],[Lighting Technology]]&\" retrofit with no rebate\",Table1323[[#This Row],[Rebate Category]]),\"\")","v":0},{"$f":"IF(Table1323[[#This Row],[Lamp / Luminaire Category]]=\"No eligible rebate\",1,0)","v":0},{"$f":"IFERROR(IF(IF(Table1323[[#This Row],[Assumed hours from space type]]=\"user defined\",Table1323[[#This Row],[Baseline Operating hours]],Table1323[[#This Row],[Assumed hours from space type]])<3600,0,IF(AND(IF(Table1323[[#This Row],[Assumed hours from space type]]=\"user defined\",Table1323[[#This Row],[Baseline Operating hours]],Table1323[[#This Row],[Assumed hours from space type]])>=3600,OR(Table1323[[#This Row],[Automatic Controls?]]=\"None\",Table1323[[#This Row],[Automatic Controls?]]=\"\")),IF(Table1323[[#This Row],[Lamp / Luminaire Category]]=\"No eligible rebate\",Table1323[[#This Row],[Baseline W defined by user]]-Table1323[[#This Row],[Retrofit W defined by user (no rebate)]],Table1323[[#This Row],[Assumed Baseline W by source]]-Table1323[[#This Row],[LED Luminaire W by rebate]]),IF(AND(IF(Table1323[[#This Row],[Assumed hours from space type]]=\"user defined\",Table1323[[#This Row],[Baseline Operating hours]],Table1323[[#This Row],[Assumed hours from space type]])>=(3600/0.8),OR(Table1323[[#This Row],[Automatic Controls?]]=\"Fixture integrated occupancy sensor\",Table1323[[#This Row],[Automatic Controls?]]=\"Ceiling / wall mounted occupancy sensor\")),IF(Table1323[[#This Row],[Lamp / Luminaire Category]]=\"No eligible rebate\",(Table1323[[#This Row],[Baseline W defined by user]]-Table1323[[#This Row],[Retrofit W defined by user (no rebate)]]),Table1323[[#This Row],[Assumed Baseline W by source]]-Table1323[[#This Row],[LED Luminaire W by rebate]]),IF(AND(IF(Table1323[[#This Row],[Assumed hours from space type]]=\"user defined\",Table1323[[#This Row],[Baseline Operating hours]],Table1323[[#This Row],[Assumed hours from space type]])<(3600/0.8),OR(Table1323[[#This Row],[Automatic Controls?]]=\"Fixture integrated occupancy sensor\",Table1323[[#This Row],[Automatic Controls?]]=\"Ceiling / wall mounted occupancy sensor\")),IF(Table1323[[#This Row],[Lamp / Luminaire Category]]=\"No eligible rebate\",Table1323[[#This Row],[Baseline W defined by user]],Table1323[[#This Row],[Assumed Baseline W by source]])))))*Table1323[[#This Row],[Quantity of luminaires]]/1000,\"\")","v":""},{"$f":"Table1323[[#This Row],[LED lamp/luminaire retrofit part '#]]","v":0},{"$f":"IF(Table1323[[#This Row],[Rebate Unit]]=\"per lamp\",INDEX(Table1[Number of Lamps],MATCH(Table1323[[#This Row],[Lamp / Luminaire Category]]&Table1323[[#This Row],[Rebate Category]],Table1[PrescribedSource - Rebate ID],0)),1)*Table1323[[#This Row],[Quantity of luminaires]]","v":0},{"$f":"IFERROR(IF(Table1323[[#This Row],[Lamp / Luminaire Category]]=\"No eligible rebate\",\"no eligible rebate\",INDEX(Table1[BC Hydro xRM ECM],MATCH(Table1323[[#This Row],[Lamp / Luminaire Category]]&Table1323[[#This Row],[Rebate Category]],Table1[PrescribedSource - Rebate ID],0))),\"\")","v":""}]
[null,{"$f":"IF(Table1323[[#This Row],[Space Type]]=\"\",\"\",\"L-\"&ROW(128:128))","v":""},null,null,null,null,null,null,null,{"$f":"IFERROR(IF(Table1323[[#This Row],[Space Type]]=\"\",\"\",IF(Table1323[[#This Row],[Lamp / Luminaire Category]]=\"No eligible rebate\",\"\",IF(Table1323[[#This Row],[Rebate Category]]=\"\",\"select rebate\",INDEX(Table1[Actual Baseline W],MATCH(Table1323[[#This Row],[Lamp / Luminaire Category]]&Table1323[[#This Row],[Rebate Category]],Table1[PrescribedSource - Rebate ID],0))))),\"\")","v":""},{"$f":"IFERROR(IF(Table1323[[#This Row],[No]]=\"\",\"\",IF(Table1323[[#This Row],[Space Type]]=\"\",\"select Space Type\",IF(Table1323[[#This Row],[Baseline Operating hours]]<>\"\",\"user defined\",INDEX(Table5[Hours],MATCH(Table1323[[#This Row],[Space Type]],Table5[Space Type],0))))),\"\")","v":""},null,{"$f":"IFERROR(INDEX(Table1[Rebate],MATCH(Table1323[[#This Row],[Lamp / Luminaire Category]]&Table1323[[#This Row],[Rebate Category]],Table1[PrescribedSource - Rebate ID],0)),\"\")","v":""},{"$f":"IFERROR(INDEX(Table1[Rebate Unit],MATCH(Table1323[[#This Row],[Lamp / Luminaire Category]]&Table1323[[#This Row],[Rebate Category]],Table1[PrescribedSource - Rebate ID],0)),\"\")","v":""},null,{"$f":"IFERROR(IF(Table1323[[#This Row],[Lamp / Luminaire Category]]=\"No eligible rebate\",\"no rebate\",INDEX(Table1[Retrofit W],MATCH(Table1323[[#This Row],[Lamp / Luminaire Category]]&Table1323[[#This Row],[Rebate Category]],Table1[PrescribedSource - Rebate ID],0))),\"\")","v":""},null,null,null,{"$f":"IFERROR(INDEX(Table1[Rebate],MATCH(Table1323[[#This Row],[Lamp / Luminaire Category]]&Table1323[[#This Row],[Rebate Category]],Table1[PrescribedSource - Rebate ID],0))*Table1323[[#This Row],[Quantity of luminaires]],0)","v":0},{"$f":"IF(OR(Table1323[[#This Row],[Automatic Controls?]]=\"Fixture integrated Occupancy / Daylight Harvesting sensor\",Table1323[[#This Row],[Automatic Controls?]]=\"Ceiling / wall mounted Occupancy / Daylight Harvesting sensor\",Table1323[[#This Row],[Automatic Controls?]]=\"Timer\"),45*Table1323[[#This Row],[Number of occupancy sensors]],\"\")","v":""},{"$f":"IFERROR(IF(Table1323[[#This Row],[Controls Rebate]]=\"\",0,Table1323[[#This Row],[Controls Rebate]])+Table1323[[#This Row],[Lighting Rebate]],\"\")","v":0},{"$f":"IFERROR(INDEX(Table1[Rebate Savings],MATCH(Table1323[[#This Row],[Lamp / Luminaire Category]]&Table1323[[#This Row],[Rebate Category]],Table1[PrescribedSource - Rebate ID],0))*Table1323[[#This Row],[Quantity of luminaires]]/1000,0)","v":0},{"$f":"IFERROR(Table1323[[#This Row],[Rebate kW Savings]]*IF(Table1323[[#This Row],[Assumed hours from space type]]=\"user defined\",Table1323[[#This Row],[Baseline Operating hours]],Table1323[[#This Row],[Assumed hours from space type]]),0)","v":0},{"$f":"IF(OR(Table1323[[#This Row],[Automatic Controls?]]=\"Fixture integrated occupancy sensor\",Table1323[[#This Row],[Automatic Controls?]]=\"Ceiling / wall mounted occupancy sensor\"),Table1323[[#This Row],[Quantity of luminaires]]*IF(Table1323[[#This Row],[Rebate Category]]<>\"\",INDEX(Table1[Retrofit W],MATCH(Table1323[[#This Row],[Rebate Category]],Table1[BC Hydro Rebate Category],0)),Table1323[[#This Row],[Retrofit W defined by user (no rebate)]])/1000*IF(Table1323[[#This Row],[Assumed hours from space type]]=\"user defined\",Table1323[[#This Row],[Baseline Operating hours]],Table1323[[#This Row],[Assumed hours from space type]])*0.2,0)","v":0},{"$f":"Table1323[[#This Row],[Rebate kWh savings]]+Table1323[[#This Row],[Controls Rebate kWh Savings]]","v":0},{"$f":"IFERROR(IF(Table1323[[#This Row],[Quantity of luminaires]]=\"\",\"\",IF(Table1323[[#This Row],[Lamp / Luminaire Category]]=\"No eligible rebate\",(Table1323[[#This Row],[Baseline W defined by user]]-Table1323[[#This Row],[Retrofit W defined by user (no rebate)]])*Table1323[[#This Row],[Quantity of luminaires]]/1000,(Table1323[[#This Row],[Assumed Baseline W by source]]-Table1323[[#This Row],[LED Luminaire W by rebate]])*Table1323[[#This Row],[Quantity of luminaires]]/1000)),0)","v":""},{"$f":"IFERROR(IF(Table1323[[#This Row],[Lamp / Luminaire Category]]=\"No eligible rebate\",Table1323[[#This Row],[Quantity of luminaires]]*(Table1323[[#This Row],[Baseline W defined by user]]-Table1323[[#This Row],[Retrofit W defined by user (no rebate)]])/1000*IF(Table1323[[#This Row],[Assumed hours from space type]]=\"user defined\",Table1323[[#This Row],[Baseline Operating hours]],Table1323[[#This Row],[Assumed hours from space type]])+Table1323[[#This Row],[Controls Rebate kWh Savings]],Table1323[[#This Row],[Quantity of luminaires]]*(INDEX(Table1[Actual Baseline W],MATCH(Table1323[[#This Row],[Lamp / Luminaire Category]]&Table1323[[#This Row],[Rebate Category]],Table1[PrescribedSource - Rebate ID],0))/1000-Table1323[[#This Row],[LED Luminaire W by rebate]]/1000)*IF(Table1323[[#This Row],[Assumed hours from space type]]=\"user defined\",Table1323[[#This Row],[Baseline Operating hours]],Table1323[[#This Row],[Assumed hours from space type]])+Table1323[[#This Row],[Controls Rebate kWh Savings]]),0)","v":0},{"$f":"IFERROR(IF(Table1323[[#This Row],[Rebate kW Savings]]=0,Table1323[[#This Row],[Demand Savings, kW]],INDEX(Table1[Actual Savings],MATCH(Table1323[[#This Row],[Lamp / Luminaire Category]]&Table1323[[#This Row],[Rebate Category]],Table1[PrescribedSource - Rebate ID],0))*Table1323[[#This Row],[Quantity of luminaires]]/1000),0)","v":""},{"$f":"IFERROR(Table1323[[#This Row],[BC Housing Site kW Savings]]*IF(Table1323[[#This Row],[Assumed hours from space type]]=\"user defined\",Table1323[[#This Row],[Baseline Operating hours]],Table1323[[#This Row],[Assumed hours from space type]])+Table1323[[#This Row],[Controls Rebate kWh Savings]],0)","v":0},{"$f":"IFERROR(IF(Table1323[[#This Row],[Lamp / Luminaire Category]]=\"No eligible rebate\",Table1323[[#This Row],[Lighting Technology]]&\" retrofit with no rebate\",Table1323[[#This Row],[Rebate Category]]),\"\")","v":0},{"$f":"IF(Table1323[[#This Row],[Lamp / Luminaire Category]]=\"No eligible rebate\",1,0)","v":0},{"$f":"IFERROR(IF(IF(Table1323[[#This Row],[Assumed hours from space type]]=\"user defined\",Table1323[[#This Row],[Baseline Operating hours]],Table1323[[#This Row],[Assumed hours from space type]])<3600,0,IF(AND(IF(Table1323[[#This Row],[Assumed hours from space type]]=\"user defined\",Table1323[[#This Row],[Baseline Operating hours]],Table1323[[#This Row],[Assumed hours from space type]])>=3600,OR(Table1323[[#This Row],[Automatic Controls?]]=\"None\",Table1323[[#This Row],[Automatic Controls?]]=\"\")),IF(Table1323[[#This Row],[Lamp / Luminaire Category]]=\"No eligible rebate\",Table1323[[#This Row],[Baseline W defined by user]]-Table1323[[#This Row],[Retrofit W defined by user (no rebate)]],Table1323[[#This Row],[Assumed Baseline W by source]]-Table1323[[#This Row],[LED Luminaire W by rebate]]),IF(AND(IF(Table1323[[#This Row],[Assumed hours from space type]]=\"user defined\",Table1323[[#This Row],[Baseline Operating hours]],Table1323[[#This Row],[Assumed hours from space type]])>=(3600/0.8),OR(Table1323[[#This Row],[Automatic Controls?]]=\"Fixture integrated occupancy sensor\",Table1323[[#This Row],[Automatic Controls?]]=\"Ceiling / wall mounted occupancy sensor\")),IF(Table1323[[#This Row],[Lamp / Luminaire Category]]=\"No eligible rebate\",(Table1323[[#This Row],[Baseline W defined by user]]-Table1323[[#This Row],[Retrofit W defined by user (no rebate)]]),Table1323[[#This Row],[Assumed Baseline W by source]]-Table1323[[#This Row],[LED Luminaire W by rebate]]),IF(AND(IF(Table1323[[#This Row],[Assumed hours from space type]]=\"user defined\",Table1323[[#This Row],[Baseline Operating hours]],Table1323[[#This Row],[Assumed hours from space type]])<(3600/0.8),OR(Table1323[[#This Row],[Automatic Controls?]]=\"Fixture integrated occupancy sensor\",Table1323[[#This Row],[Automatic Controls?]]=\"Ceiling / wall mounted occupancy sensor\")),IF(Table1323[[#This Row],[Lamp / Luminaire Category]]=\"No eligible rebate\",Table1323[[#This Row],[Baseline W defined by user]],Table1323[[#This Row],[Assumed Baseline W by source]])))))*Table1323[[#This Row],[Quantity of luminaires]]/1000,\"\")","v":""},{"$f":"Table1323[[#This Row],[LED lamp/luminaire retrofit part '#]]","v":0},{"$f":"IF(Table1323[[#This Row],[Rebate Unit]]=\"per lamp\",INDEX(Table1[Number of Lamps],MATCH(Table1323[[#This Row],[Lamp / Luminaire Category]]&Table1323[[#This Row],[Rebate Category]],Table1[PrescribedSource - Rebate ID],0)),1)*Table1323[[#This Row],[Quantity of luminaires]]","v":0},{"$f":"IFERROR(IF(Table1323[[#This Row],[Lamp / Luminaire Category]]=\"No eligible rebate\",\"no eligible rebate\",INDEX(Table1[BC Hydro xRM ECM],MATCH(Table1323[[#This Row],[Lamp / Luminaire Category]]&Table1323[[#This Row],[Rebate Category]],Table1[PrescribedSource - Rebate ID],0))),\"\")","v":""}]
[null,{"$f":"IF(Table1323[[#This Row],[Space Type]]=\"\",\"\",\"L-\"&ROW(129:129))","v":""},null,null,null,null,null,null,null,{"$f":"IFERROR(IF(Table1323[[#This Row],[Space Type]]=\"\",\"\",IF(Table1323[[#This Row],[Lamp / Luminaire Category]]=\"No eligible rebate\",\"\",IF(Table1323[[#This Row],[Rebate Category]]=\"\",\"select rebate\",INDEX(Table1[Actual Baseline W],MATCH(Table1323[[#This Row],[Lamp / Luminaire Category]]&Table1323[[#This Row],[Rebate Category]],Table1[PrescribedSource - Rebate ID],0))))),\"\")","v":""},{"$f":"IFERROR(IF(Table1323[[#This Row],[No]]=\"\",\"\",IF(Table1323[[#This Row],[Space Type]]=\"\",\"select Space Type\",IF(Table1323[[#This Row],[Baseline Operating hours]]<>\"\",\"user defined\",INDEX(Table5[Hours],MATCH(Table1323[[#This Row],[Space Type]],Table5[Space Type],0))))),\"\")","v":""},null,{"$f":"IFERROR(INDEX(Table1[Rebate],MATCH(Table1323[[#This Row],[Lamp / Luminaire Category]]&Table1323[[#This Row],[Rebate Category]],Table1[PrescribedSource - Rebate ID],0)),\"\")","v":""},{"$f":"IFERROR(INDEX(Table1[Rebate Unit],MATCH(Table1323[[#This Row],[Lamp / Luminaire Category]]&Table1323[[#This Row],[Rebate Category]],Table1[PrescribedSource - Rebate ID],0)),\"\")","v":""},null,{"$f":"IFERROR(IF(Table1323[[#This Row],[Lamp / Luminaire Category]]=\"No eligible rebate\",\"no rebate\",INDEX(Table1[Retrofit W],MATCH(Table1323[[#This Row],[Lamp / Luminaire Category]]&Table1323[[#This Row],[Rebate Category]],Table1[PrescribedSource - Rebate ID],0))),\"\")","v":""},null,null,null,{"$f":"IFERROR(INDEX(Table1[Rebate],MATCH(Table1323[[#This Row],[Lamp / Luminaire Category]]&Table1323[[#This Row],[Rebate Category]],Table1[PrescribedSource - Rebate ID],0))*Table1323[[#This Row],[Quantity of luminaires]],0)","v":0},{"$f":"IF(OR(Table1323[[#This Row],[Automatic Controls?]]=\"Fixture integrated Occupancy / Daylight Harvesting sensor\",Table1323[[#This Row],[Automatic Controls?]]=\"Ceiling / wall mounted Occupancy / Daylight Harvesting sensor\",Table1323[[#This Row],[Automatic Controls?]]=\"Timer\"),45*Table1323[[#This Row],[Number of occupancy sensors]],\"\")","v":""},{"$f":"IFERROR(IF(Table1323[[#This Row],[Controls Rebate]]=\"\",0,Table1323[[#This Row],[Controls Rebate]])+Table1323[[#This Row],[Lighting Rebate]],\"\")","v":0},{"$f":"IFERROR(INDEX(Table1[Rebate Savings],MATCH(Table1323[[#This Row],[Lamp / Luminaire Category]]&Table1323[[#This Row],[Rebate Category]],Table1[PrescribedSource - Rebate ID],0))*Table1323[[#This Row],[Quantity of luminaires]]/1000,0)","v":0},{"$f":"IFERROR(Table1323[[#This Row],[Rebate kW Savings]]*IF(Table1323[[#This Row],[Assumed hours from space type]]=\"user defined\",Table1323[[#This Row],[Baseline Operating hours]],Table1323[[#This Row],[Assumed hours from space type]]),0)","v":0},{"$f":"IF(OR(Table1323[[#This Row],[Automatic Controls?]]=\"Fixture integrated occupancy sensor\",Table1323[[#This Row],[Automatic Controls?]]=\"Ceiling / wall mounted occupancy sensor\"),Table1323[[#This Row],[Quantity of luminaires]]*IF(Table1323[[#This Row],[Rebate Category]]<>\"\",INDEX(Table1[Retrofit W],MATCH(Table1323[[#This Row],[Rebate Category]],Table1[BC Hydro Rebate Category],0)),Table1323[[#This Row],[Retrofit W defined by user (no rebate)]])/1000*IF(Table1323[[#This Row],[Assumed hours from space type]]=\"user defined\",Table1323[[#This Row],[Baseline Operating hours]],Table1323[[#This Row],[Assumed hours from space type]])*0.2,0)","v":0},{"$f":"Table1323[[#This Row],[Rebate kWh savings]]+Table1323[[#This Row],[Controls Rebate kWh Savings]]","v":0},{"$f":"IFERROR(IF(Table1323[[#This Row],[Quantity of luminaires]]=\"\",\"\",IF(Table1323[[#This Row],[Lamp / Luminaire Category]]=\"No eligible rebate\",(Table1323[[#This Row],[Baseline W defined by user]]-Table1323[[#This Row],[Retrofit W defined by user (no rebate)]])*Table1323[[#This Row],[Quantity of luminaires]]/1000,(Table1323[[#This Row],[Assumed Baseline W by source]]-Table1323[[#This Row],[LED Luminaire W by rebate]])*Table1323[[#This Row],[Quantity of luminaires]]/1000)),0)","v":""},{"$f":"IFERROR(IF(Table1323[[#This Row],[Lamp / Luminaire Category]]=\"No eligible rebate\",Table1323[[#This Row],[Quantity of luminaires]]*(Table1323[[#This Row],[Baseline W defined by user]]-Table1323[[#This Row],[Retrofit W defined by user (no rebate)]])/1000*IF(Table1323[[#This Row],[Assumed hours from space type]]=\"user defined\",Table1323[[#This Row],[Baseline Operating hours]],Table1323[[#This Row],[Assumed hours from space type]])+Table1323[[#This Row],[Controls Rebate kWh Savings]],Table1323[[#This Row],[Quantity of luminaires]]*(INDEX(Table1[Actual Baseline W],MATCH(Table1323[[#This Row],[Lamp / Luminaire Category]]&Table1323[[#This Row],[Rebate Category]],Table1[PrescribedSource - Rebate ID],0))/1000-Table1323[[#This Row],[LED Luminaire W by rebate]]/1000)*IF(Table1323[[#This Row],[Assumed hours from space type]]=\"user defined\",Table1323[[#This Row],[Baseline Operating hours]],Table1323[[#This Row],[Assumed hours from space type]])+Table1323[[#This Row],[Controls Rebate kWh Savings]]),0)","v":0},{"$f":"IFERROR(IF(Table1323[[#This Row],[Rebate kW Savings]]=0,Table1323[[#This Row],[Demand Savings, kW]],INDEX(Table1[Actual Savings],MATCH(Table1323[[#This Row],[Lamp / Luminaire Category]]&Table1323[[#This Row],[Rebate Category]],Table1[PrescribedSource - Rebate ID],0))*Table1323[[#This Row],[Quantity of luminaires]]/1000),0)","v":""},{"$f":"IFERROR(Table1323[[#This Row],[BC Housing Site kW Savings]]*IF(Table1323[[#This Row],[Assumed hours from space type]]=\"user defined\",Table1323[[#This Row],[Baseline Operating hours]],Table1323[[#This Row],[Assumed hours from space type]])+Table1323[[#This Row],[Controls Rebate kWh Savings]],0)","v":0},{"$f":"IFERROR(IF(Table1323[[#This Row],[Lamp / Luminaire Category]]=\"No eligible rebate\",Table1323[[#This Row],[Lighting Technology]]&\" retrofit with no rebate\",Table1323[[#This Row],[Rebate Category]]),\"\")","v":0},{"$f":"IF(Table1323[[#This Row],[Lamp / Luminaire Category]]=\"No eligible rebate\",1,0)","v":0},{"$f":"IFERROR(IF(IF(Table1323[[#This Row],[Assumed hours from space type]]=\"user defined\",Table1323[[#This Row],[Baseline Operating hours]],Table1323[[#This Row],[Assumed hours from space type]])<3600,0,IF(AND(IF(Table1323[[#This Row],[Assumed hours from space type]]=\"user defined\",Table1323[[#This Row],[Baseline Operating hours]],Table1323[[#This Row],[Assumed hours from space type]])>=3600,OR(Table1323[[#This Row],[Automatic Controls?]]=\"None\",Table1323[[#This Row],[Automatic Controls?]]=\"\")),IF(Table1323[[#This Row],[Lamp / Luminaire Category]]=\"No eligible rebate\",Table1323[[#This Row],[Baseline W defined by user]]-Table1323[[#This Row],[Retrofit W defined by user (no rebate)]],Table1323[[#This Row],[Assumed Baseline W by source]]-Table1323[[#This Row],[LED Luminaire W by rebate]]),IF(AND(IF(Table1323[[#This Row],[Assumed hours from space type]]=\"user defined\",Table1323[[#This Row],[Baseline Operating hours]],Table1323[[#This Row],[Assumed hours from space type]])>=(3600/0.8),OR(Table1323[[#This Row],[Automatic Controls?]]=\"Fixture integrated occupancy sensor\",Table1323[[#This Row],[Automatic Controls?]]=\"Ceiling / wall mounted occupancy sensor\")),IF(Table1323[[#This Row],[Lamp / Luminaire Category]]=\"No eligible rebate\",(Table1323[[#This Row],[Baseline W defined by user]]-Table1323[[#This Row],[Retrofit W defined by user (no rebate)]]),Table1323[[#This Row],[Assumed Baseline W by source]]-Table1323[[#This Row],[LED Luminaire W by rebate]]),IF(AND(IF(Table1323[[#This Row],[Assumed hours from space type]]=\"user defined\",Table1323[[#This Row],[Baseline Operating hours]],Table1323[[#This Row],[Assumed hours from space type]])<(3600/0.8),OR(Table1323[[#This Row],[Automatic Controls?]]=\"Fixture integrated occupancy sensor\",Table1323[[#This Row],[Automatic Controls?]]=\"Ceiling / wall mounted occupancy sensor\")),IF(Table1323[[#This Row],[Lamp / Luminaire Category]]=\"No eligible rebate\",Table1323[[#This Row],[Baseline W defined by user]],Table1323[[#This Row],[Assumed Baseline W by source]])))))*Table1323[[#This Row],[Quantity of luminaires]]/1000,\"\")","v":""},{"$f":"Table1323[[#This Row],[LED lamp/luminaire retrofit part '#]]","v":0},{"$f":"IF(Table1323[[#This Row],[Rebate Unit]]=\"per lamp\",INDEX(Table1[Number of Lamps],MATCH(Table1323[[#This Row],[Lamp / Luminaire Category]]&Table1323[[#This Row],[Rebate Category]],Table1[PrescribedSource - Rebate ID],0)),1)*Table1323[[#This Row],[Quantity of luminaires]]","v":0},{"$f":"IFERROR(IF(Table1323[[#This Row],[Lamp / Luminaire Category]]=\"No eligible rebate\",\"no eligible rebate\",INDEX(Table1[BC Hydro xRM ECM],MATCH(Table1323[[#This Row],[Lamp / Luminaire Category]]&Table1323[[#This Row],[Rebate Category]],Table1[PrescribedSource - Rebate ID],0))),\"\")","v":""}]
[null,{"$f":"IF(Table1323[[#This Row],[Space Type]]=\"\",\"\",\"L-\"&ROW(130:130))","v":""},null,null,null,null,null,null,null,{"$f":"IFERROR(IF(Table1323[[#This Row],[Space Type]]=\"\",\"\",IF(Table1323[[#This Row],[Lamp / Luminaire Category]]=\"No eligible rebate\",\"\",IF(Table1323[[#This Row],[Rebate Category]]=\"\",\"select rebate\",INDEX(Table1[Actual Baseline W],MATCH(Table1323[[#This Row],[Lamp / Luminaire Category]]&Table1323[[#This Row],[Rebate Category]],Table1[PrescribedSource - Rebate ID],0))))),\"\")","v":""},{"$f":"IFERROR(IF(Table1323[[#This Row],[No]]=\"\",\"\",IF(Table1323[[#This Row],[Space Type]]=\"\",\"select Space Type\",IF(Table1323[[#This Row],[Baseline Operating hours]]<>\"\",\"user defined\",INDEX(Table5[Hours],MATCH(Table1323[[#This Row],[Space Type]],Table5[Space Type],0))))),\"\")","v":""},null,{"$f":"IFERROR(INDEX(Table1[Rebate],MATCH(Table1323[[#This Row],[Lamp / Luminaire Category]]&Table1323[[#This Row],[Rebate Category]],Table1[PrescribedSource - Rebate ID],0)),\"\")","v":""},{"$f":"IFERROR(INDEX(Table1[Rebate Unit],MATCH(Table1323[[#This Row],[Lamp / Luminaire Category]]&Table1323[[#This Row],[Rebate Category]],Table1[PrescribedSource - Rebate ID],0)),\"\")","v":""},null,{"$f":"IFERROR(IF(Table1323[[#This Row],[Lamp / Luminaire Category]]=\"No eligible rebate\",\"no rebate\",INDEX(Table1[Retrofit W],MATCH(Table1323[[#This Row],[Lamp / Luminaire Category]]&Table1323[[#This Row],[Rebate Category]],Table1[PrescribedSource - Rebate ID],0))),\"\")","v":""},null,null,null,{"$f":"IFERROR(INDEX(Table1[Rebate],MATCH(Table1323[[#This Row],[Lamp / Luminaire Category]]&Table1323[[#This Row],[Rebate Category]],Table1[PrescribedSource - Rebate ID],0))*Table1323[[#This Row],[Quantity of luminaires]],0)","v":0},{"$f":"IF(OR(Table1323[[#This Row],[Automatic Controls?]]=\"Fixture integrated Occupancy / Daylight Harvesting sensor\",Table1323[[#This Row],[Automatic Controls?]]=\"Ceiling / wall mounted Occupancy / Daylight Harvesting sensor\",Table1323[[#This Row],[Automatic Controls?]]=\"Timer\"),45*Table1323[[#This Row],[Number of occupancy sensors]],\"\")","v":""},{"$f":"IFERROR(IF(Table1323[[#This Row],[Controls Rebate]]=\"\",0,Table1323[[#This Row],[Controls Rebate]])+Table1323[[#This Row],[Lighting Rebate]],\"\")","v":0},{"$f":"IFERROR(INDEX(Table1[Rebate Savings],MATCH(Table1323[[#This Row],[Lamp / Luminaire Category]]&Table1323[[#This Row],[Rebate Category]],Table1[PrescribedSource - Rebate ID],0))*Table1323[[#This Row],[Quantity of luminaires]]/1000,0)","v":0},{"$f":"IFERROR(Table1323[[#This Row],[Rebate kW Savings]]*IF(Table1323[[#This Row],[Assumed hours from space type]]=\"user defined\",Table1323[[#This Row],[Baseline Operating hours]],Table1323[[#This Row],[Assumed hours from space type]]),0)","v":0},{"$f":"IF(OR(Table1323[[#This Row],[Automatic Controls?]]=\"Fixture integrated occupancy sensor\",Table1323[[#This Row],[Automatic Controls?]]=\"Ceiling / wall mounted occupancy sensor\"),Table1323[[#This Row],[Quantity of luminaires]]*IF(Table1323[[#This Row],[Rebate Category]]<>\"\",INDEX(Table1[Retrofit W],MATCH(Table1323[[#This Row],[Rebate Category]],Table1[BC Hydro Rebate Category],0)),Table1323[[#This Row],[Retrofit W defined by user (no rebate)]])/1000*IF(Table1323[[#This Row],[Assumed hours from space type]]=\"user defined\",Table1323[[#This Row],[Baseline Operating hours]],Table1323[[#This Row],[Assumed hours from space type]])*0.2,0)","v":0},{"$f":"Table1323[[#This Row],[Rebate kWh savings]]+Table1323[[#This Row],[Controls Rebate kWh Savings]]","v":0},{"$f":"IFERROR(IF(Table1323[[#This Row],[Quantity of luminaires]]=\"\",\"\",IF(Table1323[[#This Row],[Lamp / Luminaire Category]]=\"No eligible rebate\",(Table1323[[#This Row],[Baseline W defined by user]]-Table1323[[#This Row],[Retrofit W defined by user (no rebate)]])*Table1323[[#This Row],[Quantity of luminaires]]/1000,(Table1323[[#This Row],[Assumed Baseline W by source]]-Table1323[[#This Row],[LED Luminaire W by rebate]])*Table1323[[#This Row],[Quantity of luminaires]]/1000)),0)","v":""},{"$f":"IFERROR(IF(Table1323[[#This Row],[Lamp / Luminaire Category]]=\"No eligible rebate\",Table1323[[#This Row],[Quantity of luminaires]]*(Table1323[[#This Row],[Baseline W defined by user]]-Table1323[[#This Row],[Retrofit W defined by user (no rebate)]])/1000*IF(Table1323[[#This Row],[Assumed hours from space type]]=\"user defined\",Table1323[[#This Row],[Baseline Operating hours]],Table1323[[#This Row],[Assumed hours from space type]])+Table1323[[#This Row],[Controls Rebate kWh Savings]],Table1323[[#This Row],[Quantity of luminaires]]*(INDEX(Table1[Actual Baseline W],MATCH(Table1323[[#This Row],[Lamp / Luminaire Category]]&Table1323[[#This Row],[Rebate Category]],Table1[PrescribedSource - Rebate ID],0))/1000-Table1323[[#This Row],[LED Luminaire W by rebate]]/1000)*IF(Table1323[[#This Row],[Assumed hours from space type]]=\"user defined\",Table1323[[#This Row],[Baseline Operating hours]],Table1323[[#This Row],[Assumed hours from space type]])+Table1323[[#This Row],[Controls Rebate kWh Savings]]),0)","v":0},{"$f":"IFERROR(IF(Table1323[[#This Row],[Rebate kW Savings]]=0,Table1323[[#This Row],[Demand Savings, kW]],INDEX(Table1[Actual Savings],MATCH(Table1323[[#This Row],[Lamp / Luminaire Category]]&Table1323[[#This Row],[Rebate Category]],Table1[PrescribedSource - Rebate ID],0))*Table1323[[#This Row],[Quantity of luminaires]]/1000),0)","v":""},{"$f":"IFERROR(Table1323[[#This Row],[BC Housing Site kW Savings]]*IF(Table1323[[#This Row],[Assumed hours from space type]]=\"user defined\",Table1323[[#This Row],[Baseline Operating hours]],Table1323[[#This Row],[Assumed hours from space type]])+Table1323[[#This Row],[Controls Rebate kWh Savings]],0)","v":0},{"$f":"IFERROR(IF(Table1323[[#This Row],[Lamp / Luminaire Category]]=\"No eligible rebate\",Table1323[[#This Row],[Lighting Technology]]&\" retrofit with no rebate\",Table1323[[#This Row],[Rebate Category]]),\"\")","v":0},{"$f":"IF(Table1323[[#This Row],[Lamp / Luminaire Category]]=\"No eligible rebate\",1,0)","v":0},{"$f":"IFERROR(IF(IF(Table1323[[#This Row],[Assumed hours from space type]]=\"user defined\",Table1323[[#This Row],[Baseline Operating hours]],Table1323[[#This Row],[Assumed hours from space type]])<3600,0,IF(AND(IF(Table1323[[#This Row],[Assumed hours from space type]]=\"user defined\",Table1323[[#This Row],[Baseline Operating hours]],Table1323[[#This Row],[Assumed hours from space type]])>=3600,OR(Table1323[[#This Row],[Automatic Controls?]]=\"None\",Table1323[[#This Row],[Automatic Controls?]]=\"\")),IF(Table1323[[#This Row],[Lamp / Luminaire Category]]=\"No eligible rebate\",Table1323[[#This Row],[Baseline W defined by user]]-Table1323[[#This Row],[Retrofit W defined by user (no rebate)]],Table1323[[#This Row],[Assumed Baseline W by source]]-Table1323[[#This Row],[LED Luminaire W by rebate]]),IF(AND(IF(Table1323[[#This Row],[Assumed hours from space type]]=\"user defined\",Table1323[[#This Row],[Baseline Operating hours]],Table1323[[#This Row],[Assumed hours from space type]])>=(3600/0.8),OR(Table1323[[#This Row],[Automatic Controls?]]=\"Fixture integrated occupancy sensor\",Table1323[[#This Row],[Automatic Controls?]]=\"Ceiling / wall mounted occupancy sensor\")),IF(Table1323[[#This Row],[Lamp / Luminaire Category]]=\"No eligible rebate\",(Table1323[[#This Row],[Baseline W defined by user]]-Table1323[[#This Row],[Retrofit W defined by user (no rebate)]]),Table1323[[#This Row],[Assumed Baseline W by source]]-Table1323[[#This Row],[LED Luminaire W by rebate]]),IF(AND(IF(Table1323[[#This Row],[Assumed hours from space type]]=\"user defined\",Table1323[[#This Row],[Baseline Operating hours]],Table1323[[#This Row],[Assumed hours from space type]])<(3600/0.8),OR(Table1323[[#This Row],[Automatic Controls?]]=\"Fixture integrated occupancy sensor\",Table1323[[#This Row],[Automatic Controls?]]=\"Ceiling / wall mounted occupancy sensor\")),IF(Table1323[[#This Row],[Lamp / Luminaire Category]]=\"No eligible rebate\",Table1323[[#This Row],[Baseline W defined by user]],Table1323[[#This Row],[Assumed Baseline W by source]])))))*Table1323[[#This Row],[Quantity of luminaires]]/1000,\"\")","v":""},{"$f":"Table1323[[#This Row],[LED lamp/luminaire retrofit part '#]]","v":0},{"$f":"IF(Table1323[[#This Row],[Rebate Unit]]=\"per lamp\",INDEX(Table1[Number of Lamps],MATCH(Table1323[[#This Row],[Lamp / Luminaire Category]]&Table1323[[#This Row],[Rebate Category]],Table1[PrescribedSource - Rebate ID],0)),1)*Table1323[[#This Row],[Quantity of luminaires]]","v":0},{"$f":"IFERROR(IF(Table1323[[#This Row],[Lamp / Luminaire Category]]=\"No eligible rebate\",\"no eligible rebate\",INDEX(Table1[BC Hydro xRM ECM],MATCH(Table1323[[#This Row],[Lamp / Luminaire Category]]&Table1323[[#This Row],[Rebate Category]],Table1[PrescribedSource - Rebate ID],0))),\"\")","v":""}]
[null,{"$f":"IF(Table1323[[#This Row],[Space Type]]=\"\",\"\",\"L-\"&ROW(131:131))","v":""},null,null,null,null,null,null,null,{"$f":"IFERROR(IF(Table1323[[#This Row],[Space Type]]=\"\",\"\",IF(Table1323[[#This Row],[Lamp / Luminaire Category]]=\"No eligible rebate\",\"\",IF(Table1323[[#This Row],[Rebate Category]]=\"\",\"select rebate\",INDEX(Table1[Actual Baseline W],MATCH(Table1323[[#This Row],[Lamp / Luminaire Category]]&Table1323[[#This Row],[Rebate Category]],Table1[PrescribedSource - Rebate ID],0))))),\"\")","v":""},{"$f":"IFERROR(IF(Table1323[[#This Row],[No]]=\"\",\"\",IF(Table1323[[#This Row],[Space Type]]=\"\",\"select Space Type\",IF(Table1323[[#This Row],[Baseline Operating hours]]<>\"\",\"user defined\",INDEX(Table5[Hours],MATCH(Table1323[[#This Row],[Space Type]],Table5[Space Type],0))))),\"\")","v":""},null,{"$f":"IFERROR(INDEX(Table1[Rebate],MATCH(Table1323[[#This Row],[Lamp / Luminaire Category]]&Table1323[[#This Row],[Rebate Category]],Table1[PrescribedSource - Rebate ID],0)),\"\")","v":""},{"$f":"IFERROR(INDEX(Table1[Rebate Unit],MATCH(Table1323[[#This Row],[Lamp / Luminaire Category]]&Table1323[[#This Row],[Rebate Category]],Table1[PrescribedSource - Rebate ID],0)),\"\")","v":""},null,{"$f":"IFERROR(IF(Table1323[[#This Row],[Lamp / Luminaire Category]]=\"No eligible rebate\",\"no rebate\",INDEX(Table1[Retrofit W],MATCH(Table1323[[#This Row],[Lamp / Luminaire Category]]&Table1323[[#This Row],[Rebate Category]],Table1[PrescribedSource - Rebate ID],0))),\"\")","v":""},null,null,null,{"$f":"IFERROR(INDEX(Table1[Rebate],MATCH(Table1323[[#This Row],[Lamp / Luminaire Category]]&Table1323[[#This Row],[Rebate Category]],Table1[PrescribedSource - Rebate ID],0))*Table1323[[#This Row],[Quantity of luminaires]],0)","v":0},{"$f":"IF(OR(Table1323[[#This Row],[Automatic Controls?]]=\"Fixture integrated Occupancy / Daylight Harvesting sensor\",Table1323[[#This Row],[Automatic Controls?]]=\"Ceiling / wall mounted Occupancy / Daylight Harvesting sensor\",Table1323[[#This Row],[Automatic Controls?]]=\"Timer\"),45*Table1323[[#This Row],[Number of occupancy sensors]],\"\")","v":""},{"$f":"IFERROR(IF(Table1323[[#This Row],[Controls Rebate]]=\"\",0,Table1323[[#This Row],[Controls Rebate]])+Table1323[[#This Row],[Lighting Rebate]],\"\")","v":0},{"$f":"IFERROR(INDEX(Table1[Rebate Savings],MATCH(Table1323[[#This Row],[Lamp / Luminaire Category]]&Table1323[[#This Row],[Rebate Category]],Table1[PrescribedSource - Rebate ID],0))*Table1323[[#This Row],[Quantity of luminaires]]/1000,0)","v":0},{"$f":"IFERROR(Table1323[[#This Row],[Rebate kW Savings]]*IF(Table1323[[#This Row],[Assumed hours from space type]]=\"user defined\",Table1323[[#This Row],[Baseline Operating hours]],Table1323[[#This Row],[Assumed hours from space type]]),0)","v":0},{"$f":"IF(OR(Table1323[[#This Row],[Automatic Controls?]]=\"Fixture integrated occupancy sensor\",Table1323[[#This Row],[Automatic Controls?]]=\"Ceiling / wall mounted occupancy sensor\"),Table1323[[#This Row],[Quantity of luminaires]]*IF(Table1323[[#This Row],[Rebate Category]]<>\"\",INDEX(Table1[Retrofit W],MATCH(Table1323[[#This Row],[Rebate Category]],Table1[BC Hydro Rebate Category],0)),Table1323[[#This Row],[Retrofit W defined by user (no rebate)]])/1000*IF(Table1323[[#This Row],[Assumed hours from space type]]=\"user defined\",Table1323[[#This Row],[Baseline Operating hours]],Table1323[[#This Row],[Assumed hours from space type]])*0.2,0)","v":0},{"$f":"Table1323[[#This Row],[Rebate kWh savings]]+Table1323[[#This Row],[Controls Rebate kWh Savings]]","v":0},{"$f":"IFERROR(IF(Table1323[[#This Row],[Quantity of luminaires]]=\"\",\"\",IF(Table1323[[#This Row],[Lamp / Luminaire Category]]=\"No eligible rebate\",(Table1323[[#This Row],[Baseline W defined by user]]-Table1323[[#This Row],[Retrofit W defined by user (no rebate)]])*Table1323[[#This Row],[Quantity of luminaires]]/1000,(Table1323[[#This Row],[Assumed Baseline W by source]]-Table1323[[#This Row],[LED Luminaire W by rebate]])*Table1323[[#This Row],[Quantity of luminaires]]/1000)),0)","v":""},{"$f":"IFERROR(IF(Table1323[[#This Row],[Lamp / Luminaire Category]]=\"No eligible rebate\",Table1323[[#This Row],[Quantity of luminaires]]*(Table1323[[#This Row],[Baseline W defined by user]]-Table1323[[#This Row],[Retrofit W defined by user (no rebate)]])/1000*IF(Table1323[[#This Row],[Assumed hours from space type]]=\"user defined\",Table1323[[#This Row],[Baseline Operating hours]],Table1323[[#This Row],[Assumed hours from space type]])+Table1323[[#This Row],[Controls Rebate kWh Savings]],Table1323[[#This Row],[Quantity of luminaires]]*(INDEX(Table1[Actual Baseline W],MATCH(Table1323[[#This Row],[Lamp / Luminaire Category]]&Table1323[[#This Row],[Rebate Category]],Table1[PrescribedSource - Rebate ID],0))/1000-Table1323[[#This Row],[LED Luminaire W by rebate]]/1000)*IF(Table1323[[#This Row],[Assumed hours from space type]]=\"user defined\",Table1323[[#This Row],[Baseline Operating hours]],Table1323[[#This Row],[Assumed hours from space type]])+Table1323[[#This Row],[Controls Rebate kWh Savings]]),0)","v":0},{"$f":"IFERROR(IF(Table1323[[#This Row],[Rebate kW Savings]]=0,Table1323[[#This Row],[Demand Savings, kW]],INDEX(Table1[Actual Savings],MATCH(Table1323[[#This Row],[Lamp / Luminaire Category]]&Table1323[[#This Row],[Rebate Category]],Table1[PrescribedSource - Rebate ID],0))*Table1323[[#This Row],[Quantity of luminaires]]/1000),0)","v":""},{"$f":"IFERROR(Table1323[[#This Row],[BC Housing Site kW Savings]]*IF(Table1323[[#This Row],[Assumed hours from space type]]=\"user defined\",Table1323[[#This Row],[Baseline Operating hours]],Table1323[[#This Row],[Assumed hours from space type]])+Table1323[[#This Row],[Controls Rebate kWh Savings]],0)","v":0},{"$f":"IFERROR(IF(Table1323[[#This Row],[Lamp / Luminaire Category]]=\"No eligible rebate\",Table1323[[#This Row],[Lighting Technology]]&\" retrofit with no rebate\",Table1323[[#This Row],[Rebate Category]]),\"\")","v":0},{"$f":"IF(Table1323[[#This Row],[Lamp / Luminaire Category]]=\"No eligible rebate\",1,0)","v":0},{"$f":"IFERROR(IF(IF(Table1323[[#This Row],[Assumed hours from space type]]=\"user defined\",Table1323[[#This Row],[Baseline Operating hours]],Table1323[[#This Row],[Assumed hours from space type]])<3600,0,IF(AND(IF(Table1323[[#This Row],[Assumed hours from space type]]=\"user defined\",Table1323[[#This Row],[Baseline Operating hours]],Table1323[[#This Row],[Assumed hours from space type]])>=3600,OR(Table1323[[#This Row],[Automatic Controls?]]=\"None\",Table1323[[#This Row],[Automatic Controls?]]=\"\")),IF(Table1323[[#This Row],[Lamp / Luminaire Category]]=\"No eligible rebate\",Table1323[[#This Row],[Baseline W defined by user]]-Table1323[[#This Row],[Retrofit W defined by user (no rebate)]],Table1323[[#This Row],[Assumed Baseline W by source]]-Table1323[[#This Row],[LED Luminaire W by rebate]]),IF(AND(IF(Table1323[[#This Row],[Assumed hours from space type]]=\"user defined\",Table1323[[#This Row],[Baseline Operating hours]],Table1323[[#This Row],[Assumed hours from space type]])>=(3600/0.8),OR(Table1323[[#This Row],[Automatic Controls?]]=\"Fixture integrated occupancy sensor\",Table1323[[#This Row],[Automatic Controls?]]=\"Ceiling / wall mounted occupancy sensor\")),IF(Table1323[[#This Row],[Lamp / Luminaire Category]]=\"No eligible rebate\",(Table1323[[#This Row],[Baseline W defined by user]]-Table1323[[#This Row],[Retrofit W defined by user (no rebate)]]),Table1323[[#This Row],[Assumed Baseline W by source]]-Table1323[[#This Row],[LED Luminaire W by rebate]]),IF(AND(IF(Table1323[[#This Row],[Assumed hours from space type]]=\"user defined\",Table1323[[#This Row],[Baseline Operating hours]],Table1323[[#This Row],[Assumed hours from space type]])<(3600/0.8),OR(Table1323[[#This Row],[Automatic Controls?]]=\"Fixture integrated occupancy sensor\",Table1323[[#This Row],[Automatic Controls?]]=\"Ceiling / wall mounted occupancy sensor\")),IF(Table1323[[#This Row],[Lamp / Luminaire Category]]=\"No eligible rebate\",Table1323[[#This Row],[Baseline W defined by user]],Table1323[[#This Row],[Assumed Baseline W by source]])))))*Table1323[[#This Row],[Quantity of luminaires]]/1000,\"\")","v":""},{"$f":"Table1323[[#This Row],[LED lamp/luminaire retrofit part '#]]","v":0},{"$f":"IF(Table1323[[#This Row],[Rebate Unit]]=\"per lamp\",INDEX(Table1[Number of Lamps],MATCH(Table1323[[#This Row],[Lamp / Luminaire Category]]&Table1323[[#This Row],[Rebate Category]],Table1[PrescribedSource - Rebate ID],0)),1)*Table1323[[#This Row],[Quantity of luminaires]]","v":0},{"$f":"IFERROR(IF(Table1323[[#This Row],[Lamp / Luminaire Category]]=\"No eligible rebate\",\"no eligible rebate\",INDEX(Table1[BC Hydro xRM ECM],MATCH(Table1323[[#This Row],[Lamp / Luminaire Category]]&Table1323[[#This Row],[Rebate Category]],Table1[PrescribedSource - Rebate ID],0))),\"\")","v":""}]
[null,{"$f":"IF(Table1323[[#This Row],[Space Type]]=\"\",\"\",\"L-\"&ROW(132:132))","v":""},null,null,null,null,null,null,null,{"$f":"IFERROR(IF(Table1323[[#This Row],[Space Type]]=\"\",\"\",IF(Table1323[[#This Row],[Lamp / Luminaire Category]]=\"No eligible rebate\",\"\",IF(Table1323[[#This Row],[Rebate Category]]=\"\",\"select rebate\",INDEX(Table1[Actual Baseline W],MATCH(Table1323[[#This Row],[Lamp / Luminaire Category]]&Table1323[[#This Row],[Rebate Category]],Table1[PrescribedSource - Rebate ID],0))))),\"\")","v":""},{"$f":"IFERROR(IF(Table1323[[#This Row],[No]]=\"\",\"\",IF(Table1323[[#This Row],[Space Type]]=\"\",\"select Space Type\",IF(Table1323[[#This Row],[Baseline Operating hours]]<>\"\",\"user defined\",INDEX(Table5[Hours],MATCH(Table1323[[#This Row],[Space Type]],Table5[Space Type],0))))),\"\")","v":""},null,{"$f":"IFERROR(INDEX(Table1[Rebate],MATCH(Table1323[[#This Row],[Lamp / Luminaire Category]]&Table1323[[#This Row],[Rebate Category]],Table1[PrescribedSource - Rebate ID],0)),\"\")","v":""},{"$f":"IFERROR(INDEX(Table1[Rebate Unit],MATCH(Table1323[[#This Row],[Lamp / Luminaire Category]]&Table1323[[#This Row],[Rebate Category]],Table1[PrescribedSource - Rebate ID],0)),\"\")","v":""},null,{"$f":"IFERROR(IF(Table1323[[#This Row],[Lamp / Luminaire Category]]=\"No eligible rebate\",\"no rebate\",INDEX(Table1[Retrofit W],MATCH(Table1323[[#This Row],[Lamp / Luminaire Category]]&Table1323[[#This Row],[Rebate Category]],Table1[PrescribedSource - Rebate ID],0))),\"\")","v":""},null,null,null,{"$f":"IFERROR(INDEX(Table1[Rebate],MATCH(Table1323[[#This Row],[Lamp / Luminaire Category]]&Table1323[[#This Row],[Rebate Category]],Table1[PrescribedSource - Rebate ID],0))*Table1323[[#This Row],[Quantity of luminaires]],0)","v":0},{"$f":"IF(OR(Table1323[[#This Row],[Automatic Controls?]]=\"Fixture integrated Occupancy / Daylight Harvesting sensor\",Table1323[[#This Row],[Automatic Controls?]]=\"Ceiling / wall mounted Occupancy / Daylight Harvesting sensor\",Table1323[[#This Row],[Automatic Controls?]]=\"Timer\"),45*Table1323[[#This Row],[Number of occupancy sensors]],\"\")","v":""},{"$f":"IFERROR(IF(Table1323[[#This Row],[Controls Rebate]]=\"\",0,Table1323[[#This Row],[Controls Rebate]])+Table1323[[#This Row],[Lighting Rebate]],\"\")","v":0},{"$f":"IFERROR(INDEX(Table1[Rebate Savings],MATCH(Table1323[[#This Row],[Lamp / Luminaire Category]]&Table1323[[#This Row],[Rebate Category]],Table1[PrescribedSource - Rebate ID],0))*Table1323[[#This Row],[Quantity of luminaires]]/1000,0)","v":0},{"$f":"IFERROR(Table1323[[#This Row],[Rebate kW Savings]]*IF(Table1323[[#This Row],[Assumed hours from space type]]=\"user defined\",Table1323[[#This Row],[Baseline Operating hours]],Table1323[[#This Row],[Assumed hours from space type]]),0)","v":0},{"$f":"IF(OR(Table1323[[#This Row],[Automatic Controls?]]=\"Fixture integrated occupancy sensor\",Table1323[[#This Row],[Automatic Controls?]]=\"Ceiling / wall mounted occupancy sensor\"),Table1323[[#This Row],[Quantity of luminaires]]*IF(Table1323[[#This Row],[Rebate Category]]<>\"\",INDEX(Table1[Retrofit W],MATCH(Table1323[[#This Row],[Rebate Category]],Table1[BC Hydro Rebate Category],0)),Table1323[[#This Row],[Retrofit W defined by user (no rebate)]])/1000*IF(Table1323[[#This Row],[Assumed hours from space type]]=\"user defined\",Table1323[[#This Row],[Baseline Operating hours]],Table1323[[#This Row],[Assumed hours from space type]])*0.2,0)","v":0},{"$f":"Table1323[[#This Row],[Rebate kWh savings]]+Table1323[[#This Row],[Controls Rebate kWh Savings]]","v":0},{"$f":"IFERROR(IF(Table1323[[#This Row],[Quantity of luminaires]]=\"\",\"\",IF(Table1323[[#This Row],[Lamp / Luminaire Category]]=\"No eligible rebate\",(Table1323[[#This Row],[Baseline W defined by user]]-Table1323[[#This Row],[Retrofit W defined by user (no rebate)]])*Table1323[[#This Row],[Quantity of luminaires]]/1000,(Table1323[[#This Row],[Assumed Baseline W by source]]-Table1323[[#This Row],[LED Luminaire W by rebate]])*Table1323[[#This Row],[Quantity of luminaires]]/1000)),0)","v":""},{"$f":"IFERROR(IF(Table1323[[#This Row],[Lamp / Luminaire Category]]=\"No eligible rebate\",Table1323[[#This Row],[Quantity of luminaires]]*(Table1323[[#This Row],[Baseline W defined by user]]-Table1323[[#This Row],[Retrofit W defined by user (no rebate)]])/1000*IF(Table1323[[#This Row],[Assumed hours from space type]]=\"user defined\",Table1323[[#This Row],[Baseline Operating hours]],Table1323[[#This Row],[Assumed hours from space type]])+Table1323[[#This Row],[Controls Rebate kWh Savings]],Table1323[[#This Row],[Quantity of luminaires]]*(INDEX(Table1[Actual Baseline W],MATCH(Table1323[[#This Row],[Lamp / Luminaire Category]]&Table1323[[#This Row],[Rebate Category]],Table1[PrescribedSource - Rebate ID],0))/1000-Table1323[[#This Row],[LED Luminaire W by rebate]]/1000)*IF(Table1323[[#This Row],[Assumed hours from space type]]=\"user defined\",Table1323[[#This Row],[Baseline Operating hours]],Table1323[[#This Row],[Assumed hours from space type]])+Table1323[[#This Row],[Controls Rebate kWh Savings]]),0)","v":0},{"$f":"IFERROR(IF(Table1323[[#This Row],[Rebate kW Savings]]=0,Table1323[[#This Row],[Demand Savings, kW]],INDEX(Table1[Actual Savings],MATCH(Table1323[[#This Row],[Lamp / Luminaire Category]]&Table1323[[#This Row],[Rebate Category]],Table1[PrescribedSource - Rebate ID],0))*Table1323[[#This Row],[Quantity of luminaires]]/1000),0)","v":""},{"$f":"IFERROR(Table1323[[#This Row],[BC Housing Site kW Savings]]*IF(Table1323[[#This Row],[Assumed hours from space type]]=\"user defined\",Table1323[[#This Row],[Baseline Operating hours]],Table1323[[#This Row],[Assumed hours from space type]])+Table1323[[#This Row],[Controls Rebate kWh Savings]],0)","v":0},{"$f":"IFERROR(IF(Table1323[[#This Row],[Lamp / Luminaire Category]]=\"No eligible rebate\",Table1323[[#This Row],[Lighting Technology]]&\" retrofit with no rebate\",Table1323[[#This Row],[Rebate Category]]),\"\")","v":0},{"$f":"IF(Table1323[[#This Row],[Lamp / Luminaire Category]]=\"No eligible rebate\",1,0)","v":0},{"$f":"IFERROR(IF(IF(Table1323[[#This Row],[Assumed hours from space type]]=\"user defined\",Table1323[[#This Row],[Baseline Operating hours]],Table1323[[#This Row],[Assumed hours from space type]])<3600,0,IF(AND(IF(Table1323[[#This Row],[Assumed hours from space type]]=\"user defined\",Table1323[[#This Row],[Baseline Operating hours]],Table1323[[#This Row],[Assumed hours from space type]])>=3600,OR(Table1323[[#This Row],[Automatic Controls?]]=\"None\",Table1323[[#This Row],[Automatic Controls?]]=\"\")),IF(Table1323[[#This Row],[Lamp / Luminaire Category]]=\"No eligible rebate\",Table1323[[#This Row],[Baseline W defined by user]]-Table1323[[#This Row],[Retrofit W defined by user (no rebate)]],Table1323[[#This Row],[Assumed Baseline W by source]]-Table1323[[#This Row],[LED Luminaire W by rebate]]),IF(AND(IF(Table1323[[#This Row],[Assumed hours from space type]]=\"user defined\",Table1323[[#This Row],[Baseline Operating hours]],Table1323[[#This Row],[Assumed hours from space type]])>=(3600/0.8),OR(Table1323[[#This Row],[Automatic Controls?]]=\"Fixture integrated occupancy sensor\",Table1323[[#This Row],[Automatic Controls?]]=\"Ceiling / wall mounted occupancy sensor\")),IF(Table1323[[#This Row],[Lamp / Luminaire Category]]=\"No eligible rebate\",(Table1323[[#This Row],[Baseline W defined by user]]-Table1323[[#This Row],[Retrofit W defined by user (no rebate)]]),Table1323[[#This Row],[Assumed Baseline W by source]]-Table1323[[#This Row],[LED Luminaire W by rebate]]),IF(AND(IF(Table1323[[#This Row],[Assumed hours from space type]]=\"user defined\",Table1323[[#This Row],[Baseline Operating hours]],Table1323[[#This Row],[Assumed hours from space type]])<(3600/0.8),OR(Table1323[[#This Row],[Automatic Controls?]]=\"Fixture integrated occupancy sensor\",Table1323[[#This Row],[Automatic Controls?]]=\"Ceiling / wall mounted occupancy sensor\")),IF(Table1323[[#This Row],[Lamp / Luminaire Category]]=\"No eligible rebate\",Table1323[[#This Row],[Baseline W defined by user]],Table1323[[#This Row],[Assumed Baseline W by source]])))))*Table1323[[#This Row],[Quantity of luminaires]]/1000,\"\")","v":""},{"$f":"Table1323[[#This Row],[LED lamp/luminaire retrofit part '#]]","v":0},{"$f":"IF(Table1323[[#This Row],[Rebate Unit]]=\"per lamp\",INDEX(Table1[Number of Lamps],MATCH(Table1323[[#This Row],[Lamp / Luminaire Category]]&Table1323[[#This Row],[Rebate Category]],Table1[PrescribedSource - Rebate ID],0)),1)*Table1323[[#This Row],[Quantity of luminaires]]","v":0},{"$f":"IFERROR(IF(Table1323[[#This Row],[Lamp / Luminaire Category]]=\"No eligible rebate\",\"no eligible rebate\",INDEX(Table1[BC Hydro xRM ECM],MATCH(Table1323[[#This Row],[Lamp / Luminaire Category]]&Table1323[[#This Row],[Rebate Category]],Table1[PrescribedSource - Rebate ID],0))),\"\")","v":""}]
[null,{"$f":"IF(Table1323[[#This Row],[Space Type]]=\"\",\"\",\"L-\"&ROW(133:133))","v":""},null,null,null,null,null,null,null,{"$f":"IFERROR(IF(Table1323[[#This Row],[Space Type]]=\"\",\"\",IF(Table1323[[#This Row],[Lamp / Luminaire Category]]=\"No eligible rebate\",\"\",IF(Table1323[[#This Row],[Rebate Category]]=\"\",\"select rebate\",INDEX(Table1[Actual Baseline W],MATCH(Table1323[[#This Row],[Lamp / Luminaire Category]]&Table1323[[#This Row],[Rebate Category]],Table1[PrescribedSource - Rebate ID],0))))),\"\")","v":""},{"$f":"IFERROR(IF(Table1323[[#This Row],[No]]=\"\",\"\",IF(Table1323[[#This Row],[Space Type]]=\"\",\"select Space Type\",IF(Table1323[[#This Row],[Baseline Operating hours]]<>\"\",\"user defined\",INDEX(Table5[Hours],MATCH(Table1323[[#This Row],[Space Type]],Table5[Space Type],0))))),\"\")","v":""},null,{"$f":"IFERROR(INDEX(Table1[Rebate],MATCH(Table1323[[#This Row],[Lamp / Luminaire Category]]&Table1323[[#This Row],[Rebate Category]],Table1[PrescribedSource - Rebate ID],0)),\"\")","v":""},{"$f":"IFERROR(INDEX(Table1[Rebate Unit],MATCH(Table1323[[#This Row],[Lamp / Luminaire Category]]&Table1323[[#This Row],[Rebate Category]],Table1[PrescribedSource - Rebate ID],0)),\"\")","v":""},null,{"$f":"IFERROR(IF(Table1323[[#This Row],[Lamp / Luminaire Category]]=\"No eligible rebate\",\"no rebate\",INDEX(Table1[Retrofit W],MATCH(Table1323[[#This Row],[Lamp / Luminaire Category]]&Table1323[[#This Row],[Rebate Category]],Table1[PrescribedSource - Rebate ID],0))),\"\")","v":""},null,null,null,{"$f":"IFERROR(INDEX(Table1[Rebate],MATCH(Table1323[[#This Row],[Lamp / Luminaire Category]]&Table1323[[#This Row],[Rebate Category]],Table1[PrescribedSource - Rebate ID],0))*Table1323[[#This Row],[Quantity of luminaires]],0)","v":0},{"$f":"IF(OR(Table1323[[#This Row],[Automatic Controls?]]=\"Fixture integrated Occupancy / Daylight Harvesting sensor\",Table1323[[#This Row],[Automatic Controls?]]=\"Ceiling / wall mounted Occupancy / Daylight Harvesting sensor\",Table1323[[#This Row],[Automatic Controls?]]=\"Timer\"),45*Table1323[[#This Row],[Number of occupancy sensors]],\"\")","v":""},{"$f":"IFERROR(IF(Table1323[[#This Row],[Controls Rebate]]=\"\",0,Table1323[[#This Row],[Controls Rebate]])+Table1323[[#This Row],[Lighting Rebate]],\"\")","v":0},{"$f":"IFERROR(INDEX(Table1[Rebate Savings],MATCH(Table1323[[#This Row],[Lamp / Luminaire Category]]&Table1323[[#This Row],[Rebate Category]],Table1[PrescribedSource - Rebate ID],0))*Table1323[[#This Row],[Quantity of luminaires]]/1000,0)","v":0},{"$f":"IFERROR(Table1323[[#This Row],[Rebate kW Savings]]*IF(Table1323[[#This Row],[Assumed hours from space type]]=\"user defined\",Table1323[[#This Row],[Baseline Operating hours]],Table1323[[#This Row],[Assumed hours from space type]]),0)","v":0},{"$f":"IF(OR(Table1323[[#This Row],[Automatic Controls?]]=\"Fixture integrated occupancy sensor\",Table1323[[#This Row],[Automatic Controls?]]=\"Ceiling / wall mounted occupancy sensor\"),Table1323[[#This Row],[Quantity of luminaires]]*IF(Table1323[[#This Row],[Rebate Category]]<>\"\",INDEX(Table1[Retrofit W],MATCH(Table1323[[#This Row],[Rebate Category]],Table1[BC Hydro Rebate Category],0)),Table1323[[#This Row],[Retrofit W defined by user (no rebate)]])/1000*IF(Table1323[[#This Row],[Assumed hours from space type]]=\"user defined\",Table1323[[#This Row],[Baseline Operating hours]],Table1323[[#This Row],[Assumed hours from space type]])*0.2,0)","v":0},{"$f":"Table1323[[#This Row],[Rebate kWh savings]]+Table1323[[#This Row],[Controls Rebate kWh Savings]]","v":0},{"$f":"IFERROR(IF(Table1323[[#This Row],[Quantity of luminaires]]=\"\",\"\",IF(Table1323[[#This Row],[Lamp / Luminaire Category]]=\"No eligible rebate\",(Table1323[[#This Row],[Baseline W defined by user]]-Table1323[[#This Row],[Retrofit W defined by user (no rebate)]])*Table1323[[#This Row],[Quantity of luminaires]]/1000,(Table1323[[#This Row],[Assumed Baseline W by source]]-Table1323[[#This Row],[LED Luminaire W by rebate]])*Table1323[[#This Row],[Quantity of luminaires]]/1000)),0)","v":""},{"$f":"IFERROR(IF(Table1323[[#This Row],[Lamp / Luminaire Category]]=\"No eligible rebate\",Table1323[[#This Row],[Quantity of luminaires]]*(Table1323[[#This Row],[Baseline W defined by user]]-Table1323[[#This Row],[Retrofit W defined by user (no rebate)]])/1000*IF(Table1323[[#This Row],[Assumed hours from space type]]=\"user defined\",Table1323[[#This Row],[Baseline Operating hours]],Table1323[[#This Row],[Assumed hours from space type]])+Table1323[[#This Row],[Controls Rebate kWh Savings]],Table1323[[#This Row],[Quantity of luminaires]]*(INDEX(Table1[Actual Baseline W],MATCH(Table1323[[#This Row],[Lamp / Luminaire Category]]&Table1323[[#This Row],[Rebate Category]],Table1[PrescribedSource - Rebate ID],0))/1000-Table1323[[#This Row],[LED Luminaire W by rebate]]/1000)*IF(Table1323[[#This Row],[Assumed hours from space type]]=\"user defined\",Table1323[[#This Row],[Baseline Operating hours]],Table1323[[#This Row],[Assumed hours from space type]])+Table1323[[#This Row],[Controls Rebate kWh Savings]]),0)","v":0},{"$f":"IFERROR(IF(Table1323[[#This Row],[Rebate kW Savings]]=0,Table1323[[#This Row],[Demand Savings, kW]],INDEX(Table1[Actual Savings],MATCH(Table1323[[#This Row],[Lamp / Luminaire Category]]&Table1323[[#This Row],[Rebate Category]],Table1[PrescribedSource - Rebate ID],0))*Table1323[[#This Row],[Quantity of luminaires]]/1000),0)","v":""},{"$f":"IFERROR(Table1323[[#This Row],[BC Housing Site kW Savings]]*IF(Table1323[[#This Row],[Assumed hours from space type]]=\"user defined\",Table1323[[#This Row],[Baseline Operating hours]],Table1323[[#This Row],[Assumed hours from space type]])+Table1323[[#This Row],[Controls Rebate kWh Savings]],0)","v":0},{"$f":"IFERROR(IF(Table1323[[#This Row],[Lamp / Luminaire Category]]=\"No eligible rebate\",Table1323[[#This Row],[Lighting Technology]]&\" retrofit with no rebate\",Table1323[[#This Row],[Rebate Category]]),\"\")","v":0},{"$f":"IF(Table1323[[#This Row],[Lamp / Luminaire Category]]=\"No eligible rebate\",1,0)","v":0},{"$f":"IFERROR(IF(IF(Table1323[[#This Row],[Assumed hours from space type]]=\"user defined\",Table1323[[#This Row],[Baseline Operating hours]],Table1323[[#This Row],[Assumed hours from space type]])<3600,0,IF(AND(IF(Table1323[[#This Row],[Assumed hours from space type]]=\"user defined\",Table1323[[#This Row],[Baseline Operating hours]],Table1323[[#This Row],[Assumed hours from space type]])>=3600,OR(Table1323[[#This Row],[Automatic Controls?]]=\"None\",Table1323[[#This Row],[Automatic Controls?]]=\"\")),IF(Table1323[[#This Row],[Lamp / Luminaire Category]]=\"No eligible rebate\",Table1323[[#This Row],[Baseline W defined by user]]-Table1323[[#This Row],[Retrofit W defined by user (no rebate)]],Table1323[[#This Row],[Assumed Baseline W by source]]-Table1323[[#This Row],[LED Luminaire W by rebate]]),IF(AND(IF(Table1323[[#This Row],[Assumed hours from space type]]=\"user defined\",Table1323[[#This Row],[Baseline Operating hours]],Table1323[[#This Row],[Assumed hours from space type]])>=(3600/0.8),OR(Table1323[[#This Row],[Automatic Controls?]]=\"Fixture integrated occupancy sensor\",Table1323[[#This Row],[Automatic Controls?]]=\"Ceiling / wall mounted occupancy sensor\")),IF(Table1323[[#This Row],[Lamp / Luminaire Category]]=\"No eligible rebate\",(Table1323[[#This Row],[Baseline W defined by user]]-Table1323[[#This Row],[Retrofit W defined by user (no rebate)]]),Table1323[[#This Row],[Assumed Baseline W by source]]-Table1323[[#This Row],[LED Luminaire W by rebate]]),IF(AND(IF(Table1323[[#This Row],[Assumed hours from space type]]=\"user defined\",Table1323[[#This Row],[Baseline Operating hours]],Table1323[[#This Row],[Assumed hours from space type]])<(3600/0.8),OR(Table1323[[#This Row],[Automatic Controls?]]=\"Fixture integrated occupancy sensor\",Table1323[[#This Row],[Automatic Controls?]]=\"Ceiling / wall mounted occupancy sensor\")),IF(Table1323[[#This Row],[Lamp / Luminaire Category]]=\"No eligible rebate\",Table1323[[#This Row],[Baseline W defined by user]],Table1323[[#This Row],[Assumed Baseline W by source]])))))*Table1323[[#This Row],[Quantity of luminaires]]/1000,\"\")","v":""},{"$f":"Table1323[[#This Row],[LED lamp/luminaire retrofit part '#]]","v":0},{"$f":"IF(Table1323[[#This Row],[Rebate Unit]]=\"per lamp\",INDEX(Table1[Number of Lamps],MATCH(Table1323[[#This Row],[Lamp / Luminaire Category]]&Table1323[[#This Row],[Rebate Category]],Table1[PrescribedSource - Rebate ID],0)),1)*Table1323[[#This Row],[Quantity of luminaires]]","v":0},{"$f":"IFERROR(IF(Table1323[[#This Row],[Lamp / Luminaire Category]]=\"No eligible rebate\",\"no eligible rebate\",INDEX(Table1[BC Hydro xRM ECM],MATCH(Table1323[[#This Row],[Lamp / Luminaire Category]]&Table1323[[#This Row],[Rebate Category]],Table1[PrescribedSource - Rebate ID],0))),\"\")","v":""}]
[null,{"$f":"IF(Table1323[[#This Row],[Space Type]]=\"\",\"\",\"L-\"&ROW(134:134))","v":""},null,null,null,null,null,null,null,{"$f":"IFERROR(IF(Table1323[[#This Row],[Space Type]]=\"\",\"\",IF(Table1323[[#This Row],[Lamp / Luminaire Category]]=\"No eligible rebate\",\"\",IF(Table1323[[#This Row],[Rebate Category]]=\"\",\"select rebate\",INDEX(Table1[Actual Baseline W],MATCH(Table1323[[#This Row],[Lamp / Luminaire Category]]&Table1323[[#This Row],[Rebate Category]],Table1[PrescribedSource - Rebate ID],0))))),\"\")","v":""},{"$f":"IFERROR(IF(Table1323[[#This Row],[No]]=\"\",\"\",IF(Table1323[[#This Row],[Space Type]]=\"\",\"select Space Type\",IF(Table1323[[#This Row],[Baseline Operating hours]]<>\"\",\"user defined\",INDEX(Table5[Hours],MATCH(Table1323[[#This Row],[Space Type]],Table5[Space Type],0))))),\"\")","v":""},null,{"$f":"IFERROR(INDEX(Table1[Rebate],MATCH(Table1323[[#This Row],[Lamp / Luminaire Category]]&Table1323[[#This Row],[Rebate Category]],Table1[PrescribedSource - Rebate ID],0)),\"\")","v":""},{"$f":"IFERROR(INDEX(Table1[Rebate Unit],MATCH(Table1323[[#This Row],[Lamp / Luminaire Category]]&Table1323[[#This Row],[Rebate Category]],Table1[PrescribedSource - Rebate ID],0)),\"\")","v":""},null,{"$f":"IFERROR(IF(Table1323[[#This Row],[Lamp / Luminaire Category]]=\"No eligible rebate\",\"no rebate\",INDEX(Table1[Retrofit W],MATCH(Table1323[[#This Row],[Lamp / Luminaire Category]]&Table1323[[#This Row],[Rebate Category]],Table1[PrescribedSource - Rebate ID],0))),\"\")","v":""},null,null,null,{"$f":"IFERROR(INDEX(Table1[Rebate],MATCH(Table1323[[#This Row],[Lamp / Luminaire Category]]&Table1323[[#This Row],[Rebate Category]],Table1[PrescribedSource - Rebate ID],0))*Table1323[[#This Row],[Quantity of luminaires]],0)","v":0},{"$f":"IF(OR(Table1323[[#This Row],[Automatic Controls?]]=\"Fixture integrated Occupancy / Daylight Harvesting sensor\",Table1323[[#This Row],[Automatic Controls?]]=\"Ceiling / wall mounted Occupancy / Daylight Harvesting sensor\",Table1323[[#This Row],[Automatic Controls?]]=\"Timer\"),45*Table1323[[#This Row],[Number of occupancy sensors]],\"\")","v":""},{"$f":"IFERROR(IF(Table1323[[#This Row],[Controls Rebate]]=\"\",0,Table1323[[#This Row],[Controls Rebate]])+Table1323[[#This Row],[Lighting Rebate]],\"\")","v":0},{"$f":"IFERROR(INDEX(Table1[Rebate Savings],MATCH(Table1323[[#This Row],[Lamp / Luminaire Category]]&Table1323[[#This Row],[Rebate Category]],Table1[PrescribedSource - Rebate ID],0))*Table1323[[#This Row],[Quantity of luminaires]]/1000,0)","v":0},{"$f":"IFERROR(Table1323[[#This Row],[Rebate kW Savings]]*IF(Table1323[[#This Row],[Assumed hours from space type]]=\"user defined\",Table1323[[#This Row],[Baseline Operating hours]],Table1323[[#This Row],[Assumed hours from space type]]),0)","v":0},{"$f":"IF(OR(Table1323[[#This Row],[Automatic Controls?]]=\"Fixture integrated occupancy sensor\",Table1323[[#This Row],[Automatic Controls?]]=\"Ceiling / wall mounted occupancy sensor\"),Table1323[[#This Row],[Quantity of luminaires]]*IF(Table1323[[#This Row],[Rebate Category]]<>\"\",INDEX(Table1[Retrofit W],MATCH(Table1323[[#This Row],[Rebate Category]],Table1[BC Hydro Rebate Category],0)),Table1323[[#This Row],[Retrofit W defined by user (no rebate)]])/1000*IF(Table1323[[#This Row],[Assumed hours from space type]]=\"user defined\",Table1323[[#This Row],[Baseline Operating hours]],Table1323[[#This Row],[Assumed hours from space type]])*0.2,0)","v":0},{"$f":"Table1323[[#This Row],[Rebate kWh savings]]+Table1323[[#This Row],[Controls Rebate kWh Savings]]","v":0},{"$f":"IFERROR(IF(Table1323[[#This Row],[Quantity of luminaires]]=\"\",\"\",IF(Table1323[[#This Row],[Lamp / Luminaire Category]]=\"No eligible rebate\",(Table1323[[#This Row],[Baseline W defined by user]]-Table1323[[#This Row],[Retrofit W defined by user (no rebate)]])*Table1323[[#This Row],[Quantity of luminaires]]/1000,(Table1323[[#This Row],[Assumed Baseline W by source]]-Table1323[[#This Row],[LED Luminaire W by rebate]])*Table1323[[#This Row],[Quantity of luminaires]]/1000)),0)","v":""},{"$f":"IFERROR(IF(Table1323[[#This Row],[Lamp / Luminaire Category]]=\"No eligible rebate\",Table1323[[#This Row],[Quantity of luminaires]]*(Table1323[[#This Row],[Baseline W defined by user]]-Table1323[[#This Row],[Retrofit W defined by user (no rebate)]])/1000*IF(Table1323[[#This Row],[Assumed hours from space type]]=\"user defined\",Table1323[[#This Row],[Baseline Operating hours]],Table1323[[#This Row],[Assumed hours from space type]])+Table1323[[#This Row],[Controls Rebate kWh Savings]],Table1323[[#This Row],[Quantity of luminaires]]*(INDEX(Table1[Actual Baseline W],MATCH(Table1323[[#This Row],[Lamp / Luminaire Category]]&Table1323[[#This Row],[Rebate Category]],Table1[PrescribedSource - Rebate ID],0))/1000-Table1323[[#This Row],[LED Luminaire W by rebate]]/1000)*IF(Table1323[[#This Row],[Assumed hours from space type]]=\"user defined\",Table1323[[#This Row],[Baseline Operating hours]],Table1323[[#This Row],[Assumed hours from space type]])+Table1323[[#This Row],[Controls Rebate kWh Savings]]),0)","v":0},{"$f":"IFERROR(IF(Table1323[[#This Row],[Rebate kW Savings]]=0,Table1323[[#This Row],[Demand Savings, kW]],INDEX(Table1[Actual Savings],MATCH(Table1323[[#This Row],[Lamp / Luminaire Category]]&Table1323[[#This Row],[Rebate Category]],Table1[PrescribedSource - Rebate ID],0))*Table1323[[#This Row],[Quantity of luminaires]]/1000),0)","v":""},{"$f":"IFERROR(Table1323[[#This Row],[BC Housing Site kW Savings]]*IF(Table1323[[#This Row],[Assumed hours from space type]]=\"user defined\",Table1323[[#This Row],[Baseline Operating hours]],Table1323[[#This Row],[Assumed hours from space type]])+Table1323[[#This Row],[Controls Rebate kWh Savings]],0)","v":0},{"$f":"IFERROR(IF(Table1323[[#This Row],[Lamp / Luminaire Category]]=\"No eligible rebate\",Table1323[[#This Row],[Lighting Technology]]&\" retrofit with no rebate\",Table1323[[#This Row],[Rebate Category]]),\"\")","v":0},{"$f":"IF(Table1323[[#This Row],[Lamp / Luminaire Category]]=\"No eligible rebate\",1,0)","v":0},{"$f":"IFERROR(IF(IF(Table1323[[#This Row],[Assumed hours from space type]]=\"user defined\",Table1323[[#This Row],[Baseline Operating hours]],Table1323[[#This Row],[Assumed hours from space type]])<3600,0,IF(AND(IF(Table1323[[#This Row],[Assumed hours from space type]]=\"user defined\",Table1323[[#This Row],[Baseline Operating hours]],Table1323[[#This Row],[Assumed hours from space type]])>=3600,OR(Table1323[[#This Row],[Automatic Controls?]]=\"None\",Table1323[[#This Row],[Automatic Controls?]]=\"\")),IF(Table1323[[#This Row],[Lamp / Luminaire Category]]=\"No eligible rebate\",Table1323[[#This Row],[Baseline W defined by user]]-Table1323[[#This Row],[Retrofit W defined by user (no rebate)]],Table1323[[#This Row],[Assumed Baseline W by source]]-Table1323[[#This Row],[LED Luminaire W by rebate]]),IF(AND(IF(Table1323[[#This Row],[Assumed hours from space type]]=\"user defined\",Table1323[[#This Row],[Baseline Operating hours]],Table1323[[#This Row],[Assumed hours from space type]])>=(3600/0.8),OR(Table1323[[#This Row],[Automatic Controls?]]=\"Fixture integrated occupancy sensor\",Table1323[[#This Row],[Automatic Controls?]]=\"Ceiling / wall mounted occupancy sensor\")),IF(Table1323[[#This Row],[Lamp / Luminaire Category]]=\"No eligible rebate\",(Table1323[[#This Row],[Baseline W defined by user]]-Table1323[[#This Row],[Retrofit W defined by user (no rebate)]]),Table1323[[#This Row],[Assumed Baseline W by source]]-Table1323[[#This Row],[LED Luminaire W by rebate]]),IF(AND(IF(Table1323[[#This Row],[Assumed hours from space type]]=\"user defined\",Table1323[[#This Row],[Baseline Operating hours]],Table1323[[#This Row],[Assumed hours from space type]])<(3600/0.8),OR(Table1323[[#This Row],[Automatic Controls?]]=\"Fixture integrated occupancy sensor\",Table1323[[#This Row],[Automatic Controls?]]=\"Ceiling / wall mounted occupancy sensor\")),IF(Table1323[[#This Row],[Lamp / Luminaire Category]]=\"No eligible rebate\",Table1323[[#This Row],[Baseline W defined by user]],Table1323[[#This Row],[Assumed Baseline W by source]])))))*Table1323[[#This Row],[Quantity of luminaires]]/1000,\"\")","v":""},{"$f":"Table1323[[#This Row],[LED lamp/luminaire retrofit part '#]]","v":0},{"$f":"IF(Table1323[[#This Row],[Rebate Unit]]=\"per lamp\",INDEX(Table1[Number of Lamps],MATCH(Table1323[[#This Row],[Lamp / Luminaire Category]]&Table1323[[#This Row],[Rebate Category]],Table1[PrescribedSource - Rebate ID],0)),1)*Table1323[[#This Row],[Quantity of luminaires]]","v":0},{"$f":"IFERROR(IF(Table1323[[#This Row],[Lamp / Luminaire Category]]=\"No eligible rebate\",\"no eligible rebate\",INDEX(Table1[BC Hydro xRM ECM],MATCH(Table1323[[#This Row],[Lamp / Luminaire Category]]&Table1323[[#This Row],[Rebate Category]],Table1[PrescribedSource - Rebate ID],0))),\"\")","v":""}]
[null,{"$f":"IF(Table1323[[#This Row],[Space Type]]=\"\",\"\",\"L-\"&ROW(135:135))","v":""},null,null,null,null,null,null,null,{"$f":"IFERROR(IF(Table1323[[#This Row],[Space Type]]=\"\",\"\",IF(Table1323[[#This Row],[Lamp / Luminaire Category]]=\"No eligible rebate\",\"\",IF(Table1323[[#This Row],[Rebate Category]]=\"\",\"select rebate\",INDEX(Table1[Actual Baseline W],MATCH(Table1323[[#This Row],[Lamp / Luminaire Category]]&Table1323[[#This Row],[Rebate Category]],Table1[PrescribedSource - Rebate ID],0))))),\"\")","v":""},{"$f":"IFERROR(IF(Table1323[[#This Row],[No]]=\"\",\"\",IF(Table1323[[#This Row],[Space Type]]=\"\",\"select Space Type\",IF(Table1323[[#This Row],[Baseline Operating hours]]<>\"\",\"user defined\",INDEX(Table5[Hours],MATCH(Table1323[[#This Row],[Space Type]],Table5[Space Type],0))))),\"\")","v":""},null,{"$f":"IFERROR(INDEX(Table1[Rebate],MATCH(Table1323[[#This Row],[Lamp / Luminaire Category]]&Table1323[[#This Row],[Rebate Category]],Table1[PrescribedSource - Rebate ID],0)),\"\")","v":""},{"$f":"IFERROR(INDEX(Table1[Rebate Unit],MATCH(Table1323[[#This Row],[Lamp / Luminaire Category]]&Table1323[[#This Row],[Rebate Category]],Table1[PrescribedSource - Rebate ID],0)),\"\")","v":""},null,{"$f":"IFERROR(IF(Table1323[[#This Row],[Lamp / Luminaire Category]]=\"No eligible rebate\",\"no rebate\",INDEX(Table1[Retrofit W],MATCH(Table1323[[#This Row],[Lamp / Luminaire Category]]&Table1323[[#This Row],[Rebate Category]],Table1[PrescribedSource - Rebate ID],0))),\"\")","v":""},null,null,null,{"$f":"IFERROR(INDEX(Table1[Rebate],MATCH(Table1323[[#This Row],[Lamp / Luminaire Category]]&Table1323[[#This Row],[Rebate Category]],Table1[PrescribedSource - Rebate ID],0))*Table1323[[#This Row],[Quantity of luminaires]],0)","v":0},{"$f":"IF(OR(Table1323[[#This Row],[Automatic Controls?]]=\"Fixture integrated Occupancy / Daylight Harvesting sensor\",Table1323[[#This Row],[Automatic Controls?]]=\"Ceiling / wall mounted Occupancy / Daylight Harvesting sensor\",Table1323[[#This Row],[Automatic Controls?]]=\"Timer\"),45*Table1323[[#This Row],[Number of occupancy sensors]],\"\")","v":""},{"$f":"IFERROR(IF(Table1323[[#This Row],[Controls Rebate]]=\"\",0,Table1323[[#This Row],[Controls Rebate]])+Table1323[[#This Row],[Lighting Rebate]],\"\")","v":0},{"$f":"IFERROR(INDEX(Table1[Rebate Savings],MATCH(Table1323[[#This Row],[Lamp / Luminaire Category]]&Table1323[[#This Row],[Rebate Category]],Table1[PrescribedSource - Rebate ID],0))*Table1323[[#This Row],[Quantity of luminaires]]/1000,0)","v":0},{"$f":"IFERROR(Table1323[[#This Row],[Rebate kW Savings]]*IF(Table1323[[#This Row],[Assumed hours from space type]]=\"user defined\",Table1323[[#This Row],[Baseline Operating hours]],Table1323[[#This Row],[Assumed hours from space type]]),0)","v":0},{"$f":"IF(OR(Table1323[[#This Row],[Automatic Controls?]]=\"Fixture integrated occupancy sensor\",Table1323[[#This Row],[Automatic Controls?]]=\"Ceiling / wall mounted occupancy sensor\"),Table1323[[#This Row],[Quantity of luminaires]]*IF(Table1323[[#This Row],[Rebate Category]]<>\"\",INDEX(Table1[Retrofit W],MATCH(Table1323[[#This Row],[Rebate Category]],Table1[BC Hydro Rebate Category],0)),Table1323[[#This Row],[Retrofit W defined by user (no rebate)]])/1000*IF(Table1323[[#This Row],[Assumed hours from space type]]=\"user defined\",Table1323[[#This Row],[Baseline Operating hours]],Table1323[[#This Row],[Assumed hours from space type]])*0.2,0)","v":0},{"$f":"Table1323[[#This Row],[Rebate kWh savings]]+Table1323[[#This Row],[Controls Rebate kWh Savings]]","v":0},{"$f":"IFERROR(IF(Table1323[[#This Row],[Quantity of luminaires]]=\"\",\"\",IF(Table1323[[#This Row],[Lamp / Luminaire Category]]=\"No eligible rebate\",(Table1323[[#This Row],[Baseline W defined by user]]-Table1323[[#This Row],[Retrofit W defined by user (no rebate)]])*Table1323[[#This Row],[Quantity of luminaires]]/1000,(Table1323[[#This Row],[Assumed Baseline W by source]]-Table1323[[#This Row],[LED Luminaire W by rebate]])*Table1323[[#This Row],[Quantity of luminaires]]/1000)),0)","v":""},{"$f":"IFERROR(IF(Table1323[[#This Row],[Lamp / Luminaire Category]]=\"No eligible rebate\",Table1323[[#This Row],[Quantity of luminaires]]*(Table1323[[#This Row],[Baseline W defined by user]]-Table1323[[#This Row],[Retrofit W defined by user (no rebate)]])/1000*IF(Table1323[[#This Row],[Assumed hours from space type]]=\"user defined\",Table1323[[#This Row],[Baseline Operating hours]],Table1323[[#This Row],[Assumed hours from space type]])+Table1323[[#This Row],[Controls Rebate kWh Savings]],Table1323[[#This Row],[Quantity of luminaires]]*(INDEX(Table1[Actual Baseline W],MATCH(Table1323[[#This Row],[Lamp / Luminaire Category]]&Table1323[[#This Row],[Rebate Category]],Table1[PrescribedSource - Rebate ID],0))/1000-Table1323[[#This Row],[LED Luminaire W by rebate]]/1000)*IF(Table1323[[#This Row],[Assumed hours from space type]]=\"user defined\",Table1323[[#This Row],[Baseline Operating hours]],Table1323[[#This Row],[Assumed hours from space type]])+Table1323[[#This Row],[Controls Rebate kWh Savings]]),0)","v":0},{"$f":"IFERROR(IF(Table1323[[#This Row],[Rebate kW Savings]]=0,Table1323[[#This Row],[Demand Savings, kW]],INDEX(Table1[Actual Savings],MATCH(Table1323[[#This Row],[Lamp / Luminaire Category]]&Table1323[[#This Row],[Rebate Category]],Table1[PrescribedSource - Rebate ID],0))*Table1323[[#This Row],[Quantity of luminaires]]/1000),0)","v":""},{"$f":"IFERROR(Table1323[[#This Row],[BC Housing Site kW Savings]]*IF(Table1323[[#This Row],[Assumed hours from space type]]=\"user defined\",Table1323[[#This Row],[Baseline Operating hours]],Table1323[[#This Row],[Assumed hours from space type]])+Table1323[[#This Row],[Controls Rebate kWh Savings]],0)","v":0},{"$f":"IFERROR(IF(Table1323[[#This Row],[Lamp / Luminaire Category]]=\"No eligible rebate\",Table1323[[#This Row],[Lighting Technology]]&\" retrofit with no rebate\",Table1323[[#This Row],[Rebate Category]]),\"\")","v":0},{"$f":"IF(Table1323[[#This Row],[Lamp / Luminaire Category]]=\"No eligible rebate\",1,0)","v":0},{"$f":"IFERROR(IF(IF(Table1323[[#This Row],[Assumed hours from space type]]=\"user defined\",Table1323[[#This Row],[Baseline Operating hours]],Table1323[[#This Row],[Assumed hours from space type]])<3600,0,IF(AND(IF(Table1323[[#This Row],[Assumed hours from space type]]=\"user defined\",Table1323[[#This Row],[Baseline Operating hours]],Table1323[[#This Row],[Assumed hours from space type]])>=3600,OR(Table1323[[#This Row],[Automatic Controls?]]=\"None\",Table1323[[#This Row],[Automatic Controls?]]=\"\")),IF(Table1323[[#This Row],[Lamp / Luminaire Category]]=\"No eligible rebate\",Table1323[[#This Row],[Baseline W defined by user]]-Table1323[[#This Row],[Retrofit W defined by user (no rebate)]],Table1323[[#This Row],[Assumed Baseline W by source]]-Table1323[[#This Row],[LED Luminaire W by rebate]]),IF(AND(IF(Table1323[[#This Row],[Assumed hours from space type]]=\"user defined\",Table1323[[#This Row],[Baseline Operating hours]],Table1323[[#This Row],[Assumed hours from space type]])>=(3600/0.8),OR(Table1323[[#This Row],[Automatic Controls?]]=\"Fixture integrated occupancy sensor\",Table1323[[#This Row],[Automatic Controls?]]=\"Ceiling / wall mounted occupancy sensor\")),IF(Table1323[[#This Row],[Lamp / Luminaire Category]]=\"No eligible rebate\",(Table1323[[#This Row],[Baseline W defined by user]]-Table1323[[#This Row],[Retrofit W defined by user (no rebate)]]),Table1323[[#This Row],[Assumed Baseline W by source]]-Table1323[[#This Row],[LED Luminaire W by rebate]]),IF(AND(IF(Table1323[[#This Row],[Assumed hours from space type]]=\"user defined\",Table1323[[#This Row],[Baseline Operating hours]],Table1323[[#This Row],[Assumed hours from space type]])<(3600/0.8),OR(Table1323[[#This Row],[Automatic Controls?]]=\"Fixture integrated occupancy sensor\",Table1323[[#This Row],[Automatic Controls?]]=\"Ceiling / wall mounted occupancy sensor\")),IF(Table1323[[#This Row],[Lamp / Luminaire Category]]=\"No eligible rebate\",Table1323[[#This Row],[Baseline W defined by user]],Table1323[[#This Row],[Assumed Baseline W by source]])))))*Table1323[[#This Row],[Quantity of luminaires]]/1000,\"\")","v":""},{"$f":"Table1323[[#This Row],[LED lamp/luminaire retrofit part '#]]","v":0},{"$f":"IF(Table1323[[#This Row],[Rebate Unit]]=\"per lamp\",INDEX(Table1[Number of Lamps],MATCH(Table1323[[#This Row],[Lamp / Luminaire Category]]&Table1323[[#This Row],[Rebate Category]],Table1[PrescribedSource - Rebate ID],0)),1)*Table1323[[#This Row],[Quantity of luminaires]]","v":0},{"$f":"IFERROR(IF(Table1323[[#This Row],[Lamp / Luminaire Category]]=\"No eligible rebate\",\"no eligible rebate\",INDEX(Table1[BC Hydro xRM ECM],MATCH(Table1323[[#This Row],[Lamp / Luminaire Category]]&Table1323[[#This Row],[Rebate Category]],Table1[PrescribedSource - Rebate ID],0))),\"\")","v":""}]
[null,{"$f":"IF(Table1323[[#This Row],[Space Type]]=\"\",\"\",\"L-\"&ROW(136:136))","v":""},null,null,null,null,null,null,null,{"$f":"IFERROR(IF(Table1323[[#This Row],[Space Type]]=\"\",\"\",IF(Table1323[[#This Row],[Lamp / Luminaire Category]]=\"No eligible rebate\",\"\",IF(Table1323[[#This Row],[Rebate Category]]=\"\",\"select rebate\",INDEX(Table1[Actual Baseline W],MATCH(Table1323[[#This Row],[Lamp / Luminaire Category]]&Table1323[[#This Row],[Rebate Category]],Table1[PrescribedSource - Rebate ID],0))))),\"\")","v":""},{"$f":"IFERROR(IF(Table1323[[#This Row],[No]]=\"\",\"\",IF(Table1323[[#This Row],[Space Type]]=\"\",\"select Space Type\",IF(Table1323[[#This Row],[Baseline Operating hours]]<>\"\",\"user defined\",INDEX(Table5[Hours],MATCH(Table1323[[#This Row],[Space Type]],Table5[Space Type],0))))),\"\")","v":""},null,{"$f":"IFERROR(INDEX(Table1[Rebate],MATCH(Table1323[[#This Row],[Lamp / Luminaire Category]]&Table1323[[#This Row],[Rebate Category]],Table1[PrescribedSource - Rebate ID],0)),\"\")","v":""},{"$f":"IFERROR(INDEX(Table1[Rebate Unit],MATCH(Table1323[[#This Row],[Lamp / Luminaire Category]]&Table1323[[#This Row],[Rebate Category]],Table1[PrescribedSource - Rebate ID],0)),\"\")","v":""},null,{"$f":"IFERROR(IF(Table1323[[#This Row],[Lamp / Luminaire Category]]=\"No eligible rebate\",\"no rebate\",INDEX(Table1[Retrofit W],MATCH(Table1323[[#This Row],[Lamp / Luminaire Category]]&Table1323[[#This Row],[Rebate Category]],Table1[PrescribedSource - Rebate ID],0))),\"\")","v":""},null,null,null,{"$f":"IFERROR(INDEX(Table1[Rebate],MATCH(Table1323[[#This Row],[Lamp / Luminaire Category]]&Table1323[[#This Row],[Rebate Category]],Table1[PrescribedSource - Rebate ID],0))*Table1323[[#This Row],[Quantity of luminaires]],0)","v":0},{"$f":"IF(OR(Table1323[[#This Row],[Automatic Controls?]]=\"Fixture integrated Occupancy / Daylight Harvesting sensor\",Table1323[[#This Row],[Automatic Controls?]]=\"Ceiling / wall mounted Occupancy / Daylight Harvesting sensor\",Table1323[[#This Row],[Automatic Controls?]]=\"Timer\"),45*Table1323[[#This Row],[Number of occupancy sensors]],\"\")","v":""},{"$f":"IFERROR(IF(Table1323[[#This Row],[Controls Rebate]]=\"\",0,Table1323[[#This Row],[Controls Rebate]])+Table1323[[#This Row],[Lighting Rebate]],\"\")","v":0},{"$f":"IFERROR(INDEX(Table1[Rebate Savings],MATCH(Table1323[[#This Row],[Lamp / Luminaire Category]]&Table1323[[#This Row],[Rebate Category]],Table1[PrescribedSource - Rebate ID],0))*Table1323[[#This Row],[Quantity of luminaires]]/1000,0)","v":0},{"$f":"IFERROR(Table1323[[#This Row],[Rebate kW Savings]]*IF(Table1323[[#This Row],[Assumed hours from space type]]=\"user defined\",Table1323[[#This Row],[Baseline Operating hours]],Table1323[[#This Row],[Assumed hours from space type]]),0)","v":0},{"$f":"IF(OR(Table1323[[#This Row],[Automatic Controls?]]=\"Fixture integrated occupancy sensor\",Table1323[[#This Row],[Automatic Controls?]]=\"Ceiling / wall mounted occupancy sensor\"),Table1323[[#This Row],[Quantity of luminaires]]*IF(Table1323[[#This Row],[Rebate Category]]<>\"\",INDEX(Table1[Retrofit W],MATCH(Table1323[[#This Row],[Rebate Category]],Table1[BC Hydro Rebate Category],0)),Table1323[[#This Row],[Retrofit W defined by user (no rebate)]])/1000*IF(Table1323[[#This Row],[Assumed hours from space type]]=\"user defined\",Table1323[[#This Row],[Baseline Operating hours]],Table1323[[#This Row],[Assumed hours from space type]])*0.2,0)","v":0},{"$f":"Table1323[[#This Row],[Rebate kWh savings]]+Table1323[[#This Row],[Controls Rebate kWh Savings]]","v":0},{"$f":"IFERROR(IF(Table1323[[#This Row],[Quantity of luminaires]]=\"\",\"\",IF(Table1323[[#This Row],[Lamp / Luminaire Category]]=\"No eligible rebate\",(Table1323[[#This Row],[Baseline W defined by user]]-Table1323[[#This Row],[Retrofit W defined by user (no rebate)]])*Table1323[[#This Row],[Quantity of luminaires]]/1000,(Table1323[[#This Row],[Assumed Baseline W by source]]-Table1323[[#This Row],[LED Luminaire W by rebate]])*Table1323[[#This Row],[Quantity of luminaires]]/1000)),0)","v":""},{"$f":"IFERROR(IF(Table1323[[#This Row],[Lamp / Luminaire Category]]=\"No eligible rebate\",Table1323[[#This Row],[Quantity of luminaires]]*(Table1323[[#This Row],[Baseline W defined by user]]-Table1323[[#This Row],[Retrofit W defined by user (no rebate)]])/1000*IF(Table1323[[#This Row],[Assumed hours from space type]]=\"user defined\",Table1323[[#This Row],[Baseline Operating hours]],Table1323[[#This Row],[Assumed hours from space type]])+Table1323[[#This Row],[Controls Rebate kWh Savings]],Table1323[[#This Row],[Quantity of luminaires]]*(INDEX(Table1[Actual Baseline W],MATCH(Table1323[[#This Row],[Lamp / Luminaire Category]]&Table1323[[#This Row],[Rebate Category]],Table1[PrescribedSource - Rebate ID],0))/1000-Table1323[[#This Row],[LED Luminaire W by rebate]]/1000)*IF(Table1323[[#This Row],[Assumed hours from space type]]=\"user defined\",Table1323[[#This Row],[Baseline Operating hours]],Table1323[[#This Row],[Assumed hours from space type]])+Table1323[[#This Row],[Controls Rebate kWh Savings]]),0)","v":0},{"$f":"IFERROR(IF(Table1323[[#This Row],[Rebate kW Savings]]=0,Table1323[[#This Row],[Demand Savings, kW]],INDEX(Table1[Actual Savings],MATCH(Table1323[[#This Row],[Lamp / Luminaire Category]]&Table1323[[#This Row],[Rebate Category]],Table1[PrescribedSource - Rebate ID],0))*Table1323[[#This Row],[Quantity of luminaires]]/1000),0)","v":""},{"$f":"IFERROR(Table1323[[#This Row],[BC Housing Site kW Savings]]*IF(Table1323[[#This Row],[Assumed hours from space type]]=\"user defined\",Table1323[[#This Row],[Baseline Operating hours]],Table1323[[#This Row],[Assumed hours from space type]])+Table1323[[#This Row],[Controls Rebate kWh Savings]],0)","v":0},{"$f":"IFERROR(IF(Table1323[[#This Row],[Lamp / Luminaire Category]]=\"No eligible rebate\",Table1323[[#This Row],[Lighting Technology]]&\" retrofit with no rebate\",Table1323[[#This Row],[Rebate Category]]),\"\")","v":0},{"$f":"IF(Table1323[[#This Row],[Lamp / Luminaire Category]]=\"No eligible rebate\",1,0)","v":0},{"$f":"IFERROR(IF(IF(Table1323[[#This Row],[Assumed hours from space type]]=\"user defined\",Table1323[[#This Row],[Baseline Operating hours]],Table1323[[#This Row],[Assumed hours from space type]])<3600,0,IF(AND(IF(Table1323[[#This Row],[Assumed hours from space type]]=\"user defined\",Table1323[[#This Row],[Baseline Operating hours]],Table1323[[#This Row],[Assumed hours from space type]])>=3600,OR(Table1323[[#This Row],[Automatic Controls?]]=\"None\",Table1323[[#This Row],[Automatic Controls?]]=\"\")),IF(Table1323[[#This Row],[Lamp / Luminaire Category]]=\"No eligible rebate\",Table1323[[#This Row],[Baseline W defined by user]]-Table1323[[#This Row],[Retrofit W defined by user (no rebate)]],Table1323[[#This Row],[Assumed Baseline W by source]]-Table1323[[#This Row],[LED Luminaire W by rebate]]),IF(AND(IF(Table1323[[#This Row],[Assumed hours from space type]]=\"user defined\",Table1323[[#This Row],[Baseline Operating hours]],Table1323[[#This Row],[Assumed hours from space type]])>=(3600/0.8),OR(Table1323[[#This Row],[Automatic Controls?]]=\"Fixture integrated occupancy sensor\",Table1323[[#This Row],[Automatic Controls?]]=\"Ceiling / wall mounted occupancy sensor\")),IF(Table1323[[#This Row],[Lamp / Luminaire Category]]=\"No eligible rebate\",(Table1323[[#This Row],[Baseline W defined by user]]-Table1323[[#This Row],[Retrofit W defined by user (no rebate)]]),Table1323[[#This Row],[Assumed Baseline W by source]]-Table1323[[#This Row],[LED Luminaire W by rebate]]),IF(AND(IF(Table1323[[#This Row],[Assumed hours from space type]]=\"user defined\",Table1323[[#This Row],[Baseline Operating hours]],Table1323[[#This Row],[Assumed hours from space type]])<(3600/0.8),OR(Table1323[[#This Row],[Automatic Controls?]]=\"Fixture integrated occupancy sensor\",Table1323[[#This Row],[Automatic Controls?]]=\"Ceiling / wall mounted occupancy sensor\")),IF(Table1323[[#This Row],[Lamp / Luminaire Category]]=\"No eligible rebate\",Table1323[[#This Row],[Baseline W defined by user]],Table1323[[#This Row],[Assumed Baseline W by source]])))))*Table1323[[#This Row],[Quantity of luminaires]]/1000,\"\")","v":""},{"$f":"Table1323[[#This Row],[LED lamp/luminaire retrofit part '#]]","v":0},{"$f":"IF(Table1323[[#This Row],[Rebate Unit]]=\"per lamp\",INDEX(Table1[Number of Lamps],MATCH(Table1323[[#This Row],[Lamp / Luminaire Category]]&Table1323[[#This Row],[Rebate Category]],Table1[PrescribedSource - Rebate ID],0)),1)*Table1323[[#This Row],[Quantity of luminaires]]","v":0},{"$f":"IFERROR(IF(Table1323[[#This Row],[Lamp / Luminaire Category]]=\"No eligible rebate\",\"no eligible rebate\",INDEX(Table1[BC Hydro xRM ECM],MATCH(Table1323[[#This Row],[Lamp / Luminaire Category]]&Table1323[[#This Row],[Rebate Category]],Table1[PrescribedSource - Rebate ID],0))),\"\")","v":""}]
[null,{"$f":"IF(Table1323[[#This Row],[Space Type]]=\"\",\"\",\"L-\"&ROW(137:137))","v":""},null,null,null,null,null,null,null,{"$f":"IFERROR(IF(Table1323[[#This Row],[Space Type]]=\"\",\"\",IF(Table1323[[#This Row],[Lamp / Luminaire Category]]=\"No eligible rebate\",\"\",IF(Table1323[[#This Row],[Rebate Category]]=\"\",\"select rebate\",INDEX(Table1[Actual Baseline W],MATCH(Table1323[[#This Row],[Lamp / Luminaire Category]]&Table1323[[#This Row],[Rebate Category]],Table1[PrescribedSource - Rebate ID],0))))),\"\")","v":""},{"$f":"IFERROR(IF(Table1323[[#This Row],[No]]=\"\",\"\",IF(Table1323[[#This Row],[Space Type]]=\"\",\"select Space Type\",IF(Table1323[[#This Row],[Baseline Operating hours]]<>\"\",\"user defined\",INDEX(Table5[Hours],MATCH(Table1323[[#This Row],[Space Type]],Table5[Space Type],0))))),\"\")","v":""},null,{"$f":"IFERROR(INDEX(Table1[Rebate],MATCH(Table1323[[#This Row],[Lamp / Luminaire Category]]&Table1323[[#This Row],[Rebate Category]],Table1[PrescribedSource - Rebate ID],0)),\"\")","v":""},{"$f":"IFERROR(INDEX(Table1[Rebate Unit],MATCH(Table1323[[#This Row],[Lamp / Luminaire Category]]&Table1323[[#This Row],[Rebate Category]],Table1[PrescribedSource - Rebate ID],0)),\"\")","v":""},null,{"$f":"IFERROR(IF(Table1323[[#This Row],[Lamp / Luminaire Category]]=\"No eligible rebate\",\"no rebate\",INDEX(Table1[Retrofit W],MATCH(Table1323[[#This Row],[Lamp / Luminaire Category]]&Table1323[[#This Row],[Rebate Category]],Table1[PrescribedSource - Rebate ID],0))),\"\")","v":""},null,null,null,{"$f":"IFERROR(INDEX(Table1[Rebate],MATCH(Table1323[[#This Row],[Lamp / Luminaire Category]]&Table1323[[#This Row],[Rebate Category]],Table1[PrescribedSource - Rebate ID],0))*Table1323[[#This Row],[Quantity of luminaires]],0)","v":0},{"$f":"IF(OR(Table1323[[#This Row],[Automatic Controls?]]=\"Fixture integrated Occupancy / Daylight Harvesting sensor\",Table1323[[#This Row],[Automatic Controls?]]=\"Ceiling / wall mounted Occupancy / Daylight Harvesting sensor\",Table1323[[#This Row],[Automatic Controls?]]=\"Timer\"),45*Table1323[[#This Row],[Number of occupancy sensors]],\"\")","v":""},{"$f":"IFERROR(IF(Table1323[[#This Row],[Controls Rebate]]=\"\",0,Table1323[[#This Row],[Controls Rebate]])+Table1323[[#This Row],[Lighting Rebate]],\"\")","v":0},{"$f":"IFERROR(INDEX(Table1[Rebate Savings],MATCH(Table1323[[#This Row],[Lamp / Luminaire Category]]&Table1323[[#This Row],[Rebate Category]],Table1[PrescribedSource - Rebate ID],0))*Table1323[[#This Row],[Quantity of luminaires]]/1000,0)","v":0},{"$f":"IFERROR(Table1323[[#This Row],[Rebate kW Savings]]*IF(Table1323[[#This Row],[Assumed hours from space type]]=\"user defined\",Table1323[[#This Row],[Baseline Operating hours]],Table1323[[#This Row],[Assumed hours from space type]]),0)","v":0},{"$f":"IF(OR(Table1323[[#This Row],[Automatic Controls?]]=\"Fixture integrated occupancy sensor\",Table1323[[#This Row],[Automatic Controls?]]=\"Ceiling / wall mounted occupancy sensor\"),Table1323[[#This Row],[Quantity of luminaires]]*IF(Table1323[[#This Row],[Rebate Category]]<>\"\",INDEX(Table1[Retrofit W],MATCH(Table1323[[#This Row],[Rebate Category]],Table1[BC Hydro Rebate Category],0)),Table1323[[#This Row],[Retrofit W defined by user (no rebate)]])/1000*IF(Table1323[[#This Row],[Assumed hours from space type]]=\"user defined\",Table1323[[#This Row],[Baseline Operating hours]],Table1323[[#This Row],[Assumed hours from space type]])*0.2,0)","v":0},{"$f":"Table1323[[#This Row],[Rebate kWh savings]]+Table1323[[#This Row],[Controls Rebate kWh Savings]]","v":0},{"$f":"IFERROR(IF(Table1323[[#This Row],[Quantity of luminaires]]=\"\",\"\",IF(Table1323[[#This Row],[Lamp / Luminaire Category]]=\"No eligible rebate\",(Table1323[[#This Row],[Baseline W defined by user]]-Table1323[[#This Row],[Retrofit W defined by user (no rebate)]])*Table1323[[#This Row],[Quantity of luminaires]]/1000,(Table1323[[#This Row],[Assumed Baseline W by source]]-Table1323[[#This Row],[LED Luminaire W by rebate]])*Table1323[[#This Row],[Quantity of luminaires]]/1000)),0)","v":""},{"$f":"IFERROR(IF(Table1323[[#This Row],[Lamp / Luminaire Category]]=\"No eligible rebate\",Table1323[[#This Row],[Quantity of luminaires]]*(Table1323[[#This Row],[Baseline W defined by user]]-Table1323[[#This Row],[Retrofit W defined by user (no rebate)]])/1000*IF(Table1323[[#This Row],[Assumed hours from space type]]=\"user defined\",Table1323[[#This Row],[Baseline Operating hours]],Table1323[[#This Row],[Assumed hours from space type]])+Table1323[[#This Row],[Controls Rebate kWh Savings]],Table1323[[#This Row],[Quantity of luminaires]]*(INDEX(Table1[Actual Baseline W],MATCH(Table1323[[#This Row],[Lamp / Luminaire Category]]&Table1323[[#This Row],[Rebate Category]],Table1[PrescribedSource - Rebate ID],0))/1000-Table1323[[#This Row],[LED Luminaire W by rebate]]/1000)*IF(Table1323[[#This Row],[Assumed hours from space type]]=\"user defined\",Table1323[[#This Row],[Baseline Operating hours]],Table1323[[#This Row],[Assumed hours from space type]])+Table1323[[#This Row],[Controls Rebate kWh Savings]]),0)","v":0},{"$f":"IFERROR(IF(Table1323[[#This Row],[Rebate kW Savings]]=0,Table1323[[#This Row],[Demand Savings, kW]],INDEX(Table1[Actual Savings],MATCH(Table1323[[#This Row],[Lamp / Luminaire Category]]&Table1323[[#This Row],[Rebate Category]],Table1[PrescribedSource - Rebate ID],0))*Table1323[[#This Row],[Quantity of luminaires]]/1000),0)","v":""},{"$f":"IFERROR(Table1323[[#This Row],[BC Housing Site kW Savings]]*IF(Table1323[[#This Row],[Assumed hours from space type]]=\"user defined\",Table1323[[#This Row],[Baseline Operating hours]],Table1323[[#This Row],[Assumed hours from space type]])+Table1323[[#This Row],[Controls Rebate kWh Savings]],0)","v":0},{"$f":"IFERROR(IF(Table1323[[#This Row],[Lamp / Luminaire Category]]=\"No eligible rebate\",Table1323[[#This Row],[Lighting Technology]]&\" retrofit with no rebate\",Table1323[[#This Row],[Rebate Category]]),\"\")","v":0},{"$f":"IF(Table1323[[#This Row],[Lamp / Luminaire Category]]=\"No eligible rebate\",1,0)","v":0},{"$f":"IFERROR(IF(IF(Table1323[[#This Row],[Assumed hours from space type]]=\"user defined\",Table1323[[#This Row],[Baseline Operating hours]],Table1323[[#This Row],[Assumed hours from space type]])<3600,0,IF(AND(IF(Table1323[[#This Row],[Assumed hours from space type]]=\"user defined\",Table1323[[#This Row],[Baseline Operating hours]],Table1323[[#This Row],[Assumed hours from space type]])>=3600,OR(Table1323[[#This Row],[Automatic Controls?]]=\"None\",Table1323[[#This Row],[Automatic Controls?]]=\"\")),IF(Table1323[[#This Row],[Lamp / Luminaire Category]]=\"No eligible rebate\",Table1323[[#This Row],[Baseline W defined by user]]-Table1323[[#This Row],[Retrofit W defined by user (no rebate)]],Table1323[[#This Row],[Assumed Baseline W by source]]-Table1323[[#This Row],[LED Luminaire W by rebate]]),IF(AND(IF(Table1323[[#This Row],[Assumed hours from space type]]=\"user defined\",Table1323[[#This Row],[Baseline Operating hours]],Table1323[[#This Row],[Assumed hours from space type]])>=(3600/0.8),OR(Table1323[[#This Row],[Automatic Controls?]]=\"Fixture integrated occupancy sensor\",Table1323[[#This Row],[Automatic Controls?]]=\"Ceiling / wall mounted occupancy sensor\")),IF(Table1323[[#This Row],[Lamp / Luminaire Category]]=\"No eligible rebate\",(Table1323[[#This Row],[Baseline W defined by user]]-Table1323[[#This Row],[Retrofit W defined by user (no rebate)]]),Table1323[[#This Row],[Assumed Baseline W by source]]-Table1323[[#This Row],[LED Luminaire W by rebate]]),IF(AND(IF(Table1323[[#This Row],[Assumed hours from space type]]=\"user defined\",Table1323[[#This Row],[Baseline Operating hours]],Table1323[[#This Row],[Assumed hours from space type]])<(3600/0.8),OR(Table1323[[#This Row],[Automatic Controls?]]=\"Fixture integrated occupancy sensor\",Table1323[[#This Row],[Automatic Controls?]]=\"Ceiling / wall mounted occupancy sensor\")),IF(Table1323[[#This Row],[Lamp / Luminaire Category]]=\"No eligible rebate\",Table1323[[#This Row],[Baseline W defined by user]],Table1323[[#This Row],[Assumed Baseline W by source]])))))*Table1323[[#This Row],[Quantity of luminaires]]/1000,\"\")","v":""},{"$f":"Table1323[[#This Row],[LED lamp/luminaire retrofit part '#]]","v":0},{"$f":"IF(Table1323[[#This Row],[Rebate Unit]]=\"per lamp\",INDEX(Table1[Number of Lamps],MATCH(Table1323[[#This Row],[Lamp / Luminaire Category]]&Table1323[[#This Row],[Rebate Category]],Table1[PrescribedSource - Rebate ID],0)),1)*Table1323[[#This Row],[Quantity of luminaires]]","v":0},{"$f":"IFERROR(IF(Table1323[[#This Row],[Lamp / Luminaire Category]]=\"No eligible rebate\",\"no eligible rebate\",INDEX(Table1[BC Hydro xRM ECM],MATCH(Table1323[[#This Row],[Lamp / Luminaire Category]]&Table1323[[#This Row],[Rebate Category]],Table1[PrescribedSource - Rebate ID],0))),\"\")","v":""}]
[null,{"$f":"IF(Table1323[[#This Row],[Space Type]]=\"\",\"\",\"L-\"&ROW(138:138))","v":""},null,null,null,null,null,null,null,{"$f":"IFERROR(IF(Table1323[[#This Row],[Space Type]]=\"\",\"\",IF(Table1323[[#This Row],[Lamp / Luminaire Category]]=\"No eligible rebate\",\"\",IF(Table1323[[#This Row],[Rebate Category]]=\"\",\"select rebate\",INDEX(Table1[Actual Baseline W],MATCH(Table1323[[#This Row],[Lamp / Luminaire Category]]&Table1323[[#This Row],[Rebate Category]],Table1[PrescribedSource - Rebate ID],0))))),\"\")","v":""},{"$f":"IFERROR(IF(Table1323[[#This Row],[No]]=\"\",\"\",IF(Table1323[[#This Row],[Space Type]]=\"\",\"select Space Type\",IF(Table1323[[#This Row],[Baseline Operating hours]]<>\"\",\"user defined\",INDEX(Table5[Hours],MATCH(Table1323[[#This Row],[Space Type]],Table5[Space Type],0))))),\"\")","v":""},null,{"$f":"IFERROR(INDEX(Table1[Rebate],MATCH(Table1323[[#This Row],[Lamp / Luminaire Category]]&Table1323[[#This Row],[Rebate Category]],Table1[PrescribedSource - Rebate ID],0)),\"\")","v":""},{"$f":"IFERROR(INDEX(Table1[Rebate Unit],MATCH(Table1323[[#This Row],[Lamp / Luminaire Category]]&Table1323[[#This Row],[Rebate Category]],Table1[PrescribedSource - Rebate ID],0)),\"\")","v":""},null,{"$f":"IFERROR(IF(Table1323[[#This Row],[Lamp / Luminaire Category]]=\"No eligible rebate\",\"no rebate\",INDEX(Table1[Retrofit W],MATCH(Table1323[[#This Row],[Lamp / Luminaire Category]]&Table1323[[#This Row],[Rebate Category]],Table1[PrescribedSource - Rebate ID],0))),\"\")","v":""},null,null,null,{"$f":"IFERROR(INDEX(Table1[Rebate],MATCH(Table1323[[#This Row],[Lamp / Luminaire Category]]&Table1323[[#This Row],[Rebate Category]],Table1[PrescribedSource - Rebate ID],0))*Table1323[[#This Row],[Quantity of luminaires]],0)","v":0},{"$f":"IF(OR(Table1323[[#This Row],[Automatic Controls?]]=\"Fixture integrated Occupancy / Daylight Harvesting sensor\",Table1323[[#This Row],[Automatic Controls?]]=\"Ceiling / wall mounted Occupancy / Daylight Harvesting sensor\",Table1323[[#This Row],[Automatic Controls?]]=\"Timer\"),45*Table1323[[#This Row],[Number of occupancy sensors]],\"\")","v":""},{"$f":"IFERROR(IF(Table1323[[#This Row],[Controls Rebate]]=\"\",0,Table1323[[#This Row],[Controls Rebate]])+Table1323[[#This Row],[Lighting Rebate]],\"\")","v":0},{"$f":"IFERROR(INDEX(Table1[Rebate Savings],MATCH(Table1323[[#This Row],[Lamp / Luminaire Category]]&Table1323[[#This Row],[Rebate Category]],Table1[PrescribedSource - Rebate ID],0))*Table1323[[#This Row],[Quantity of luminaires]]/1000,0)","v":0},{"$f":"IFERROR(Table1323[[#This Row],[Rebate kW Savings]]*IF(Table1323[[#This Row],[Assumed hours from space type]]=\"user defined\",Table1323[[#This Row],[Baseline Operating hours]],Table1323[[#This Row],[Assumed hours from space type]]),0)","v":0},{"$f":"IF(OR(Table1323[[#This Row],[Automatic Controls?]]=\"Fixture integrated occupancy sensor\",Table1323[[#This Row],[Automatic Controls?]]=\"Ceiling / wall mounted occupancy sensor\"),Table1323[[#This Row],[Quantity of luminaires]]*IF(Table1323[[#This Row],[Rebate Category]]<>\"\",INDEX(Table1[Retrofit W],MATCH(Table1323[[#This Row],[Rebate Category]],Table1[BC Hydro Rebate Category],0)),Table1323[[#This Row],[Retrofit W defined by user (no rebate)]])/1000*IF(Table1323[[#This Row],[Assumed hours from space type]]=\"user defined\",Table1323[[#This Row],[Baseline Operating hours]],Table1323[[#This Row],[Assumed hours from space type]])*0.2,0)","v":0},{"$f":"Table1323[[#This Row],[Rebate kWh savings]]+Table1323[[#This Row],[Controls Rebate kWh Savings]]","v":0},{"$f":"IFERROR(IF(Table1323[[#This Row],[Quantity of luminaires]]=\"\",\"\",IF(Table1323[[#This Row],[Lamp / Luminaire Category]]=\"No eligible rebate\",(Table1323[[#This Row],[Baseline W defined by user]]-Table1323[[#This Row],[Retrofit W defined by user (no rebate)]])*Table1323[[#This Row],[Quantity of luminaires]]/1000,(Table1323[[#This Row],[Assumed Baseline W by source]]-Table1323[[#This Row],[LED Luminaire W by rebate]])*Table1323[[#This Row],[Quantity of luminaires]]/1000)),0)","v":""},{"$f":"IFERROR(IF(Table1323[[#This Row],[Lamp / Luminaire Category]]=\"No eligible rebate\",Table1323[[#This Row],[Quantity of luminaires]]*(Table1323[[#This Row],[Baseline W defined by user]]-Table1323[[#This Row],[Retrofit W defined by user (no rebate)]])/1000*IF(Table1323[[#This Row],[Assumed hours from space type]]=\"user defined\",Table1323[[#This Row],[Baseline Operating hours]],Table1323[[#This Row],[Assumed hours from space type]])+Table1323[[#This Row],[Controls Rebate kWh Savings]],Table1323[[#This Row],[Quantity of luminaires]]*(INDEX(Table1[Actual Baseline W],MATCH(Table1323[[#This Row],[Lamp / Luminaire Category]]&Table1323[[#This Row],[Rebate Category]],Table1[PrescribedSource - Rebate ID],0))/1000-Table1323[[#This Row],[LED Luminaire W by rebate]]/1000)*IF(Table1323[[#This Row],[Assumed hours from space type]]=\"user defined\",Table1323[[#This Row],[Baseline Operating hours]],Table1323[[#This Row],[Assumed hours from space type]])+Table1323[[#This Row],[Controls Rebate kWh Savings]]),0)","v":0},{"$f":"IFERROR(IF(Table1323[[#This Row],[Rebate kW Savings]]=0,Table1323[[#This Row],[Demand Savings, kW]],INDEX(Table1[Actual Savings],MATCH(Table1323[[#This Row],[Lamp / Luminaire Category]]&Table1323[[#This Row],[Rebate Category]],Table1[PrescribedSource - Rebate ID],0))*Table1323[[#This Row],[Quantity of luminaires]]/1000),0)","v":""},{"$f":"IFERROR(Table1323[[#This Row],[BC Housing Site kW Savings]]*IF(Table1323[[#This Row],[Assumed hours from space type]]=\"user defined\",Table1323[[#This Row],[Baseline Operating hours]],Table1323[[#This Row],[Assumed hours from space type]])+Table1323[[#This Row],[Controls Rebate kWh Savings]],0)","v":0},{"$f":"IFERROR(IF(Table1323[[#This Row],[Lamp / Luminaire Category]]=\"No eligible rebate\",Table1323[[#This Row],[Lighting Technology]]&\" retrofit with no rebate\",Table1323[[#This Row],[Rebate Category]]),\"\")","v":0},{"$f":"IF(Table1323[[#This Row],[Lamp / Luminaire Category]]=\"No eligible rebate\",1,0)","v":0},{"$f":"IFERROR(IF(IF(Table1323[[#This Row],[Assumed hours from space type]]=\"user defined\",Table1323[[#This Row],[Baseline Operating hours]],Table1323[[#This Row],[Assumed hours from space type]])<3600,0,IF(AND(IF(Table1323[[#This Row],[Assumed hours from space type]]=\"user defined\",Table1323[[#This Row],[Baseline Operating hours]],Table1323[[#This Row],[Assumed hours from space type]])>=3600,OR(Table1323[[#This Row],[Automatic Controls?]]=\"None\",Table1323[[#This Row],[Automatic Controls?]]=\"\")),IF(Table1323[[#This Row],[Lamp / Luminaire Category]]=\"No eligible rebate\",Table1323[[#This Row],[Baseline W defined by user]]-Table1323[[#This Row],[Retrofit W defined by user (no rebate)]],Table1323[[#This Row],[Assumed Baseline W by source]]-Table1323[[#This Row],[LED Luminaire W by rebate]]),IF(AND(IF(Table1323[[#This Row],[Assumed hours from space type]]=\"user defined\",Table1323[[#This Row],[Baseline Operating hours]],Table1323[[#This Row],[Assumed hours from space type]])>=(3600/0.8),OR(Table1323[[#This Row],[Automatic Controls?]]=\"Fixture integrated occupancy sensor\",Table1323[[#This Row],[Automatic Controls?]]=\"Ceiling / wall mounted occupancy sensor\")),IF(Table1323[[#This Row],[Lamp / Luminaire Category]]=\"No eligible rebate\",(Table1323[[#This Row],[Baseline W defined by user]]-Table1323[[#This Row],[Retrofit W defined by user (no rebate)]]),Table1323[[#This Row],[Assumed Baseline W by source]]-Table1323[[#This Row],[LED Luminaire W by rebate]]),IF(AND(IF(Table1323[[#This Row],[Assumed hours from space type]]=\"user defined\",Table1323[[#This Row],[Baseline Operating hours]],Table1323[[#This Row],[Assumed hours from space type]])<(3600/0.8),OR(Table1323[[#This Row],[Automatic Controls?]]=\"Fixture integrated occupancy sensor\",Table1323[[#This Row],[Automatic Controls?]]=\"Ceiling / wall mounted occupancy sensor\")),IF(Table1323[[#This Row],[Lamp / Luminaire Category]]=\"No eligible rebate\",Table1323[[#This Row],[Baseline W defined by user]],Table1323[[#This Row],[Assumed Baseline W by source]])))))*Table1323[[#This Row],[Quantity of luminaires]]/1000,\"\")","v":""},{"$f":"Table1323[[#This Row],[LED lamp/luminaire retrofit part '#]]","v":0},{"$f":"IF(Table1323[[#This Row],[Rebate Unit]]=\"per lamp\",INDEX(Table1[Number of Lamps],MATCH(Table1323[[#This Row],[Lamp / Luminaire Category]]&Table1323[[#This Row],[Rebate Category]],Table1[PrescribedSource - Rebate ID],0)),1)*Table1323[[#This Row],[Quantity of luminaires]]","v":0},{"$f":"IFERROR(IF(Table1323[[#This Row],[Lamp / Luminaire Category]]=\"No eligible rebate\",\"no eligible rebate\",INDEX(Table1[BC Hydro xRM ECM],MATCH(Table1323[[#This Row],[Lamp / Luminaire Category]]&Table1323[[#This Row],[Rebate Category]],Table1[PrescribedSource - Rebate ID],0))),\"\")","v":""}]
[null,{"$f":"IF(Table1323[[#This Row],[Space Type]]=\"\",\"\",\"L-\"&ROW(139:139))","v":""},null,null,null,null,null,null,null,{"$f":"IFERROR(IF(Table1323[[#This Row],[Space Type]]=\"\",\"\",IF(Table1323[[#This Row],[Lamp / Luminaire Category]]=\"No eligible rebate\",\"\",IF(Table1323[[#This Row],[Rebate Category]]=\"\",\"select rebate\",INDEX(Table1[Actual Baseline W],MATCH(Table1323[[#This Row],[Lamp / Luminaire Category]]&Table1323[[#This Row],[Rebate Category]],Table1[PrescribedSource - Rebate ID],0))))),\"\")","v":""},{"$f":"IFERROR(IF(Table1323[[#This Row],[No]]=\"\",\"\",IF(Table1323[[#This Row],[Space Type]]=\"\",\"select Space Type\",IF(Table1323[[#This Row],[Baseline Operating hours]]<>\"\",\"user defined\",INDEX(Table5[Hours],MATCH(Table1323[[#This Row],[Space Type]],Table5[Space Type],0))))),\"\")","v":""},null,{"$f":"IFERROR(INDEX(Table1[Rebate],MATCH(Table1323[[#This Row],[Lamp / Luminaire Category]]&Table1323[[#This Row],[Rebate Category]],Table1[PrescribedSource - Rebate ID],0)),\"\")","v":""},{"$f":"IFERROR(INDEX(Table1[Rebate Unit],MATCH(Table1323[[#This Row],[Lamp / Luminaire Category]]&Table1323[[#This Row],[Rebate Category]],Table1[PrescribedSource - Rebate ID],0)),\"\")","v":""},null,{"$f":"IFERROR(IF(Table1323[[#This Row],[Lamp / Luminaire Category]]=\"No eligible rebate\",\"no rebate\",INDEX(Table1[Retrofit W],MATCH(Table1323[[#This Row],[Lamp / Luminaire Category]]&Table1323[[#This Row],[Rebate Category]],Table1[PrescribedSource - Rebate ID],0))),\"\")","v":""},null,null,null,{"$f":"IFERROR(INDEX(Table1[Rebate],MATCH(Table1323[[#This Row],[Lamp / Luminaire Category]]&Table1323[[#This Row],[Rebate Category]],Table1[PrescribedSource - Rebate ID],0))*Table1323[[#This Row],[Quantity of luminaires]],0)","v":0},{"$f":"IF(OR(Table1323[[#This Row],[Automatic Controls?]]=\"Fixture integrated Occupancy / Daylight Harvesting sensor\",Table1323[[#This Row],[Automatic Controls?]]=\"Ceiling / wall mounted Occupancy / Daylight Harvesting sensor\",Table1323[[#This Row],[Automatic Controls?]]=\"Timer\"),45*Table1323[[#This Row],[Number of occupancy sensors]],\"\")","v":""},{"$f":"IFERROR(IF(Table1323[[#This Row],[Controls Rebate]]=\"\",0,Table1323[[#This Row],[Controls Rebate]])+Table1323[[#This Row],[Lighting Rebate]],\"\")","v":0},{"$f":"IFERROR(INDEX(Table1[Rebate Savings],MATCH(Table1323[[#This Row],[Lamp / Luminaire Category]]&Table1323[[#This Row],[Rebate Category]],Table1[PrescribedSource - Rebate ID],0))*Table1323[[#This Row],[Quantity of luminaires]]/1000,0)","v":0},{"$f":"IFERROR(Table1323[[#This Row],[Rebate kW Savings]]*IF(Table1323[[#This Row],[Assumed hours from space type]]=\"user defined\",Table1323[[#This Row],[Baseline Operating hours]],Table1323[[#This Row],[Assumed hours from space type]]),0)","v":0},{"$f":"IF(OR(Table1323[[#This Row],[Automatic Controls?]]=\"Fixture integrated occupancy sensor\",Table1323[[#This Row],[Automatic Controls?]]=\"Ceiling / wall mounted occupancy sensor\"),Table1323[[#This Row],[Quantity of luminaires]]*IF(Table1323[[#This Row],[Rebate Category]]<>\"\",INDEX(Table1[Retrofit W],MATCH(Table1323[[#This Row],[Rebate Category]],Table1[BC Hydro Rebate Category],0)),Table1323[[#This Row],[Retrofit W defined by user (no rebate)]])/1000*IF(Table1323[[#This Row],[Assumed hours from space type]]=\"user defined\",Table1323[[#This Row],[Baseline Operating hours]],Table1323[[#This Row],[Assumed hours from space type]])*0.2,0)","v":0},{"$f":"Table1323[[#This Row],[Rebate kWh savings]]+Table1323[[#This Row],[Controls Rebate kWh Savings]]","v":0},{"$f":"IFERROR(IF(Table1323[[#This Row],[Quantity of luminaires]]=\"\",\"\",IF(Table1323[[#This Row],[Lamp / Luminaire Category]]=\"No eligible rebate\",(Table1323[[#This Row],[Baseline W defined by user]]-Table1323[[#This Row],[Retrofit W defined by user (no rebate)]])*Table1323[[#This Row],[Quantity of luminaires]]/1000,(Table1323[[#This Row],[Assumed Baseline W by source]]-Table1323[[#This Row],[LED Luminaire W by rebate]])*Table1323[[#This Row],[Quantity of luminaires]]/1000)),0)","v":""},{"$f":"IFERROR(IF(Table1323[[#This Row],[Lamp / Luminaire Category]]=\"No eligible rebate\",Table1323[[#This Row],[Quantity of luminaires]]*(Table1323[[#This Row],[Baseline W defined by user]]-Table1323[[#This Row],[Retrofit W defined by user (no rebate)]])/1000*IF(Table1323[[#This Row],[Assumed hours from space type]]=\"user defined\",Table1323[[#This Row],[Baseline Operating hours]],Table1323[[#This Row],[Assumed hours from space type]])+Table1323[[#This Row],[Controls Rebate kWh Savings]],Table1323[[#This Row],[Quantity of luminaires]]*(INDEX(Table1[Actual Baseline W],MATCH(Table1323[[#This Row],[Lamp / Luminaire Category]]&Table1323[[#This Row],[Rebate Category]],Table1[PrescribedSource - Rebate ID],0))/1000-Table1323[[#This Row],[LED Luminaire W by rebate]]/1000)*IF(Table1323[[#This Row],[Assumed hours from space type]]=\"user defined\",Table1323[[#This Row],[Baseline Operating hours]],Table1323[[#This Row],[Assumed hours from space type]])+Table1323[[#This Row],[Controls Rebate kWh Savings]]),0)","v":0},{"$f":"IFERROR(IF(Table1323[[#This Row],[Rebate kW Savings]]=0,Table1323[[#This Row],[Demand Savings, kW]],INDEX(Table1[Actual Savings],MATCH(Table1323[[#This Row],[Lamp / Luminaire Category]]&Table1323[[#This Row],[Rebate Category]],Table1[PrescribedSource - Rebate ID],0))*Table1323[[#This Row],[Quantity of luminaires]]/1000),0)","v":""},{"$f":"IFERROR(Table1323[[#This Row],[BC Housing Site kW Savings]]*IF(Table1323[[#This Row],[Assumed hours from space type]]=\"user defined\",Table1323[[#This Row],[Baseline Operating hours]],Table1323[[#This Row],[Assumed hours from space type]])+Table1323[[#This Row],[Controls Rebate kWh Savings]],0)","v":0},{"$f":"IFERROR(IF(Table1323[[#This Row],[Lamp / Luminaire Category]]=\"No eligible rebate\",Table1323[[#This Row],[Lighting Technology]]&\" retrofit with no rebate\",Table1323[[#This Row],[Rebate Category]]),\"\")","v":0},{"$f":"IF(Table1323[[#This Row],[Lamp / Luminaire Category]]=\"No eligible rebate\",1,0)","v":0},{"$f":"IFERROR(IF(IF(Table1323[[#This Row],[Assumed hours from space type]]=\"user defined\",Table1323[[#This Row],[Baseline Operating hours]],Table1323[[#This Row],[Assumed hours from space type]])<3600,0,IF(AND(IF(Table1323[[#This Row],[Assumed hours from space type]]=\"user defined\",Table1323[[#This Row],[Baseline Operating hours]],Table1323[[#This Row],[Assumed hours from space type]])>=3600,OR(Table1323[[#This Row],[Automatic Controls?]]=\"None\",Table1323[[#This Row],[Automatic Controls?]]=\"\")),IF(Table1323[[#This Row],[Lamp / Luminaire Category]]=\"No eligible rebate\",Table1323[[#This Row],[Baseline W defined by user]]-Table1323[[#This Row],[Retrofit W defined by user (no rebate)]],Table1323[[#This Row],[Assumed Baseline W by source]]-Table1323[[#This Row],[LED Luminaire W by rebate]]),IF(AND(IF(Table1323[[#This Row],[Assumed hours from space type]]=\"user defined\",Table1323[[#This Row],[Baseline Operating hours]],Table1323[[#This Row],[Assumed hours from space type]])>=(3600/0.8),OR(Table1323[[#This Row],[Automatic Controls?]]=\"Fixture integrated occupancy sensor\",Table1323[[#This Row],[Automatic Controls?]]=\"Ceiling / wall mounted occupancy sensor\")),IF(Table1323[[#This Row],[Lamp / Luminaire Category]]=\"No eligible rebate\",(Table1323[[#This Row],[Baseline W defined by user]]-Table1323[[#This Row],[Retrofit W defined by user (no rebate)]]),Table1323[[#This Row],[Assumed Baseline W by source]]-Table1323[[#This Row],[LED Luminaire W by rebate]]),IF(AND(IF(Table1323[[#This Row],[Assumed hours from space type]]=\"user defined\",Table1323[[#This Row],[Baseline Operating hours]],Table1323[[#This Row],[Assumed hours from space type]])<(3600/0.8),OR(Table1323[[#This Row],[Automatic Controls?]]=\"Fixture integrated occupancy sensor\",Table1323[[#This Row],[Automatic Controls?]]=\"Ceiling / wall mounted occupancy sensor\")),IF(Table1323[[#This Row],[Lamp / Luminaire Category]]=\"No eligible rebate\",Table1323[[#This Row],[Baseline W defined by user]],Table1323[[#This Row],[Assumed Baseline W by source]])))))*Table1323[[#This Row],[Quantity of luminaires]]/1000,\"\")","v":""},{"$f":"Table1323[[#This Row],[LED lamp/luminaire retrofit part '#]]","v":0},{"$f":"IF(Table1323[[#This Row],[Rebate Unit]]=\"per lamp\",INDEX(Table1[Number of Lamps],MATCH(Table1323[[#This Row],[Lamp / Luminaire Category]]&Table1323[[#This Row],[Rebate Category]],Table1[PrescribedSource - Rebate ID],0)),1)*Table1323[[#This Row],[Quantity of luminaires]]","v":0},{"$f":"IFERROR(IF(Table1323[[#This Row],[Lamp / Luminaire Category]]=\"No eligible rebate\",\"no eligible rebate\",INDEX(Table1[BC Hydro xRM ECM],MATCH(Table1323[[#This Row],[Lamp / Luminaire Category]]&Table1323[[#This Row],[Rebate Category]],Table1[PrescribedSource - Rebate ID],0))),\"\")","v":""}]
[null,{"$f":"IF(Table1323[[#This Row],[Space Type]]=\"\",\"\",\"L-\"&ROW(140:140))","v":""},null,null,null,null,null,null,null,{"$f":"IFERROR(IF(Table1323[[#This Row],[Space Type]]=\"\",\"\",IF(Table1323[[#This Row],[Lamp / Luminaire Category]]=\"No eligible rebate\",\"\",IF(Table1323[[#This Row],[Rebate Category]]=\"\",\"select rebate\",INDEX(Table1[Actual Baseline W],MATCH(Table1323[[#This Row],[Lamp / Luminaire Category]]&Table1323[[#This Row],[Rebate Category]],Table1[PrescribedSource - Rebate ID],0))))),\"\")","v":""},{"$f":"IFERROR(IF(Table1323[[#This Row],[No]]=\"\",\"\",IF(Table1323[[#This Row],[Space Type]]=\"\",\"select Space Type\",IF(Table1323[[#This Row],[Baseline Operating hours]]<>\"\",\"user defined\",INDEX(Table5[Hours],MATCH(Table1323[[#This Row],[Space Type]],Table5[Space Type],0))))),\"\")","v":""},null,{"$f":"IFERROR(INDEX(Table1[Rebate],MATCH(Table1323[[#This Row],[Lamp / Luminaire Category]]&Table1323[[#This Row],[Rebate Category]],Table1[PrescribedSource - Rebate ID],0)),\"\")","v":""},{"$f":"IFERROR(INDEX(Table1[Rebate Unit],MATCH(Table1323[[#This Row],[Lamp / Luminaire Category]]&Table1323[[#This Row],[Rebate Category]],Table1[PrescribedSource - Rebate ID],0)),\"\")","v":""},null,{"$f":"IFERROR(IF(Table1323[[#This Row],[Lamp / Luminaire Category]]=\"No eligible rebate\",\"no rebate\",INDEX(Table1[Retrofit W],MATCH(Table1323[[#This Row],[Lamp / Luminaire Category]]&Table1323[[#This Row],[Rebate Category]],Table1[PrescribedSource - Rebate ID],0))),\"\")","v":""},null,null,null,{"$f":"IFERROR(INDEX(Table1[Rebate],MATCH(Table1323[[#This Row],[Lamp / Luminaire Category]]&Table1323[[#This Row],[Rebate Category]],Table1[PrescribedSource - Rebate ID],0))*Table1323[[#This Row],[Quantity of luminaires]],0)","v":0},{"$f":"IF(OR(Table1323[[#This Row],[Automatic Controls?]]=\"Fixture integrated Occupancy / Daylight Harvesting sensor\",Table1323[[#This Row],[Automatic Controls?]]=\"Ceiling / wall mounted Occupancy / Daylight Harvesting sensor\",Table1323[[#This Row],[Automatic Controls?]]=\"Timer\"),45*Table1323[[#This Row],[Number of occupancy sensors]],\"\")","v":""},{"$f":"IFERROR(IF(Table1323[[#This Row],[Controls Rebate]]=\"\",0,Table1323[[#This Row],[Controls Rebate]])+Table1323[[#This Row],[Lighting Rebate]],\"\")","v":0},{"$f":"IFERROR(INDEX(Table1[Rebate Savings],MATCH(Table1323[[#This Row],[Lamp / Luminaire Category]]&Table1323[[#This Row],[Rebate Category]],Table1[PrescribedSource - Rebate ID],0))*Table1323[[#This Row],[Quantity of luminaires]]/1000,0)","v":0},{"$f":"IFERROR(Table1323[[#This Row],[Rebate kW Savings]]*IF(Table1323[[#This Row],[Assumed hours from space type]]=\"user defined\",Table1323[[#This Row],[Baseline Operating hours]],Table1323[[#This Row],[Assumed hours from space type]]),0)","v":0},{"$f":"IF(OR(Table1323[[#This Row],[Automatic Controls?]]=\"Fixture integrated occupancy sensor\",Table1323[[#This Row],[Automatic Controls?]]=\"Ceiling / wall mounted occupancy sensor\"),Table1323[[#This Row],[Quantity of luminaires]]*IF(Table1323[[#This Row],[Rebate Category]]<>\"\",INDEX(Table1[Retrofit W],MATCH(Table1323[[#This Row],[Rebate Category]],Table1[BC Hydro Rebate Category],0)),Table1323[[#This Row],[Retrofit W defined by user (no rebate)]])/1000*IF(Table1323[[#This Row],[Assumed hours from space type]]=\"user defined\",Table1323[[#This Row],[Baseline Operating hours]],Table1323[[#This Row],[Assumed hours from space type]])*0.2,0)","v":0},{"$f":"Table1323[[#This Row],[Rebate kWh savings]]+Table1323[[#This Row],[Controls Rebate kWh Savings]]","v":0},{"$f":"IFERROR(IF(Table1323[[#This Row],[Quantity of luminaires]]=\"\",\"\",IF(Table1323[[#This Row],[Lamp / Luminaire Category]]=\"No eligible rebate\",(Table1323[[#This Row],[Baseline W defined by user]]-Table1323[[#This Row],[Retrofit W defined by user (no rebate)]])*Table1323[[#This Row],[Quantity of luminaires]]/1000,(Table1323[[#This Row],[Assumed Baseline W by source]]-Table1323[[#This Row],[LED Luminaire W by rebate]])*Table1323[[#This Row],[Quantity of luminaires]]/1000)),0)","v":""},{"$f":"IFERROR(IF(Table1323[[#This Row],[Lamp / Luminaire Category]]=\"No eligible rebate\",Table1323[[#This Row],[Quantity of luminaires]]*(Table1323[[#This Row],[Baseline W defined by user]]-Table1323[[#This Row],[Retrofit W defined by user (no rebate)]])/1000*IF(Table1323[[#This Row],[Assumed hours from space type]]=\"user defined\",Table1323[[#This Row],[Baseline Operating hours]],Table1323[[#This Row],[Assumed hours from space type]])+Table1323[[#This Row],[Controls Rebate kWh Savings]],Table1323[[#This Row],[Quantity of luminaires]]*(INDEX(Table1[Actual Baseline W],MATCH(Table1323[[#This Row],[Lamp / Luminaire Category]]&Table1323[[#This Row],[Rebate Category]],Table1[PrescribedSource - Rebate ID],0))/1000-Table1323[[#This Row],[LED Luminaire W by rebate]]/1000)*IF(Table1323[[#This Row],[Assumed hours from space type]]=\"user defined\",Table1323[[#This Row],[Baseline Operating hours]],Table1323[[#This Row],[Assumed hours from space type]])+Table1323[[#This Row],[Controls Rebate kWh Savings]]),0)","v":0},{"$f":"IFERROR(IF(Table1323[[#This Row],[Rebate kW Savings]]=0,Table1323[[#This Row],[Demand Savings, kW]],INDEX(Table1[Actual Savings],MATCH(Table1323[[#This Row],[Lamp / Luminaire Category]]&Table1323[[#This Row],[Rebate Category]],Table1[PrescribedSource - Rebate ID],0))*Table1323[[#This Row],[Quantity of luminaires]]/1000),0)","v":""},{"$f":"IFERROR(Table1323[[#This Row],[BC Housing Site kW Savings]]*IF(Table1323[[#This Row],[Assumed hours from space type]]=\"user defined\",Table1323[[#This Row],[Baseline Operating hours]],Table1323[[#This Row],[Assumed hours from space type]])+Table1323[[#This Row],[Controls Rebate kWh Savings]],0)","v":0},{"$f":"IFERROR(IF(Table1323[[#This Row],[Lamp / Luminaire Category]]=\"No eligible rebate\",Table1323[[#This Row],[Lighting Technology]]&\" retrofit with no rebate\",Table1323[[#This Row],[Rebate Category]]),\"\")","v":0},{"$f":"IF(Table1323[[#This Row],[Lamp / Luminaire Category]]=\"No eligible rebate\",1,0)","v":0},{"$f":"IFERROR(IF(IF(Table1323[[#This Row],[Assumed hours from space type]]=\"user defined\",Table1323[[#This Row],[Baseline Operating hours]],Table1323[[#This Row],[Assumed hours from space type]])<3600,0,IF(AND(IF(Table1323[[#This Row],[Assumed hours from space type]]=\"user defined\",Table1323[[#This Row],[Baseline Operating hours]],Table1323[[#This Row],[Assumed hours from space type]])>=3600,OR(Table1323[[#This Row],[Automatic Controls?]]=\"None\",Table1323[[#This Row],[Automatic Controls?]]=\"\")),IF(Table1323[[#This Row],[Lamp / Luminaire Category]]=\"No eligible rebate\",Table1323[[#This Row],[Baseline W defined by user]]-Table1323[[#This Row],[Retrofit W defined by user (no rebate)]],Table1323[[#This Row],[Assumed Baseline W by source]]-Table1323[[#This Row],[LED Luminaire W by rebate]]),IF(AND(IF(Table1323[[#This Row],[Assumed hours from space type]]=\"user defined\",Table1323[[#This Row],[Baseline Operating hours]],Table1323[[#This Row],[Assumed hours from space type]])>=(3600/0.8),OR(Table1323[[#This Row],[Automatic Controls?]]=\"Fixture integrated occupancy sensor\",Table1323[[#This Row],[Automatic Controls?]]=\"Ceiling / wall mounted occupancy sensor\")),IF(Table1323[[#This Row],[Lamp / Luminaire Category]]=\"No eligible rebate\",(Table1323[[#This Row],[Baseline W defined by user]]-Table1323[[#This Row],[Retrofit W defined by user (no rebate)]]),Table1323[[#This Row],[Assumed Baseline W by source]]-Table1323[[#This Row],[LED Luminaire W by rebate]]),IF(AND(IF(Table1323[[#This Row],[Assumed hours from space type]]=\"user defined\",Table1323[[#This Row],[Baseline Operating hours]],Table1323[[#This Row],[Assumed hours from space type]])<(3600/0.8),OR(Table1323[[#This Row],[Automatic Controls?]]=\"Fixture integrated occupancy sensor\",Table1323[[#This Row],[Automatic Controls?]]=\"Ceiling / wall mounted occupancy sensor\")),IF(Table1323[[#This Row],[Lamp / Luminaire Category]]=\"No eligible rebate\",Table1323[[#This Row],[Baseline W defined by user]],Table1323[[#This Row],[Assumed Baseline W by source]])))))*Table1323[[#This Row],[Quantity of luminaires]]/1000,\"\")","v":""},{"$f":"Table1323[[#This Row],[LED lamp/luminaire retrofit part '#]]","v":0},{"$f":"IF(Table1323[[#This Row],[Rebate Unit]]=\"per lamp\",INDEX(Table1[Number of Lamps],MATCH(Table1323[[#This Row],[Lamp / Luminaire Category]]&Table1323[[#This Row],[Rebate Category]],Table1[PrescribedSource - Rebate ID],0)),1)*Table1323[[#This Row],[Quantity of luminaires]]","v":0},{"$f":"IFERROR(IF(Table1323[[#This Row],[Lamp / Luminaire Category]]=\"No eligible rebate\",\"no eligible rebate\",INDEX(Table1[BC Hydro xRM ECM],MATCH(Table1323[[#This Row],[Lamp / Luminaire Category]]&Table1323[[#This Row],[Rebate Category]],Table1[PrescribedSource - Rebate ID],0))),\"\")","v":""}]
[null,{"$f":"IF(Table1323[[#This Row],[Space Type]]=\"\",\"\",\"L-\"&ROW(141:141))","v":""},null,null,null,null,null,null,null,{"$f":"IFERROR(IF(Table1323[[#This Row],[Space Type]]=\"\",\"\",IF(Table1323[[#This Row],[Lamp / Luminaire Category]]=\"No eligible rebate\",\"\",IF(Table1323[[#This Row],[Rebate Category]]=\"\",\"select rebate\",INDEX(Table1[Actual Baseline W],MATCH(Table1323[[#This Row],[Lamp / Luminaire Category]]&Table1323[[#This Row],[Rebate Category]],Table1[PrescribedSource - Rebate ID],0))))),\"\")","v":""},{"$f":"IFERROR(IF(Table1323[[#This Row],[No]]=\"\",\"\",IF(Table1323[[#This Row],[Space Type]]=\"\",\"select Space Type\",IF(Table1323[[#This Row],[Baseline Operating hours]]<>\"\",\"user defined\",INDEX(Table5[Hours],MATCH(Table1323[[#This Row],[Space Type]],Table5[Space Type],0))))),\"\")","v":""},null,{"$f":"IFERROR(INDEX(Table1[Rebate],MATCH(Table1323[[#This Row],[Lamp / Luminaire Category]]&Table1323[[#This Row],[Rebate Category]],Table1[PrescribedSource - Rebate ID],0)),\"\")","v":""},{"$f":"IFERROR(INDEX(Table1[Rebate Unit],MATCH(Table1323[[#This Row],[Lamp / Luminaire Category]]&Table1323[[#This Row],[Rebate Category]],Table1[PrescribedSource - Rebate ID],0)),\"\")","v":""},null,{"$f":"IFERROR(IF(Table1323[[#This Row],[Lamp / Luminaire Category]]=\"No eligible rebate\",\"no rebate\",INDEX(Table1[Retrofit W],MATCH(Table1323[[#This Row],[Lamp / Luminaire Category]]&Table1323[[#This Row],[Rebate Category]],Table1[PrescribedSource - Rebate ID],0))),\"\")","v":""},null,null,null,{"$f":"IFERROR(INDEX(Table1[Rebate],MATCH(Table1323[[#This Row],[Lamp / Luminaire Category]]&Table1323[[#This Row],[Rebate Category]],Table1[PrescribedSource - Rebate ID],0))*Table1323[[#This Row],[Quantity of luminaires]],0)","v":0},{"$f":"IF(OR(Table1323[[#This Row],[Automatic Controls?]]=\"Fixture integrated Occupancy / Daylight Harvesting sensor\",Table1323[[#This Row],[Automatic Controls?]]=\"Ceiling / wall mounted Occupancy / Daylight Harvesting sensor\",Table1323[[#This Row],[Automatic Controls?]]=\"Timer\"),45*Table1323[[#This Row],[Number of occupancy sensors]],\"\")","v":""},{"$f":"IFERROR(IF(Table1323[[#This Row],[Controls Rebate]]=\"\",0,Table1323[[#This Row],[Controls Rebate]])+Table1323[[#This Row],[Lighting Rebate]],\"\")","v":0},{"$f":"IFERROR(INDEX(Table1[Rebate Savings],MATCH(Table1323[[#This Row],[Lamp / Luminaire Category]]&Table1323[[#This Row],[Rebate Category]],Table1[PrescribedSource - Rebate ID],0))*Table1323[[#This Row],[Quantity of luminaires]]/1000,0)","v":0},{"$f":"IFERROR(Table1323[[#This Row],[Rebate kW Savings]]*IF(Table1323[[#This Row],[Assumed hours from space type]]=\"user defined\",Table1323[[#This Row],[Baseline Operating hours]],Table1323[[#This Row],[Assumed hours from space type]]),0)","v":0},{"$f":"IF(OR(Table1323[[#This Row],[Automatic Controls?]]=\"Fixture integrated occupancy sensor\",Table1323[[#This Row],[Automatic Controls?]]=\"Ceiling / wall mounted occupancy sensor\"),Table1323[[#This Row],[Quantity of luminaires]]*IF(Table1323[[#This Row],[Rebate Category]]<>\"\",INDEX(Table1[Retrofit W],MATCH(Table1323[[#This Row],[Rebate Category]],Table1[BC Hydro Rebate Category],0)),Table1323[[#This Row],[Retrofit W defined by user (no rebate)]])/1000*IF(Table1323[[#This Row],[Assumed hours from space type]]=\"user defined\",Table1323[[#This Row],[Baseline Operating hours]],Table1323[[#This Row],[Assumed hours from space type]])*0.2,0)","v":0},{"$f":"Table1323[[#This Row],[Rebate kWh savings]]+Table1323[[#This Row],[Controls Rebate kWh Savings]]","v":0},{"$f":"IFERROR(IF(Table1323[[#This Row],[Quantity of luminaires]]=\"\",\"\",IF(Table1323[[#This Row],[Lamp / Luminaire Category]]=\"No eligible rebate\",(Table1323[[#This Row],[Baseline W defined by user]]-Table1323[[#This Row],[Retrofit W defined by user (no rebate)]])*Table1323[[#This Row],[Quantity of luminaires]]/1000,(Table1323[[#This Row],[Assumed Baseline W by source]]-Table1323[[#This Row],[LED Luminaire W by rebate]])*Table1323[[#This Row],[Quantity of luminaires]]/1000)),0)","v":""},{"$f":"IFERROR(IF(Table1323[[#This Row],[Lamp / Luminaire Category]]=\"No eligible rebate\",Table1323[[#This Row],[Quantity of luminaires]]*(Table1323[[#This Row],[Baseline W defined by user]]-Table1323[[#This Row],[Retrofit W defined by user (no rebate)]])/1000*IF(Table1323[[#This Row],[Assumed hours from space type]]=\"user defined\",Table1323[[#This Row],[Baseline Operating hours]],Table1323[[#This Row],[Assumed hours from space type]])+Table1323[[#This Row],[Controls Rebate kWh Savings]],Table1323[[#This Row],[Quantity of luminaires]]*(INDEX(Table1[Actual Baseline W],MATCH(Table1323[[#This Row],[Lamp / Luminaire Category]]&Table1323[[#This Row],[Rebate Category]],Table1[PrescribedSource - Rebate ID],0))/1000-Table1323[[#This Row],[LED Luminaire W by rebate]]/1000)*IF(Table1323[[#This Row],[Assumed hours from space type]]=\"user defined\",Table1323[[#This Row],[Baseline Operating hours]],Table1323[[#This Row],[Assumed hours from space type]])+Table1323[[#This Row],[Controls Rebate kWh Savings]]),0)","v":0},{"$f":"IFERROR(IF(Table1323[[#This Row],[Rebate kW Savings]]=0,Table1323[[#This Row],[Demand Savings, kW]],INDEX(Table1[Actual Savings],MATCH(Table1323[[#This Row],[Lamp / Luminaire Category]]&Table1323[[#This Row],[Rebate Category]],Table1[PrescribedSource - Rebate ID],0))*Table1323[[#This Row],[Quantity of luminaires]]/1000),0)","v":""},{"$f":"IFERROR(Table1323[[#This Row],[BC Housing Site kW Savings]]*IF(Table1323[[#This Row],[Assumed hours from space type]]=\"user defined\",Table1323[[#This Row],[Baseline Operating hours]],Table1323[[#This Row],[Assumed hours from space type]])+Table1323[[#This Row],[Controls Rebate kWh Savings]],0)","v":0},{"$f":"IFERROR(IF(Table1323[[#This Row],[Lamp / Luminaire Category]]=\"No eligible rebate\",Table1323[[#This Row],[Lighting Technology]]&\" retrofit with no rebate\",Table1323[[#This Row],[Rebate Category]]),\"\")","v":0},{"$f":"IF(Table1323[[#This Row],[Lamp / Luminaire Category]]=\"No eligible rebate\",1,0)","v":0},{"$f":"IFERROR(IF(IF(Table1323[[#This Row],[Assumed hours from space type]]=\"user defined\",Table1323[[#This Row],[Baseline Operating hours]],Table1323[[#This Row],[Assumed hours from space type]])<3600,0,IF(AND(IF(Table1323[[#This Row],[Assumed hours from space type]]=\"user defined\",Table1323[[#This Row],[Baseline Operating hours]],Table1323[[#This Row],[Assumed hours from space type]])>=3600,OR(Table1323[[#This Row],[Automatic Controls?]]=\"None\",Table1323[[#This Row],[Automatic Controls?]]=\"\")),IF(Table1323[[#This Row],[Lamp / Luminaire Category]]=\"No eligible rebate\",Table1323[[#This Row],[Baseline W defined by user]]-Table1323[[#This Row],[Retrofit W defined by user (no rebate)]],Table1323[[#This Row],[Assumed Baseline W by source]]-Table1323[[#This Row],[LED Luminaire W by rebate]]),IF(AND(IF(Table1323[[#This Row],[Assumed hours from space type]]=\"user defined\",Table1323[[#This Row],[Baseline Operating hours]],Table1323[[#This Row],[Assumed hours from space type]])>=(3600/0.8),OR(Table1323[[#This Row],[Automatic Controls?]]=\"Fixture integrated occupancy sensor\",Table1323[[#This Row],[Automatic Controls?]]=\"Ceiling / wall mounted occupancy sensor\")),IF(Table1323[[#This Row],[Lamp / Luminaire Category]]=\"No eligible rebate\",(Table1323[[#This Row],[Baseline W defined by user]]-Table1323[[#This Row],[Retrofit W defined by user (no rebate)]]),Table1323[[#This Row],[Assumed Baseline W by source]]-Table1323[[#This Row],[LED Luminaire W by rebate]]),IF(AND(IF(Table1323[[#This Row],[Assumed hours from space type]]=\"user defined\",Table1323[[#This Row],[Baseline Operating hours]],Table1323[[#This Row],[Assumed hours from space type]])<(3600/0.8),OR(Table1323[[#This Row],[Automatic Controls?]]=\"Fixture integrated occupancy sensor\",Table1323[[#This Row],[Automatic Controls?]]=\"Ceiling / wall mounted occupancy sensor\")),IF(Table1323[[#This Row],[Lamp / Luminaire Category]]=\"No eligible rebate\",Table1323[[#This Row],[Baseline W defined by user]],Table1323[[#This Row],[Assumed Baseline W by source]])))))*Table1323[[#This Row],[Quantity of luminaires]]/1000,\"\")","v":""},{"$f":"Table1323[[#This Row],[LED lamp/luminaire retrofit part '#]]","v":0},{"$f":"IF(Table1323[[#This Row],[Rebate Unit]]=\"per lamp\",INDEX(Table1[Number of Lamps],MATCH(Table1323[[#This Row],[Lamp / Luminaire Category]]&Table1323[[#This Row],[Rebate Category]],Table1[PrescribedSource - Rebate ID],0)),1)*Table1323[[#This Row],[Quantity of luminaires]]","v":0},{"$f":"IFERROR(IF(Table1323[[#This Row],[Lamp / Luminaire Category]]=\"No eligible rebate\",\"no eligible rebate\",INDEX(Table1[BC Hydro xRM ECM],MATCH(Table1323[[#This Row],[Lamp / Luminaire Category]]&Table1323[[#This Row],[Rebate Category]],Table1[PrescribedSource - Rebate ID],0))),\"\")","v":""}]
[null,{"$f":"IF(Table1323[[#This Row],[Space Type]]=\"\",\"\",\"L-\"&ROW(142:142))","v":""},null,null,null,null,null,null,null,{"$f":"IFERROR(IF(Table1323[[#This Row],[Space Type]]=\"\",\"\",IF(Table1323[[#This Row],[Lamp / Luminaire Category]]=\"No eligible rebate\",\"\",IF(Table1323[[#This Row],[Rebate Category]]=\"\",\"select rebate\",INDEX(Table1[Actual Baseline W],MATCH(Table1323[[#This Row],[Lamp / Luminaire Category]]&Table1323[[#This Row],[Rebate Category]],Table1[PrescribedSource - Rebate ID],0))))),\"\")","v":""},{"$f":"IFERROR(IF(Table1323[[#This Row],[No]]=\"\",\"\",IF(Table1323[[#This Row],[Space Type]]=\"\",\"select Space Type\",IF(Table1323[[#This Row],[Baseline Operating hours]]<>\"\",\"user defined\",INDEX(Table5[Hours],MATCH(Table1323[[#This Row],[Space Type]],Table5[Space Type],0))))),\"\")","v":""},null,{"$f":"IFERROR(INDEX(Table1[Rebate],MATCH(Table1323[[#This Row],[Lamp / Luminaire Category]]&Table1323[[#This Row],[Rebate Category]],Table1[PrescribedSource - Rebate ID],0)),\"\")","v":""},{"$f":"IFERROR(INDEX(Table1[Rebate Unit],MATCH(Table1323[[#This Row],[Lamp / Luminaire Category]]&Table1323[[#This Row],[Rebate Category]],Table1[PrescribedSource - Rebate ID],0)),\"\")","v":""},null,{"$f":"IFERROR(IF(Table1323[[#This Row],[Lamp / Luminaire Category]]=\"No eligible rebate\",\"no rebate\",INDEX(Table1[Retrofit W],MATCH(Table1323[[#This Row],[Lamp / Luminaire Category]]&Table1323[[#This Row],[Rebate Category]],Table1[PrescribedSource - Rebate ID],0))),\"\")","v":""},null,null,null,{"$f":"IFERROR(INDEX(Table1[Rebate],MATCH(Table1323[[#This Row],[Lamp / Luminaire Category]]&Table1323[[#This Row],[Rebate Category]],Table1[PrescribedSource - Rebate ID],0))*Table1323[[#This Row],[Quantity of luminaires]],0)","v":0},{"$f":"IF(OR(Table1323[[#This Row],[Automatic Controls?]]=\"Fixture integrated Occupancy / Daylight Harvesting sensor\",Table1323[[#This Row],[Automatic Controls?]]=\"Ceiling / wall mounted Occupancy / Daylight Harvesting sensor\",Table1323[[#This Row],[Automatic Controls?]]=\"Timer\"),45*Table1323[[#This Row],[Number of occupancy sensors]],\"\")","v":""},{"$f":"IFERROR(IF(Table1323[[#This Row],[Controls Rebate]]=\"\",0,Table1323[[#This Row],[Controls Rebate]])+Table1323[[#This Row],[Lighting Rebate]],\"\")","v":0},{"$f":"IFERROR(INDEX(Table1[Rebate Savings],MATCH(Table1323[[#This Row],[Lamp / Luminaire Category]]&Table1323[[#This Row],[Rebate Category]],Table1[PrescribedSource - Rebate ID],0))*Table1323[[#This Row],[Quantity of luminaires]]/1000,0)","v":0},{"$f":"IFERROR(Table1323[[#This Row],[Rebate kW Savings]]*IF(Table1323[[#This Row],[Assumed hours from space type]]=\"user defined\",Table1323[[#This Row],[Baseline Operating hours]],Table1323[[#This Row],[Assumed hours from space type]]),0)","v":0},{"$f":"IF(OR(Table1323[[#This Row],[Automatic Controls?]]=\"Fixture integrated occupancy sensor\",Table1323[[#This Row],[Automatic Controls?]]=\"Ceiling / wall mounted occupancy sensor\"),Table1323[[#This Row],[Quantity of luminaires]]*IF(Table1323[[#This Row],[Rebate Category]]<>\"\",INDEX(Table1[Retrofit W],MATCH(Table1323[[#This Row],[Rebate Category]],Table1[BC Hydro Rebate Category],0)),Table1323[[#This Row],[Retrofit W defined by user (no rebate)]])/1000*IF(Table1323[[#This Row],[Assumed hours from space type]]=\"user defined\",Table1323[[#This Row],[Baseline Operating hours]],Table1323[[#This Row],[Assumed hours from space type]])*0.2,0)","v":0},{"$f":"Table1323[[#This Row],[Rebate kWh savings]]+Table1323[[#This Row],[Controls Rebate kWh Savings]]","v":0},{"$f":"IFERROR(IF(Table1323[[#This Row],[Quantity of luminaires]]=\"\",\"\",IF(Table1323[[#This Row],[Lamp / Luminaire Category]]=\"No eligible rebate\",(Table1323[[#This Row],[Baseline W defined by user]]-Table1323[[#This Row],[Retrofit W defined by user (no rebate)]])*Table1323[[#This Row],[Quantity of luminaires]]/1000,(Table1323[[#This Row],[Assumed Baseline W by source]]-Table1323[[#This Row],[LED Luminaire W by rebate]])*Table1323[[#This Row],[Quantity of luminaires]]/1000)),0)","v":""},{"$f":"IFERROR(IF(Table1323[[#This Row],[Lamp / Luminaire Category]]=\"No eligible rebate\",Table1323[[#This Row],[Quantity of luminaires]]*(Table1323[[#This Row],[Baseline W defined by user]]-Table1323[[#This Row],[Retrofit W defined by user (no rebate)]])/1000*IF(Table1323[[#This Row],[Assumed hours from space type]]=\"user defined\",Table1323[[#This Row],[Baseline Operating hours]],Table1323[[#This Row],[Assumed hours from space type]])+Table1323[[#This Row],[Controls Rebate kWh Savings]],Table1323[[#This Row],[Quantity of luminaires]]*(INDEX(Table1[Actual Baseline W],MATCH(Table1323[[#This Row],[Lamp / Luminaire Category]]&Table1323[[#This Row],[Rebate Category]],Table1[PrescribedSource - Rebate ID],0))/1000-Table1323[[#This Row],[LED Luminaire W by rebate]]/1000)*IF(Table1323[[#This Row],[Assumed hours from space type]]=\"user defined\",Table1323[[#This Row],[Baseline Operating hours]],Table1323[[#This Row],[Assumed hours from space type]])+Table1323[[#This Row],[Controls Rebate kWh Savings]]),0)","v":0},{"$f":"IFERROR(IF(Table1323[[#This Row],[Rebate kW Savings]]=0,Table1323[[#This Row],[Demand Savings, kW]],INDEX(Table1[Actual Savings],MATCH(Table1323[[#This Row],[Lamp / Luminaire Category]]&Table1323[[#This Row],[Rebate Category]],Table1[PrescribedSource - Rebate ID],0))*Table1323[[#This Row],[Quantity of luminaires]]/1000),0)","v":""},{"$f":"IFERROR(Table1323[[#This Row],[BC Housing Site kW Savings]]*IF(Table1323[[#This Row],[Assumed hours from space type]]=\"user defined\",Table1323[[#This Row],[Baseline Operating hours]],Table1323[[#This Row],[Assumed hours from space type]])+Table1323[[#This Row],[Controls Rebate kWh Savings]],0)","v":0},{"$f":"IFERROR(IF(Table1323[[#This Row],[Lamp / Luminaire Category]]=\"No eligible rebate\",Table1323[[#This Row],[Lighting Technology]]&\" retrofit with no rebate\",Table1323[[#This Row],[Rebate Category]]),\"\")","v":0},{"$f":"IF(Table1323[[#This Row],[Lamp / Luminaire Category]]=\"No eligible rebate\",1,0)","v":0},{"$f":"IFERROR(IF(IF(Table1323[[#This Row],[Assumed hours from space type]]=\"user defined\",Table1323[[#This Row],[Baseline Operating hours]],Table1323[[#This Row],[Assumed hours from space type]])<3600,0,IF(AND(IF(Table1323[[#This Row],[Assumed hours from space type]]=\"user defined\",Table1323[[#This Row],[Baseline Operating hours]],Table1323[[#This Row],[Assumed hours from space type]])>=3600,OR(Table1323[[#This Row],[Automatic Controls?]]=\"None\",Table1323[[#This Row],[Automatic Controls?]]=\"\")),IF(Table1323[[#This Row],[Lamp / Luminaire Category]]=\"No eligible rebate\",Table1323[[#This Row],[Baseline W defined by user]]-Table1323[[#This Row],[Retrofit W defined by user (no rebate)]],Table1323[[#This Row],[Assumed Baseline W by source]]-Table1323[[#This Row],[LED Luminaire W by rebate]]),IF(AND(IF(Table1323[[#This Row],[Assumed hours from space type]]=\"user defined\",Table1323[[#This Row],[Baseline Operating hours]],Table1323[[#This Row],[Assumed hours from space type]])>=(3600/0.8),OR(Table1323[[#This Row],[Automatic Controls?]]=\"Fixture integrated occupancy sensor\",Table1323[[#This Row],[Automatic Controls?]]=\"Ceiling / wall mounted occupancy sensor\")),IF(Table1323[[#This Row],[Lamp / Luminaire Category]]=\"No eligible rebate\",(Table1323[[#This Row],[Baseline W defined by user]]-Table1323[[#This Row],[Retrofit W defined by user (no rebate)]]),Table1323[[#This Row],[Assumed Baseline W by source]]-Table1323[[#This Row],[LED Luminaire W by rebate]]),IF(AND(IF(Table1323[[#This Row],[Assumed hours from space type]]=\"user defined\",Table1323[[#This Row],[Baseline Operating hours]],Table1323[[#This Row],[Assumed hours from space type]])<(3600/0.8),OR(Table1323[[#This Row],[Automatic Controls?]]=\"Fixture integrated occupancy sensor\",Table1323[[#This Row],[Automatic Controls?]]=\"Ceiling / wall mounted occupancy sensor\")),IF(Table1323[[#This Row],[Lamp / Luminaire Category]]=\"No eligible rebate\",Table1323[[#This Row],[Baseline W defined by user]],Table1323[[#This Row],[Assumed Baseline W by source]])))))*Table1323[[#This Row],[Quantity of luminaires]]/1000,\"\")","v":""},{"$f":"Table1323[[#This Row],[LED lamp/luminaire retrofit part '#]]","v":0},{"$f":"IF(Table1323[[#This Row],[Rebate Unit]]=\"per lamp\",INDEX(Table1[Number of Lamps],MATCH(Table1323[[#This Row],[Lamp / Luminaire Category]]&Table1323[[#This Row],[Rebate Category]],Table1[PrescribedSource - Rebate ID],0)),1)*Table1323[[#This Row],[Quantity of luminaires]]","v":0},{"$f":"IFERROR(IF(Table1323[[#This Row],[Lamp / Luminaire Category]]=\"No eligible rebate\",\"no eligible rebate\",INDEX(Table1[BC Hydro xRM ECM],MATCH(Table1323[[#This Row],[Lamp / Luminaire Category]]&Table1323[[#This Row],[Rebate Category]],Table1[PrescribedSource - Rebate ID],0))),\"\")","v":""}]
[null,{"$f":"IF(Table1323[[#This Row],[Space Type]]=\"\",\"\",\"L-\"&ROW(143:143))","v":""},null,null,null,null,null,null,null,{"$f":"IFERROR(IF(Table1323[[#This Row],[Space Type]]=\"\",\"\",IF(Table1323[[#This Row],[Lamp / Luminaire Category]]=\"No eligible rebate\",\"\",IF(Table1323[[#This Row],[Rebate Category]]=\"\",\"select rebate\",INDEX(Table1[Actual Baseline W],MATCH(Table1323[[#This Row],[Lamp / Luminaire Category]]&Table1323[[#This Row],[Rebate Category]],Table1[PrescribedSource - Rebate ID],0))))),\"\")","v":""},{"$f":"IFERROR(IF(Table1323[[#This Row],[No]]=\"\",\"\",IF(Table1323[[#This Row],[Space Type]]=\"\",\"select Space Type\",IF(Table1323[[#This Row],[Baseline Operating hours]]<>\"\",\"user defined\",INDEX(Table5[Hours],MATCH(Table1323[[#This Row],[Space Type]],Table5[Space Type],0))))),\"\")","v":""},null,{"$f":"IFERROR(INDEX(Table1[Rebate],MATCH(Table1323[[#This Row],[Lamp / Luminaire Category]]&Table1323[[#This Row],[Rebate Category]],Table1[PrescribedSource - Rebate ID],0)),\"\")","v":""},{"$f":"IFERROR(INDEX(Table1[Rebate Unit],MATCH(Table1323[[#This Row],[Lamp / Luminaire Category]]&Table1323[[#This Row],[Rebate Category]],Table1[PrescribedSource - Rebate ID],0)),\"\")","v":""},null,{"$f":"IFERROR(IF(Table1323[[#This Row],[Lamp / Luminaire Category]]=\"No eligible rebate\",\"no rebate\",INDEX(Table1[Retrofit W],MATCH(Table1323[[#This Row],[Lamp / Luminaire Category]]&Table1323[[#This Row],[Rebate Category]],Table1[PrescribedSource - Rebate ID],0))),\"\")","v":""},null,null,null,{"$f":"IFERROR(INDEX(Table1[Rebate],MATCH(Table1323[[#This Row],[Lamp / Luminaire Category]]&Table1323[[#This Row],[Rebate Category]],Table1[PrescribedSource - Rebate ID],0))*Table1323[[#This Row],[Quantity of luminaires]],0)","v":0},{"$f":"IF(OR(Table1323[[#This Row],[Automatic Controls?]]=\"Fixture integrated Occupancy / Daylight Harvesting sensor\",Table1323[[#This Row],[Automatic Controls?]]=\"Ceiling / wall mounted Occupancy / Daylight Harvesting sensor\",Table1323[[#This Row],[Automatic Controls?]]=\"Timer\"),45*Table1323[[#This Row],[Number of occupancy sensors]],\"\")","v":""},{"$f":"IFERROR(IF(Table1323[[#This Row],[Controls Rebate]]=\"\",0,Table1323[[#This Row],[Controls Rebate]])+Table1323[[#This Row],[Lighting Rebate]],\"\")","v":0},{"$f":"IFERROR(INDEX(Table1[Rebate Savings],MATCH(Table1323[[#This Row],[Lamp / Luminaire Category]]&Table1323[[#This Row],[Rebate Category]],Table1[PrescribedSource - Rebate ID],0))*Table1323[[#This Row],[Quantity of luminaires]]/1000,0)","v":0},{"$f":"IFERROR(Table1323[[#This Row],[Rebate kW Savings]]*IF(Table1323[[#This Row],[Assumed hours from space type]]=\"user defined\",Table1323[[#This Row],[Baseline Operating hours]],Table1323[[#This Row],[Assumed hours from space type]]),0)","v":0},{"$f":"IF(OR(Table1323[[#This Row],[Automatic Controls?]]=\"Fixture integrated occupancy sensor\",Table1323[[#This Row],[Automatic Controls?]]=\"Ceiling / wall mounted occupancy sensor\"),Table1323[[#This Row],[Quantity of luminaires]]*IF(Table1323[[#This Row],[Rebate Category]]<>\"\",INDEX(Table1[Retrofit W],MATCH(Table1323[[#This Row],[Rebate Category]],Table1[BC Hydro Rebate Category],0)),Table1323[[#This Row],[Retrofit W defined by user (no rebate)]])/1000*IF(Table1323[[#This Row],[Assumed hours from space type]]=\"user defined\",Table1323[[#This Row],[Baseline Operating hours]],Table1323[[#This Row],[Assumed hours from space type]])*0.2,0)","v":0},{"$f":"Table1323[[#This Row],[Rebate kWh savings]]+Table1323[[#This Row],[Controls Rebate kWh Savings]]","v":0},{"$f":"IFERROR(IF(Table1323[[#This Row],[Quantity of luminaires]]=\"\",\"\",IF(Table1323[[#This Row],[Lamp / Luminaire Category]]=\"No eligible rebate\",(Table1323[[#This Row],[Baseline W defined by user]]-Table1323[[#This Row],[Retrofit W defined by user (no rebate)]])*Table1323[[#This Row],[Quantity of luminaires]]/1000,(Table1323[[#This Row],[Assumed Baseline W by source]]-Table1323[[#This Row],[LED Luminaire W by rebate]])*Table1323[[#This Row],[Quantity of luminaires]]/1000)),0)","v":""},{"$f":"IFERROR(IF(Table1323[[#This Row],[Lamp / Luminaire Category]]=\"No eligible rebate\",Table1323[[#This Row],[Quantity of luminaires]]*(Table1323[[#This Row],[Baseline W defined by user]]-Table1323[[#This Row],[Retrofit W defined by user (no rebate)]])/1000*IF(Table1323[[#This Row],[Assumed hours from space type]]=\"user defined\",Table1323[[#This Row],[Baseline Operating hours]],Table1323[[#This Row],[Assumed hours from space type]])+Table1323[[#This Row],[Controls Rebate kWh Savings]],Table1323[[#This Row],[Quantity of luminaires]]*(INDEX(Table1[Actual Baseline W],MATCH(Table1323[[#This Row],[Lamp / Luminaire Category]]&Table1323[[#This Row],[Rebate Category]],Table1[PrescribedSource - Rebate ID],0))/1000-Table1323[[#This Row],[LED Luminaire W by rebate]]/1000)*IF(Table1323[[#This Row],[Assumed hours from space type]]=\"user defined\",Table1323[[#This Row],[Baseline Operating hours]],Table1323[[#This Row],[Assumed hours from space type]])+Table1323[[#This Row],[Controls Rebate kWh Savings]]),0)","v":0},{"$f":"IFERROR(IF(Table1323[[#This Row],[Rebate kW Savings]]=0,Table1323[[#This Row],[Demand Savings, kW]],INDEX(Table1[Actual Savings],MATCH(Table1323[[#This Row],[Lamp / Luminaire Category]]&Table1323[[#This Row],[Rebate Category]],Table1[PrescribedSource - Rebate ID],0))*Table1323[[#This Row],[Quantity of luminaires]]/1000),0)","v":""},{"$f":"IFERROR(Table1323[[#This Row],[BC Housing Site kW Savings]]*IF(Table1323[[#This Row],[Assumed hours from space type]]=\"user defined\",Table1323[[#This Row],[Baseline Operating hours]],Table1323[[#This Row],[Assumed hours from space type]])+Table1323[[#This Row],[Controls Rebate kWh Savings]],0)","v":0},{"$f":"IFERROR(IF(Table1323[[#This Row],[Lamp / Luminaire Category]]=\"No eligible rebate\",Table1323[[#This Row],[Lighting Technology]]&\" retrofit with no rebate\",Table1323[[#This Row],[Rebate Category]]),\"\")","v":0},{"$f":"IF(Table1323[[#This Row],[Lamp / Luminaire Category]]=\"No eligible rebate\",1,0)","v":0},{"$f":"IFERROR(IF(IF(Table1323[[#This Row],[Assumed hours from space type]]=\"user defined\",Table1323[[#This Row],[Baseline Operating hours]],Table1323[[#This Row],[Assumed hours from space type]])<3600,0,IF(AND(IF(Table1323[[#This Row],[Assumed hours from space type]]=\"user defined\",Table1323[[#This Row],[Baseline Operating hours]],Table1323[[#This Row],[Assumed hours from space type]])>=3600,OR(Table1323[[#This Row],[Automatic Controls?]]=\"None\",Table1323[[#This Row],[Automatic Controls?]]=\"\")),IF(Table1323[[#This Row],[Lamp / Luminaire Category]]=\"No eligible rebate\",Table1323[[#This Row],[Baseline W defined by user]]-Table1323[[#This Row],[Retrofit W defined by user (no rebate)]],Table1323[[#This Row],[Assumed Baseline W by source]]-Table1323[[#This Row],[LED Luminaire W by rebate]]),IF(AND(IF(Table1323[[#This Row],[Assumed hours from space type]]=\"user defined\",Table1323[[#This Row],[Baseline Operating hours]],Table1323[[#This Row],[Assumed hours from space type]])>=(3600/0.8),OR(Table1323[[#This Row],[Automatic Controls?]]=\"Fixture integrated occupancy sensor\",Table1323[[#This Row],[Automatic Controls?]]=\"Ceiling / wall mounted occupancy sensor\")),IF(Table1323[[#This Row],[Lamp / Luminaire Category]]=\"No eligible rebate\",(Table1323[[#This Row],[Baseline W defined by user]]-Table1323[[#This Row],[Retrofit W defined by user (no rebate)]]),Table1323[[#This Row],[Assumed Baseline W by source]]-Table1323[[#This Row],[LED Luminaire W by rebate]]),IF(AND(IF(Table1323[[#This Row],[Assumed hours from space type]]=\"user defined\",Table1323[[#This Row],[Baseline Operating hours]],Table1323[[#This Row],[Assumed hours from space type]])<(3600/0.8),OR(Table1323[[#This Row],[Automatic Controls?]]=\"Fixture integrated occupancy sensor\",Table1323[[#This Row],[Automatic Controls?]]=\"Ceiling / wall mounted occupancy sensor\")),IF(Table1323[[#This Row],[Lamp / Luminaire Category]]=\"No eligible rebate\",Table1323[[#This Row],[Baseline W defined by user]],Table1323[[#This Row],[Assumed Baseline W by source]])))))*Table1323[[#This Row],[Quantity of luminaires]]/1000,\"\")","v":""},{"$f":"Table1323[[#This Row],[LED lamp/luminaire retrofit part '#]]","v":0},{"$f":"IF(Table1323[[#This Row],[Rebate Unit]]=\"per lamp\",INDEX(Table1[Number of Lamps],MATCH(Table1323[[#This Row],[Lamp / Luminaire Category]]&Table1323[[#This Row],[Rebate Category]],Table1[PrescribedSource - Rebate ID],0)),1)*Table1323[[#This Row],[Quantity of luminaires]]","v":0},{"$f":"IFERROR(IF(Table1323[[#This Row],[Lamp / Luminaire Category]]=\"No eligible rebate\",\"no eligible rebate\",INDEX(Table1[BC Hydro xRM ECM],MATCH(Table1323[[#This Row],[Lamp / Luminaire Category]]&Table1323[[#This Row],[Rebate Category]],Table1[PrescribedSource - Rebate ID],0))),\"\")","v":""}]
[null,{"$f":"IF(Table1323[[#This Row],[Space Type]]=\"\",\"\",\"L-\"&ROW(144:144))","v":""},null,null,null,null,null,null,null,{"$f":"IFERROR(IF(Table1323[[#This Row],[Space Type]]=\"\",\"\",IF(Table1323[[#This Row],[Lamp / Luminaire Category]]=\"No eligible rebate\",\"\",IF(Table1323[[#This Row],[Rebate Category]]=\"\",\"select rebate\",INDEX(Table1[Actual Baseline W],MATCH(Table1323[[#This Row],[Lamp / Luminaire Category]]&Table1323[[#This Row],[Rebate Category]],Table1[PrescribedSource - Rebate ID],0))))),\"\")","v":""},{"$f":"IFERROR(IF(Table1323[[#This Row],[No]]=\"\",\"\",IF(Table1323[[#This Row],[Space Type]]=\"\",\"select Space Type\",IF(Table1323[[#This Row],[Baseline Operating hours]]<>\"\",\"user defined\",INDEX(Table5[Hours],MATCH(Table1323[[#This Row],[Space Type]],Table5[Space Type],0))))),\"\")","v":""},null,{"$f":"IFERROR(INDEX(Table1[Rebate],MATCH(Table1323[[#This Row],[Lamp / Luminaire Category]]&Table1323[[#This Row],[Rebate Category]],Table1[PrescribedSource - Rebate ID],0)),\"\")","v":""},{"$f":"IFERROR(INDEX(Table1[Rebate Unit],MATCH(Table1323[[#This Row],[Lamp / Luminaire Category]]&Table1323[[#This Row],[Rebate Category]],Table1[PrescribedSource - Rebate ID],0)),\"\")","v":""},null,{"$f":"IFERROR(IF(Table1323[[#This Row],[Lamp / Luminaire Category]]=\"No eligible rebate\",\"no rebate\",INDEX(Table1[Retrofit W],MATCH(Table1323[[#This Row],[Lamp / Luminaire Category]]&Table1323[[#This Row],[Rebate Category]],Table1[PrescribedSource - Rebate ID],0))),\"\")","v":""},null,null,null,{"$f":"IFERROR(INDEX(Table1[Rebate],MATCH(Table1323[[#This Row],[Lamp / Luminaire Category]]&Table1323[[#This Row],[Rebate Category]],Table1[PrescribedSource - Rebate ID],0))*Table1323[[#This Row],[Quantity of luminaires]],0)","v":0},{"$f":"IF(OR(Table1323[[#This Row],[Automatic Controls?]]=\"Fixture integrated Occupancy / Daylight Harvesting sensor\",Table1323[[#This Row],[Automatic Controls?]]=\"Ceiling / wall mounted Occupancy / Daylight Harvesting sensor\",Table1323[[#This Row],[Automatic Controls?]]=\"Timer\"),45*Table1323[[#This Row],[Number of occupancy sensors]],\"\")","v":""},{"$f":"IFERROR(IF(Table1323[[#This Row],[Controls Rebate]]=\"\",0,Table1323[[#This Row],[Controls Rebate]])+Table1323[[#This Row],[Lighting Rebate]],\"\")","v":0},{"$f":"IFERROR(INDEX(Table1[Rebate Savings],MATCH(Table1323[[#This Row],[Lamp / Luminaire Category]]&Table1323[[#This Row],[Rebate Category]],Table1[PrescribedSource - Rebate ID],0))*Table1323[[#This Row],[Quantity of luminaires]]/1000,0)","v":0},{"$f":"IFERROR(Table1323[[#This Row],[Rebate kW Savings]]*IF(Table1323[[#This Row],[Assumed hours from space type]]=\"user defined\",Table1323[[#This Row],[Baseline Operating hours]],Table1323[[#This Row],[Assumed hours from space type]]),0)","v":0},{"$f":"IF(OR(Table1323[[#This Row],[Automatic Controls?]]=\"Fixture integrated occupancy sensor\",Table1323[[#This Row],[Automatic Controls?]]=\"Ceiling / wall mounted occupancy sensor\"),Table1323[[#This Row],[Quantity of luminaires]]*IF(Table1323[[#This Row],[Rebate Category]]<>\"\",INDEX(Table1[Retrofit W],MATCH(Table1323[[#This Row],[Rebate Category]],Table1[BC Hydro Rebate Category],0)),Table1323[[#This Row],[Retrofit W defined by user (no rebate)]])/1000*IF(Table1323[[#This Row],[Assumed hours from space type]]=\"user defined\",Table1323[[#This Row],[Baseline Operating hours]],Table1323[[#This Row],[Assumed hours from space type]])*0.2,0)","v":0},{"$f":"Table1323[[#This Row],[Rebate kWh savings]]+Table1323[[#This Row],[Controls Rebate kWh Savings]]","v":0},{"$f":"IFERROR(IF(Table1323[[#This Row],[Quantity of luminaires]]=\"\",\"\",IF(Table1323[[#This Row],[Lamp / Luminaire Category]]=\"No eligible rebate\",(Table1323[[#This Row],[Baseline W defined by user]]-Table1323[[#This Row],[Retrofit W defined by user (no rebate)]])*Table1323[[#This Row],[Quantity of luminaires]]/1000,(Table1323[[#This Row],[Assumed Baseline W by source]]-Table1323[[#This Row],[LED Luminaire W by rebate]])*Table1323[[#This Row],[Quantity of luminaires]]/1000)),0)","v":""},{"$f":"IFERROR(IF(Table1323[[#This Row],[Lamp / Luminaire Category]]=\"No eligible rebate\",Table1323[[#This Row],[Quantity of luminaires]]*(Table1323[[#This Row],[Baseline W defined by user]]-Table1323[[#This Row],[Retrofit W defined by user (no rebate)]])/1000*IF(Table1323[[#This Row],[Assumed hours from space type]]=\"user defined\",Table1323[[#This Row],[Baseline Operating hours]],Table1323[[#This Row],[Assumed hours from space type]])+Table1323[[#This Row],[Controls Rebate kWh Savings]],Table1323[[#This Row],[Quantity of luminaires]]*(INDEX(Table1[Actual Baseline W],MATCH(Table1323[[#This Row],[Lamp / Luminaire Category]]&Table1323[[#This Row],[Rebate Category]],Table1[PrescribedSource - Rebate ID],0))/1000-Table1323[[#This Row],[LED Luminaire W by rebate]]/1000)*IF(Table1323[[#This Row],[Assumed hours from space type]]=\"user defined\",Table1323[[#This Row],[Baseline Operating hours]],Table1323[[#This Row],[Assumed hours from space type]])+Table1323[[#This Row],[Controls Rebate kWh Savings]]),0)","v":0},{"$f":"IFERROR(IF(Table1323[[#This Row],[Rebate kW Savings]]=0,Table1323[[#This Row],[Demand Savings, kW]],INDEX(Table1[Actual Savings],MATCH(Table1323[[#This Row],[Lamp / Luminaire Category]]&Table1323[[#This Row],[Rebate Category]],Table1[PrescribedSource - Rebate ID],0))*Table1323[[#This Row],[Quantity of luminaires]]/1000),0)","v":""},{"$f":"IFERROR(Table1323[[#This Row],[BC Housing Site kW Savings]]*IF(Table1323[[#This Row],[Assumed hours from space type]]=\"user defined\",Table1323[[#This Row],[Baseline Operating hours]],Table1323[[#This Row],[Assumed hours from space type]])+Table1323[[#This Row],[Controls Rebate kWh Savings]],0)","v":0},{"$f":"IFERROR(IF(Table1323[[#This Row],[Lamp / Luminaire Category]]=\"No eligible rebate\",Table1323[[#This Row],[Lighting Technology]]&\" retrofit with no rebate\",Table1323[[#This Row],[Rebate Category]]),\"\")","v":0},{"$f":"IF(Table1323[[#This Row],[Lamp / Luminaire Category]]=\"No eligible rebate\",1,0)","v":0},{"$f":"IFERROR(IF(IF(Table1323[[#This Row],[Assumed hours from space type]]=\"user defined\",Table1323[[#This Row],[Baseline Operating hours]],Table1323[[#This Row],[Assumed hours from space type]])<3600,0,IF(AND(IF(Table1323[[#This Row],[Assumed hours from space type]]=\"user defined\",Table1323[[#This Row],[Baseline Operating hours]],Table1323[[#This Row],[Assumed hours from space type]])>=3600,OR(Table1323[[#This Row],[Automatic Controls?]]=\"None\",Table1323[[#This Row],[Automatic Controls?]]=\"\")),IF(Table1323[[#This Row],[Lamp / Luminaire Category]]=\"No eligible rebate\",Table1323[[#This Row],[Baseline W defined by user]]-Table1323[[#This Row],[Retrofit W defined by user (no rebate)]],Table1323[[#This Row],[Assumed Baseline W by source]]-Table1323[[#This Row],[LED Luminaire W by rebate]]),IF(AND(IF(Table1323[[#This Row],[Assumed hours from space type]]=\"user defined\",Table1323[[#This Row],[Baseline Operating hours]],Table1323[[#This Row],[Assumed hours from space type]])>=(3600/0.8),OR(Table1323[[#This Row],[Automatic Controls?]]=\"Fixture integrated occupancy sensor\",Table1323[[#This Row],[Automatic Controls?]]=\"Ceiling / wall mounted occupancy sensor\")),IF(Table1323[[#This Row],[Lamp / Luminaire Category]]=\"No eligible rebate\",(Table1323[[#This Row],[Baseline W defined by user]]-Table1323[[#This Row],[Retrofit W defined by user (no rebate)]]),Table1323[[#This Row],[Assumed Baseline W by source]]-Table1323[[#This Row],[LED Luminaire W by rebate]]),IF(AND(IF(Table1323[[#This Row],[Assumed hours from space type]]=\"user defined\",Table1323[[#This Row],[Baseline Operating hours]],Table1323[[#This Row],[Assumed hours from space type]])<(3600/0.8),OR(Table1323[[#This Row],[Automatic Controls?]]=\"Fixture integrated occupancy sensor\",Table1323[[#This Row],[Automatic Controls?]]=\"Ceiling / wall mounted occupancy sensor\")),IF(Table1323[[#This Row],[Lamp / Luminaire Category]]=\"No eligible rebate\",Table1323[[#This Row],[Baseline W defined by user]],Table1323[[#This Row],[Assumed Baseline W by source]])))))*Table1323[[#This Row],[Quantity of luminaires]]/1000,\"\")","v":""},{"$f":"Table1323[[#This Row],[LED lamp/luminaire retrofit part '#]]","v":0},{"$f":"IF(Table1323[[#This Row],[Rebate Unit]]=\"per lamp\",INDEX(Table1[Number of Lamps],MATCH(Table1323[[#This Row],[Lamp / Luminaire Category]]&Table1323[[#This Row],[Rebate Category]],Table1[PrescribedSource - Rebate ID],0)),1)*Table1323[[#This Row],[Quantity of luminaires]]","v":0},{"$f":"IFERROR(IF(Table1323[[#This Row],[Lamp / Luminaire Category]]=\"No eligible rebate\",\"no eligible rebate\",INDEX(Table1[BC Hydro xRM ECM],MATCH(Table1323[[#This Row],[Lamp / Luminaire Category]]&Table1323[[#This Row],[Rebate Category]],Table1[PrescribedSource - Rebate ID],0))),\"\")","v":""}]
[null,{"$f":"IF(Table1323[[#This Row],[Space Type]]=\"\",\"\",\"L-\"&ROW(145:145))","v":""},null,null,null,null,null,null,null,{"$f":"IFERROR(IF(Table1323[[#This Row],[Space Type]]=\"\",\"\",IF(Table1323[[#This Row],[Lamp / Luminaire Category]]=\"No eligible rebate\",\"\",IF(Table1323[[#This Row],[Rebate Category]]=\"\",\"select rebate\",INDEX(Table1[Actual Baseline W],MATCH(Table1323[[#This Row],[Lamp / Luminaire Category]]&Table1323[[#This Row],[Rebate Category]],Table1[PrescribedSource - Rebate ID],0))))),\"\")","v":""},{"$f":"IFERROR(IF(Table1323[[#This Row],[No]]=\"\",\"\",IF(Table1323[[#This Row],[Space Type]]=\"\",\"select Space Type\",IF(Table1323[[#This Row],[Baseline Operating hours]]<>\"\",\"user defined\",INDEX(Table5[Hours],MATCH(Table1323[[#This Row],[Space Type]],Table5[Space Type],0))))),\"\")","v":""},null,{"$f":"IFERROR(INDEX(Table1[Rebate],MATCH(Table1323[[#This Row],[Lamp / Luminaire Category]]&Table1323[[#This Row],[Rebate Category]],Table1[PrescribedSource - Rebate ID],0)),\"\")","v":""},{"$f":"IFERROR(INDEX(Table1[Rebate Unit],MATCH(Table1323[[#This Row],[Lamp / Luminaire Category]]&Table1323[[#This Row],[Rebate Category]],Table1[PrescribedSource - Rebate ID],0)),\"\")","v":""},null,{"$f":"IFERROR(IF(Table1323[[#This Row],[Lamp / Luminaire Category]]=\"No eligible rebate\",\"no rebate\",INDEX(Table1[Retrofit W],MATCH(Table1323[[#This Row],[Lamp / Luminaire Category]]&Table1323[[#This Row],[Rebate Category]],Table1[PrescribedSource - Rebate ID],0))),\"\")","v":""},null,null,null,{"$f":"IFERROR(INDEX(Table1[Rebate],MATCH(Table1323[[#This Row],[Lamp / Luminaire Category]]&Table1323[[#This Row],[Rebate Category]],Table1[PrescribedSource - Rebate ID],0))*Table1323[[#This Row],[Quantity of luminaires]],0)","v":0},{"$f":"IF(OR(Table1323[[#This Row],[Automatic Controls?]]=\"Fixture integrated Occupancy / Daylight Harvesting sensor\",Table1323[[#This Row],[Automatic Controls?]]=\"Ceiling / wall mounted Occupancy / Daylight Harvesting sensor\",Table1323[[#This Row],[Automatic Controls?]]=\"Timer\"),45*Table1323[[#This Row],[Number of occupancy sensors]],\"\")","v":""},{"$f":"IFERROR(IF(Table1323[[#This Row],[Controls Rebate]]=\"\",0,Table1323[[#This Row],[Controls Rebate]])+Table1323[[#This Row],[Lighting Rebate]],\"\")","v":0},{"$f":"IFERROR(INDEX(Table1[Rebate Savings],MATCH(Table1323[[#This Row],[Lamp / Luminaire Category]]&Table1323[[#This Row],[Rebate Category]],Table1[PrescribedSource - Rebate ID],0))*Table1323[[#This Row],[Quantity of luminaires]]/1000,0)","v":0},{"$f":"IFERROR(Table1323[[#This Row],[Rebate kW Savings]]*IF(Table1323[[#This Row],[Assumed hours from space type]]=\"user defined\",Table1323[[#This Row],[Baseline Operating hours]],Table1323[[#This Row],[Assumed hours from space type]]),0)","v":0},{"$f":"IF(OR(Table1323[[#This Row],[Automatic Controls?]]=\"Fixture integrated occupancy sensor\",Table1323[[#This Row],[Automatic Controls?]]=\"Ceiling / wall mounted occupancy sensor\"),Table1323[[#This Row],[Quantity of luminaires]]*IF(Table1323[[#This Row],[Rebate Category]]<>\"\",INDEX(Table1[Retrofit W],MATCH(Table1323[[#This Row],[Rebate Category]],Table1[BC Hydro Rebate Category],0)),Table1323[[#This Row],[Retrofit W defined by user (no rebate)]])/1000*IF(Table1323[[#This Row],[Assumed hours from space type]]=\"user defined\",Table1323[[#This Row],[Baseline Operating hours]],Table1323[[#This Row],[Assumed hours from space type]])*0.2,0)","v":0},{"$f":"Table1323[[#This Row],[Rebate kWh savings]]+Table1323[[#This Row],[Controls Rebate kWh Savings]]","v":0},{"$f":"IFERROR(IF(Table1323[[#This Row],[Quantity of luminaires]]=\"\",\"\",IF(Table1323[[#This Row],[Lamp / Luminaire Category]]=\"No eligible rebate\",(Table1323[[#This Row],[Baseline W defined by user]]-Table1323[[#This Row],[Retrofit W defined by user (no rebate)]])*Table1323[[#This Row],[Quantity of luminaires]]/1000,(Table1323[[#This Row],[Assumed Baseline W by source]]-Table1323[[#This Row],[LED Luminaire W by rebate]])*Table1323[[#This Row],[Quantity of luminaires]]/1000)),0)","v":""},{"$f":"IFERROR(IF(Table1323[[#This Row],[Lamp / Luminaire Category]]=\"No eligible rebate\",Table1323[[#This Row],[Quantity of luminaires]]*(Table1323[[#This Row],[Baseline W defined by user]]-Table1323[[#This Row],[Retrofit W defined by user (no rebate)]])/1000*IF(Table1323[[#This Row],[Assumed hours from space type]]=\"user defined\",Table1323[[#This Row],[Baseline Operating hours]],Table1323[[#This Row],[Assumed hours from space type]])+Table1323[[#This Row],[Controls Rebate kWh Savings]],Table1323[[#This Row],[Quantity of luminaires]]*(INDEX(Table1[Actual Baseline W],MATCH(Table1323[[#This Row],[Lamp / Luminaire Category]]&Table1323[[#This Row],[Rebate Category]],Table1[PrescribedSource - Rebate ID],0))/1000-Table1323[[#This Row],[LED Luminaire W by rebate]]/1000)*IF(Table1323[[#This Row],[Assumed hours from space type]]=\"user defined\",Table1323[[#This Row],[Baseline Operating hours]],Table1323[[#This Row],[Assumed hours from space type]])+Table1323[[#This Row],[Controls Rebate kWh Savings]]),0)","v":0},{"$f":"IFERROR(IF(Table1323[[#This Row],[Rebate kW Savings]]=0,Table1323[[#This Row],[Demand Savings, kW]],INDEX(Table1[Actual Savings],MATCH(Table1323[[#This Row],[Lamp / Luminaire Category]]&Table1323[[#This Row],[Rebate Category]],Table1[PrescribedSource - Rebate ID],0))*Table1323[[#This Row],[Quantity of luminaires]]/1000),0)","v":""},{"$f":"IFERROR(Table1323[[#This Row],[BC Housing Site kW Savings]]*IF(Table1323[[#This Row],[Assumed hours from space type]]=\"user defined\",Table1323[[#This Row],[Baseline Operating hours]],Table1323[[#This Row],[Assumed hours from space type]])+Table1323[[#This Row],[Controls Rebate kWh Savings]],0)","v":0},{"$f":"IFERROR(IF(Table1323[[#This Row],[Lamp / Luminaire Category]]=\"No eligible rebate\",Table1323[[#This Row],[Lighting Technology]]&\" retrofit with no rebate\",Table1323[[#This Row],[Rebate Category]]),\"\")","v":0},{"$f":"IF(Table1323[[#This Row],[Lamp / Luminaire Category]]=\"No eligible rebate\",1,0)","v":0},{"$f":"IFERROR(IF(IF(Table1323[[#This Row],[Assumed hours from space type]]=\"user defined\",Table1323[[#This Row],[Baseline Operating hours]],Table1323[[#This Row],[Assumed hours from space type]])<3600,0,IF(AND(IF(Table1323[[#This Row],[Assumed hours from space type]]=\"user defined\",Table1323[[#This Row],[Baseline Operating hours]],Table1323[[#This Row],[Assumed hours from space type]])>=3600,OR(Table1323[[#This Row],[Automatic Controls?]]=\"None\",Table1323[[#This Row],[Automatic Controls?]]=\"\")),IF(Table1323[[#This Row],[Lamp / Luminaire Category]]=\"No eligible rebate\",Table1323[[#This Row],[Baseline W defined by user]]-Table1323[[#This Row],[Retrofit W defined by user (no rebate)]],Table1323[[#This Row],[Assumed Baseline W by source]]-Table1323[[#This Row],[LED Luminaire W by rebate]]),IF(AND(IF(Table1323[[#This Row],[Assumed hours from space type]]=\"user defined\",Table1323[[#This Row],[Baseline Operating hours]],Table1323[[#This Row],[Assumed hours from space type]])>=(3600/0.8),OR(Table1323[[#This Row],[Automatic Controls?]]=\"Fixture integrated occupancy sensor\",Table1323[[#This Row],[Automatic Controls?]]=\"Ceiling / wall mounted occupancy sensor\")),IF(Table1323[[#This Row],[Lamp / Luminaire Category]]=\"No eligible rebate\",(Table1323[[#This Row],[Baseline W defined by user]]-Table1323[[#This Row],[Retrofit W defined by user (no rebate)]]),Table1323[[#This Row],[Assumed Baseline W by source]]-Table1323[[#This Row],[LED Luminaire W by rebate]]),IF(AND(IF(Table1323[[#This Row],[Assumed hours from space type]]=\"user defined\",Table1323[[#This Row],[Baseline Operating hours]],Table1323[[#This Row],[Assumed hours from space type]])<(3600/0.8),OR(Table1323[[#This Row],[Automatic Controls?]]=\"Fixture integrated occupancy sensor\",Table1323[[#This Row],[Automatic Controls?]]=\"Ceiling / wall mounted occupancy sensor\")),IF(Table1323[[#This Row],[Lamp / Luminaire Category]]=\"No eligible rebate\",Table1323[[#This Row],[Baseline W defined by user]],Table1323[[#This Row],[Assumed Baseline W by source]])))))*Table1323[[#This Row],[Quantity of luminaires]]/1000,\"\")","v":""},{"$f":"Table1323[[#This Row],[LED lamp/luminaire retrofit part '#]]","v":0},{"$f":"IF(Table1323[[#This Row],[Rebate Unit]]=\"per lamp\",INDEX(Table1[Number of Lamps],MATCH(Table1323[[#This Row],[Lamp / Luminaire Category]]&Table1323[[#This Row],[Rebate Category]],Table1[PrescribedSource - Rebate ID],0)),1)*Table1323[[#This Row],[Quantity of luminaires]]","v":0},{"$f":"IFERROR(IF(Table1323[[#This Row],[Lamp / Luminaire Category]]=\"No eligible rebate\",\"no eligible rebate\",INDEX(Table1[BC Hydro xRM ECM],MATCH(Table1323[[#This Row],[Lamp / Luminaire Category]]&Table1323[[#This Row],[Rebate Category]],Table1[PrescribedSource - Rebate ID],0))),\"\")","v":""}]
[null,{"$f":"IF(Table1323[[#This Row],[Space Type]]=\"\",\"\",\"L-\"&ROW(146:146))","v":""},null,null,null,null,null,null,null,{"$f":"IFERROR(IF(Table1323[[#This Row],[Space Type]]=\"\",\"\",IF(Table1323[[#This Row],[Lamp / Luminaire Category]]=\"No eligible rebate\",\"\",IF(Table1323[[#This Row],[Rebate Category]]=\"\",\"select rebate\",INDEX(Table1[Actual Baseline W],MATCH(Table1323[[#This Row],[Lamp / Luminaire Category]]&Table1323[[#This Row],[Rebate Category]],Table1[PrescribedSource - Rebate ID],0))))),\"\")","v":""},{"$f":"IFERROR(IF(Table1323[[#This Row],[No]]=\"\",\"\",IF(Table1323[[#This Row],[Space Type]]=\"\",\"select Space Type\",IF(Table1323[[#This Row],[Baseline Operating hours]]<>\"\",\"user defined\",INDEX(Table5[Hours],MATCH(Table1323[[#This Row],[Space Type]],Table5[Space Type],0))))),\"\")","v":""},null,{"$f":"IFERROR(INDEX(Table1[Rebate],MATCH(Table1323[[#This Row],[Lamp / Luminaire Category]]&Table1323[[#This Row],[Rebate Category]],Table1[PrescribedSource - Rebate ID],0)),\"\")","v":""},{"$f":"IFERROR(INDEX(Table1[Rebate Unit],MATCH(Table1323[[#This Row],[Lamp / Luminaire Category]]&Table1323[[#This Row],[Rebate Category]],Table1[PrescribedSource - Rebate ID],0)),\"\")","v":""},null,{"$f":"IFERROR(IF(Table1323[[#This Row],[Lamp / Luminaire Category]]=\"No eligible rebate\",\"no rebate\",INDEX(Table1[Retrofit W],MATCH(Table1323[[#This Row],[Lamp / Luminaire Category]]&Table1323[[#This Row],[Rebate Category]],Table1[PrescribedSource - Rebate ID],0))),\"\")","v":""},null,null,null,{"$f":"IFERROR(INDEX(Table1[Rebate],MATCH(Table1323[[#This Row],[Lamp / Luminaire Category]]&Table1323[[#This Row],[Rebate Category]],Table1[PrescribedSource - Rebate ID],0))*Table1323[[#This Row],[Quantity of luminaires]],0)","v":0},{"$f":"IF(OR(Table1323[[#This Row],[Automatic Controls?]]=\"Fixture integrated Occupancy / Daylight Harvesting sensor\",Table1323[[#This Row],[Automatic Controls?]]=\"Ceiling / wall mounted Occupancy / Daylight Harvesting sensor\",Table1323[[#This Row],[Automatic Controls?]]=\"Timer\"),45*Table1323[[#This Row],[Number of occupancy sensors]],\"\")","v":""},{"$f":"IFERROR(IF(Table1323[[#This Row],[Controls Rebate]]=\"\",0,Table1323[[#This Row],[Controls Rebate]])+Table1323[[#This Row],[Lighting Rebate]],\"\")","v":0},{"$f":"IFERROR(INDEX(Table1[Rebate Savings],MATCH(Table1323[[#This Row],[Lamp / Luminaire Category]]&Table1323[[#This Row],[Rebate Category]],Table1[PrescribedSource - Rebate ID],0))*Table1323[[#This Row],[Quantity of luminaires]]/1000,0)","v":0},{"$f":"IFERROR(Table1323[[#This Row],[Rebate kW Savings]]*IF(Table1323[[#This Row],[Assumed hours from space type]]=\"user defined\",Table1323[[#This Row],[Baseline Operating hours]],Table1323[[#This Row],[Assumed hours from space type]]),0)","v":0},{"$f":"IF(OR(Table1323[[#This Row],[Automatic Controls?]]=\"Fixture integrated occupancy sensor\",Table1323[[#This Row],[Automatic Controls?]]=\"Ceiling / wall mounted occupancy sensor\"),Table1323[[#This Row],[Quantity of luminaires]]*IF(Table1323[[#This Row],[Rebate Category]]<>\"\",INDEX(Table1[Retrofit W],MATCH(Table1323[[#This Row],[Rebate Category]],Table1[BC Hydro Rebate Category],0)),Table1323[[#This Row],[Retrofit W defined by user (no rebate)]])/1000*IF(Table1323[[#This Row],[Assumed hours from space type]]=\"user defined\",Table1323[[#This Row],[Baseline Operating hours]],Table1323[[#This Row],[Assumed hours from space type]])*0.2,0)","v":0},{"$f":"Table1323[[#This Row],[Rebate kWh savings]]+Table1323[[#This Row],[Controls Rebate kWh Savings]]","v":0},{"$f":"IFERROR(IF(Table1323[[#This Row],[Quantity of luminaires]]=\"\",\"\",IF(Table1323[[#This Row],[Lamp / Luminaire Category]]=\"No eligible rebate\",(Table1323[[#This Row],[Baseline W defined by user]]-Table1323[[#This Row],[Retrofit W defined by user (no rebate)]])*Table1323[[#This Row],[Quantity of luminaires]]/1000,(Table1323[[#This Row],[Assumed Baseline W by source]]-Table1323[[#This Row],[LED Luminaire W by rebate]])*Table1323[[#This Row],[Quantity of luminaires]]/1000)),0)","v":""},{"$f":"IFERROR(IF(Table1323[[#This Row],[Lamp / Luminaire Category]]=\"No eligible rebate\",Table1323[[#This Row],[Quantity of luminaires]]*(Table1323[[#This Row],[Baseline W defined by user]]-Table1323[[#This Row],[Retrofit W defined by user (no rebate)]])/1000*IF(Table1323[[#This Row],[Assumed hours from space type]]=\"user defined\",Table1323[[#This Row],[Baseline Operating hours]],Table1323[[#This Row],[Assumed hours from space type]])+Table1323[[#This Row],[Controls Rebate kWh Savings]],Table1323[[#This Row],[Quantity of luminaires]]*(INDEX(Table1[Actual Baseline W],MATCH(Table1323[[#This Row],[Lamp / Luminaire Category]]&Table1323[[#This Row],[Rebate Category]],Table1[PrescribedSource - Rebate ID],0))/1000-Table1323[[#This Row],[LED Luminaire W by rebate]]/1000)*IF(Table1323[[#This Row],[Assumed hours from space type]]=\"user defined\",Table1323[[#This Row],[Baseline Operating hours]],Table1323[[#This Row],[Assumed hours from space type]])+Table1323[[#This Row],[Controls Rebate kWh Savings]]),0)","v":0},{"$f":"IFERROR(IF(Table1323[[#This Row],[Rebate kW Savings]]=0,Table1323[[#This Row],[Demand Savings, kW]],INDEX(Table1[Actual Savings],MATCH(Table1323[[#This Row],[Lamp / Luminaire Category]]&Table1323[[#This Row],[Rebate Category]],Table1[PrescribedSource - Rebate ID],0))*Table1323[[#This Row],[Quantity of luminaires]]/1000),0)","v":""},{"$f":"IFERROR(Table1323[[#This Row],[BC Housing Site kW Savings]]*IF(Table1323[[#This Row],[Assumed hours from space type]]=\"user defined\",Table1323[[#This Row],[Baseline Operating hours]],Table1323[[#This Row],[Assumed hours from space type]])+Table1323[[#This Row],[Controls Rebate kWh Savings]],0)","v":0},{"$f":"IFERROR(IF(Table1323[[#This Row],[Lamp / Luminaire Category]]=\"No eligible rebate\",Table1323[[#This Row],[Lighting Technology]]&\" retrofit with no rebate\",Table1323[[#This Row],[Rebate Category]]),\"\")","v":0},{"$f":"IF(Table1323[[#This Row],[Lamp / Luminaire Category]]=\"No eligible rebate\",1,0)","v":0},{"$f":"IFERROR(IF(IF(Table1323[[#This Row],[Assumed hours from space type]]=\"user defined\",Table1323[[#This Row],[Baseline Operating hours]],Table1323[[#This Row],[Assumed hours from space type]])<3600,0,IF(AND(IF(Table1323[[#This Row],[Assumed hours from space type]]=\"user defined\",Table1323[[#This Row],[Baseline Operating hours]],Table1323[[#This Row],[Assumed hours from space type]])>=3600,OR(Table1323[[#This Row],[Automatic Controls?]]=\"None\",Table1323[[#This Row],[Automatic Controls?]]=\"\")),IF(Table1323[[#This Row],[Lamp / Luminaire Category]]=\"No eligible rebate\",Table1323[[#This Row],[Baseline W defined by user]]-Table1323[[#This Row],[Retrofit W defined by user (no rebate)]],Table1323[[#This Row],[Assumed Baseline W by source]]-Table1323[[#This Row],[LED Luminaire W by rebate]]),IF(AND(IF(Table1323[[#This Row],[Assumed hours from space type]]=\"user defined\",Table1323[[#This Row],[Baseline Operating hours]],Table1323[[#This Row],[Assumed hours from space type]])>=(3600/0.8),OR(Table1323[[#This Row],[Automatic Controls?]]=\"Fixture integrated occupancy sensor\",Table1323[[#This Row],[Automatic Controls?]]=\"Ceiling / wall mounted occupancy sensor\")),IF(Table1323[[#This Row],[Lamp / Luminaire Category]]=\"No eligible rebate\",(Table1323[[#This Row],[Baseline W defined by user]]-Table1323[[#This Row],[Retrofit W defined by user (no rebate)]]),Table1323[[#This Row],[Assumed Baseline W by source]]-Table1323[[#This Row],[LED Luminaire W by rebate]]),IF(AND(IF(Table1323[[#This Row],[Assumed hours from space type]]=\"user defined\",Table1323[[#This Row],[Baseline Operating hours]],Table1323[[#This Row],[Assumed hours from space type]])<(3600/0.8),OR(Table1323[[#This Row],[Automatic Controls?]]=\"Fixture integrated occupancy sensor\",Table1323[[#This Row],[Automatic Controls?]]=\"Ceiling / wall mounted occupancy sensor\")),IF(Table1323[[#This Row],[Lamp / Luminaire Category]]=\"No eligible rebate\",Table1323[[#This Row],[Baseline W defined by user]],Table1323[[#This Row],[Assumed Baseline W by source]])))))*Table1323[[#This Row],[Quantity of luminaires]]/1000,\"\")","v":""},{"$f":"Table1323[[#This Row],[LED lamp/luminaire retrofit part '#]]","v":0},{"$f":"IF(Table1323[[#This Row],[Rebate Unit]]=\"per lamp\",INDEX(Table1[Number of Lamps],MATCH(Table1323[[#This Row],[Lamp / Luminaire Category]]&Table1323[[#This Row],[Rebate Category]],Table1[PrescribedSource - Rebate ID],0)),1)*Table1323[[#This Row],[Quantity of luminaires]]","v":0},{"$f":"IFERROR(IF(Table1323[[#This Row],[Lamp / Luminaire Category]]=\"No eligible rebate\",\"no eligible rebate\",INDEX(Table1[BC Hydro xRM ECM],MATCH(Table1323[[#This Row],[Lamp / Luminaire Category]]&Table1323[[#This Row],[Rebate Category]],Table1[PrescribedSource - Rebate ID],0))),\"\")","v":""}]
[null,{"$f":"IF(Table1323[[#This Row],[Space Type]]=\"\",\"\",\"L-\"&ROW(147:147))","v":""},null,null,null,null,null,null,null,{"$f":"IFERROR(IF(Table1323[[#This Row],[Space Type]]=\"\",\"\",IF(Table1323[[#This Row],[Lamp / Luminaire Category]]=\"No eligible rebate\",\"\",IF(Table1323[[#This Row],[Rebate Category]]=\"\",\"select rebate\",INDEX(Table1[Actual Baseline W],MATCH(Table1323[[#This Row],[Lamp / Luminaire Category]]&Table1323[[#This Row],[Rebate Category]],Table1[PrescribedSource - Rebate ID],0))))),\"\")","v":""},{"$f":"IFERROR(IF(Table1323[[#This Row],[No]]=\"\",\"\",IF(Table1323[[#This Row],[Space Type]]=\"\",\"select Space Type\",IF(Table1323[[#This Row],[Baseline Operating hours]]<>\"\",\"user defined\",INDEX(Table5[Hours],MATCH(Table1323[[#This Row],[Space Type]],Table5[Space Type],0))))),\"\")","v":""},null,{"$f":"IFERROR(INDEX(Table1[Rebate],MATCH(Table1323[[#This Row],[Lamp / Luminaire Category]]&Table1323[[#This Row],[Rebate Category]],Table1[PrescribedSource - Rebate ID],0)),\"\")","v":""},{"$f":"IFERROR(INDEX(Table1[Rebate Unit],MATCH(Table1323[[#This Row],[Lamp / Luminaire Category]]&Table1323[[#This Row],[Rebate Category]],Table1[PrescribedSource - Rebate ID],0)),\"\")","v":""},null,{"$f":"IFERROR(IF(Table1323[[#This Row],[Lamp / Luminaire Category]]=\"No eligible rebate\",\"no rebate\",INDEX(Table1[Retrofit W],MATCH(Table1323[[#This Row],[Lamp / Luminaire Category]]&Table1323[[#This Row],[Rebate Category]],Table1[PrescribedSource - Rebate ID],0))),\"\")","v":""},null,null,null,{"$f":"IFERROR(INDEX(Table1[Rebate],MATCH(Table1323[[#This Row],[Lamp / Luminaire Category]]&Table1323[[#This Row],[Rebate Category]],Table1[PrescribedSource - Rebate ID],0))*Table1323[[#This Row],[Quantity of luminaires]],0)","v":0},{"$f":"IF(OR(Table1323[[#This Row],[Automatic Controls?]]=\"Fixture integrated Occupancy / Daylight Harvesting sensor\",Table1323[[#This Row],[Automatic Controls?]]=\"Ceiling / wall mounted Occupancy / Daylight Harvesting sensor\",Table1323[[#This Row],[Automatic Controls?]]=\"Timer\"),45*Table1323[[#This Row],[Number of occupancy sensors]],\"\")","v":""},{"$f":"IFERROR(IF(Table1323[[#This Row],[Controls Rebate]]=\"\",0,Table1323[[#This Row],[Controls Rebate]])+Table1323[[#This Row],[Lighting Rebate]],\"\")","v":0},{"$f":"IFERROR(INDEX(Table1[Rebate Savings],MATCH(Table1323[[#This Row],[Lamp / Luminaire Category]]&Table1323[[#This Row],[Rebate Category]],Table1[PrescribedSource - Rebate ID],0))*Table1323[[#This Row],[Quantity of luminaires]]/1000,0)","v":0},{"$f":"IFERROR(Table1323[[#This Row],[Rebate kW Savings]]*IF(Table1323[[#This Row],[Assumed hours from space type]]=\"user defined\",Table1323[[#This Row],[Baseline Operating hours]],Table1323[[#This Row],[Assumed hours from space type]]),0)","v":0},{"$f":"IF(OR(Table1323[[#This Row],[Automatic Controls?]]=\"Fixture integrated occupancy sensor\",Table1323[[#This Row],[Automatic Controls?]]=\"Ceiling / wall mounted occupancy sensor\"),Table1323[[#This Row],[Quantity of luminaires]]*IF(Table1323[[#This Row],[Rebate Category]]<>\"\",INDEX(Table1[Retrofit W],MATCH(Table1323[[#This Row],[Rebate Category]],Table1[BC Hydro Rebate Category],0)),Table1323[[#This Row],[Retrofit W defined by user (no rebate)]])/1000*IF(Table1323[[#This Row],[Assumed hours from space type]]=\"user defined\",Table1323[[#This Row],[Baseline Operating hours]],Table1323[[#This Row],[Assumed hours from space type]])*0.2,0)","v":0},{"$f":"Table1323[[#This Row],[Rebate kWh savings]]+Table1323[[#This Row],[Controls Rebate kWh Savings]]","v":0},{"$f":"IFERROR(IF(Table1323[[#This Row],[Quantity of luminaires]]=\"\",\"\",IF(Table1323[[#This Row],[Lamp / Luminaire Category]]=\"No eligible rebate\",(Table1323[[#This Row],[Baseline W defined by user]]-Table1323[[#This Row],[Retrofit W defined by user (no rebate)]])*Table1323[[#This Row],[Quantity of luminaires]]/1000,(Table1323[[#This Row],[Assumed Baseline W by source]]-Table1323[[#This Row],[LED Luminaire W by rebate]])*Table1323[[#This Row],[Quantity of luminaires]]/1000)),0)","v":""},{"$f":"IFERROR(IF(Table1323[[#This Row],[Lamp / Luminaire Category]]=\"No eligible rebate\",Table1323[[#This Row],[Quantity of luminaires]]*(Table1323[[#This Row],[Baseline W defined by user]]-Table1323[[#This Row],[Retrofit W defined by user (no rebate)]])/1000*IF(Table1323[[#This Row],[Assumed hours from space type]]=\"user defined\",Table1323[[#This Row],[Baseline Operating hours]],Table1323[[#This Row],[Assumed hours from space type]])+Table1323[[#This Row],[Controls Rebate kWh Savings]],Table1323[[#This Row],[Quantity of luminaires]]*(INDEX(Table1[Actual Baseline W],MATCH(Table1323[[#This Row],[Lamp / Luminaire Category]]&Table1323[[#This Row],[Rebate Category]],Table1[PrescribedSource - Rebate ID],0))/1000-Table1323[[#This Row],[LED Luminaire W by rebate]]/1000)*IF(Table1323[[#This Row],[Assumed hours from space type]]=\"user defined\",Table1323[[#This Row],[Baseline Operating hours]],Table1323[[#This Row],[Assumed hours from space type]])+Table1323[[#This Row],[Controls Rebate kWh Savings]]),0)","v":0},{"$f":"IFERROR(IF(Table1323[[#This Row],[Rebate kW Savings]]=0,Table1323[[#This Row],[Demand Savings, kW]],INDEX(Table1[Actual Savings],MATCH(Table1323[[#This Row],[Lamp / Luminaire Category]]&Table1323[[#This Row],[Rebate Category]],Table1[PrescribedSource - Rebate ID],0))*Table1323[[#This Row],[Quantity of luminaires]]/1000),0)","v":""},{"$f":"IFERROR(Table1323[[#This Row],[BC Housing Site kW Savings]]*IF(Table1323[[#This Row],[Assumed hours from space type]]=\"user defined\",Table1323[[#This Row],[Baseline Operating hours]],Table1323[[#This Row],[Assumed hours from space type]])+Table1323[[#This Row],[Controls Rebate kWh Savings]],0)","v":0},{"$f":"IFERROR(IF(Table1323[[#This Row],[Lamp / Luminaire Category]]=\"No eligible rebate\",Table1323[[#This Row],[Lighting Technology]]&\" retrofit with no rebate\",Table1323[[#This Row],[Rebate Category]]),\"\")","v":0},{"$f":"IF(Table1323[[#This Row],[Lamp / Luminaire Category]]=\"No eligible rebate\",1,0)","v":0},{"$f":"IFERROR(IF(IF(Table1323[[#This Row],[Assumed hours from space type]]=\"user defined\",Table1323[[#This Row],[Baseline Operating hours]],Table1323[[#This Row],[Assumed hours from space type]])<3600,0,IF(AND(IF(Table1323[[#This Row],[Assumed hours from space type]]=\"user defined\",Table1323[[#This Row],[Baseline Operating hours]],Table1323[[#This Row],[Assumed hours from space type]])>=3600,OR(Table1323[[#This Row],[Automatic Controls?]]=\"None\",Table1323[[#This Row],[Automatic Controls?]]=\"\")),IF(Table1323[[#This Row],[Lamp / Luminaire Category]]=\"No eligible rebate\",Table1323[[#This Row],[Baseline W defined by user]]-Table1323[[#This Row],[Retrofit W defined by user (no rebate)]],Table1323[[#This Row],[Assumed Baseline W by source]]-Table1323[[#This Row],[LED Luminaire W by rebate]]),IF(AND(IF(Table1323[[#This Row],[Assumed hours from space type]]=\"user defined\",Table1323[[#This Row],[Baseline Operating hours]],Table1323[[#This Row],[Assumed hours from space type]])>=(3600/0.8),OR(Table1323[[#This Row],[Automatic Controls?]]=\"Fixture integrated occupancy sensor\",Table1323[[#This Row],[Automatic Controls?]]=\"Ceiling / wall mounted occupancy sensor\")),IF(Table1323[[#This Row],[Lamp / Luminaire Category]]=\"No eligible rebate\",(Table1323[[#This Row],[Baseline W defined by user]]-Table1323[[#This Row],[Retrofit W defined by user (no rebate)]]),Table1323[[#This Row],[Assumed Baseline W by source]]-Table1323[[#This Row],[LED Luminaire W by rebate]]),IF(AND(IF(Table1323[[#This Row],[Assumed hours from space type]]=\"user defined\",Table1323[[#This Row],[Baseline Operating hours]],Table1323[[#This Row],[Assumed hours from space type]])<(3600/0.8),OR(Table1323[[#This Row],[Automatic Controls?]]=\"Fixture integrated occupancy sensor\",Table1323[[#This Row],[Automatic Controls?]]=\"Ceiling / wall mounted occupancy sensor\")),IF(Table1323[[#This Row],[Lamp / Luminaire Category]]=\"No eligible rebate\",Table1323[[#This Row],[Baseline W defined by user]],Table1323[[#This Row],[Assumed Baseline W by source]])))))*Table1323[[#This Row],[Quantity of luminaires]]/1000,\"\")","v":""},{"$f":"Table1323[[#This Row],[LED lamp/luminaire retrofit part '#]]","v":0},{"$f":"IF(Table1323[[#This Row],[Rebate Unit]]=\"per lamp\",INDEX(Table1[Number of Lamps],MATCH(Table1323[[#This Row],[Lamp / Luminaire Category]]&Table1323[[#This Row],[Rebate Category]],Table1[PrescribedSource - Rebate ID],0)),1)*Table1323[[#This Row],[Quantity of luminaires]]","v":0},{"$f":"IFERROR(IF(Table1323[[#This Row],[Lamp / Luminaire Category]]=\"No eligible rebate\",\"no eligible rebate\",INDEX(Table1[BC Hydro xRM ECM],MATCH(Table1323[[#This Row],[Lamp / Luminaire Category]]&Table1323[[#This Row],[Rebate Category]],Table1[PrescribedSource - Rebate ID],0))),\"\")","v":""}]
[null,{"$f":"IF(Table1323[[#This Row],[Space Type]]=\"\",\"\",\"L-\"&ROW(148:148))","v":""},null,null,null,null,null,null,null,{"$f":"IFERROR(IF(Table1323[[#This Row],[Space Type]]=\"\",\"\",IF(Table1323[[#This Row],[Lamp / Luminaire Category]]=\"No eligible rebate\",\"\",IF(Table1323[[#This Row],[Rebate Category]]=\"\",\"select rebate\",INDEX(Table1[Actual Baseline W],MATCH(Table1323[[#This Row],[Lamp / Luminaire Category]]&Table1323[[#This Row],[Rebate Category]],Table1[PrescribedSource - Rebate ID],0))))),\"\")","v":""},{"$f":"IFERROR(IF(Table1323[[#This Row],[No]]=\"\",\"\",IF(Table1323[[#This Row],[Space Type]]=\"\",\"select Space Type\",IF(Table1323[[#This Row],[Baseline Operating hours]]<>\"\",\"user defined\",INDEX(Table5[Hours],MATCH(Table1323[[#This Row],[Space Type]],Table5[Space Type],0))))),\"\")","v":""},null,{"$f":"IFERROR(INDEX(Table1[Rebate],MATCH(Table1323[[#This Row],[Lamp / Luminaire Category]]&Table1323[[#This Row],[Rebate Category]],Table1[PrescribedSource - Rebate ID],0)),\"\")","v":""},{"$f":"IFERROR(INDEX(Table1[Rebate Unit],MATCH(Table1323[[#This Row],[Lamp / Luminaire Category]]&Table1323[[#This Row],[Rebate Category]],Table1[PrescribedSource - Rebate ID],0)),\"\")","v":""},null,{"$f":"IFERROR(IF(Table1323[[#This Row],[Lamp / Luminaire Category]]=\"No eligible rebate\",\"no rebate\",INDEX(Table1[Retrofit W],MATCH(Table1323[[#This Row],[Lamp / Luminaire Category]]&Table1323[[#This Row],[Rebate Category]],Table1[PrescribedSource - Rebate ID],0))),\"\")","v":""},null,null,null,{"$f":"IFERROR(INDEX(Table1[Rebate],MATCH(Table1323[[#This Row],[Lamp / Luminaire Category]]&Table1323[[#This Row],[Rebate Category]],Table1[PrescribedSource - Rebate ID],0))*Table1323[[#This Row],[Quantity of luminaires]],0)","v":0},{"$f":"IF(OR(Table1323[[#This Row],[Automatic Controls?]]=\"Fixture integrated Occupancy / Daylight Harvesting sensor\",Table1323[[#This Row],[Automatic Controls?]]=\"Ceiling / wall mounted Occupancy / Daylight Harvesting sensor\",Table1323[[#This Row],[Automatic Controls?]]=\"Timer\"),45*Table1323[[#This Row],[Number of occupancy sensors]],\"\")","v":""},{"$f":"IFERROR(IF(Table1323[[#This Row],[Controls Rebate]]=\"\",0,Table1323[[#This Row],[Controls Rebate]])+Table1323[[#This Row],[Lighting Rebate]],\"\")","v":0},{"$f":"IFERROR(INDEX(Table1[Rebate Savings],MATCH(Table1323[[#This Row],[Lamp / Luminaire Category]]&Table1323[[#This Row],[Rebate Category]],Table1[PrescribedSource - Rebate ID],0))*Table1323[[#This Row],[Quantity of luminaires]]/1000,0)","v":0},{"$f":"IFERROR(Table1323[[#This Row],[Rebate kW Savings]]*IF(Table1323[[#This Row],[Assumed hours from space type]]=\"user defined\",Table1323[[#This Row],[Baseline Operating hours]],Table1323[[#This Row],[Assumed hours from space type]]),0)","v":0},{"$f":"IF(OR(Table1323[[#This Row],[Automatic Controls?]]=\"Fixture integrated occupancy sensor\",Table1323[[#This Row],[Automatic Controls?]]=\"Ceiling / wall mounted occupancy sensor\"),Table1323[[#This Row],[Quantity of luminaires]]*IF(Table1323[[#This Row],[Rebate Category]]<>\"\",INDEX(Table1[Retrofit W],MATCH(Table1323[[#This Row],[Rebate Category]],Table1[BC Hydro Rebate Category],0)),Table1323[[#This Row],[Retrofit W defined by user (no rebate)]])/1000*IF(Table1323[[#This Row],[Assumed hours from space type]]=\"user defined\",Table1323[[#This Row],[Baseline Operating hours]],Table1323[[#This Row],[Assumed hours from space type]])*0.2,0)","v":0},{"$f":"Table1323[[#This Row],[Rebate kWh savings]]+Table1323[[#This Row],[Controls Rebate kWh Savings]]","v":0},{"$f":"IFERROR(IF(Table1323[[#This Row],[Quantity of luminaires]]=\"\",\"\",IF(Table1323[[#This Row],[Lamp / Luminaire Category]]=\"No eligible rebate\",(Table1323[[#This Row],[Baseline W defined by user]]-Table1323[[#This Row],[Retrofit W defined by user (no rebate)]])*Table1323[[#This Row],[Quantity of luminaires]]/1000,(Table1323[[#This Row],[Assumed Baseline W by source]]-Table1323[[#This Row],[LED Luminaire W by rebate]])*Table1323[[#This Row],[Quantity of luminaires]]/1000)),0)","v":""},{"$f":"IFERROR(IF(Table1323[[#This Row],[Lamp / Luminaire Category]]=\"No eligible rebate\",Table1323[[#This Row],[Quantity of luminaires]]*(Table1323[[#This Row],[Baseline W defined by user]]-Table1323[[#This Row],[Retrofit W defined by user (no rebate)]])/1000*IF(Table1323[[#This Row],[Assumed hours from space type]]=\"user defined\",Table1323[[#This Row],[Baseline Operating hours]],Table1323[[#This Row],[Assumed hours from space type]])+Table1323[[#This Row],[Controls Rebate kWh Savings]],Table1323[[#This Row],[Quantity of luminaires]]*(INDEX(Table1[Actual Baseline W],MATCH(Table1323[[#This Row],[Lamp / Luminaire Category]]&Table1323[[#This Row],[Rebate Category]],Table1[PrescribedSource - Rebate ID],0))/1000-Table1323[[#This Row],[LED Luminaire W by rebate]]/1000)*IF(Table1323[[#This Row],[Assumed hours from space type]]=\"user defined\",Table1323[[#This Row],[Baseline Operating hours]],Table1323[[#This Row],[Assumed hours from space type]])+Table1323[[#This Row],[Controls Rebate kWh Savings]]),0)","v":0},{"$f":"IFERROR(IF(Table1323[[#This Row],[Rebate kW Savings]]=0,Table1323[[#This Row],[Demand Savings, kW]],INDEX(Table1[Actual Savings],MATCH(Table1323[[#This Row],[Lamp / Luminaire Category]]&Table1323[[#This Row],[Rebate Category]],Table1[PrescribedSource - Rebate ID],0))*Table1323[[#This Row],[Quantity of luminaires]]/1000),0)","v":""},{"$f":"IFERROR(Table1323[[#This Row],[BC Housing Site kW Savings]]*IF(Table1323[[#This Row],[Assumed hours from space type]]=\"user defined\",Table1323[[#This Row],[Baseline Operating hours]],Table1323[[#This Row],[Assumed hours from space type]])+Table1323[[#This Row],[Controls Rebate kWh Savings]],0)","v":0},{"$f":"IFERROR(IF(Table1323[[#This Row],[Lamp / Luminaire Category]]=\"No eligible rebate\",Table1323[[#This Row],[Lighting Technology]]&\" retrofit with no rebate\",Table1323[[#This Row],[Rebate Category]]),\"\")","v":0},{"$f":"IF(Table1323[[#This Row],[Lamp / Luminaire Category]]=\"No eligible rebate\",1,0)","v":0},{"$f":"IFERROR(IF(IF(Table1323[[#This Row],[Assumed hours from space type]]=\"user defined\",Table1323[[#This Row],[Baseline Operating hours]],Table1323[[#This Row],[Assumed hours from space type]])<3600,0,IF(AND(IF(Table1323[[#This Row],[Assumed hours from space type]]=\"user defined\",Table1323[[#This Row],[Baseline Operating hours]],Table1323[[#This Row],[Assumed hours from space type]])>=3600,OR(Table1323[[#This Row],[Automatic Controls?]]=\"None\",Table1323[[#This Row],[Automatic Controls?]]=\"\")),IF(Table1323[[#This Row],[Lamp / Luminaire Category]]=\"No eligible rebate\",Table1323[[#This Row],[Baseline W defined by user]]-Table1323[[#This Row],[Retrofit W defined by user (no rebate)]],Table1323[[#This Row],[Assumed Baseline W by source]]-Table1323[[#This Row],[LED Luminaire W by rebate]]),IF(AND(IF(Table1323[[#This Row],[Assumed hours from space type]]=\"user defined\",Table1323[[#This Row],[Baseline Operating hours]],Table1323[[#This Row],[Assumed hours from space type]])>=(3600/0.8),OR(Table1323[[#This Row],[Automatic Controls?]]=\"Fixture integrated occupancy sensor\",Table1323[[#This Row],[Automatic Controls?]]=\"Ceiling / wall mounted occupancy sensor\")),IF(Table1323[[#This Row],[Lamp / Luminaire Category]]=\"No eligible rebate\",(Table1323[[#This Row],[Baseline W defined by user]]-Table1323[[#This Row],[Retrofit W defined by user (no rebate)]]),Table1323[[#This Row],[Assumed Baseline W by source]]-Table1323[[#This Row],[LED Luminaire W by rebate]]),IF(AND(IF(Table1323[[#This Row],[Assumed hours from space type]]=\"user defined\",Table1323[[#This Row],[Baseline Operating hours]],Table1323[[#This Row],[Assumed hours from space type]])<(3600/0.8),OR(Table1323[[#This Row],[Automatic Controls?]]=\"Fixture integrated occupancy sensor\",Table1323[[#This Row],[Automatic Controls?]]=\"Ceiling / wall mounted occupancy sensor\")),IF(Table1323[[#This Row],[Lamp / Luminaire Category]]=\"No eligible rebate\",Table1323[[#This Row],[Baseline W defined by user]],Table1323[[#This Row],[Assumed Baseline W by source]])))))*Table1323[[#This Row],[Quantity of luminaires]]/1000,\"\")","v":""},{"$f":"Table1323[[#This Row],[LED lamp/luminaire retrofit part '#]]","v":0},{"$f":"IF(Table1323[[#This Row],[Rebate Unit]]=\"per lamp\",INDEX(Table1[Number of Lamps],MATCH(Table1323[[#This Row],[Lamp / Luminaire Category]]&Table1323[[#This Row],[Rebate Category]],Table1[PrescribedSource - Rebate ID],0)),1)*Table1323[[#This Row],[Quantity of luminaires]]","v":0},{"$f":"IFERROR(IF(Table1323[[#This Row],[Lamp / Luminaire Category]]=\"No eligible rebate\",\"no eligible rebate\",INDEX(Table1[BC Hydro xRM ECM],MATCH(Table1323[[#This Row],[Lamp / Luminaire Category]]&Table1323[[#This Row],[Rebate Category]],Table1[PrescribedSource - Rebate ID],0))),\"\")","v":""}]
[null,{"$f":"IF(Table1323[[#This Row],[Space Type]]=\"\",\"\",\"L-\"&ROW(149:149))","v":""},null,null,null,null,null,null,null,{"$f":"IFERROR(IF(Table1323[[#This Row],[Space Type]]=\"\",\"\",IF(Table1323[[#This Row],[Lamp / Luminaire Category]]=\"No eligible rebate\",\"\",IF(Table1323[[#This Row],[Rebate Category]]=\"\",\"select rebate\",INDEX(Table1[Actual Baseline W],MATCH(Table1323[[#This Row],[Lamp / Luminaire Category]]&Table1323[[#This Row],[Rebate Category]],Table1[PrescribedSource - Rebate ID],0))))),\"\")","v":""},{"$f":"IFERROR(IF(Table1323[[#This Row],[No]]=\"\",\"\",IF(Table1323[[#This Row],[Space Type]]=\"\",\"select Space Type\",IF(Table1323[[#This Row],[Baseline Operating hours]]<>\"\",\"user defined\",INDEX(Table5[Hours],MATCH(Table1323[[#This Row],[Space Type]],Table5[Space Type],0))))),\"\")","v":""},null,{"$f":"IFERROR(INDEX(Table1[Rebate],MATCH(Table1323[[#This Row],[Lamp / Luminaire Category]]&Table1323[[#This Row],[Rebate Category]],Table1[PrescribedSource - Rebate ID],0)),\"\")","v":""},{"$f":"IFERROR(INDEX(Table1[Rebate Unit],MATCH(Table1323[[#This Row],[Lamp / Luminaire Category]]&Table1323[[#This Row],[Rebate Category]],Table1[PrescribedSource - Rebate ID],0)),\"\")","v":""},null,{"$f":"IFERROR(IF(Table1323[[#This Row],[Lamp / Luminaire Category]]=\"No eligible rebate\",\"no rebate\",INDEX(Table1[Retrofit W],MATCH(Table1323[[#This Row],[Lamp / Luminaire Category]]&Table1323[[#This Row],[Rebate Category]],Table1[PrescribedSource - Rebate ID],0))),\"\")","v":""},null,null,null,{"$f":"IFERROR(INDEX(Table1[Rebate],MATCH(Table1323[[#This Row],[Lamp / Luminaire Category]]&Table1323[[#This Row],[Rebate Category]],Table1[PrescribedSource - Rebate ID],0))*Table1323[[#This Row],[Quantity of luminaires]],0)","v":0},{"$f":"IF(OR(Table1323[[#This Row],[Automatic Controls?]]=\"Fixture integrated Occupancy / Daylight Harvesting sensor\",Table1323[[#This Row],[Automatic Controls?]]=\"Ceiling / wall mounted Occupancy / Daylight Harvesting sensor\",Table1323[[#This Row],[Automatic Controls?]]=\"Timer\"),45*Table1323[[#This Row],[Number of occupancy sensors]],\"\")","v":""},{"$f":"IFERROR(IF(Table1323[[#This Row],[Controls Rebate]]=\"\",0,Table1323[[#This Row],[Controls Rebate]])+Table1323[[#This Row],[Lighting Rebate]],\"\")","v":0},{"$f":"IFERROR(INDEX(Table1[Rebate Savings],MATCH(Table1323[[#This Row],[Lamp / Luminaire Category]]&Table1323[[#This Row],[Rebate Category]],Table1[PrescribedSource - Rebate ID],0))*Table1323[[#This Row],[Quantity of luminaires]]/1000,0)","v":0},{"$f":"IFERROR(Table1323[[#This Row],[Rebate kW Savings]]*IF(Table1323[[#This Row],[Assumed hours from space type]]=\"user defined\",Table1323[[#This Row],[Baseline Operating hours]],Table1323[[#This Row],[Assumed hours from space type]]),0)","v":0},{"$f":"IF(OR(Table1323[[#This Row],[Automatic Controls?]]=\"Fixture integrated occupancy sensor\",Table1323[[#This Row],[Automatic Controls?]]=\"Ceiling / wall mounted occupancy sensor\"),Table1323[[#This Row],[Quantity of luminaires]]*IF(Table1323[[#This Row],[Rebate Category]]<>\"\",INDEX(Table1[Retrofit W],MATCH(Table1323[[#This Row],[Rebate Category]],Table1[BC Hydro Rebate Category],0)),Table1323[[#This Row],[Retrofit W defined by user (no rebate)]])/1000*IF(Table1323[[#This Row],[Assumed hours from space type]]=\"user defined\",Table1323[[#This Row],[Baseline Operating hours]],Table1323[[#This Row],[Assumed hours from space type]])*0.2,0)","v":0},{"$f":"Table1323[[#This Row],[Rebate kWh savings]]+Table1323[[#This Row],[Controls Rebate kWh Savings]]","v":0},{"$f":"IFERROR(IF(Table1323[[#This Row],[Quantity of luminaires]]=\"\",\"\",IF(Table1323[[#This Row],[Lamp / Luminaire Category]]=\"No eligible rebate\",(Table1323[[#This Row],[Baseline W defined by user]]-Table1323[[#This Row],[Retrofit W defined by user (no rebate)]])*Table1323[[#This Row],[Quantity of luminaires]]/1000,(Table1323[[#This Row],[Assumed Baseline W by source]]-Table1323[[#This Row],[LED Luminaire W by rebate]])*Table1323[[#This Row],[Quantity of luminaires]]/1000)),0)","v":""},{"$f":"IFERROR(IF(Table1323[[#This Row],[Lamp / Luminaire Category]]=\"No eligible rebate\",Table1323[[#This Row],[Quantity of luminaires]]*(Table1323[[#This Row],[Baseline W defined by user]]-Table1323[[#This Row],[Retrofit W defined by user (no rebate)]])/1000*IF(Table1323[[#This Row],[Assumed hours from space type]]=\"user defined\",Table1323[[#This Row],[Baseline Operating hours]],Table1323[[#This Row],[Assumed hours from space type]])+Table1323[[#This Row],[Controls Rebate kWh Savings]],Table1323[[#This Row],[Quantity of luminaires]]*(INDEX(Table1[Actual Baseline W],MATCH(Table1323[[#This Row],[Lamp / Luminaire Category]]&Table1323[[#This Row],[Rebate Category]],Table1[PrescribedSource - Rebate ID],0))/1000-Table1323[[#This Row],[LED Luminaire W by rebate]]/1000)*IF(Table1323[[#This Row],[Assumed hours from space type]]=\"user defined\",Table1323[[#This Row],[Baseline Operating hours]],Table1323[[#This Row],[Assumed hours from space type]])+Table1323[[#This Row],[Controls Rebate kWh Savings]]),0)","v":0},{"$f":"IFERROR(IF(Table1323[[#This Row],[Rebate kW Savings]]=0,Table1323[[#This Row],[Demand Savings, kW]],INDEX(Table1[Actual Savings],MATCH(Table1323[[#This Row],[Lamp / Luminaire Category]]&Table1323[[#This Row],[Rebate Category]],Table1[PrescribedSource - Rebate ID],0))*Table1323[[#This Row],[Quantity of luminaires]]/1000),0)","v":""},{"$f":"IFERROR(Table1323[[#This Row],[BC Housing Site kW Savings]]*IF(Table1323[[#This Row],[Assumed hours from space type]]=\"user defined\",Table1323[[#This Row],[Baseline Operating hours]],Table1323[[#This Row],[Assumed hours from space type]])+Table1323[[#This Row],[Controls Rebate kWh Savings]],0)","v":0},{"$f":"IFERROR(IF(Table1323[[#This Row],[Lamp / Luminaire Category]]=\"No eligible rebate\",Table1323[[#This Row],[Lighting Technology]]&\" retrofit with no rebate\",Table1323[[#This Row],[Rebate Category]]),\"\")","v":0},{"$f":"IF(Table1323[[#This Row],[Lamp / Luminaire Category]]=\"No eligible rebate\",1,0)","v":0},{"$f":"IFERROR(IF(IF(Table1323[[#This Row],[Assumed hours from space type]]=\"user defined\",Table1323[[#This Row],[Baseline Operating hours]],Table1323[[#This Row],[Assumed hours from space type]])<3600,0,IF(AND(IF(Table1323[[#This Row],[Assumed hours from space type]]=\"user defined\",Table1323[[#This Row],[Baseline Operating hours]],Table1323[[#This Row],[Assumed hours from space type]])>=3600,OR(Table1323[[#This Row],[Automatic Controls?]]=\"None\",Table1323[[#This Row],[Automatic Controls?]]=\"\")),IF(Table1323[[#This Row],[Lamp / Luminaire Category]]=\"No eligible rebate\",Table1323[[#This Row],[Baseline W defined by user]]-Table1323[[#This Row],[Retrofit W defined by user (no rebate)]],Table1323[[#This Row],[Assumed Baseline W by source]]-Table1323[[#This Row],[LED Luminaire W by rebate]]),IF(AND(IF(Table1323[[#This Row],[Assumed hours from space type]]=\"user defined\",Table1323[[#This Row],[Baseline Operating hours]],Table1323[[#This Row],[Assumed hours from space type]])>=(3600/0.8),OR(Table1323[[#This Row],[Automatic Controls?]]=\"Fixture integrated occupancy sensor\",Table1323[[#This Row],[Automatic Controls?]]=\"Ceiling / wall mounted occupancy sensor\")),IF(Table1323[[#This Row],[Lamp / Luminaire Category]]=\"No eligible rebate\",(Table1323[[#This Row],[Baseline W defined by user]]-Table1323[[#This Row],[Retrofit W defined by user (no rebate)]]),Table1323[[#This Row],[Assumed Baseline W by source]]-Table1323[[#This Row],[LED Luminaire W by rebate]]),IF(AND(IF(Table1323[[#This Row],[Assumed hours from space type]]=\"user defined\",Table1323[[#This Row],[Baseline Operating hours]],Table1323[[#This Row],[Assumed hours from space type]])<(3600/0.8),OR(Table1323[[#This Row],[Automatic Controls?]]=\"Fixture integrated occupancy sensor\",Table1323[[#This Row],[Automatic Controls?]]=\"Ceiling / wall mounted occupancy sensor\")),IF(Table1323[[#This Row],[Lamp / Luminaire Category]]=\"No eligible rebate\",Table1323[[#This Row],[Baseline W defined by user]],Table1323[[#This Row],[Assumed Baseline W by source]])))))*Table1323[[#This Row],[Quantity of luminaires]]/1000,\"\")","v":""},{"$f":"Table1323[[#This Row],[LED lamp/luminaire retrofit part '#]]","v":0},{"$f":"IF(Table1323[[#This Row],[Rebate Unit]]=\"per lamp\",INDEX(Table1[Number of Lamps],MATCH(Table1323[[#This Row],[Lamp / Luminaire Category]]&Table1323[[#This Row],[Rebate Category]],Table1[PrescribedSource - Rebate ID],0)),1)*Table1323[[#This Row],[Quantity of luminaires]]","v":0},{"$f":"IFERROR(IF(Table1323[[#This Row],[Lamp / Luminaire Category]]=\"No eligible rebate\",\"no eligible rebate\",INDEX(Table1[BC Hydro xRM ECM],MATCH(Table1323[[#This Row],[Lamp / Luminaire Category]]&Table1323[[#This Row],[Rebate Category]],Table1[PrescribedSource - Rebate ID],0))),\"\")","v":""}]
[null,{"$f":"IF(Table1323[[#This Row],[Space Type]]=\"\",\"\",\"L-\"&ROW(150:150))","v":""},null,null,null,null,null,null,null,{"$f":"IFERROR(IF(Table1323[[#This Row],[Space Type]]=\"\",\"\",IF(Table1323[[#This Row],[Lamp / Luminaire Category]]=\"No eligible rebate\",\"\",IF(Table1323[[#This Row],[Rebate Category]]=\"\",\"select rebate\",INDEX(Table1[Actual Baseline W],MATCH(Table1323[[#This Row],[Lamp / Luminaire Category]]&Table1323[[#This Row],[Rebate Category]],Table1[PrescribedSource - Rebate ID],0))))),\"\")","v":""},{"$f":"IFERROR(IF(Table1323[[#This Row],[No]]=\"\",\"\",IF(Table1323[[#This Row],[Space Type]]=\"\",\"select Space Type\",IF(Table1323[[#This Row],[Baseline Operating hours]]<>\"\",\"user defined\",INDEX(Table5[Hours],MATCH(Table1323[[#This Row],[Space Type]],Table5[Space Type],0))))),\"\")","v":""},null,{"$f":"IFERROR(INDEX(Table1[Rebate],MATCH(Table1323[[#This Row],[Lamp / Luminaire Category]]&Table1323[[#This Row],[Rebate Category]],Table1[PrescribedSource - Rebate ID],0)),\"\")","v":""},{"$f":"IFERROR(INDEX(Table1[Rebate Unit],MATCH(Table1323[[#This Row],[Lamp / Luminaire Category]]&Table1323[[#This Row],[Rebate Category]],Table1[PrescribedSource - Rebate ID],0)),\"\")","v":""},null,{"$f":"IFERROR(IF(Table1323[[#This Row],[Lamp / Luminaire Category]]=\"No eligible rebate\",\"no rebate\",INDEX(Table1[Retrofit W],MATCH(Table1323[[#This Row],[Lamp / Luminaire Category]]&Table1323[[#This Row],[Rebate Category]],Table1[PrescribedSource - Rebate ID],0))),\"\")","v":""},null,null,null,{"$f":"IFERROR(INDEX(Table1[Rebate],MATCH(Table1323[[#This Row],[Lamp / Luminaire Category]]&Table1323[[#This Row],[Rebate Category]],Table1[PrescribedSource - Rebate ID],0))*Table1323[[#This Row],[Quantity of luminaires]],0)","v":0},{"$f":"IF(OR(Table1323[[#This Row],[Automatic Controls?]]=\"Fixture integrated Occupancy / Daylight Harvesting sensor\",Table1323[[#This Row],[Automatic Controls?]]=\"Ceiling / wall mounted Occupancy / Daylight Harvesting sensor\",Table1323[[#This Row],[Automatic Controls?]]=\"Timer\"),45*Table1323[[#This Row],[Number of occupancy sensors]],\"\")","v":""},{"$f":"IFERROR(IF(Table1323[[#This Row],[Controls Rebate]]=\"\",0,Table1323[[#This Row],[Controls Rebate]])+Table1323[[#This Row],[Lighting Rebate]],\"\")","v":0},{"$f":"IFERROR(INDEX(Table1[Rebate Savings],MATCH(Table1323[[#This Row],[Lamp / Luminaire Category]]&Table1323[[#This Row],[Rebate Category]],Table1[PrescribedSource - Rebate ID],0))*Table1323[[#This Row],[Quantity of luminaires]]/1000,0)","v":0},{"$f":"IFERROR(Table1323[[#This Row],[Rebate kW Savings]]*IF(Table1323[[#This Row],[Assumed hours from space type]]=\"user defined\",Table1323[[#This Row],[Baseline Operating hours]],Table1323[[#This Row],[Assumed hours from space type]]),0)","v":0},{"$f":"IF(OR(Table1323[[#This Row],[Automatic Controls?]]=\"Fixture integrated occupancy sensor\",Table1323[[#This Row],[Automatic Controls?]]=\"Ceiling / wall mounted occupancy sensor\"),Table1323[[#This Row],[Quantity of luminaires]]*IF(Table1323[[#This Row],[Rebate Category]]<>\"\",INDEX(Table1[Retrofit W],MATCH(Table1323[[#This Row],[Rebate Category]],Table1[BC Hydro Rebate Category],0)),Table1323[[#This Row],[Retrofit W defined by user (no rebate)]])/1000*IF(Table1323[[#This Row],[Assumed hours from space type]]=\"user defined\",Table1323[[#This Row],[Baseline Operating hours]],Table1323[[#This Row],[Assumed hours from space type]])*0.2,0)","v":0},{"$f":"Table1323[[#This Row],[Rebate kWh savings]]+Table1323[[#This Row],[Controls Rebate kWh Savings]]","v":0},{"$f":"IFERROR(IF(Table1323[[#This Row],[Quantity of luminaires]]=\"\",\"\",IF(Table1323[[#This Row],[Lamp / Luminaire Category]]=\"No eligible rebate\",(Table1323[[#This Row],[Baseline W defined by user]]-Table1323[[#This Row],[Retrofit W defined by user (no rebate)]])*Table1323[[#This Row],[Quantity of luminaires]]/1000,(Table1323[[#This Row],[Assumed Baseline W by source]]-Table1323[[#This Row],[LED Luminaire W by rebate]])*Table1323[[#This Row],[Quantity of luminaires]]/1000)),0)","v":""},{"$f":"IFERROR(IF(Table1323[[#This Row],[Lamp / Luminaire Category]]=\"No eligible rebate\",Table1323[[#This Row],[Quantity of luminaires]]*(Table1323[[#This Row],[Baseline W defined by user]]-Table1323[[#This Row],[Retrofit W defined by user (no rebate)]])/1000*IF(Table1323[[#This Row],[Assumed hours from space type]]=\"user defined\",Table1323[[#This Row],[Baseline Operating hours]],Table1323[[#This Row],[Assumed hours from space type]])+Table1323[[#This Row],[Controls Rebate kWh Savings]],Table1323[[#This Row],[Quantity of luminaires]]*(INDEX(Table1[Actual Baseline W],MATCH(Table1323[[#This Row],[Lamp / Luminaire Category]]&Table1323[[#This Row],[Rebate Category]],Table1[PrescribedSource - Rebate ID],0))/1000-Table1323[[#This Row],[LED Luminaire W by rebate]]/1000)*IF(Table1323[[#This Row],[Assumed hours from space type]]=\"user defined\",Table1323[[#This Row],[Baseline Operating hours]],Table1323[[#This Row],[Assumed hours from space type]])+Table1323[[#This Row],[Controls Rebate kWh Savings]]),0)","v":0},{"$f":"IFERROR(IF(Table1323[[#This Row],[Rebate kW Savings]]=0,Table1323[[#This Row],[Demand Savings, kW]],INDEX(Table1[Actual Savings],MATCH(Table1323[[#This Row],[Lamp / Luminaire Category]]&Table1323[[#This Row],[Rebate Category]],Table1[PrescribedSource - Rebate ID],0))*Table1323[[#This Row],[Quantity of luminaires]]/1000),0)","v":""},{"$f":"IFERROR(Table1323[[#This Row],[BC Housing Site kW Savings]]*IF(Table1323[[#This Row],[Assumed hours from space type]]=\"user defined\",Table1323[[#This Row],[Baseline Operating hours]],Table1323[[#This Row],[Assumed hours from space type]])+Table1323[[#This Row],[Controls Rebate kWh Savings]],0)","v":0},{"$f":"IFERROR(IF(Table1323[[#This Row],[Lamp / Luminaire Category]]=\"No eligible rebate\",Table1323[[#This Row],[Lighting Technology]]&\" retrofit with no rebate\",Table1323[[#This Row],[Rebate Category]]),\"\")","v":0},{"$f":"IF(Table1323[[#This Row],[Lamp / Luminaire Category]]=\"No eligible rebate\",1,0)","v":0},{"$f":"IFERROR(IF(IF(Table1323[[#This Row],[Assumed hours from space type]]=\"user defined\",Table1323[[#This Row],[Baseline Operating hours]],Table1323[[#This Row],[Assumed hours from space type]])<3600,0,IF(AND(IF(Table1323[[#This Row],[Assumed hours from space type]]=\"user defined\",Table1323[[#This Row],[Baseline Operating hours]],Table1323[[#This Row],[Assumed hours from space type]])>=3600,OR(Table1323[[#This Row],[Automatic Controls?]]=\"None\",Table1323[[#This Row],[Automatic Controls?]]=\"\")),IF(Table1323[[#This Row],[Lamp / Luminaire Category]]=\"No eligible rebate\",Table1323[[#This Row],[Baseline W defined by user]]-Table1323[[#This Row],[Retrofit W defined by user (no rebate)]],Table1323[[#This Row],[Assumed Baseline W by source]]-Table1323[[#This Row],[LED Luminaire W by rebate]]),IF(AND(IF(Table1323[[#This Row],[Assumed hours from space type]]=\"user defined\",Table1323[[#This Row],[Baseline Operating hours]],Table1323[[#This Row],[Assumed hours from space type]])>=(3600/0.8),OR(Table1323[[#This Row],[Automatic Controls?]]=\"Fixture integrated occupancy sensor\",Table1323[[#This Row],[Automatic Controls?]]=\"Ceiling / wall mounted occupancy sensor\")),IF(Table1323[[#This Row],[Lamp / Luminaire Category]]=\"No eligible rebate\",(Table1323[[#This Row],[Baseline W defined by user]]-Table1323[[#This Row],[Retrofit W defined by user (no rebate)]]),Table1323[[#This Row],[Assumed Baseline W by source]]-Table1323[[#This Row],[LED Luminaire W by rebate]]),IF(AND(IF(Table1323[[#This Row],[Assumed hours from space type]]=\"user defined\",Table1323[[#This Row],[Baseline Operating hours]],Table1323[[#This Row],[Assumed hours from space type]])<(3600/0.8),OR(Table1323[[#This Row],[Automatic Controls?]]=\"Fixture integrated occupancy sensor\",Table1323[[#This Row],[Automatic Controls?]]=\"Ceiling / wall mounted occupancy sensor\")),IF(Table1323[[#This Row],[Lamp / Luminaire Category]]=\"No eligible rebate\",Table1323[[#This Row],[Baseline W defined by user]],Table1323[[#This Row],[Assumed Baseline W by source]])))))*Table1323[[#This Row],[Quantity of luminaires]]/1000,\"\")","v":""},{"$f":"Table1323[[#This Row],[LED lamp/luminaire retrofit part '#]]","v":0},{"$f":"IF(Table1323[[#This Row],[Rebate Unit]]=\"per lamp\",INDEX(Table1[Number of Lamps],MATCH(Table1323[[#This Row],[Lamp / Luminaire Category]]&Table1323[[#This Row],[Rebate Category]],Table1[PrescribedSource - Rebate ID],0)),1)*Table1323[[#This Row],[Quantity of luminaires]]","v":0},{"$f":"IFERROR(IF(Table1323[[#This Row],[Lamp / Luminaire Category]]=\"No eligible rebate\",\"no eligible rebate\",INDEX(Table1[BC Hydro xRM ECM],MATCH(Table1323[[#This Row],[Lamp / Luminaire Category]]&Table1323[[#This Row],[Rebate Category]],Table1[PrescribedSource - Rebate ID],0))),\"\")","v":""}]
[null,{"$f":"IF(Table1323[[#This Row],[Space Type]]=\"\",\"\",\"L-\"&ROW(2:2))","v":""},null,null,null,null,null,null,null,{"$f":"IFERROR(IF(Table1323[[#This Row],[Space Type]]=\"\",\"\",IF(Table1323[[#This Row],[Lamp / Luminaire Category]]=\"No eligible rebate\",\"\",IF(Table1323[[#This Row],[Rebate Category]]=\"\",\"select rebate\",INDEX(Table1[Actual Baseline W],MATCH(Table1323[[#This Row],[Lamp / Luminaire Category]]&Table1323[[#This Row],[Rebate Category]],Table1[PrescribedSource - Rebate ID],0))))),\"\")","v":""},{"$f":"IFERROR(IF(Table1323[[#This Row],[No]]=\"\",\"\",IF(Table1323[[#This Row],[Space Type]]=\"\",\"select Space Type\",IF(Table1323[[#This Row],[Baseline Operating hours]]<>\"\",\"user defined\",INDEX(Table5[Hours],MATCH(Table1323[[#This Row],[Space Type]],Table5[Space Type],0))))),\"\")","v":""},null,{"$f":"IFERROR(INDEX(Table1[Rebate],MATCH(Table1323[[#This Row],[Lamp / Luminaire Category]]&Table1323[[#This Row],[Rebate Category]],Table1[PrescribedSource - Rebate ID],0)),\"\")","v":""},{"$f":"IFERROR(INDEX(Table1[Rebate Unit],MATCH(Table1323[[#This Row],[Lamp / Luminaire Category]]&Table1323[[#This Row],[Rebate Category]],Table1[PrescribedSource - Rebate ID],0)),\"\")","v":""},null,{"$f":"IFERROR(IF(Table1323[[#This Row],[Lamp / Luminaire Category]]=\"No eligible rebate\",\"no rebate\",INDEX(Table1[Retrofit W],MATCH(Table1323[[#This Row],[Lamp / Luminaire Category]]&Table1323[[#This Row],[Rebate Category]],Table1[PrescribedSource - Rebate ID],0))),\"\")","v":""},null,null,null,{"$f":"IFERROR(INDEX(Table1[Rebate],MATCH(Table1323[[#This Row],[Lamp / Luminaire Category]]&Table1323[[#This Row],[Rebate Category]],Table1[PrescribedSource - Rebate ID],0))*Table1323[[#This Row],[Quantity of luminaires]],0)","v":0},{"$f":"IF(OR(Table1323[[#This Row],[Automatic Controls?]]=\"Fixture integrated Occupancy / Daylight Harvesting sensor\",Table1323[[#This Row],[Automatic Controls?]]=\"Ceiling / wall mounted Occupancy / Daylight Harvesting sensor\",Table1323[[#This Row],[Automatic Controls?]]=\"Timer\"),45*Table1323[[#This Row],[Number of occupancy sensors]],\"\")","v":""},{"$f":"IFERROR(IF(Table1323[[#This Row],[Controls Rebate]]=\"\",0,Table1323[[#This Row],[Controls Rebate]])+Table1323[[#This Row],[Lighting Rebate]],\"\")","v":0},{"$f":"IFERROR(INDEX(Table1[Rebate Savings],MATCH(Table1323[[#This Row],[Lamp / Luminaire Category]]&Table1323[[#This Row],[Rebate Category]],Table1[PrescribedSource - Rebate ID],0))*Table1323[[#This Row],[Quantity of luminaires]]/1000,0)","v":0},{"$f":"IFERROR(Table1323[[#This Row],[Rebate kW Savings]]*IF(Table1323[[#This Row],[Assumed hours from space type]]=\"user defined\",Table1323[[#This Row],[Baseline Operating hours]],Table1323[[#This Row],[Assumed hours from space type]]),0)","v":0},{"$f":"IF(OR(Table1323[[#This Row],[Automatic Controls?]]=\"Fixture integrated occupancy sensor\",Table1323[[#This Row],[Automatic Controls?]]=\"Ceiling / wall mounted occupancy sensor\"),Table1323[[#This Row],[Quantity of luminaires]]*IF(Table1323[[#This Row],[Rebate Category]]<>\"\",INDEX(Table1[Retrofit W],MATCH(Table1323[[#This Row],[Rebate Category]],Table1[BC Hydro Rebate Category],0)),Table1323[[#This Row],[Retrofit W defined by user (no rebate)]])/1000*IF(Table1323[[#This Row],[Assumed hours from space type]]=\"user defined\",Table1323[[#This Row],[Baseline Operating hours]],Table1323[[#This Row],[Assumed hours from space type]])*0.2,0)","v":0},{"$f":"Table1323[[#This Row],[Rebate kWh savings]]+Table1323[[#This Row],[Controls Rebate kWh Savings]]","v":0},{"$f":"IFERROR(IF(Table1323[[#This Row],[Quantity of luminaires]]=\"\",\"\",IF(Table1323[[#This Row],[Lamp / Luminaire Category]]=\"No eligible rebate\",(Table1323[[#This Row],[Baseline W defined by user]]-Table1323[[#This Row],[Retrofit W defined by user (no rebate)]])*Table1323[[#This Row],[Quantity of luminaires]]/1000,(Table1323[[#This Row],[Assumed Baseline W by source]]-Table1323[[#This Row],[LED Luminaire W by rebate]])*Table1323[[#This Row],[Quantity of luminaires]]/1000)),0)","v":""},{"$f":"IFERROR(IF(Table1323[[#This Row],[Lamp / Luminaire Category]]=\"No eligible rebate\",Table1323[[#This Row],[Quantity of luminaires]]*(Table1323[[#This Row],[Baseline W defined by user]]-Table1323[[#This Row],[Retrofit W defined by user (no rebate)]])/1000*IF(Table1323[[#This Row],[Assumed hours from space type]]=\"user defined\",Table1323[[#This Row],[Baseline Operating hours]],Table1323[[#This Row],[Assumed hours from space type]])+Table1323[[#This Row],[Controls Rebate kWh Savings]],Table1323[[#This Row],[Quantity of luminaires]]*(INDEX(Table1[Actual Baseline W],MATCH(Table1323[[#This Row],[Lamp / Luminaire Category]]&Table1323[[#This Row],[Rebate Category]],Table1[PrescribedSource - Rebate ID],0))/1000-Table1323[[#This Row],[LED Luminaire W by rebate]]/1000)*IF(Table1323[[#This Row],[Assumed hours from space type]]=\"user defined\",Table1323[[#This Row],[Baseline Operating hours]],Table1323[[#This Row],[Assumed hours from space type]])+Table1323[[#This Row],[Controls Rebate kWh Savings]]),0)","v":0},{"$f":"IFERROR(IF(Table1323[[#This Row],[Rebate kW Savings]]=0,Table1323[[#This Row],[Demand Savings, kW]],INDEX(Table1[Actual Savings],MATCH(Table1323[[#This Row],[Lamp / Luminaire Category]]&Table1323[[#This Row],[Rebate Category]],Table1[PrescribedSource - Rebate ID],0))*Table1323[[#This Row],[Quantity of luminaires]]/1000),0)","v":""},{"$f":"IFERROR(Table1323[[#This Row],[BC Housing Site kW Savings]]*IF(Table1323[[#This Row],[Assumed hours from space type]]=\"user defined\",Table1323[[#This Row],[Baseline Operating hours]],Table1323[[#This Row],[Assumed hours from space type]])+Table1323[[#This Row],[Controls Rebate kWh Savings]],0)","v":0},{"$f":"IFERROR(IF(Table1323[[#This Row],[Lamp / Luminaire Category]]=\"No eligible rebate\",Table1323[[#This Row],[Lighting Technology]]&\" retrofit with no rebate\",Table1323[[#This Row],[Rebate Category]]),\"\")","v":0},{"$f":"IF(Table1323[[#This Row],[Lamp / Luminaire Category]]=\"No eligible rebate\",1,0)","v":0},{"$f":"IFERROR(IF(IF(Table1323[[#This Row],[Assumed hours from space type]]=\"user defined\",Table1323[[#This Row],[Baseline Operating hours]],Table1323[[#This Row],[Assumed hours from space type]])<3600,0,IF(AND(IF(Table1323[[#This Row],[Assumed hours from space type]]=\"user defined\",Table1323[[#This Row],[Baseline Operating hours]],Table1323[[#This Row],[Assumed hours from space type]])>=3600,OR(Table1323[[#This Row],[Automatic Controls?]]=\"None\",Table1323[[#This Row],[Automatic Controls?]]=\"\")),IF(Table1323[[#This Row],[Lamp / Luminaire Category]]=\"No eligible rebate\",Table1323[[#This Row],[Baseline W defined by user]]-Table1323[[#This Row],[Retrofit W defined by user (no rebate)]],Table1323[[#This Row],[Assumed Baseline W by source]]-Table1323[[#This Row],[LED Luminaire W by rebate]]),IF(AND(IF(Table1323[[#This Row],[Assumed hours from space type]]=\"user defined\",Table1323[[#This Row],[Baseline Operating hours]],Table1323[[#This Row],[Assumed hours from space type]])>=(3600/0.8),OR(Table1323[[#This Row],[Automatic Controls?]]=\"Fixture integrated occupancy sensor\",Table1323[[#This Row],[Automatic Controls?]]=\"Ceiling / wall mounted occupancy sensor\")),IF(Table1323[[#This Row],[Lamp / Luminaire Category]]=\"No eligible rebate\",(Table1323[[#This Row],[Baseline W defined by user]]-Table1323[[#This Row],[Retrofit W defined by user (no rebate)]]),Table1323[[#This Row],[Assumed Baseline W by source]]-Table1323[[#This Row],[LED Luminaire W by rebate]]),IF(AND(IF(Table1323[[#This Row],[Assumed hours from space type]]=\"user defined\",Table1323[[#This Row],[Baseline Operating hours]],Table1323[[#This Row],[Assumed hours from space type]])<(3600/0.8),OR(Table1323[[#This Row],[Automatic Controls?]]=\"Fixture integrated occupancy sensor\",Table1323[[#This Row],[Automatic Controls?]]=\"Ceiling / wall mounted occupancy sensor\")),IF(Table1323[[#This Row],[Lamp / Luminaire Category]]=\"No eligible rebate\",Table1323[[#This Row],[Baseline W defined by user]],Table1323[[#This Row],[Assumed Baseline W by source]])))))*Table1323[[#This Row],[Quantity of luminaires]]/1000,\"\")","v":""},{"$f":"Table1323[[#This Row],[LED lamp/luminaire retrofit part '#]]","v":0},{"$f":"IF(Table1323[[#This Row],[Rebate Unit]]=\"per lamp\",INDEX(Table1[Number of Lamps],MATCH(Table1323[[#This Row],[Lamp / Luminaire Category]]&Table1323[[#This Row],[Rebate Category]],Table1[PrescribedSource - Rebate ID],0)),1)*Table1323[[#This Row],[Quantity of luminaires]]","v":0},{"$f":"IFERROR(IF(Table1323[[#This Row],[Lamp / Luminaire Category]]=\"No eligible rebate\",\"no eligible rebate\",INDEX(Table1[BC Hydro xRM ECM],MATCH(Table1323[[#This Row],[Lamp / Luminaire Category]]&Table1323[[#This Row],[Rebate Category]],Table1[PrescribedSource - Rebate ID],0))),\"\")","v":""}]
[null,{"$f":"IF(Table1323[[#This Row],[Space Type]]=\"\",\"\",\"L-\"&ROW(3:3))","v":""},null,null,null,null,null,null,null,{"$f":"IFERROR(IF(Table1323[[#This Row],[Space Type]]=\"\",\"\",IF(Table1323[[#This Row],[Lamp / Luminaire Category]]=\"No eligible rebate\",\"\",IF(Table1323[[#This Row],[Rebate Category]]=\"\",\"select rebate\",INDEX(Table1[Actual Baseline W],MATCH(Table1323[[#This Row],[Lamp / Luminaire Category]]&Table1323[[#This Row],[Rebate Category]],Table1[PrescribedSource - Rebate ID],0))))),\"\")","v":""},{"$f":"IFERROR(IF(Table1323[[#This Row],[No]]=\"\",\"\",IF(Table1323[[#This Row],[Space Type]]=\"\",\"select Space Type\",IF(Table1323[[#This Row],[Baseline Operating hours]]<>\"\",\"user defined\",INDEX(Table5[Hours],MATCH(Table1323[[#This Row],[Space Type]],Table5[Space Type],0))))),\"\")","v":""},null,{"$f":"IFERROR(INDEX(Table1[Rebate],MATCH(Table1323[[#This Row],[Lamp / Luminaire Category]]&Table1323[[#This Row],[Rebate Category]],Table1[PrescribedSource - Rebate ID],0)),\"\")","v":""},{"$f":"IFERROR(INDEX(Table1[Rebate Unit],MATCH(Table1323[[#This Row],[Lamp / Luminaire Category]]&Table1323[[#This Row],[Rebate Category]],Table1[PrescribedSource - Rebate ID],0)),\"\")","v":""},null,{"$f":"IFERROR(IF(Table1323[[#This Row],[Lamp / Luminaire Category]]=\"No eligible rebate\",\"no rebate\",INDEX(Table1[Retrofit W],MATCH(Table1323[[#This Row],[Lamp / Luminaire Category]]&Table1323[[#This Row],[Rebate Category]],Table1[PrescribedSource - Rebate ID],0))),\"\")","v":""},null,null,null,{"$f":"IFERROR(INDEX(Table1[Rebate],MATCH(Table1323[[#This Row],[Lamp / Luminaire Category]]&Table1323[[#This Row],[Rebate Category]],Table1[PrescribedSource - Rebate ID],0))*Table1323[[#This Row],[Quantity of luminaires]],0)","v":0},{"$f":"IF(OR(Table1323[[#This Row],[Automatic Controls?]]=\"Fixture integrated Occupancy / Daylight Harvesting sensor\",Table1323[[#This Row],[Automatic Controls?]]=\"Ceiling / wall mounted Occupancy / Daylight Harvesting sensor\",Table1323[[#This Row],[Automatic Controls?]]=\"Timer\"),45*Table1323[[#This Row],[Number of occupancy sensors]],\"\")","v":""},{"$f":"IFERROR(IF(Table1323[[#This Row],[Controls Rebate]]=\"\",0,Table1323[[#This Row],[Controls Rebate]])+Table1323[[#This Row],[Lighting Rebate]],\"\")","v":0},{"$f":"IFERROR(INDEX(Table1[Rebate Savings],MATCH(Table1323[[#This Row],[Lamp / Luminaire Category]]&Table1323[[#This Row],[Rebate Category]],Table1[PrescribedSource - Rebate ID],0))*Table1323[[#This Row],[Quantity of luminaires]]/1000,0)","v":0},{"$f":"IFERROR(Table1323[[#This Row],[Rebate kW Savings]]*IF(Table1323[[#This Row],[Assumed hours from space type]]=\"user defined\",Table1323[[#This Row],[Baseline Operating hours]],Table1323[[#This Row],[Assumed hours from space type]]),0)","v":0},{"$f":"IF(OR(Table1323[[#This Row],[Automatic Controls?]]=\"Fixture integrated occupancy sensor\",Table1323[[#This Row],[Automatic Controls?]]=\"Ceiling / wall mounted occupancy sensor\"),Table1323[[#This Row],[Quantity of luminaires]]*IF(Table1323[[#This Row],[Rebate Category]]<>\"\",INDEX(Table1[Retrofit W],MATCH(Table1323[[#This Row],[Rebate Category]],Table1[BC Hydro Rebate Category],0)),Table1323[[#This Row],[Retrofit W defined by user (no rebate)]])/1000*IF(Table1323[[#This Row],[Assumed hours from space type]]=\"user defined\",Table1323[[#This Row],[Baseline Operating hours]],Table1323[[#This Row],[Assumed hours from space type]])*0.2,0)","v":0},{"$f":"Table1323[[#This Row],[Rebate kWh savings]]+Table1323[[#This Row],[Controls Rebate kWh Savings]]","v":0},{"$f":"IFERROR(IF(Table1323[[#This Row],[Quantity of luminaires]]=\"\",\"\",IF(Table1323[[#This Row],[Lamp / Luminaire Category]]=\"No eligible rebate\",(Table1323[[#This Row],[Baseline W defined by user]]-Table1323[[#This Row],[Retrofit W defined by user (no rebate)]])*Table1323[[#This Row],[Quantity of luminaires]]/1000,(Table1323[[#This Row],[Assumed Baseline W by source]]-Table1323[[#This Row],[LED Luminaire W by rebate]])*Table1323[[#This Row],[Quantity of luminaires]]/1000)),0)","v":""},{"$f":"IFERROR(IF(Table1323[[#This Row],[Lamp / Luminaire Category]]=\"No eligible rebate\",Table1323[[#This Row],[Quantity of luminaires]]*(Table1323[[#This Row],[Baseline W defined by user]]-Table1323[[#This Row],[Retrofit W defined by user (no rebate)]])/1000*IF(Table1323[[#This Row],[Assumed hours from space type]]=\"user defined\",Table1323[[#This Row],[Baseline Operating hours]],Table1323[[#This Row],[Assumed hours from space type]])+Table1323[[#This Row],[Controls Rebate kWh Savings]],Table1323[[#This Row],[Quantity of luminaires]]*(INDEX(Table1[Actual Baseline W],MATCH(Table1323[[#This Row],[Lamp / Luminaire Category]]&Table1323[[#This Row],[Rebate Category]],Table1[PrescribedSource - Rebate ID],0))/1000-Table1323[[#This Row],[LED Luminaire W by rebate]]/1000)*IF(Table1323[[#This Row],[Assumed hours from space type]]=\"user defined\",Table1323[[#This Row],[Baseline Operating hours]],Table1323[[#This Row],[Assumed hours from space type]])+Table1323[[#This Row],[Controls Rebate kWh Savings]]),0)","v":0},{"$f":"IFERROR(IF(Table1323[[#This Row],[Rebate kW Savings]]=0,Table1323[[#This Row],[Demand Savings, kW]],INDEX(Table1[Actual Savings],MATCH(Table1323[[#This Row],[Lamp / Luminaire Category]]&Table1323[[#This Row],[Rebate Category]],Table1[PrescribedSource - Rebate ID],0))*Table1323[[#This Row],[Quantity of luminaires]]/1000),0)","v":""},{"$f":"IFERROR(Table1323[[#This Row],[BC Housing Site kW Savings]]*IF(Table1323[[#This Row],[Assumed hours from space type]]=\"user defined\",Table1323[[#This Row],[Baseline Operating hours]],Table1323[[#This Row],[Assumed hours from space type]])+Table1323[[#This Row],[Controls Rebate kWh Savings]],0)","v":0},{"$f":"IFERROR(IF(Table1323[[#This Row],[Lamp / Luminaire Category]]=\"No eligible rebate\",Table1323[[#This Row],[Lighting Technology]]&\" retrofit with no rebate\",Table1323[[#This Row],[Rebate Category]]),\"\")","v":0},{"$f":"IF(Table1323[[#This Row],[Lamp / Luminaire Category]]=\"No eligible rebate\",1,0)","v":0},{"$f":"IFERROR(IF(IF(Table1323[[#This Row],[Assumed hours from space type]]=\"user defined\",Table1323[[#This Row],[Baseline Operating hours]],Table1323[[#This Row],[Assumed hours from space type]])<3600,0,IF(AND(IF(Table1323[[#This Row],[Assumed hours from space type]]=\"user defined\",Table1323[[#This Row],[Baseline Operating hours]],Table1323[[#This Row],[Assumed hours from space type]])>=3600,OR(Table1323[[#This Row],[Automatic Controls?]]=\"None\",Table1323[[#This Row],[Automatic Controls?]]=\"\")),IF(Table1323[[#This Row],[Lamp / Luminaire Category]]=\"No eligible rebate\",Table1323[[#This Row],[Baseline W defined by user]]-Table1323[[#This Row],[Retrofit W defined by user (no rebate)]],Table1323[[#This Row],[Assumed Baseline W by source]]-Table1323[[#This Row],[LED Luminaire W by rebate]]),IF(AND(IF(Table1323[[#This Row],[Assumed hours from space type]]=\"user defined\",Table1323[[#This Row],[Baseline Operating hours]],Table1323[[#This Row],[Assumed hours from space type]])>=(3600/0.8),OR(Table1323[[#This Row],[Automatic Controls?]]=\"Fixture integrated occupancy sensor\",Table1323[[#This Row],[Automatic Controls?]]=\"Ceiling / wall mounted occupancy sensor\")),IF(Table1323[[#This Row],[Lamp / Luminaire Category]]=\"No eligible rebate\",(Table1323[[#This Row],[Baseline W defined by user]]-Table1323[[#This Row],[Retrofit W defined by user (no rebate)]]),Table1323[[#This Row],[Assumed Baseline W by source]]-Table1323[[#This Row],[LED Luminaire W by rebate]]),IF(AND(IF(Table1323[[#This Row],[Assumed hours from space type]]=\"user defined\",Table1323[[#This Row],[Baseline Operating hours]],Table1323[[#This Row],[Assumed hours from space type]])<(3600/0.8),OR(Table1323[[#This Row],[Automatic Controls?]]=\"Fixture integrated occupancy sensor\",Table1323[[#This Row],[Automatic Controls?]]=\"Ceiling / wall mounted occupancy sensor\")),IF(Table1323[[#This Row],[Lamp / Luminaire Category]]=\"No eligible rebate\",Table1323[[#This Row],[Baseline W defined by user]],Table1323[[#This Row],[Assumed Baseline W by source]])))))*Table1323[[#This Row],[Quantity of luminaires]]/1000,\"\")","v":""},{"$f":"Table1323[[#This Row],[LED lamp/luminaire retrofit part '#]]","v":0},{"$f":"IF(Table1323[[#This Row],[Rebate Unit]]=\"per lamp\",INDEX(Table1[Number of Lamps],MATCH(Table1323[[#This Row],[Lamp / Luminaire Category]]&Table1323[[#This Row],[Rebate Category]],Table1[PrescribedSource - Rebate ID],0)),1)*Table1323[[#This Row],[Quantity of luminaires]]","v":0},{"$f":"IFERROR(IF(Table1323[[#This Row],[Lamp / Luminaire Category]]=\"No eligible rebate\",\"no eligible rebate\",INDEX(Table1[BC Hydro xRM ECM],MATCH(Table1323[[#This Row],[Lamp / Luminaire Category]]&Table1323[[#This Row],[Rebate Category]],Table1[PrescribedSource - Rebate ID],0))),\"\")","v":""}]
[null,{"$f":"IF(Table1323[[#This Row],[Space Type]]=\"\",\"\",\"L-\"&ROW(4:4))","v":""},null,null,null,null,null,null,null,{"$f":"IFERROR(IF(Table1323[[#This Row],[Space Type]]=\"\",\"\",IF(Table1323[[#This Row],[Lamp / Luminaire Category]]=\"No eligible rebate\",\"\",IF(Table1323[[#This Row],[Rebate Category]]=\"\",\"select rebate\",INDEX(Table1[Actual Baseline W],MATCH(Table1323[[#This Row],[Lamp / Luminaire Category]]&Table1323[[#This Row],[Rebate Category]],Table1[PrescribedSource - Rebate ID],0))))),\"\")","v":""},{"$f":"IFERROR(IF(Table1323[[#This Row],[No]]=\"\",\"\",IF(Table1323[[#This Row],[Space Type]]=\"\",\"select Space Type\",IF(Table1323[[#This Row],[Baseline Operating hours]]<>\"\",\"user defined\",INDEX(Table5[Hours],MATCH(Table1323[[#This Row],[Space Type]],Table5[Space Type],0))))),\"\")","v":""},null,{"$f":"IFERROR(INDEX(Table1[Rebate],MATCH(Table1323[[#This Row],[Lamp / Luminaire Category]]&Table1323[[#This Row],[Rebate Category]],Table1[PrescribedSource - Rebate ID],0)),\"\")","v":""},{"$f":"IFERROR(INDEX(Table1[Rebate Unit],MATCH(Table1323[[#This Row],[Lamp / Luminaire Category]]&Table1323[[#This Row],[Rebate Category]],Table1[PrescribedSource - Rebate ID],0)),\"\")","v":""},null,{"$f":"IFERROR(IF(Table1323[[#This Row],[Lamp / Luminaire Category]]=\"No eligible rebate\",\"no rebate\",INDEX(Table1[Retrofit W],MATCH(Table1323[[#This Row],[Lamp / Luminaire Category]]&Table1323[[#This Row],[Rebate Category]],Table1[PrescribedSource - Rebate ID],0))),\"\")","v":""},null,null,null,{"$f":"IFERROR(INDEX(Table1[Rebate],MATCH(Table1323[[#This Row],[Lamp / Luminaire Category]]&Table1323[[#This Row],[Rebate Category]],Table1[PrescribedSource - Rebate ID],0))*Table1323[[#This Row],[Quantity of luminaires]],0)","v":0},{"$f":"IF(OR(Table1323[[#This Row],[Automatic Controls?]]=\"Fixture integrated Occupancy / Daylight Harvesting sensor\",Table1323[[#This Row],[Automatic Controls?]]=\"Ceiling / wall mounted Occupancy / Daylight Harvesting sensor\",Table1323[[#This Row],[Automatic Controls?]]=\"Timer\"),45*Table1323[[#This Row],[Number of occupancy sensors]],\"\")","v":""},{"$f":"IFERROR(IF(Table1323[[#This Row],[Controls Rebate]]=\"\",0,Table1323[[#This Row],[Controls Rebate]])+Table1323[[#This Row],[Lighting Rebate]],\"\")","v":0},{"$f":"IFERROR(INDEX(Table1[Rebate Savings],MATCH(Table1323[[#This Row],[Lamp / Luminaire Category]]&Table1323[[#This Row],[Rebate Category]],Table1[PrescribedSource - Rebate ID],0))*Table1323[[#This Row],[Quantity of luminaires]]/1000,0)","v":0},{"$f":"IFERROR(Table1323[[#This Row],[Rebate kW Savings]]*IF(Table1323[[#This Row],[Assumed hours from space type]]=\"user defined\",Table1323[[#This Row],[Baseline Operating hours]],Table1323[[#This Row],[Assumed hours from space type]]),0)","v":0},{"$f":"IF(OR(Table1323[[#This Row],[Automatic Controls?]]=\"Fixture integrated occupancy sensor\",Table1323[[#This Row],[Automatic Controls?]]=\"Ceiling / wall mounted occupancy sensor\"),Table1323[[#This Row],[Quantity of luminaires]]*IF(Table1323[[#This Row],[Rebate Category]]<>\"\",INDEX(Table1[Retrofit W],MATCH(Table1323[[#This Row],[Rebate Category]],Table1[BC Hydro Rebate Category],0)),Table1323[[#This Row],[Retrofit W defined by user (no rebate)]])/1000*IF(Table1323[[#This Row],[Assumed hours from space type]]=\"user defined\",Table1323[[#This Row],[Baseline Operating hours]],Table1323[[#This Row],[Assumed hours from space type]])*0.2,0)","v":0},{"$f":"Table1323[[#This Row],[Rebate kWh savings]]+Table1323[[#This Row],[Controls Rebate kWh Savings]]","v":0},{"$f":"IFERROR(IF(Table1323[[#This Row],[Quantity of luminaires]]=\"\",\"\",IF(Table1323[[#This Row],[Lamp / Luminaire Category]]=\"No eligible rebate\",(Table1323[[#This Row],[Baseline W defined by user]]-Table1323[[#This Row],[Retrofit W defined by user (no rebate)]])*Table1323[[#This Row],[Quantity of luminaires]]/1000,(Table1323[[#This Row],[Assumed Baseline W by source]]-Table1323[[#This Row],[LED Luminaire W by rebate]])*Table1323[[#This Row],[Quantity of luminaires]]/1000)),0)","v":""},{"$f":"IFERROR(IF(Table1323[[#This Row],[Lamp / Luminaire Category]]=\"No eligible rebate\",Table1323[[#This Row],[Quantity of luminaires]]*(Table1323[[#This Row],[Baseline W defined by user]]-Table1323[[#This Row],[Retrofit W defined by user (no rebate)]])/1000*IF(Table1323[[#This Row],[Assumed hours from space type]]=\"user defined\",Table1323[[#This Row],[Baseline Operating hours]],Table1323[[#This Row],[Assumed hours from space type]])+Table1323[[#This Row],[Controls Rebate kWh Savings]],Table1323[[#This Row],[Quantity of luminaires]]*(INDEX(Table1[Actual Baseline W],MATCH(Table1323[[#This Row],[Lamp / Luminaire Category]]&Table1323[[#This Row],[Rebate Category]],Table1[PrescribedSource - Rebate ID],0))/1000-Table1323[[#This Row],[LED Luminaire W by rebate]]/1000)*IF(Table1323[[#This Row],[Assumed hours from space type]]=\"user defined\",Table1323[[#This Row],[Baseline Operating hours]],Table1323[[#This Row],[Assumed hours from space type]])+Table1323[[#This Row],[Controls Rebate kWh Savings]]),0)","v":0},{"$f":"IFERROR(IF(Table1323[[#This Row],[Rebate kW Savings]]=0,Table1323[[#This Row],[Demand Savings, kW]],INDEX(Table1[Actual Savings],MATCH(Table1323[[#This Row],[Lamp / Luminaire Category]]&Table1323[[#This Row],[Rebate Category]],Table1[PrescribedSource - Rebate ID],0))*Table1323[[#This Row],[Quantity of luminaires]]/1000),0)","v":""},{"$f":"IFERROR(Table1323[[#This Row],[BC Housing Site kW Savings]]*IF(Table1323[[#This Row],[Assumed hours from space type]]=\"user defined\",Table1323[[#This Row],[Baseline Operating hours]],Table1323[[#This Row],[Assumed hours from space type]])+Table1323[[#This Row],[Controls Rebate kWh Savings]],0)","v":0},{"$f":"IFERROR(IF(Table1323[[#This Row],[Lamp / Luminaire Category]]=\"No eligible rebate\",Table1323[[#This Row],[Lighting Technology]]&\" retrofit with no rebate\",Table1323[[#This Row],[Rebate Category]]),\"\")","v":0},{"$f":"IF(Table1323[[#This Row],[Lamp / Luminaire Category]]=\"No eligible rebate\",1,0)","v":0},{"$f":"IFERROR(IF(IF(Table1323[[#This Row],[Assumed hours from space type]]=\"user defined\",Table1323[[#This Row],[Baseline Operating hours]],Table1323[[#This Row],[Assumed hours from space type]])<3600,0,IF(AND(IF(Table1323[[#This Row],[Assumed hours from space type]]=\"user defined\",Table1323[[#This Row],[Baseline Operating hours]],Table1323[[#This Row],[Assumed hours from space type]])>=3600,OR(Table1323[[#This Row],[Automatic Controls?]]=\"None\",Table1323[[#This Row],[Automatic Controls?]]=\"\")),IF(Table1323[[#This Row],[Lamp / Luminaire Category]]=\"No eligible rebate\",Table1323[[#This Row],[Baseline W defined by user]]-Table1323[[#This Row],[Retrofit W defined by user (no rebate)]],Table1323[[#This Row],[Assumed Baseline W by source]]-Table1323[[#This Row],[LED Luminaire W by rebate]]),IF(AND(IF(Table1323[[#This Row],[Assumed hours from space type]]=\"user defined\",Table1323[[#This Row],[Baseline Operating hours]],Table1323[[#This Row],[Assumed hours from space type]])>=(3600/0.8),OR(Table1323[[#This Row],[Automatic Controls?]]=\"Fixture integrated occupancy sensor\",Table1323[[#This Row],[Automatic Controls?]]=\"Ceiling / wall mounted occupancy sensor\")),IF(Table1323[[#This Row],[Lamp / Luminaire Category]]=\"No eligible rebate\",(Table1323[[#This Row],[Baseline W defined by user]]-Table1323[[#This Row],[Retrofit W defined by user (no rebate)]]),Table1323[[#This Row],[Assumed Baseline W by source]]-Table1323[[#This Row],[LED Luminaire W by rebate]]),IF(AND(IF(Table1323[[#This Row],[Assumed hours from space type]]=\"user defined\",Table1323[[#This Row],[Baseline Operating hours]],Table1323[[#This Row],[Assumed hours from space type]])<(3600/0.8),OR(Table1323[[#This Row],[Automatic Controls?]]=\"Fixture integrated occupancy sensor\",Table1323[[#This Row],[Automatic Controls?]]=\"Ceiling / wall mounted occupancy sensor\")),IF(Table1323[[#This Row],[Lamp / Luminaire Category]]=\"No eligible rebate\",Table1323[[#This Row],[Baseline W defined by user]],Table1323[[#This Row],[Assumed Baseline W by source]])))))*Table1323[[#This Row],[Quantity of luminaires]]/1000,\"\")","v":""},{"$f":"Table1323[[#This Row],[LED lamp/luminaire retrofit part '#]]","v":0},{"$f":"IF(Table1323[[#This Row],[Rebate Unit]]=\"per lamp\",INDEX(Table1[Number of Lamps],MATCH(Table1323[[#This Row],[Lamp / Luminaire Category]]&Table1323[[#This Row],[Rebate Category]],Table1[PrescribedSource - Rebate ID],0)),1)*Table1323[[#This Row],[Quantity of luminaires]]","v":0},{"$f":"IFERROR(IF(Table1323[[#This Row],[Lamp / Luminaire Category]]=\"No eligible rebate\",\"no eligible rebate\",INDEX(Table1[BC Hydro xRM ECM],MATCH(Table1323[[#This Row],[Lamp / Luminaire Category]]&Table1323[[#This Row],[Rebate Category]],Table1[PrescribedSource - Rebate ID],0))),\"\")","v":""}]
[null,{"$f":"IF(Table1323[[#This Row],[Space Type]]=\"\",\"\",\"L-\"&ROW(5:5))","v":""},null,null,null,null,null,null,null,{"$f":"IFERROR(IF(Table1323[[#This Row],[Space Type]]=\"\",\"\",IF(Table1323[[#This Row],[Lamp / Luminaire Category]]=\"No eligible rebate\",\"\",IF(Table1323[[#This Row],[Rebate Category]]=\"\",\"select rebate\",INDEX(Table1[Actual Baseline W],MATCH(Table1323[[#This Row],[Lamp / Luminaire Category]]&Table1323[[#This Row],[Rebate Category]],Table1[PrescribedSource - Rebate ID],0))))),\"\")","v":""},{"$f":"IFERROR(IF(Table1323[[#This Row],[No]]=\"\",\"\",IF(Table1323[[#This Row],[Space Type]]=\"\",\"select Space Type\",IF(Table1323[[#This Row],[Baseline Operating hours]]<>\"\",\"user defined\",INDEX(Table5[Hours],MATCH(Table1323[[#This Row],[Space Type]],Table5[Space Type],0))))),\"\")","v":""},null,{"$f":"IFERROR(INDEX(Table1[Rebate],MATCH(Table1323[[#This Row],[Lamp / Luminaire Category]]&Table1323[[#This Row],[Rebate Category]],Table1[PrescribedSource - Rebate ID],0)),\"\")","v":""},{"$f":"IFERROR(INDEX(Table1[Rebate Unit],MATCH(Table1323[[#This Row],[Lamp / Luminaire Category]]&Table1323[[#This Row],[Rebate Category]],Table1[PrescribedSource - Rebate ID],0)),\"\")","v":""},null,{"$f":"IFERROR(IF(Table1323[[#This Row],[Lamp / Luminaire Category]]=\"No eligible rebate\",\"no rebate\",INDEX(Table1[Retrofit W],MATCH(Table1323[[#This Row],[Lamp / Luminaire Category]]&Table1323[[#This Row],[Rebate Category]],Table1[PrescribedSource - Rebate ID],0))),\"\")","v":""},null,null,null,{"$f":"IFERROR(INDEX(Table1[Rebate],MATCH(Table1323[[#This Row],[Lamp / Luminaire Category]]&Table1323[[#This Row],[Rebate Category]],Table1[PrescribedSource - Rebate ID],0))*Table1323[[#This Row],[Quantity of luminaires]],0)","v":0},{"$f":"IF(OR(Table1323[[#This Row],[Automatic Controls?]]=\"Fixture integrated Occupancy / Daylight Harvesting sensor\",Table1323[[#This Row],[Automatic Controls?]]=\"Ceiling / wall mounted Occupancy / Daylight Harvesting sensor\",Table1323[[#This Row],[Automatic Controls?]]=\"Timer\"),45*Table1323[[#This Row],[Number of occupancy sensors]],\"\")","v":""},{"$f":"IFERROR(IF(Table1323[[#This Row],[Controls Rebate]]=\"\",0,Table1323[[#This Row],[Controls Rebate]])+Table1323[[#This Row],[Lighting Rebate]],\"\")","v":0},{"$f":"IFERROR(INDEX(Table1[Rebate Savings],MATCH(Table1323[[#This Row],[Lamp / Luminaire Category]]&Table1323[[#This Row],[Rebate Category]],Table1[PrescribedSource - Rebate ID],0))*Table1323[[#This Row],[Quantity of luminaires]]/1000,0)","v":0},{"$f":"IFERROR(Table1323[[#This Row],[Rebate kW Savings]]*IF(Table1323[[#This Row],[Assumed hours from space type]]=\"user defined\",Table1323[[#This Row],[Baseline Operating hours]],Table1323[[#This Row],[Assumed hours from space type]]),0)","v":0},{"$f":"IF(OR(Table1323[[#This Row],[Automatic Controls?]]=\"Fixture integrated occupancy sensor\",Table1323[[#This Row],[Automatic Controls?]]=\"Ceiling / wall mounted occupancy sensor\"),Table1323[[#This Row],[Quantity of luminaires]]*IF(Table1323[[#This Row],[Rebate Category]]<>\"\",INDEX(Table1[Retrofit W],MATCH(Table1323[[#This Row],[Rebate Category]],Table1[BC Hydro Rebate Category],0)),Table1323[[#This Row],[Retrofit W defined by user (no rebate)]])/1000*IF(Table1323[[#This Row],[Assumed hours from space type]]=\"user defined\",Table1323[[#This Row],[Baseline Operating hours]],Table1323[[#This Row],[Assumed hours from space type]])*0.2,0)","v":0},{"$f":"Table1323[[#This Row],[Rebate kWh savings]]+Table1323[[#This Row],[Controls Rebate kWh Savings]]","v":0},{"$f":"IFERROR(IF(Table1323[[#This Row],[Quantity of luminaires]]=\"\",\"\",IF(Table1323[[#This Row],[Lamp / Luminaire Category]]=\"No eligible rebate\",(Table1323[[#This Row],[Baseline W defined by user]]-Table1323[[#This Row],[Retrofit W defined by user (no rebate)]])*Table1323[[#This Row],[Quantity of luminaires]]/1000,(Table1323[[#This Row],[Assumed Baseline W by source]]-Table1323[[#This Row],[LED Luminaire W by rebate]])*Table1323[[#This Row],[Quantity of luminaires]]/1000)),0)","v":""},{"$f":"IFERROR(IF(Table1323[[#This Row],[Lamp / Luminaire Category]]=\"No eligible rebate\",Table1323[[#This Row],[Quantity of luminaires]]*(Table1323[[#This Row],[Baseline W defined by user]]-Table1323[[#This Row],[Retrofit W defined by user (no rebate)]])/1000*IF(Table1323[[#This Row],[Assumed hours from space type]]=\"user defined\",Table1323[[#This Row],[Baseline Operating hours]],Table1323[[#This Row],[Assumed hours from space type]])+Table1323[[#This Row],[Controls Rebate kWh Savings]],Table1323[[#This Row],[Quantity of luminaires]]*(INDEX(Table1[Actual Baseline W],MATCH(Table1323[[#This Row],[Lamp / Luminaire Category]]&Table1323[[#This Row],[Rebate Category]],Table1[PrescribedSource - Rebate ID],0))/1000-Table1323[[#This Row],[LED Luminaire W by rebate]]/1000)*IF(Table1323[[#This Row],[Assumed hours from space type]]=\"user defined\",Table1323[[#This Row],[Baseline Operating hours]],Table1323[[#This Row],[Assumed hours from space type]])+Table1323[[#This Row],[Controls Rebate kWh Savings]]),0)","v":0},{"$f":"IFERROR(IF(Table1323[[#This Row],[Rebate kW Savings]]=0,Table1323[[#This Row],[Demand Savings, kW]],INDEX(Table1[Actual Savings],MATCH(Table1323[[#This Row],[Lamp / Luminaire Category]]&Table1323[[#This Row],[Rebate Category]],Table1[PrescribedSource - Rebate ID],0))*Table1323[[#This Row],[Quantity of luminaires]]/1000),0)","v":""},{"$f":"IFERROR(Table1323[[#This Row],[BC Housing Site kW Savings]]*IF(Table1323[[#This Row],[Assumed hours from space type]]=\"user defined\",Table1323[[#This Row],[Baseline Operating hours]],Table1323[[#This Row],[Assumed hours from space type]])+Table1323[[#This Row],[Controls Rebate kWh Savings]],0)","v":0},{"$f":"IFERROR(IF(Table1323[[#This Row],[Lamp / Luminaire Category]]=\"No eligible rebate\",Table1323[[#This Row],[Lighting Technology]]&\" retrofit with no rebate\",Table1323[[#This Row],[Rebate Category]]),\"\")","v":0},{"$f":"IF(Table1323[[#This Row],[Lamp / Luminaire Category]]=\"No eligible rebate\",1,0)","v":0},{"$f":"IFERROR(IF(IF(Table1323[[#This Row],[Assumed hours from space type]]=\"user defined\",Table1323[[#This Row],[Baseline Operating hours]],Table1323[[#This Row],[Assumed hours from space type]])<3600,0,IF(AND(IF(Table1323[[#This Row],[Assumed hours from space type]]=\"user defined\",Table1323[[#This Row],[Baseline Operating hours]],Table1323[[#This Row],[Assumed hours from space type]])>=3600,OR(Table1323[[#This Row],[Automatic Controls?]]=\"None\",Table1323[[#This Row],[Automatic Controls?]]=\"\")),IF(Table1323[[#This Row],[Lamp / Luminaire Category]]=\"No eligible rebate\",Table1323[[#This Row],[Baseline W defined by user]]-Table1323[[#This Row],[Retrofit W defined by user (no rebate)]],Table1323[[#This Row],[Assumed Baseline W by source]]-Table1323[[#This Row],[LED Luminaire W by rebate]]),IF(AND(IF(Table1323[[#This Row],[Assumed hours from space type]]=\"user defined\",Table1323[[#This Row],[Baseline Operating hours]],Table1323[[#This Row],[Assumed hours from space type]])>=(3600/0.8),OR(Table1323[[#This Row],[Automatic Controls?]]=\"Fixture integrated occupancy sensor\",Table1323[[#This Row],[Automatic Controls?]]=\"Ceiling / wall mounted occupancy sensor\")),IF(Table1323[[#This Row],[Lamp / Luminaire Category]]=\"No eligible rebate\",(Table1323[[#This Row],[Baseline W defined by user]]-Table1323[[#This Row],[Retrofit W defined by user (no rebate)]]),Table1323[[#This Row],[Assumed Baseline W by source]]-Table1323[[#This Row],[LED Luminaire W by rebate]]),IF(AND(IF(Table1323[[#This Row],[Assumed hours from space type]]=\"user defined\",Table1323[[#This Row],[Baseline Operating hours]],Table1323[[#This Row],[Assumed hours from space type]])<(3600/0.8),OR(Table1323[[#This Row],[Automatic Controls?]]=\"Fixture integrated occupancy sensor\",Table1323[[#This Row],[Automatic Controls?]]=\"Ceiling / wall mounted occupancy sensor\")),IF(Table1323[[#This Row],[Lamp / Luminaire Category]]=\"No eligible rebate\",Table1323[[#This Row],[Baseline W defined by user]],Table1323[[#This Row],[Assumed Baseline W by source]])))))*Table1323[[#This Row],[Quantity of luminaires]]/1000,\"\")","v":""},{"$f":"Table1323[[#This Row],[LED lamp/luminaire retrofit part '#]]","v":0},{"$f":"IF(Table1323[[#This Row],[Rebate Unit]]=\"per lamp\",INDEX(Table1[Number of Lamps],MATCH(Table1323[[#This Row],[Lamp / Luminaire Category]]&Table1323[[#This Row],[Rebate Category]],Table1[PrescribedSource - Rebate ID],0)),1)*Table1323[[#This Row],[Quantity of luminaires]]","v":0},{"$f":"IFERROR(IF(Table1323[[#This Row],[Lamp / Luminaire Category]]=\"No eligible rebate\",\"no eligible rebate\",INDEX(Table1[BC Hydro xRM ECM],MATCH(Table1323[[#This Row],[Lamp / Luminaire Category]]&Table1323[[#This Row],[Rebate Category]],Table1[PrescribedSource - Rebate ID],0))),\"\")","v":""}]
[null,{"$f":"IF(Table1323[[#This Row],[Space Type]]=\"\",\"\",\"L-\"&ROW(155:155))","v":""},null,null,null,null,null,null,null,{"$f":"IFERROR(IF(Table1323[[#This Row],[Space Type]]=\"\",\"\",IF(Table1323[[#This Row],[Lamp / Luminaire Category]]=\"No eligible rebate\",\"\",IF(Table1323[[#This Row],[Rebate Category]]=\"\",\"select rebate\",INDEX(Table1[Actual Baseline W],MATCH(Table1323[[#This Row],[Lamp / Luminaire Category]]&Table1323[[#This Row],[Rebate Category]],Table1[PrescribedSource - Rebate ID],0))))),\"\")","v":""},{"$f":"IFERROR(IF(Table1323[[#This Row],[No]]=\"\",\"\",IF(Table1323[[#This Row],[Space Type]]=\"\",\"select Space Type\",IF(Table1323[[#This Row],[Baseline Operating hours]]<>\"\",\"user defined\",INDEX(Table5[Hours],MATCH(Table1323[[#This Row],[Space Type]],Table5[Space Type],0))))),\"\")","v":""},null,{"$f":"IFERROR(INDEX(Table1[Rebate],MATCH(Table1323[[#This Row],[Lamp / Luminaire Category]]&Table1323[[#This Row],[Rebate Category]],Table1[PrescribedSource - Rebate ID],0)),\"\")","v":""},{"$f":"IFERROR(INDEX(Table1[Rebate Unit],MATCH(Table1323[[#This Row],[Lamp / Luminaire Category]]&Table1323[[#This Row],[Rebate Category]],Table1[PrescribedSource - Rebate ID],0)),\"\")","v":""},null,{"$f":"IFERROR(IF(Table1323[[#This Row],[Lamp / Luminaire Category]]=\"No eligible rebate\",\"no rebate\",INDEX(Table1[Retrofit W],MATCH(Table1323[[#This Row],[Lamp / Luminaire Category]]&Table1323[[#This Row],[Rebate Category]],Table1[PrescribedSource - Rebate ID],0))),\"\")","v":""},null,null,null,{"$f":"IFERROR(INDEX(Table1[Rebate],MATCH(Table1323[[#This Row],[Lamp / Luminaire Category]]&Table1323[[#This Row],[Rebate Category]],Table1[PrescribedSource - Rebate ID],0))*Table1323[[#This Row],[Quantity of luminaires]],0)","v":0},{"$f":"IF(OR(Table1323[[#This Row],[Automatic Controls?]]=\"Fixture integrated Occupancy / Daylight Harvesting sensor\",Table1323[[#This Row],[Automatic Controls?]]=\"Ceiling / wall mounted Occupancy / Daylight Harvesting sensor\",Table1323[[#This Row],[Automatic Controls?]]=\"Timer\"),45*Table1323[[#This Row],[Number of occupancy sensors]],\"\")","v":""},{"$f":"IFERROR(IF(Table1323[[#This Row],[Controls Rebate]]=\"\",0,Table1323[[#This Row],[Controls Rebate]])+Table1323[[#This Row],[Lighting Rebate]],\"\")","v":0},{"$f":"IFERROR(INDEX(Table1[Rebate Savings],MATCH(Table1323[[#This Row],[Lamp / Luminaire Category]]&Table1323[[#This Row],[Rebate Category]],Table1[PrescribedSource - Rebate ID],0))*Table1323[[#This Row],[Quantity of luminaires]]/1000,0)","v":0},{"$f":"IFERROR(Table1323[[#This Row],[Rebate kW Savings]]*IF(Table1323[[#This Row],[Assumed hours from space type]]=\"user defined\",Table1323[[#This Row],[Baseline Operating hours]],Table1323[[#This Row],[Assumed hours from space type]]),0)","v":0},{"$f":"IF(OR(Table1323[[#This Row],[Automatic Controls?]]=\"Fixture integrated occupancy sensor\",Table1323[[#This Row],[Automatic Controls?]]=\"Ceiling / wall mounted occupancy sensor\"),Table1323[[#This Row],[Quantity of luminaires]]*IF(Table1323[[#This Row],[Rebate Category]]<>\"\",INDEX(Table1[Retrofit W],MATCH(Table1323[[#This Row],[Rebate Category]],Table1[BC Hydro Rebate Category],0)),Table1323[[#This Row],[Retrofit W defined by user (no rebate)]])/1000*IF(Table1323[[#This Row],[Assumed hours from space type]]=\"user defined\",Table1323[[#This Row],[Baseline Operating hours]],Table1323[[#This Row],[Assumed hours from space type]])*0.2,0)","v":0},{"$f":"Table1323[[#This Row],[Rebate kWh savings]]+Table1323[[#This Row],[Controls Rebate kWh Savings]]","v":0},{"$f":"IFERROR(IF(Table1323[[#This Row],[Quantity of luminaires]]=\"\",\"\",IF(Table1323[[#This Row],[Lamp / Luminaire Category]]=\"No eligible rebate\",(Table1323[[#This Row],[Baseline W defined by user]]-Table1323[[#This Row],[Retrofit W defined by user (no rebate)]])*Table1323[[#This Row],[Quantity of luminaires]]/1000,(Table1323[[#This Row],[Assumed Baseline W by source]]-Table1323[[#This Row],[LED Luminaire W by rebate]])*Table1323[[#This Row],[Quantity of luminaires]]/1000)),0)","v":""},{"$f":"IFERROR(IF(Table1323[[#This Row],[Lamp / Luminaire Category]]=\"No eligible rebate\",Table1323[[#This Row],[Quantity of luminaires]]*(Table1323[[#This Row],[Baseline W defined by user]]-Table1323[[#This Row],[Retrofit W defined by user (no rebate)]])/1000*IF(Table1323[[#This Row],[Assumed hours from space type]]=\"user defined\",Table1323[[#This Row],[Baseline Operating hours]],Table1323[[#This Row],[Assumed hours from space type]])+Table1323[[#This Row],[Controls Rebate kWh Savings]],Table1323[[#This Row],[Quantity of luminaires]]*(INDEX(Table1[Actual Baseline W],MATCH(Table1323[[#This Row],[Lamp / Luminaire Category]]&Table1323[[#This Row],[Rebate Category]],Table1[PrescribedSource - Rebate ID],0))/1000-Table1323[[#This Row],[LED Luminaire W by rebate]]/1000)*IF(Table1323[[#This Row],[Assumed hours from space type]]=\"user defined\",Table1323[[#This Row],[Baseline Operating hours]],Table1323[[#This Row],[Assumed hours from space type]])+Table1323[[#This Row],[Controls Rebate kWh Savings]]),0)","v":0},{"$f":"IFERROR(IF(Table1323[[#This Row],[Rebate kW Savings]]=0,Table1323[[#This Row],[Demand Savings, kW]],INDEX(Table1[Actual Savings],MATCH(Table1323[[#This Row],[Lamp / Luminaire Category]]&Table1323[[#This Row],[Rebate Category]],Table1[PrescribedSource - Rebate ID],0))*Table1323[[#This Row],[Quantity of luminaires]]/1000),0)","v":""},{"$f":"IFERROR(Table1323[[#This Row],[BC Housing Site kW Savings]]*IF(Table1323[[#This Row],[Assumed hours from space type]]=\"user defined\",Table1323[[#This Row],[Baseline Operating hours]],Table1323[[#This Row],[Assumed hours from space type]])+Table1323[[#This Row],[Controls Rebate kWh Savings]],0)","v":0},{"$f":"IFERROR(IF(Table1323[[#This Row],[Lamp / Luminaire Category]]=\"No eligible rebate\",Table1323[[#This Row],[Lighting Technology]]&\" retrofit with no rebate\",Table1323[[#This Row],[Rebate Category]]),\"\")","v":0},{"$f":"IF(Table1323[[#This Row],[Lamp / Luminaire Category]]=\"No eligible rebate\",1,0)","v":0},{"$f":"IFERROR(IF(IF(Table1323[[#This Row],[Assumed hours from space type]]=\"user defined\",Table1323[[#This Row],[Baseline Operating hours]],Table1323[[#This Row],[Assumed hours from space type]])<3600,0,IF(AND(IF(Table1323[[#This Row],[Assumed hours from space type]]=\"user defined\",Table1323[[#This Row],[Baseline Operating hours]],Table1323[[#This Row],[Assumed hours from space type]])>=3600,OR(Table1323[[#This Row],[Automatic Controls?]]=\"None\",Table1323[[#This Row],[Automatic Controls?]]=\"\")),IF(Table1323[[#This Row],[Lamp / Luminaire Category]]=\"No eligible rebate\",Table1323[[#This Row],[Baseline W defined by user]]-Table1323[[#This Row],[Retrofit W defined by user (no rebate)]],Table1323[[#This Row],[Assumed Baseline W by source]]-Table1323[[#This Row],[LED Luminaire W by rebate]]),IF(AND(IF(Table1323[[#This Row],[Assumed hours from space type]]=\"user defined\",Table1323[[#This Row],[Baseline Operating hours]],Table1323[[#This Row],[Assumed hours from space type]])>=(3600/0.8),OR(Table1323[[#This Row],[Automatic Controls?]]=\"Fixture integrated occupancy sensor\",Table1323[[#This Row],[Automatic Controls?]]=\"Ceiling / wall mounted occupancy sensor\")),IF(Table1323[[#This Row],[Lamp / Luminaire Category]]=\"No eligible rebate\",(Table1323[[#This Row],[Baseline W defined by user]]-Table1323[[#This Row],[Retrofit W defined by user (no rebate)]]),Table1323[[#This Row],[Assumed Baseline W by source]]-Table1323[[#This Row],[LED Luminaire W by rebate]]),IF(AND(IF(Table1323[[#This Row],[Assumed hours from space type]]=\"user defined\",Table1323[[#This Row],[Baseline Operating hours]],Table1323[[#This Row],[Assumed hours from space type]])<(3600/0.8),OR(Table1323[[#This Row],[Automatic Controls?]]=\"Fixture integrated occupancy sensor\",Table1323[[#This Row],[Automatic Controls?]]=\"Ceiling / wall mounted occupancy sensor\")),IF(Table1323[[#This Row],[Lamp / Luminaire Category]]=\"No eligible rebate\",Table1323[[#This Row],[Baseline W defined by user]],Table1323[[#This Row],[Assumed Baseline W by source]])))))*Table1323[[#This Row],[Quantity of luminaires]]/1000,\"\")","v":""},{"$f":"Table1323[[#This Row],[LED lamp/luminaire retrofit part '#]]","v":0},{"$f":"IF(Table1323[[#This Row],[Rebate Unit]]=\"per lamp\",INDEX(Table1[Number of Lamps],MATCH(Table1323[[#This Row],[Lamp / Luminaire Category]]&Table1323[[#This Row],[Rebate Category]],Table1[PrescribedSource - Rebate ID],0)),1)*Table1323[[#This Row],[Quantity of luminaires]]","v":0},{"$f":"IFERROR(IF(Table1323[[#This Row],[Lamp / Luminaire Category]]=\"No eligible rebate\",\"no eligible rebate\",INDEX(Table1[BC Hydro xRM ECM],MATCH(Table1323[[#This Row],[Lamp / Luminaire Category]]&Table1323[[#This Row],[Rebate Category]],Table1[PrescribedSource - Rebate ID],0))),\"\")","v":""}]
[null,{"$f":"IF(Table1323[[#This Row],[Space Type]]=\"\",\"\",\"L-\"&ROW(156:156))","v":""},null,null,null,null,null,null,null,{"$f":"IFERROR(IF(Table1323[[#This Row],[Space Type]]=\"\",\"\",IF(Table1323[[#This Row],[Lamp / Luminaire Category]]=\"No eligible rebate\",\"\",IF(Table1323[[#This Row],[Rebate Category]]=\"\",\"select rebate\",INDEX(Table1[Actual Baseline W],MATCH(Table1323[[#This Row],[Lamp / Luminaire Category]]&Table1323[[#This Row],[Rebate Category]],Table1[PrescribedSource - Rebate ID],0))))),\"\")","v":""},{"$f":"IFERROR(IF(Table1323[[#This Row],[No]]=\"\",\"\",IF(Table1323[[#This Row],[Space Type]]=\"\",\"select Space Type\",IF(Table1323[[#This Row],[Baseline Operating hours]]<>\"\",\"user defined\",INDEX(Table5[Hours],MATCH(Table1323[[#This Row],[Space Type]],Table5[Space Type],0))))),\"\")","v":""},null,{"$f":"IFERROR(INDEX(Table1[Rebate],MATCH(Table1323[[#This Row],[Lamp / Luminaire Category]]&Table1323[[#This Row],[Rebate Category]],Table1[PrescribedSource - Rebate ID],0)),\"\")","v":""},{"$f":"IFERROR(INDEX(Table1[Rebate Unit],MATCH(Table1323[[#This Row],[Lamp / Luminaire Category]]&Table1323[[#This Row],[Rebate Category]],Table1[PrescribedSource - Rebate ID],0)),\"\")","v":""},null,{"$f":"IFERROR(IF(Table1323[[#This Row],[Lamp / Luminaire Category]]=\"No eligible rebate\",\"no rebate\",INDEX(Table1[Retrofit W],MATCH(Table1323[[#This Row],[Lamp / Luminaire Category]]&Table1323[[#This Row],[Rebate Category]],Table1[PrescribedSource - Rebate ID],0))),\"\")","v":""},null,null,null,{"$f":"IFERROR(INDEX(Table1[Rebate],MATCH(Table1323[[#This Row],[Lamp / Luminaire Category]]&Table1323[[#This Row],[Rebate Category]],Table1[PrescribedSource - Rebate ID],0))*Table1323[[#This Row],[Quantity of luminaires]],0)","v":0},{"$f":"IF(OR(Table1323[[#This Row],[Automatic Controls?]]=\"Fixture integrated Occupancy / Daylight Harvesting sensor\",Table1323[[#This Row],[Automatic Controls?]]=\"Ceiling / wall mounted Occupancy / Daylight Harvesting sensor\",Table1323[[#This Row],[Automatic Controls?]]=\"Timer\"),45*Table1323[[#This Row],[Number of occupancy sensors]],\"\")","v":""},{"$f":"IFERROR(IF(Table1323[[#This Row],[Controls Rebate]]=\"\",0,Table1323[[#This Row],[Controls Rebate]])+Table1323[[#This Row],[Lighting Rebate]],\"\")","v":0},{"$f":"IFERROR(INDEX(Table1[Rebate Savings],MATCH(Table1323[[#This Row],[Lamp / Luminaire Category]]&Table1323[[#This Row],[Rebate Category]],Table1[PrescribedSource - Rebate ID],0))*Table1323[[#This Row],[Quantity of luminaires]]/1000,0)","v":0},{"$f":"IFERROR(Table1323[[#This Row],[Rebate kW Savings]]*IF(Table1323[[#This Row],[Assumed hours from space type]]=\"user defined\",Table1323[[#This Row],[Baseline Operating hours]],Table1323[[#This Row],[Assumed hours from space type]]),0)","v":0},{"$f":"IF(OR(Table1323[[#This Row],[Automatic Controls?]]=\"Fixture integrated occupancy sensor\",Table1323[[#This Row],[Automatic Controls?]]=\"Ceiling / wall mounted occupancy sensor\"),Table1323[[#This Row],[Quantity of luminaires]]*IF(Table1323[[#This Row],[Rebate Category]]<>\"\",INDEX(Table1[Retrofit W],MATCH(Table1323[[#This Row],[Rebate Category]],Table1[BC Hydro Rebate Category],0)),Table1323[[#This Row],[Retrofit W defined by user (no rebate)]])/1000*IF(Table1323[[#This Row],[Assumed hours from space type]]=\"user defined\",Table1323[[#This Row],[Baseline Operating hours]],Table1323[[#This Row],[Assumed hours from space type]])*0.2,0)","v":0},{"$f":"Table1323[[#This Row],[Rebate kWh savings]]+Table1323[[#This Row],[Controls Rebate kWh Savings]]","v":0},{"$f":"IFERROR(IF(Table1323[[#This Row],[Quantity of luminaires]]=\"\",\"\",IF(Table1323[[#This Row],[Lamp / Luminaire Category]]=\"No eligible rebate\",(Table1323[[#This Row],[Baseline W defined by user]]-Table1323[[#This Row],[Retrofit W defined by user (no rebate)]])*Table1323[[#This Row],[Quantity of luminaires]]/1000,(Table1323[[#This Row],[Assumed Baseline W by source]]-Table1323[[#This Row],[LED Luminaire W by rebate]])*Table1323[[#This Row],[Quantity of luminaires]]/1000)),0)","v":""},{"$f":"IFERROR(IF(Table1323[[#This Row],[Lamp / Luminaire Category]]=\"No eligible rebate\",Table1323[[#This Row],[Quantity of luminaires]]*(Table1323[[#This Row],[Baseline W defined by user]]-Table1323[[#This Row],[Retrofit W defined by user (no rebate)]])/1000*IF(Table1323[[#This Row],[Assumed hours from space type]]=\"user defined\",Table1323[[#This Row],[Baseline Operating hours]],Table1323[[#This Row],[Assumed hours from space type]])+Table1323[[#This Row],[Controls Rebate kWh Savings]],Table1323[[#This Row],[Quantity of luminaires]]*(INDEX(Table1[Actual Baseline W],MATCH(Table1323[[#This Row],[Lamp / Luminaire Category]]&Table1323[[#This Row],[Rebate Category]],Table1[PrescribedSource - Rebate ID],0))/1000-Table1323[[#This Row],[LED Luminaire W by rebate]]/1000)*IF(Table1323[[#This Row],[Assumed hours from space type]]=\"user defined\",Table1323[[#This Row],[Baseline Operating hours]],Table1323[[#This Row],[Assumed hours from space type]])+Table1323[[#This Row],[Controls Rebate kWh Savings]]),0)","v":0},{"$f":"IFERROR(IF(Table1323[[#This Row],[Rebate kW Savings]]=0,Table1323[[#This Row],[Demand Savings, kW]],INDEX(Table1[Actual Savings],MATCH(Table1323[[#This Row],[Lamp / Luminaire Category]]&Table1323[[#This Row],[Rebate Category]],Table1[PrescribedSource - Rebate ID],0))*Table1323[[#This Row],[Quantity of luminaires]]/1000),0)","v":""},{"$f":"IFERROR(Table1323[[#This Row],[BC Housing Site kW Savings]]*IF(Table1323[[#This Row],[Assumed hours from space type]]=\"user defined\",Table1323[[#This Row],[Baseline Operating hours]],Table1323[[#This Row],[Assumed hours from space type]])+Table1323[[#This Row],[Controls Rebate kWh Savings]],0)","v":0},{"$f":"IFERROR(IF(Table1323[[#This Row],[Lamp / Luminaire Category]]=\"No eligible rebate\",Table1323[[#This Row],[Lighting Technology]]&\" retrofit with no rebate\",Table1323[[#This Row],[Rebate Category]]),\"\")","v":0},{"$f":"IF(Table1323[[#This Row],[Lamp / Luminaire Category]]=\"No eligible rebate\",1,0)","v":0},{"$f":"IFERROR(IF(IF(Table1323[[#This Row],[Assumed hours from space type]]=\"user defined\",Table1323[[#This Row],[Baseline Operating hours]],Table1323[[#This Row],[Assumed hours from space type]])<3600,0,IF(AND(IF(Table1323[[#This Row],[Assumed hours from space type]]=\"user defined\",Table1323[[#This Row],[Baseline Operating hours]],Table1323[[#This Row],[Assumed hours from space type]])>=3600,OR(Table1323[[#This Row],[Automatic Controls?]]=\"None\",Table1323[[#This Row],[Automatic Controls?]]=\"\")),IF(Table1323[[#This Row],[Lamp / Luminaire Category]]=\"No eligible rebate\",Table1323[[#This Row],[Baseline W defined by user]]-Table1323[[#This Row],[Retrofit W defined by user (no rebate)]],Table1323[[#This Row],[Assumed Baseline W by source]]-Table1323[[#This Row],[LED Luminaire W by rebate]]),IF(AND(IF(Table1323[[#This Row],[Assumed hours from space type]]=\"user defined\",Table1323[[#This Row],[Baseline Operating hours]],Table1323[[#This Row],[Assumed hours from space type]])>=(3600/0.8),OR(Table1323[[#This Row],[Automatic Controls?]]=\"Fixture integrated occupancy sensor\",Table1323[[#This Row],[Automatic Controls?]]=\"Ceiling / wall mounted occupancy sensor\")),IF(Table1323[[#This Row],[Lamp / Luminaire Category]]=\"No eligible rebate\",(Table1323[[#This Row],[Baseline W defined by user]]-Table1323[[#This Row],[Retrofit W defined by user (no rebate)]]),Table1323[[#This Row],[Assumed Baseline W by source]]-Table1323[[#This Row],[LED Luminaire W by rebate]]),IF(AND(IF(Table1323[[#This Row],[Assumed hours from space type]]=\"user defined\",Table1323[[#This Row],[Baseline Operating hours]],Table1323[[#This Row],[Assumed hours from space type]])<(3600/0.8),OR(Table1323[[#This Row],[Automatic Controls?]]=\"Fixture integrated occupancy sensor\",Table1323[[#This Row],[Automatic Controls?]]=\"Ceiling / wall mounted occupancy sensor\")),IF(Table1323[[#This Row],[Lamp / Luminaire Category]]=\"No eligible rebate\",Table1323[[#This Row],[Baseline W defined by user]],Table1323[[#This Row],[Assumed Baseline W by source]])))))*Table1323[[#This Row],[Quantity of luminaires]]/1000,\"\")","v":""},{"$f":"Table1323[[#This Row],[LED lamp/luminaire retrofit part '#]]","v":0},{"$f":"IF(Table1323[[#This Row],[Rebate Unit]]=\"per lamp\",INDEX(Table1[Number of Lamps],MATCH(Table1323[[#This Row],[Lamp / Luminaire Category]]&Table1323[[#This Row],[Rebate Category]],Table1[PrescribedSource - Rebate ID],0)),1)*Table1323[[#This Row],[Quantity of luminaires]]","v":0},{"$f":"IFERROR(IF(Table1323[[#This Row],[Lamp / Luminaire Category]]=\"No eligible rebate\",\"no eligible rebate\",INDEX(Table1[BC Hydro xRM ECM],MATCH(Table1323[[#This Row],[Lamp / Luminaire Category]]&Table1323[[#This Row],[Rebate Category]],Table1[PrescribedSource - Rebate ID],0))),\"\")","v":""}]
[null,{"$f":"IF(Table1323[[#This Row],[Space Type]]=\"\",\"\",\"L-\"&ROW(157:157))","v":""},null,null,null,null,null,null,null,{"$f":"IFERROR(IF(Table1323[[#This Row],[Space Type]]=\"\",\"\",IF(Table1323[[#This Row],[Lamp / Luminaire Category]]=\"No eligible rebate\",\"\",IF(Table1323[[#This Row],[Rebate Category]]=\"\",\"select rebate\",INDEX(Table1[Actual Baseline W],MATCH(Table1323[[#This Row],[Lamp / Luminaire Category]]&Table1323[[#This Row],[Rebate Category]],Table1[PrescribedSource - Rebate ID],0))))),\"\")","v":""},{"$f":"IFERROR(IF(Table1323[[#This Row],[No]]=\"\",\"\",IF(Table1323[[#This Row],[Space Type]]=\"\",\"select Space Type\",IF(Table1323[[#This Row],[Baseline Operating hours]]<>\"\",\"user defined\",INDEX(Table5[Hours],MATCH(Table1323[[#This Row],[Space Type]],Table5[Space Type],0))))),\"\")","v":""},null,{"$f":"IFERROR(INDEX(Table1[Rebate],MATCH(Table1323[[#This Row],[Lamp / Luminaire Category]]&Table1323[[#This Row],[Rebate Category]],Table1[PrescribedSource - Rebate ID],0)),\"\")","v":""},{"$f":"IFERROR(INDEX(Table1[Rebate Unit],MATCH(Table1323[[#This Row],[Lamp / Luminaire Category]]&Table1323[[#This Row],[Rebate Category]],Table1[PrescribedSource - Rebate ID],0)),\"\")","v":""},null,{"$f":"IFERROR(IF(Table1323[[#This Row],[Lamp / Luminaire Category]]=\"No eligible rebate\",\"no rebate\",INDEX(Table1[Retrofit W],MATCH(Table1323[[#This Row],[Lamp / Luminaire Category]]&Table1323[[#This Row],[Rebate Category]],Table1[PrescribedSource - Rebate ID],0))),\"\")","v":""},null,null,null,{"$f":"IFERROR(INDEX(Table1[Rebate],MATCH(Table1323[[#This Row],[Lamp / Luminaire Category]]&Table1323[[#This Row],[Rebate Category]],Table1[PrescribedSource - Rebate ID],0))*Table1323[[#This Row],[Quantity of luminaires]],0)","v":0},{"$f":"IF(OR(Table1323[[#This Row],[Automatic Controls?]]=\"Fixture integrated Occupancy / Daylight Harvesting sensor\",Table1323[[#This Row],[Automatic Controls?]]=\"Ceiling / wall mounted Occupancy / Daylight Harvesting sensor\",Table1323[[#This Row],[Automatic Controls?]]=\"Timer\"),45*Table1323[[#This Row],[Number of occupancy sensors]],\"\")","v":""},{"$f":"IFERROR(IF(Table1323[[#This Row],[Controls Rebate]]=\"\",0,Table1323[[#This Row],[Controls Rebate]])+Table1323[[#This Row],[Lighting Rebate]],\"\")","v":0},{"$f":"IFERROR(INDEX(Table1[Rebate Savings],MATCH(Table1323[[#This Row],[Lamp / Luminaire Category]]&Table1323[[#This Row],[Rebate Category]],Table1[PrescribedSource - Rebate ID],0))*Table1323[[#This Row],[Quantity of luminaires]]/1000,0)","v":0},{"$f":"IFERROR(Table1323[[#This Row],[Rebate kW Savings]]*IF(Table1323[[#This Row],[Assumed hours from space type]]=\"user defined\",Table1323[[#This Row],[Baseline Operating hours]],Table1323[[#This Row],[Assumed hours from space type]]),0)","v":0},{"$f":"IF(OR(Table1323[[#This Row],[Automatic Controls?]]=\"Fixture integrated occupancy sensor\",Table1323[[#This Row],[Automatic Controls?]]=\"Ceiling / wall mounted occupancy sensor\"),Table1323[[#This Row],[Quantity of luminaires]]*IF(Table1323[[#This Row],[Rebate Category]]<>\"\",INDEX(Table1[Retrofit W],MATCH(Table1323[[#This Row],[Rebate Category]],Table1[BC Hydro Rebate Category],0)),Table1323[[#This Row],[Retrofit W defined by user (no rebate)]])/1000*IF(Table1323[[#This Row],[Assumed hours from space type]]=\"user defined\",Table1323[[#This Row],[Baseline Operating hours]],Table1323[[#This Row],[Assumed hours from space type]])*0.2,0)","v":0},{"$f":"Table1323[[#This Row],[Rebate kWh savings]]+Table1323[[#This Row],[Controls Rebate kWh Savings]]","v":0},{"$f":"IFERROR(IF(Table1323[[#This Row],[Quantity of luminaires]]=\"\",\"\",IF(Table1323[[#This Row],[Lamp / Luminaire Category]]=\"No eligible rebate\",(Table1323[[#This Row],[Baseline W defined by user]]-Table1323[[#This Row],[Retrofit W defined by user (no rebate)]])*Table1323[[#This Row],[Quantity of luminaires]]/1000,(Table1323[[#This Row],[Assumed Baseline W by source]]-Table1323[[#This Row],[LED Luminaire W by rebate]])*Table1323[[#This Row],[Quantity of luminaires]]/1000)),0)","v":""},{"$f":"IFERROR(IF(Table1323[[#This Row],[Lamp / Luminaire Category]]=\"No eligible rebate\",Table1323[[#This Row],[Quantity of luminaires]]*(Table1323[[#This Row],[Baseline W defined by user]]-Table1323[[#This Row],[Retrofit W defined by user (no rebate)]])/1000*IF(Table1323[[#This Row],[Assumed hours from space type]]=\"user defined\",Table1323[[#This Row],[Baseline Operating hours]],Table1323[[#This Row],[Assumed hours from space type]])+Table1323[[#This Row],[Controls Rebate kWh Savings]],Table1323[[#This Row],[Quantity of luminaires]]*(INDEX(Table1[Actual Baseline W],MATCH(Table1323[[#This Row],[Lamp / Luminaire Category]]&Table1323[[#This Row],[Rebate Category]],Table1[PrescribedSource - Rebate ID],0))/1000-Table1323[[#This Row],[LED Luminaire W by rebate]]/1000)*IF(Table1323[[#This Row],[Assumed hours from space type]]=\"user defined\",Table1323[[#This Row],[Baseline Operating hours]],Table1323[[#This Row],[Assumed hours from space type]])+Table1323[[#This Row],[Controls Rebate kWh Savings]]),0)","v":0},{"$f":"IFERROR(IF(Table1323[[#This Row],[Rebate kW Savings]]=0,Table1323[[#This Row],[Demand Savings, kW]],INDEX(Table1[Actual Savings],MATCH(Table1323[[#This Row],[Lamp / Luminaire Category]]&Table1323[[#This Row],[Rebate Category]],Table1[PrescribedSource - Rebate ID],0))*Table1323[[#This Row],[Quantity of luminaires]]/1000),0)","v":""},{"$f":"IFERROR(Table1323[[#This Row],[BC Housing Site kW Savings]]*IF(Table1323[[#This Row],[Assumed hours from space type]]=\"user defined\",Table1323[[#This Row],[Baseline Operating hours]],Table1323[[#This Row],[Assumed hours from space type]])+Table1323[[#This Row],[Controls Rebate kWh Savings]],0)","v":0},{"$f":"IFERROR(IF(Table1323[[#This Row],[Lamp / Luminaire Category]]=\"No eligible rebate\",Table1323[[#This Row],[Lighting Technology]]&\" retrofit with no rebate\",Table1323[[#This Row],[Rebate Category]]),\"\")","v":0},{"$f":"IF(Table1323[[#This Row],[Lamp / Luminaire Category]]=\"No eligible rebate\",1,0)","v":0},{"$f":"IFERROR(IF(IF(Table1323[[#This Row],[Assumed hours from space type]]=\"user defined\",Table1323[[#This Row],[Baseline Operating hours]],Table1323[[#This Row],[Assumed hours from space type]])<3600,0,IF(AND(IF(Table1323[[#This Row],[Assumed hours from space type]]=\"user defined\",Table1323[[#This Row],[Baseline Operating hours]],Table1323[[#This Row],[Assumed hours from space type]])>=3600,OR(Table1323[[#This Row],[Automatic Controls?]]=\"None\",Table1323[[#This Row],[Automatic Controls?]]=\"\")),IF(Table1323[[#This Row],[Lamp / Luminaire Category]]=\"No eligible rebate\",Table1323[[#This Row],[Baseline W defined by user]]-Table1323[[#This Row],[Retrofit W defined by user (no rebate)]],Table1323[[#This Row],[Assumed Baseline W by source]]-Table1323[[#This Row],[LED Luminaire W by rebate]]),IF(AND(IF(Table1323[[#This Row],[Assumed hours from space type]]=\"user defined\",Table1323[[#This Row],[Baseline Operating hours]],Table1323[[#This Row],[Assumed hours from space type]])>=(3600/0.8),OR(Table1323[[#This Row],[Automatic Controls?]]=\"Fixture integrated occupancy sensor\",Table1323[[#This Row],[Automatic Controls?]]=\"Ceiling / wall mounted occupancy sensor\")),IF(Table1323[[#This Row],[Lamp / Luminaire Category]]=\"No eligible rebate\",(Table1323[[#This Row],[Baseline W defined by user]]-Table1323[[#This Row],[Retrofit W defined by user (no rebate)]]),Table1323[[#This Row],[Assumed Baseline W by source]]-Table1323[[#This Row],[LED Luminaire W by rebate]]),IF(AND(IF(Table1323[[#This Row],[Assumed hours from space type]]=\"user defined\",Table1323[[#This Row],[Baseline Operating hours]],Table1323[[#This Row],[Assumed hours from space type]])<(3600/0.8),OR(Table1323[[#This Row],[Automatic Controls?]]=\"Fixture integrated occupancy sensor\",Table1323[[#This Row],[Automatic Controls?]]=\"Ceiling / wall mounted occupancy sensor\")),IF(Table1323[[#This Row],[Lamp / Luminaire Category]]=\"No eligible rebate\",Table1323[[#This Row],[Baseline W defined by user]],Table1323[[#This Row],[Assumed Baseline W by source]])))))*Table1323[[#This Row],[Quantity of luminaires]]/1000,\"\")","v":""},{"$f":"Table1323[[#This Row],[LED lamp/luminaire retrofit part '#]]","v":0},{"$f":"IF(Table1323[[#This Row],[Rebate Unit]]=\"per lamp\",INDEX(Table1[Number of Lamps],MATCH(Table1323[[#This Row],[Lamp / Luminaire Category]]&Table1323[[#This Row],[Rebate Category]],Table1[PrescribedSource - Rebate ID],0)),1)*Table1323[[#This Row],[Quantity of luminaires]]","v":0},{"$f":"IFERROR(IF(Table1323[[#This Row],[Lamp / Luminaire Category]]=\"No eligible rebate\",\"no eligible rebate\",INDEX(Table1[BC Hydro xRM ECM],MATCH(Table1323[[#This Row],[Lamp / Luminaire Category]]&Table1323[[#This Row],[Rebate Category]],Table1[PrescribedSource - Rebate ID],0))),\"\")","v":""}]
[null,{"$f":"IF(Table1323[[#This Row],[Space Type]]=\"\",\"\",\"L-\"&ROW(158:158))","v":""},null,null,null,null,null,null,null,{"$f":"IFERROR(IF(Table1323[[#This Row],[Space Type]]=\"\",\"\",IF(Table1323[[#This Row],[Lamp / Luminaire Category]]=\"No eligible rebate\",\"\",IF(Table1323[[#This Row],[Rebate Category]]=\"\",\"select rebate\",INDEX(Table1[Actual Baseline W],MATCH(Table1323[[#This Row],[Lamp / Luminaire Category]]&Table1323[[#This Row],[Rebate Category]],Table1[PrescribedSource - Rebate ID],0))))),\"\")","v":""},{"$f":"IFERROR(IF(Table1323[[#This Row],[No]]=\"\",\"\",IF(Table1323[[#This Row],[Space Type]]=\"\",\"select Space Type\",IF(Table1323[[#This Row],[Baseline Operating hours]]<>\"\",\"user defined\",INDEX(Table5[Hours],MATCH(Table1323[[#This Row],[Space Type]],Table5[Space Type],0))))),\"\")","v":""},null,{"$f":"IFERROR(INDEX(Table1[Rebate],MATCH(Table1323[[#This Row],[Lamp / Luminaire Category]]&Table1323[[#This Row],[Rebate Category]],Table1[PrescribedSource - Rebate ID],0)),\"\")","v":""},{"$f":"IFERROR(INDEX(Table1[Rebate Unit],MATCH(Table1323[[#This Row],[Lamp / Luminaire Category]]&Table1323[[#This Row],[Rebate Category]],Table1[PrescribedSource - Rebate ID],0)),\"\")","v":""},null,{"$f":"IFERROR(IF(Table1323[[#This Row],[Lamp / Luminaire Category]]=\"No eligible rebate\",\"no rebate\",INDEX(Table1[Retrofit W],MATCH(Table1323[[#This Row],[Lamp / Luminaire Category]]&Table1323[[#This Row],[Rebate Category]],Table1[PrescribedSource - Rebate ID],0))),\"\")","v":""},null,null,null,{"$f":"IFERROR(INDEX(Table1[Rebate],MATCH(Table1323[[#This Row],[Lamp / Luminaire Category]]&Table1323[[#This Row],[Rebate Category]],Table1[PrescribedSource - Rebate ID],0))*Table1323[[#This Row],[Quantity of luminaires]],0)","v":0},{"$f":"IF(OR(Table1323[[#This Row],[Automatic Controls?]]=\"Fixture integrated Occupancy / Daylight Harvesting sensor\",Table1323[[#This Row],[Automatic Controls?]]=\"Ceiling / wall mounted Occupancy / Daylight Harvesting sensor\",Table1323[[#This Row],[Automatic Controls?]]=\"Timer\"),45*Table1323[[#This Row],[Number of occupancy sensors]],\"\")","v":""},{"$f":"IFERROR(IF(Table1323[[#This Row],[Controls Rebate]]=\"\",0,Table1323[[#This Row],[Controls Rebate]])+Table1323[[#This Row],[Lighting Rebate]],\"\")","v":0},{"$f":"IFERROR(INDEX(Table1[Rebate Savings],MATCH(Table1323[[#This Row],[Lamp / Luminaire Category]]&Table1323[[#This Row],[Rebate Category]],Table1[PrescribedSource - Rebate ID],0))*Table1323[[#This Row],[Quantity of luminaires]]/1000,0)","v":0},{"$f":"IFERROR(Table1323[[#This Row],[Rebate kW Savings]]*IF(Table1323[[#This Row],[Assumed hours from space type]]=\"user defined\",Table1323[[#This Row],[Baseline Operating hours]],Table1323[[#This Row],[Assumed hours from space type]]),0)","v":0},{"$f":"IF(OR(Table1323[[#This Row],[Automatic Controls?]]=\"Fixture integrated occupancy sensor\",Table1323[[#This Row],[Automatic Controls?]]=\"Ceiling / wall mounted occupancy sensor\"),Table1323[[#This Row],[Quantity of luminaires]]*IF(Table1323[[#This Row],[Rebate Category]]<>\"\",INDEX(Table1[Retrofit W],MATCH(Table1323[[#This Row],[Rebate Category]],Table1[BC Hydro Rebate Category],0)),Table1323[[#This Row],[Retrofit W defined by user (no rebate)]])/1000*IF(Table1323[[#This Row],[Assumed hours from space type]]=\"user defined\",Table1323[[#This Row],[Baseline Operating hours]],Table1323[[#This Row],[Assumed hours from space type]])*0.2,0)","v":0},{"$f":"Table1323[[#This Row],[Rebate kWh savings]]+Table1323[[#This Row],[Controls Rebate kWh Savings]]","v":0},{"$f":"IFERROR(IF(Table1323[[#This Row],[Quantity of luminaires]]=\"\",\"\",IF(Table1323[[#This Row],[Lamp / Luminaire Category]]=\"No eligible rebate\",(Table1323[[#This Row],[Baseline W defined by user]]-Table1323[[#This Row],[Retrofit W defined by user (no rebate)]])*Table1323[[#This Row],[Quantity of luminaires]]/1000,(Table1323[[#This Row],[Assumed Baseline W by source]]-Table1323[[#This Row],[LED Luminaire W by rebate]])*Table1323[[#This Row],[Quantity of luminaires]]/1000)),0)","v":""},{"$f":"IFERROR(IF(Table1323[[#This Row],[Lamp / Luminaire Category]]=\"No eligible rebate\",Table1323[[#This Row],[Quantity of luminaires]]*(Table1323[[#This Row],[Baseline W defined by user]]-Table1323[[#This Row],[Retrofit W defined by user (no rebate)]])/1000*IF(Table1323[[#This Row],[Assumed hours from space type]]=\"user defined\",Table1323[[#This Row],[Baseline Operating hours]],Table1323[[#This Row],[Assumed hours from space type]])+Table1323[[#This Row],[Controls Rebate kWh Savings]],Table1323[[#This Row],[Quantity of luminaires]]*(INDEX(Table1[Actual Baseline W],MATCH(Table1323[[#This Row],[Lamp / Luminaire Category]]&Table1323[[#This Row],[Rebate Category]],Table1[PrescribedSource - Rebate ID],0))/1000-Table1323[[#This Row],[LED Luminaire W by rebate]]/1000)*IF(Table1323[[#This Row],[Assumed hours from space type]]=\"user defined\",Table1323[[#This Row],[Baseline Operating hours]],Table1323[[#This Row],[Assumed hours from space type]])+Table1323[[#This Row],[Controls Rebate kWh Savings]]),0)","v":0},{"$f":"IFERROR(IF(Table1323[[#This Row],[Rebate kW Savings]]=0,Table1323[[#This Row],[Demand Savings, kW]],INDEX(Table1[Actual Savings],MATCH(Table1323[[#This Row],[Lamp / Luminaire Category]]&Table1323[[#This Row],[Rebate Category]],Table1[PrescribedSource - Rebate ID],0))*Table1323[[#This Row],[Quantity of luminaires]]/1000),0)","v":""},{"$f":"IFERROR(Table1323[[#This Row],[BC Housing Site kW Savings]]*IF(Table1323[[#This Row],[Assumed hours from space type]]=\"user defined\",Table1323[[#This Row],[Baseline Operating hours]],Table1323[[#This Row],[Assumed hours from space type]])+Table1323[[#This Row],[Controls Rebate kWh Savings]],0)","v":0},{"$f":"IFERROR(IF(Table1323[[#This Row],[Lamp / Luminaire Category]]=\"No eligible rebate\",Table1323[[#This Row],[Lighting Technology]]&\" retrofit with no rebate\",Table1323[[#This Row],[Rebate Category]]),\"\")","v":0},{"$f":"IF(Table1323[[#This Row],[Lamp / Luminaire Category]]=\"No eligible rebate\",1,0)","v":0},{"$f":"IFERROR(IF(IF(Table1323[[#This Row],[Assumed hours from space type]]=\"user defined\",Table1323[[#This Row],[Baseline Operating hours]],Table1323[[#This Row],[Assumed hours from space type]])<3600,0,IF(AND(IF(Table1323[[#This Row],[Assumed hours from space type]]=\"user defined\",Table1323[[#This Row],[Baseline Operating hours]],Table1323[[#This Row],[Assumed hours from space type]])>=3600,OR(Table1323[[#This Row],[Automatic Controls?]]=\"None\",Table1323[[#This Row],[Automatic Controls?]]=\"\")),IF(Table1323[[#This Row],[Lamp / Luminaire Category]]=\"No eligible rebate\",Table1323[[#This Row],[Baseline W defined by user]]-Table1323[[#This Row],[Retrofit W defined by user (no rebate)]],Table1323[[#This Row],[Assumed Baseline W by source]]-Table1323[[#This Row],[LED Luminaire W by rebate]]),IF(AND(IF(Table1323[[#This Row],[Assumed hours from space type]]=\"user defined\",Table1323[[#This Row],[Baseline Operating hours]],Table1323[[#This Row],[Assumed hours from space type]])>=(3600/0.8),OR(Table1323[[#This Row],[Automatic Controls?]]=\"Fixture integrated occupancy sensor\",Table1323[[#This Row],[Automatic Controls?]]=\"Ceiling / wall mounted occupancy sensor\")),IF(Table1323[[#This Row],[Lamp / Luminaire Category]]=\"No eligible rebate\",(Table1323[[#This Row],[Baseline W defined by user]]-Table1323[[#This Row],[Retrofit W defined by user (no rebate)]]),Table1323[[#This Row],[Assumed Baseline W by source]]-Table1323[[#This Row],[LED Luminaire W by rebate]]),IF(AND(IF(Table1323[[#This Row],[Assumed hours from space type]]=\"user defined\",Table1323[[#This Row],[Baseline Operating hours]],Table1323[[#This Row],[Assumed hours from space type]])<(3600/0.8),OR(Table1323[[#This Row],[Automatic Controls?]]=\"Fixture integrated occupancy sensor\",Table1323[[#This Row],[Automatic Controls?]]=\"Ceiling / wall mounted occupancy sensor\")),IF(Table1323[[#This Row],[Lamp / Luminaire Category]]=\"No eligible rebate\",Table1323[[#This Row],[Baseline W defined by user]],Table1323[[#This Row],[Assumed Baseline W by source]])))))*Table1323[[#This Row],[Quantity of luminaires]]/1000,\"\")","v":""},{"$f":"Table1323[[#This Row],[LED lamp/luminaire retrofit part '#]]","v":0},{"$f":"IF(Table1323[[#This Row],[Rebate Unit]]=\"per lamp\",INDEX(Table1[Number of Lamps],MATCH(Table1323[[#This Row],[Lamp / Luminaire Category]]&Table1323[[#This Row],[Rebate Category]],Table1[PrescribedSource - Rebate ID],0)),1)*Table1323[[#This Row],[Quantity of luminaires]]","v":0},{"$f":"IFERROR(IF(Table1323[[#This Row],[Lamp / Luminaire Category]]=\"No eligible rebate\",\"no eligible rebate\",INDEX(Table1[BC Hydro xRM ECM],MATCH(Table1323[[#This Row],[Lamp / Luminaire Category]]&Table1323[[#This Row],[Rebate Category]],Table1[PrescribedSource - Rebate ID],0))),\"\")","v":""}]
[null,{"$f":"IF(Table1323[[#This Row],[Space Type]]=\"\",\"\",\"L-\"&ROW(159:159))","v":""},null,null,null,null,null,null,null,{"$f":"IFERROR(IF(Table1323[[#This Row],[Space Type]]=\"\",\"\",IF(Table1323[[#This Row],[Lamp / Luminaire Category]]=\"No eligible rebate\",\"\",IF(Table1323[[#This Row],[Rebate Category]]=\"\",\"select rebate\",INDEX(Table1[Actual Baseline W],MATCH(Table1323[[#This Row],[Lamp / Luminaire Category]]&Table1323[[#This Row],[Rebate Category]],Table1[PrescribedSource - Rebate ID],0))))),\"\")","v":""},{"$f":"IFERROR(IF(Table1323[[#This Row],[No]]=\"\",\"\",IF(Table1323[[#This Row],[Space Type]]=\"\",\"select Space Type\",IF(Table1323[[#This Row],[Baseline Operating hours]]<>\"\",\"user defined\",INDEX(Table5[Hours],MATCH(Table1323[[#This Row],[Space Type]],Table5[Space Type],0))))),\"\")","v":""},null,{"$f":"IFERROR(INDEX(Table1[Rebate],MATCH(Table1323[[#This Row],[Lamp / Luminaire Category]]&Table1323[[#This Row],[Rebate Category]],Table1[PrescribedSource - Rebate ID],0)),\"\")","v":""},{"$f":"IFERROR(INDEX(Table1[Rebate Unit],MATCH(Table1323[[#This Row],[Lamp / Luminaire Category]]&Table1323[[#This Row],[Rebate Category]],Table1[PrescribedSource - Rebate ID],0)),\"\")","v":""},null,{"$f":"IFERROR(IF(Table1323[[#This Row],[Lamp / Luminaire Category]]=\"No eligible rebate\",\"no rebate\",INDEX(Table1[Retrofit W],MATCH(Table1323[[#This Row],[Lamp / Luminaire Category]]&Table1323[[#This Row],[Rebate Category]],Table1[PrescribedSource - Rebate ID],0))),\"\")","v":""},null,null,null,{"$f":"IFERROR(INDEX(Table1[Rebate],MATCH(Table1323[[#This Row],[Lamp / Luminaire Category]]&Table1323[[#This Row],[Rebate Category]],Table1[PrescribedSource - Rebate ID],0))*Table1323[[#This Row],[Quantity of luminaires]],0)","v":0},{"$f":"IF(OR(Table1323[[#This Row],[Automatic Controls?]]=\"Fixture integrated Occupancy / Daylight Harvesting sensor\",Table1323[[#This Row],[Automatic Controls?]]=\"Ceiling / wall mounted Occupancy / Daylight Harvesting sensor\",Table1323[[#This Row],[Automatic Controls?]]=\"Timer\"),45*Table1323[[#This Row],[Number of occupancy sensors]],\"\")","v":""},{"$f":"IFERROR(IF(Table1323[[#This Row],[Controls Rebate]]=\"\",0,Table1323[[#This Row],[Controls Rebate]])+Table1323[[#This Row],[Lighting Rebate]],\"\")","v":0},{"$f":"IFERROR(INDEX(Table1[Rebate Savings],MATCH(Table1323[[#This Row],[Lamp / Luminaire Category]]&Table1323[[#This Row],[Rebate Category]],Table1[PrescribedSource - Rebate ID],0))*Table1323[[#This Row],[Quantity of luminaires]]/1000,0)","v":0},{"$f":"IFERROR(Table1323[[#This Row],[Rebate kW Savings]]*IF(Table1323[[#This Row],[Assumed hours from space type]]=\"user defined\",Table1323[[#This Row],[Baseline Operating hours]],Table1323[[#This Row],[Assumed hours from space type]]),0)","v":0},{"$f":"IF(OR(Table1323[[#This Row],[Automatic Controls?]]=\"Fixture integrated occupancy sensor\",Table1323[[#This Row],[Automatic Controls?]]=\"Ceiling / wall mounted occupancy sensor\"),Table1323[[#This Row],[Quantity of luminaires]]*IF(Table1323[[#This Row],[Rebate Category]]<>\"\",INDEX(Table1[Retrofit W],MATCH(Table1323[[#This Row],[Rebate Category]],Table1[BC Hydro Rebate Category],0)),Table1323[[#This Row],[Retrofit W defined by user (no rebate)]])/1000*IF(Table1323[[#This Row],[Assumed hours from space type]]=\"user defined\",Table1323[[#This Row],[Baseline Operating hours]],Table1323[[#This Row],[Assumed hours from space type]])*0.2,0)","v":0},{"$f":"Table1323[[#This Row],[Rebate kWh savings]]+Table1323[[#This Row],[Controls Rebate kWh Savings]]","v":0},{"$f":"IFERROR(IF(Table1323[[#This Row],[Quantity of luminaires]]=\"\",\"\",IF(Table1323[[#This Row],[Lamp / Luminaire Category]]=\"No eligible rebate\",(Table1323[[#This Row],[Baseline W defined by user]]-Table1323[[#This Row],[Retrofit W defined by user (no rebate)]])*Table1323[[#This Row],[Quantity of luminaires]]/1000,(Table1323[[#This Row],[Assumed Baseline W by source]]-Table1323[[#This Row],[LED Luminaire W by rebate]])*Table1323[[#This Row],[Quantity of luminaires]]/1000)),0)","v":""},{"$f":"IFERROR(IF(Table1323[[#This Row],[Lamp / Luminaire Category]]=\"No eligible rebate\",Table1323[[#This Row],[Quantity of luminaires]]*(Table1323[[#This Row],[Baseline W defined by user]]-Table1323[[#This Row],[Retrofit W defined by user (no rebate)]])/1000*IF(Table1323[[#This Row],[Assumed hours from space type]]=\"user defined\",Table1323[[#This Row],[Baseline Operating hours]],Table1323[[#This Row],[Assumed hours from space type]])+Table1323[[#This Row],[Controls Rebate kWh Savings]],Table1323[[#This Row],[Quantity of luminaires]]*(INDEX(Table1[Actual Baseline W],MATCH(Table1323[[#This Row],[Lamp / Luminaire Category]]&Table1323[[#This Row],[Rebate Category]],Table1[PrescribedSource - Rebate ID],0))/1000-Table1323[[#This Row],[LED Luminaire W by rebate]]/1000)*IF(Table1323[[#This Row],[Assumed hours from space type]]=\"user defined\",Table1323[[#This Row],[Baseline Operating hours]],Table1323[[#This Row],[Assumed hours from space type]])+Table1323[[#This Row],[Controls Rebate kWh Savings]]),0)","v":0},{"$f":"IFERROR(IF(Table1323[[#This Row],[Rebate kW Savings]]=0,Table1323[[#This Row],[Demand Savings, kW]],INDEX(Table1[Actual Savings],MATCH(Table1323[[#This Row],[Lamp / Luminaire Category]]&Table1323[[#This Row],[Rebate Category]],Table1[PrescribedSource - Rebate ID],0))*Table1323[[#This Row],[Quantity of luminaires]]/1000),0)","v":""},{"$f":"IFERROR(Table1323[[#This Row],[BC Housing Site kW Savings]]*IF(Table1323[[#This Row],[Assumed hours from space type]]=\"user defined\",Table1323[[#This Row],[Baseline Operating hours]],Table1323[[#This Row],[Assumed hours from space type]])+Table1323[[#This Row],[Controls Rebate kWh Savings]],0)","v":0},{"$f":"IFERROR(IF(Table1323[[#This Row],[Lamp / Luminaire Category]]=\"No eligible rebate\",Table1323[[#This Row],[Lighting Technology]]&\" retrofit with no rebate\",Table1323[[#This Row],[Rebate Category]]),\"\")","v":0},{"$f":"IF(Table1323[[#This Row],[Lamp / Luminaire Category]]=\"No eligible rebate\",1,0)","v":0},{"$f":"IFERROR(IF(IF(Table1323[[#This Row],[Assumed hours from space type]]=\"user defined\",Table1323[[#This Row],[Baseline Operating hours]],Table1323[[#This Row],[Assumed hours from space type]])<3600,0,IF(AND(IF(Table1323[[#This Row],[Assumed hours from space type]]=\"user defined\",Table1323[[#This Row],[Baseline Operating hours]],Table1323[[#This Row],[Assumed hours from space type]])>=3600,OR(Table1323[[#This Row],[Automatic Controls?]]=\"None\",Table1323[[#This Row],[Automatic Controls?]]=\"\")),IF(Table1323[[#This Row],[Lamp / Luminaire Category]]=\"No eligible rebate\",Table1323[[#This Row],[Baseline W defined by user]]-Table1323[[#This Row],[Retrofit W defined by user (no rebate)]],Table1323[[#This Row],[Assumed Baseline W by source]]-Table1323[[#This Row],[LED Luminaire W by rebate]]),IF(AND(IF(Table1323[[#This Row],[Assumed hours from space type]]=\"user defined\",Table1323[[#This Row],[Baseline Operating hours]],Table1323[[#This Row],[Assumed hours from space type]])>=(3600/0.8),OR(Table1323[[#This Row],[Automatic Controls?]]=\"Fixture integrated occupancy sensor\",Table1323[[#This Row],[Automatic Controls?]]=\"Ceiling / wall mounted occupancy sensor\")),IF(Table1323[[#This Row],[Lamp / Luminaire Category]]=\"No eligible rebate\",(Table1323[[#This Row],[Baseline W defined by user]]-Table1323[[#This Row],[Retrofit W defined by user (no rebate)]]),Table1323[[#This Row],[Assumed Baseline W by source]]-Table1323[[#This Row],[LED Luminaire W by rebate]]),IF(AND(IF(Table1323[[#This Row],[Assumed hours from space type]]=\"user defined\",Table1323[[#This Row],[Baseline Operating hours]],Table1323[[#This Row],[Assumed hours from space type]])<(3600/0.8),OR(Table1323[[#This Row],[Automatic Controls?]]=\"Fixture integrated occupancy sensor\",Table1323[[#This Row],[Automatic Controls?]]=\"Ceiling / wall mounted occupancy sensor\")),IF(Table1323[[#This Row],[Lamp / Luminaire Category]]=\"No eligible rebate\",Table1323[[#This Row],[Baseline W defined by user]],Table1323[[#This Row],[Assumed Baseline W by source]])))))*Table1323[[#This Row],[Quantity of luminaires]]/1000,\"\")","v":""},{"$f":"Table1323[[#This Row],[LED lamp/luminaire retrofit part '#]]","v":0},{"$f":"IF(Table1323[[#This Row],[Rebate Unit]]=\"per lamp\",INDEX(Table1[Number of Lamps],MATCH(Table1323[[#This Row],[Lamp / Luminaire Category]]&Table1323[[#This Row],[Rebate Category]],Table1[PrescribedSource - Rebate ID],0)),1)*Table1323[[#This Row],[Quantity of luminaires]]","v":0},{"$f":"IFERROR(IF(Table1323[[#This Row],[Lamp / Luminaire Category]]=\"No eligible rebate\",\"no eligible rebate\",INDEX(Table1[BC Hydro xRM ECM],MATCH(Table1323[[#This Row],[Lamp / Luminaire Category]]&Table1323[[#This Row],[Rebate Category]],Table1[PrescribedSource - Rebate ID],0))),\"\")","v":""}]
[null,{"$f":"IF(Table1323[[#This Row],[Space Type]]=\"\",\"\",\"L-\"&ROW(160:160))","v":""},null,null,null,null,null,null,null,{"$f":"IFERROR(IF(Table1323[[#This Row],[Space Type]]=\"\",\"\",IF(Table1323[[#This Row],[Lamp / Luminaire Category]]=\"No eligible rebate\",\"\",IF(Table1323[[#This Row],[Rebate Category]]=\"\",\"select rebate\",INDEX(Table1[Actual Baseline W],MATCH(Table1323[[#This Row],[Lamp / Luminaire Category]]&Table1323[[#This Row],[Rebate Category]],Table1[PrescribedSource - Rebate ID],0))))),\"\")","v":""},{"$f":"IFERROR(IF(Table1323[[#This Row],[No]]=\"\",\"\",IF(Table1323[[#This Row],[Space Type]]=\"\",\"select Space Type\",IF(Table1323[[#This Row],[Baseline Operating hours]]<>\"\",\"user defined\",INDEX(Table5[Hours],MATCH(Table1323[[#This Row],[Space Type]],Table5[Space Type],0))))),\"\")","v":""},null,{"$f":"IFERROR(INDEX(Table1[Rebate],MATCH(Table1323[[#This Row],[Lamp / Luminaire Category]]&Table1323[[#This Row],[Rebate Category]],Table1[PrescribedSource - Rebate ID],0)),\"\")","v":""},{"$f":"IFERROR(INDEX(Table1[Rebate Unit],MATCH(Table1323[[#This Row],[Lamp / Luminaire Category]]&Table1323[[#This Row],[Rebate Category]],Table1[PrescribedSource - Rebate ID],0)),\"\")","v":""},null,{"$f":"IFERROR(IF(Table1323[[#This Row],[Lamp / Luminaire Category]]=\"No eligible rebate\",\"no rebate\",INDEX(Table1[Retrofit W],MATCH(Table1323[[#This Row],[Lamp / Luminaire Category]]&Table1323[[#This Row],[Rebate Category]],Table1[PrescribedSource - Rebate ID],0))),\"\")","v":""},null,null,null,{"$f":"IFERROR(INDEX(Table1[Rebate],MATCH(Table1323[[#This Row],[Lamp / Luminaire Category]]&Table1323[[#This Row],[Rebate Category]],Table1[PrescribedSource - Rebate ID],0))*Table1323[[#This Row],[Quantity of luminaires]],0)","v":0},{"$f":"IF(OR(Table1323[[#This Row],[Automatic Controls?]]=\"Fixture integrated Occupancy / Daylight Harvesting sensor\",Table1323[[#This Row],[Automatic Controls?]]=\"Ceiling / wall mounted Occupancy / Daylight Harvesting sensor\",Table1323[[#This Row],[Automatic Controls?]]=\"Timer\"),45*Table1323[[#This Row],[Number of occupancy sensors]],\"\")","v":""},{"$f":"IFERROR(IF(Table1323[[#This Row],[Controls Rebate]]=\"\",0,Table1323[[#This Row],[Controls Rebate]])+Table1323[[#This Row],[Lighting Rebate]],\"\")","v":0},{"$f":"IFERROR(INDEX(Table1[Rebate Savings],MATCH(Table1323[[#This Row],[Lamp / Luminaire Category]]&Table1323[[#This Row],[Rebate Category]],Table1[PrescribedSource - Rebate ID],0))*Table1323[[#This Row],[Quantity of luminaires]]/1000,0)","v":0},{"$f":"IFERROR(Table1323[[#This Row],[Rebate kW Savings]]*IF(Table1323[[#This Row],[Assumed hours from space type]]=\"user defined\",Table1323[[#This Row],[Baseline Operating hours]],Table1323[[#This Row],[Assumed hours from space type]]),0)","v":0},{"$f":"IF(OR(Table1323[[#This Row],[Automatic Controls?]]=\"Fixture integrated occupancy sensor\",Table1323[[#This Row],[Automatic Controls?]]=\"Ceiling / wall mounted occupancy sensor\"),Table1323[[#This Row],[Quantity of luminaires]]*IF(Table1323[[#This Row],[Rebate Category]]<>\"\",INDEX(Table1[Retrofit W],MATCH(Table1323[[#This Row],[Rebate Category]],Table1[BC Hydro Rebate Category],0)),Table1323[[#This Row],[Retrofit W defined by user (no rebate)]])/1000*IF(Table1323[[#This Row],[Assumed hours from space type]]=\"user defined\",Table1323[[#This Row],[Baseline Operating hours]],Table1323[[#This Row],[Assumed hours from space type]])*0.2,0)","v":0},{"$f":"Table1323[[#This Row],[Rebate kWh savings]]+Table1323[[#This Row],[Controls Rebate kWh Savings]]","v":0},{"$f":"IFERROR(IF(Table1323[[#This Row],[Quantity of luminaires]]=\"\",\"\",IF(Table1323[[#This Row],[Lamp / Luminaire Category]]=\"No eligible rebate\",(Table1323[[#This Row],[Baseline W defined by user]]-Table1323[[#This Row],[Retrofit W defined by user (no rebate)]])*Table1323[[#This Row],[Quantity of luminaires]]/1000,(Table1323[[#This Row],[Assumed Baseline W by source]]-Table1323[[#This Row],[LED Luminaire W by rebate]])*Table1323[[#This Row],[Quantity of luminaires]]/1000)),0)","v":""},{"$f":"IFERROR(IF(Table1323[[#This Row],[Lamp / Luminaire Category]]=\"No eligible rebate\",Table1323[[#This Row],[Quantity of luminaires]]*(Table1323[[#This Row],[Baseline W defined by user]]-Table1323[[#This Row],[Retrofit W defined by user (no rebate)]])/1000*IF(Table1323[[#This Row],[Assumed hours from space type]]=\"user defined\",Table1323[[#This Row],[Baseline Operating hours]],Table1323[[#This Row],[Assumed hours from space type]])+Table1323[[#This Row],[Controls Rebate kWh Savings]],Table1323[[#This Row],[Quantity of luminaires]]*(INDEX(Table1[Actual Baseline W],MATCH(Table1323[[#This Row],[Lamp / Luminaire Category]]&Table1323[[#This Row],[Rebate Category]],Table1[PrescribedSource - Rebate ID],0))/1000-Table1323[[#This Row],[LED Luminaire W by rebate]]/1000)*IF(Table1323[[#This Row],[Assumed hours from space type]]=\"user defined\",Table1323[[#This Row],[Baseline Operating hours]],Table1323[[#This Row],[Assumed hours from space type]])+Table1323[[#This Row],[Controls Rebate kWh Savings]]),0)","v":0},{"$f":"IFERROR(IF(Table1323[[#This Row],[Rebate kW Savings]]=0,Table1323[[#This Row],[Demand Savings, kW]],INDEX(Table1[Actual Savings],MATCH(Table1323[[#This Row],[Lamp / Luminaire Category]]&Table1323[[#This Row],[Rebate Category]],Table1[PrescribedSource - Rebate ID],0))*Table1323[[#This Row],[Quantity of luminaires]]/1000),0)","v":""},{"$f":"IFERROR(Table1323[[#This Row],[BC Housing Site kW Savings]]*IF(Table1323[[#This Row],[Assumed hours from space type]]=\"user defined\",Table1323[[#This Row],[Baseline Operating hours]],Table1323[[#This Row],[Assumed hours from space type]])+Table1323[[#This Row],[Controls Rebate kWh Savings]],0)","v":0},{"$f":"IFERROR(IF(Table1323[[#This Row],[Lamp / Luminaire Category]]=\"No eligible rebate\",Table1323[[#This Row],[Lighting Technology]]&\" retrofit with no rebate\",Table1323[[#This Row],[Rebate Category]]),\"\")","v":0},{"$f":"IF(Table1323[[#This Row],[Lamp / Luminaire Category]]=\"No eligible rebate\",1,0)","v":0},{"$f":"IFERROR(IF(IF(Table1323[[#This Row],[Assumed hours from space type]]=\"user defined\",Table1323[[#This Row],[Baseline Operating hours]],Table1323[[#This Row],[Assumed hours from space type]])<3600,0,IF(AND(IF(Table1323[[#This Row],[Assumed hours from space type]]=\"user defined\",Table1323[[#This Row],[Baseline Operating hours]],Table1323[[#This Row],[Assumed hours from space type]])>=3600,OR(Table1323[[#This Row],[Automatic Controls?]]=\"None\",Table1323[[#This Row],[Automatic Controls?]]=\"\")),IF(Table1323[[#This Row],[Lamp / Luminaire Category]]=\"No eligible rebate\",Table1323[[#This Row],[Baseline W defined by user]]-Table1323[[#This Row],[Retrofit W defined by user (no rebate)]],Table1323[[#This Row],[Assumed Baseline W by source]]-Table1323[[#This Row],[LED Luminaire W by rebate]]),IF(AND(IF(Table1323[[#This Row],[Assumed hours from space type]]=\"user defined\",Table1323[[#This Row],[Baseline Operating hours]],Table1323[[#This Row],[Assumed hours from space type]])>=(3600/0.8),OR(Table1323[[#This Row],[Automatic Controls?]]=\"Fixture integrated occupancy sensor\",Table1323[[#This Row],[Automatic Controls?]]=\"Ceiling / wall mounted occupancy sensor\")),IF(Table1323[[#This Row],[Lamp / Luminaire Category]]=\"No eligible rebate\",(Table1323[[#This Row],[Baseline W defined by user]]-Table1323[[#This Row],[Retrofit W defined by user (no rebate)]]),Table1323[[#This Row],[Assumed Baseline W by source]]-Table1323[[#This Row],[LED Luminaire W by rebate]]),IF(AND(IF(Table1323[[#This Row],[Assumed hours from space type]]=\"user defined\",Table1323[[#This Row],[Baseline Operating hours]],Table1323[[#This Row],[Assumed hours from space type]])<(3600/0.8),OR(Table1323[[#This Row],[Automatic Controls?]]=\"Fixture integrated occupancy sensor\",Table1323[[#This Row],[Automatic Controls?]]=\"Ceiling / wall mounted occupancy sensor\")),IF(Table1323[[#This Row],[Lamp / Luminaire Category]]=\"No eligible rebate\",Table1323[[#This Row],[Baseline W defined by user]],Table1323[[#This Row],[Assumed Baseline W by source]])))))*Table1323[[#This Row],[Quantity of luminaires]]/1000,\"\")","v":""},{"$f":"Table1323[[#This Row],[LED lamp/luminaire retrofit part '#]]","v":0},{"$f":"IF(Table1323[[#This Row],[Rebate Unit]]=\"per lamp\",INDEX(Table1[Number of Lamps],MATCH(Table1323[[#This Row],[Lamp / Luminaire Category]]&Table1323[[#This Row],[Rebate Category]],Table1[PrescribedSource - Rebate ID],0)),1)*Table1323[[#This Row],[Quantity of luminaires]]","v":0},{"$f":"IFERROR(IF(Table1323[[#This Row],[Lamp / Luminaire Category]]=\"No eligible rebate\",\"no eligible rebate\",INDEX(Table1[BC Hydro xRM ECM],MATCH(Table1323[[#This Row],[Lamp / Luminaire Category]]&Table1323[[#This Row],[Rebate Category]],Table1[PrescribedSource - Rebate ID],0))),\"\")","v":""}]
[null,{"$f":"IF(Table1323[[#This Row],[Space Type]]=\"\",\"\",\"L-\"&ROW(161:161))","v":""},null,null,null,null,null,null,null,{"$f":"IFERROR(IF(Table1323[[#This Row],[Space Type]]=\"\",\"\",IF(Table1323[[#This Row],[Lamp / Luminaire Category]]=\"No eligible rebate\",\"\",IF(Table1323[[#This Row],[Rebate Category]]=\"\",\"select rebate\",INDEX(Table1[Actual Baseline W],MATCH(Table1323[[#This Row],[Lamp / Luminaire Category]]&Table1323[[#This Row],[Rebate Category]],Table1[PrescribedSource - Rebate ID],0))))),\"\")","v":""},{"$f":"IFERROR(IF(Table1323[[#This Row],[No]]=\"\",\"\",IF(Table1323[[#This Row],[Space Type]]=\"\",\"select Space Type\",IF(Table1323[[#This Row],[Baseline Operating hours]]<>\"\",\"user defined\",INDEX(Table5[Hours],MATCH(Table1323[[#This Row],[Space Type]],Table5[Space Type],0))))),\"\")","v":""},null,{"$f":"IFERROR(INDEX(Table1[Rebate],MATCH(Table1323[[#This Row],[Lamp / Luminaire Category]]&Table1323[[#This Row],[Rebate Category]],Table1[PrescribedSource - Rebate ID],0)),\"\")","v":""},{"$f":"IFERROR(INDEX(Table1[Rebate Unit],MATCH(Table1323[[#This Row],[Lamp / Luminaire Category]]&Table1323[[#This Row],[Rebate Category]],Table1[PrescribedSource - Rebate ID],0)),\"\")","v":""},null,{"$f":"IFERROR(IF(Table1323[[#This Row],[Lamp / Luminaire Category]]=\"No eligible rebate\",\"no rebate\",INDEX(Table1[Retrofit W],MATCH(Table1323[[#This Row],[Lamp / Luminaire Category]]&Table1323[[#This Row],[Rebate Category]],Table1[PrescribedSource - Rebate ID],0))),\"\")","v":""},null,null,null,{"$f":"IFERROR(INDEX(Table1[Rebate],MATCH(Table1323[[#This Row],[Lamp / Luminaire Category]]&Table1323[[#This Row],[Rebate Category]],Table1[PrescribedSource - Rebate ID],0))*Table1323[[#This Row],[Quantity of luminaires]],0)","v":0},{"$f":"IF(OR(Table1323[[#This Row],[Automatic Controls?]]=\"Fixture integrated Occupancy / Daylight Harvesting sensor\",Table1323[[#This Row],[Automatic Controls?]]=\"Ceiling / wall mounted Occupancy / Daylight Harvesting sensor\",Table1323[[#This Row],[Automatic Controls?]]=\"Timer\"),45*Table1323[[#This Row],[Number of occupancy sensors]],\"\")","v":""},{"$f":"IFERROR(IF(Table1323[[#This Row],[Controls Rebate]]=\"\",0,Table1323[[#This Row],[Controls Rebate]])+Table1323[[#This Row],[Lighting Rebate]],\"\")","v":0},{"$f":"IFERROR(INDEX(Table1[Rebate Savings],MATCH(Table1323[[#This Row],[Lamp / Luminaire Category]]&Table1323[[#This Row],[Rebate Category]],Table1[PrescribedSource - Rebate ID],0))*Table1323[[#This Row],[Quantity of luminaires]]/1000,0)","v":0},{"$f":"IFERROR(Table1323[[#This Row],[Rebate kW Savings]]*IF(Table1323[[#This Row],[Assumed hours from space type]]=\"user defined\",Table1323[[#This Row],[Baseline Operating hours]],Table1323[[#This Row],[Assumed hours from space type]]),0)","v":0},{"$f":"IF(OR(Table1323[[#This Row],[Automatic Controls?]]=\"Fixture integrated occupancy sensor\",Table1323[[#This Row],[Automatic Controls?]]=\"Ceiling / wall mounted occupancy sensor\"),Table1323[[#This Row],[Quantity of luminaires]]*IF(Table1323[[#This Row],[Rebate Category]]<>\"\",INDEX(Table1[Retrofit W],MATCH(Table1323[[#This Row],[Rebate Category]],Table1[BC Hydro Rebate Category],0)),Table1323[[#This Row],[Retrofit W defined by user (no rebate)]])/1000*IF(Table1323[[#This Row],[Assumed hours from space type]]=\"user defined\",Table1323[[#This Row],[Baseline Operating hours]],Table1323[[#This Row],[Assumed hours from space type]])*0.2,0)","v":0},{"$f":"Table1323[[#This Row],[Rebate kWh savings]]+Table1323[[#This Row],[Controls Rebate kWh Savings]]","v":0},{"$f":"IFERROR(IF(Table1323[[#This Row],[Quantity of luminaires]]=\"\",\"\",IF(Table1323[[#This Row],[Lamp / Luminaire Category]]=\"No eligible rebate\",(Table1323[[#This Row],[Baseline W defined by user]]-Table1323[[#This Row],[Retrofit W defined by user (no rebate)]])*Table1323[[#This Row],[Quantity of luminaires]]/1000,(Table1323[[#This Row],[Assumed Baseline W by source]]-Table1323[[#This Row],[LED Luminaire W by rebate]])*Table1323[[#This Row],[Quantity of luminaires]]/1000)),0)","v":""},{"$f":"IFERROR(IF(Table1323[[#This Row],[Lamp / Luminaire Category]]=\"No eligible rebate\",Table1323[[#This Row],[Quantity of luminaires]]*(Table1323[[#This Row],[Baseline W defined by user]]-Table1323[[#This Row],[Retrofit W defined by user (no rebate)]])/1000*IF(Table1323[[#This Row],[Assumed hours from space type]]=\"user defined\",Table1323[[#This Row],[Baseline Operating hours]],Table1323[[#This Row],[Assumed hours from space type]])+Table1323[[#This Row],[Controls Rebate kWh Savings]],Table1323[[#This Row],[Quantity of luminaires]]*(INDEX(Table1[Actual Baseline W],MATCH(Table1323[[#This Row],[Lamp / Luminaire Category]]&Table1323[[#This Row],[Rebate Category]],Table1[PrescribedSource - Rebate ID],0))/1000-Table1323[[#This Row],[LED Luminaire W by rebate]]/1000)*IF(Table1323[[#This Row],[Assumed hours from space type]]=\"user defined\",Table1323[[#This Row],[Baseline Operating hours]],Table1323[[#This Row],[Assumed hours from space type]])+Table1323[[#This Row],[Controls Rebate kWh Savings]]),0)","v":0},{"$f":"IFERROR(IF(Table1323[[#This Row],[Rebate kW Savings]]=0,Table1323[[#This Row],[Demand Savings, kW]],INDEX(Table1[Actual Savings],MATCH(Table1323[[#This Row],[Lamp / Luminaire Category]]&Table1323[[#This Row],[Rebate Category]],Table1[PrescribedSource - Rebate ID],0))*Table1323[[#This Row],[Quantity of luminaires]]/1000),0)","v":""},{"$f":"IFERROR(Table1323[[#This Row],[BC Housing Site kW Savings]]*IF(Table1323[[#This Row],[Assumed hours from space type]]=\"user defined\",Table1323[[#This Row],[Baseline Operating hours]],Table1323[[#This Row],[Assumed hours from space type]])+Table1323[[#This Row],[Controls Rebate kWh Savings]],0)","v":0},{"$f":"IFERROR(IF(Table1323[[#This Row],[Lamp / Luminaire Category]]=\"No eligible rebate\",Table1323[[#This Row],[Lighting Technology]]&\" retrofit with no rebate\",Table1323[[#This Row],[Rebate Category]]),\"\")","v":0},{"$f":"IF(Table1323[[#This Row],[Lamp / Luminaire Category]]=\"No eligible rebate\",1,0)","v":0},{"$f":"IFERROR(IF(IF(Table1323[[#This Row],[Assumed hours from space type]]=\"user defined\",Table1323[[#This Row],[Baseline Operating hours]],Table1323[[#This Row],[Assumed hours from space type]])<3600,0,IF(AND(IF(Table1323[[#This Row],[Assumed hours from space type]]=\"user defined\",Table1323[[#This Row],[Baseline Operating hours]],Table1323[[#This Row],[Assumed hours from space type]])>=3600,OR(Table1323[[#This Row],[Automatic Controls?]]=\"None\",Table1323[[#This Row],[Automatic Controls?]]=\"\")),IF(Table1323[[#This Row],[Lamp / Luminaire Category]]=\"No eligible rebate\",Table1323[[#This Row],[Baseline W defined by user]]-Table1323[[#This Row],[Retrofit W defined by user (no rebate)]],Table1323[[#This Row],[Assumed Baseline W by source]]-Table1323[[#This Row],[LED Luminaire W by rebate]]),IF(AND(IF(Table1323[[#This Row],[Assumed hours from space type]]=\"user defined\",Table1323[[#This Row],[Baseline Operating hours]],Table1323[[#This Row],[Assumed hours from space type]])>=(3600/0.8),OR(Table1323[[#This Row],[Automatic Controls?]]=\"Fixture integrated occupancy sensor\",Table1323[[#This Row],[Automatic Controls?]]=\"Ceiling / wall mounted occupancy sensor\")),IF(Table1323[[#This Row],[Lamp / Luminaire Category]]=\"No eligible rebate\",(Table1323[[#This Row],[Baseline W defined by user]]-Table1323[[#This Row],[Retrofit W defined by user (no rebate)]]),Table1323[[#This Row],[Assumed Baseline W by source]]-Table1323[[#This Row],[LED Luminaire W by rebate]]),IF(AND(IF(Table1323[[#This Row],[Assumed hours from space type]]=\"user defined\",Table1323[[#This Row],[Baseline Operating hours]],Table1323[[#This Row],[Assumed hours from space type]])<(3600/0.8),OR(Table1323[[#This Row],[Automatic Controls?]]=\"Fixture integrated occupancy sensor\",Table1323[[#This Row],[Automatic Controls?]]=\"Ceiling / wall mounted occupancy sensor\")),IF(Table1323[[#This Row],[Lamp / Luminaire Category]]=\"No eligible rebate\",Table1323[[#This Row],[Baseline W defined by user]],Table1323[[#This Row],[Assumed Baseline W by source]])))))*Table1323[[#This Row],[Quantity of luminaires]]/1000,\"\")","v":""},{"$f":"Table1323[[#This Row],[LED lamp/luminaire retrofit part '#]]","v":0},{"$f":"IF(Table1323[[#This Row],[Rebate Unit]]=\"per lamp\",INDEX(Table1[Number of Lamps],MATCH(Table1323[[#This Row],[Lamp / Luminaire Category]]&Table1323[[#This Row],[Rebate Category]],Table1[PrescribedSource - Rebate ID],0)),1)*Table1323[[#This Row],[Quantity of luminaires]]","v":0},{"$f":"IFERROR(IF(Table1323[[#This Row],[Lamp / Luminaire Category]]=\"No eligible rebate\",\"no eligible rebate\",INDEX(Table1[BC Hydro xRM ECM],MATCH(Table1323[[#This Row],[Lamp / Luminaire Category]]&Table1323[[#This Row],[Rebate Category]],Table1[PrescribedSource - Rebate ID],0))),\"\")","v":""}]
[null,{"$f":"IF(Table1323[[#This Row],[Space Type]]=\"\",\"\",\"L-\"&ROW(162:162))","v":""},null,null,null,null,null,null,null,{"$f":"IFERROR(IF(Table1323[[#This Row],[Space Type]]=\"\",\"\",IF(Table1323[[#This Row],[Lamp / Luminaire Category]]=\"No eligible rebate\",\"\",IF(Table1323[[#This Row],[Rebate Category]]=\"\",\"select rebate\",INDEX(Table1[Actual Baseline W],MATCH(Table1323[[#This Row],[Lamp / Luminaire Category]]&Table1323[[#This Row],[Rebate Category]],Table1[PrescribedSource - Rebate ID],0))))),\"\")","v":""},{"$f":"IFERROR(IF(Table1323[[#This Row],[No]]=\"\",\"\",IF(Table1323[[#This Row],[Space Type]]=\"\",\"select Space Type\",IF(Table1323[[#This Row],[Baseline Operating hours]]<>\"\",\"user defined\",INDEX(Table5[Hours],MATCH(Table1323[[#This Row],[Space Type]],Table5[Space Type],0))))),\"\")","v":""},null,{"$f":"IFERROR(INDEX(Table1[Rebate],MATCH(Table1323[[#This Row],[Lamp / Luminaire Category]]&Table1323[[#This Row],[Rebate Category]],Table1[PrescribedSource - Rebate ID],0)),\"\")","v":""},{"$f":"IFERROR(INDEX(Table1[Rebate Unit],MATCH(Table1323[[#This Row],[Lamp / Luminaire Category]]&Table1323[[#This Row],[Rebate Category]],Table1[PrescribedSource - Rebate ID],0)),\"\")","v":""},null,{"$f":"IFERROR(IF(Table1323[[#This Row],[Lamp / Luminaire Category]]=\"No eligible rebate\",\"no rebate\",INDEX(Table1[Retrofit W],MATCH(Table1323[[#This Row],[Lamp / Luminaire Category]]&Table1323[[#This Row],[Rebate Category]],Table1[PrescribedSource - Rebate ID],0))),\"\")","v":""},null,null,null,{"$f":"IFERROR(INDEX(Table1[Rebate],MATCH(Table1323[[#This Row],[Lamp / Luminaire Category]]&Table1323[[#This Row],[Rebate Category]],Table1[PrescribedSource - Rebate ID],0))*Table1323[[#This Row],[Quantity of luminaires]],0)","v":0},{"$f":"IF(OR(Table1323[[#This Row],[Automatic Controls?]]=\"Fixture integrated Occupancy / Daylight Harvesting sensor\",Table1323[[#This Row],[Automatic Controls?]]=\"Ceiling / wall mounted Occupancy / Daylight Harvesting sensor\",Table1323[[#This Row],[Automatic Controls?]]=\"Timer\"),45*Table1323[[#This Row],[Number of occupancy sensors]],\"\")","v":""},{"$f":"IFERROR(IF(Table1323[[#This Row],[Controls Rebate]]=\"\",0,Table1323[[#This Row],[Controls Rebate]])+Table1323[[#This Row],[Lighting Rebate]],\"\")","v":0},{"$f":"IFERROR(INDEX(Table1[Rebate Savings],MATCH(Table1323[[#This Row],[Lamp / Luminaire Category]]&Table1323[[#This Row],[Rebate Category]],Table1[PrescribedSource - Rebate ID],0))*Table1323[[#This Row],[Quantity of luminaires]]/1000,0)","v":0},{"$f":"IFERROR(Table1323[[#This Row],[Rebate kW Savings]]*IF(Table1323[[#This Row],[Assumed hours from space type]]=\"user defined\",Table1323[[#This Row],[Baseline Operating hours]],Table1323[[#This Row],[Assumed hours from space type]]),0)","v":0},{"$f":"IF(OR(Table1323[[#This Row],[Automatic Controls?]]=\"Fixture integrated occupancy sensor\",Table1323[[#This Row],[Automatic Controls?]]=\"Ceiling / wall mounted occupancy sensor\"),Table1323[[#This Row],[Quantity of luminaires]]*IF(Table1323[[#This Row],[Rebate Category]]<>\"\",INDEX(Table1[Retrofit W],MATCH(Table1323[[#This Row],[Rebate Category]],Table1[BC Hydro Rebate Category],0)),Table1323[[#This Row],[Retrofit W defined by user (no rebate)]])/1000*IF(Table1323[[#This Row],[Assumed hours from space type]]=\"user defined\",Table1323[[#This Row],[Baseline Operating hours]],Table1323[[#This Row],[Assumed hours from space type]])*0.2,0)","v":0},{"$f":"Table1323[[#This Row],[Rebate kWh savings]]+Table1323[[#This Row],[Controls Rebate kWh Savings]]","v":0},{"$f":"IFERROR(IF(Table1323[[#This Row],[Quantity of luminaires]]=\"\",\"\",IF(Table1323[[#This Row],[Lamp / Luminaire Category]]=\"No eligible rebate\",(Table1323[[#This Row],[Baseline W defined by user]]-Table1323[[#This Row],[Retrofit W defined by user (no rebate)]])*Table1323[[#This Row],[Quantity of luminaires]]/1000,(Table1323[[#This Row],[Assumed Baseline W by source]]-Table1323[[#This Row],[LED Luminaire W by rebate]])*Table1323[[#This Row],[Quantity of luminaires]]/1000)),0)","v":""},{"$f":"IFERROR(IF(Table1323[[#This Row],[Lamp / Luminaire Category]]=\"No eligible rebate\",Table1323[[#This Row],[Quantity of luminaires]]*(Table1323[[#This Row],[Baseline W defined by user]]-Table1323[[#This Row],[Retrofit W defined by user (no rebate)]])/1000*IF(Table1323[[#This Row],[Assumed hours from space type]]=\"user defined\",Table1323[[#This Row],[Baseline Operating hours]],Table1323[[#This Row],[Assumed hours from space type]])+Table1323[[#This Row],[Controls Rebate kWh Savings]],Table1323[[#This Row],[Quantity of luminaires]]*(INDEX(Table1[Actual Baseline W],MATCH(Table1323[[#This Row],[Lamp / Luminaire Category]]&Table1323[[#This Row],[Rebate Category]],Table1[PrescribedSource - Rebate ID],0))/1000-Table1323[[#This Row],[LED Luminaire W by rebate]]/1000)*IF(Table1323[[#This Row],[Assumed hours from space type]]=\"user defined\",Table1323[[#This Row],[Baseline Operating hours]],Table1323[[#This Row],[Assumed hours from space type]])+Table1323[[#This Row],[Controls Rebate kWh Savings]]),0)","v":0},{"$f":"IFERROR(IF(Table1323[[#This Row],[Rebate kW Savings]]=0,Table1323[[#This Row],[Demand Savings, kW]],INDEX(Table1[Actual Savings],MATCH(Table1323[[#This Row],[Lamp / Luminaire Category]]&Table1323[[#This Row],[Rebate Category]],Table1[PrescribedSource - Rebate ID],0))*Table1323[[#This Row],[Quantity of luminaires]]/1000),0)","v":""},{"$f":"IFERROR(Table1323[[#This Row],[BC Housing Site kW Savings]]*IF(Table1323[[#This Row],[Assumed hours from space type]]=\"user defined\",Table1323[[#This Row],[Baseline Operating hours]],Table1323[[#This Row],[Assumed hours from space type]])+Table1323[[#This Row],[Controls Rebate kWh Savings]],0)","v":0},{"$f":"IFERROR(IF(Table1323[[#This Row],[Lamp / Luminaire Category]]=\"No eligible rebate\",Table1323[[#This Row],[Lighting Technology]]&\" retrofit with no rebate\",Table1323[[#This Row],[Rebate Category]]),\"\")","v":0},{"$f":"IF(Table1323[[#This Row],[Lamp / Luminaire Category]]=\"No eligible rebate\",1,0)","v":0},{"$f":"IFERROR(IF(IF(Table1323[[#This Row],[Assumed hours from space type]]=\"user defined\",Table1323[[#This Row],[Baseline Operating hours]],Table1323[[#This Row],[Assumed hours from space type]])<3600,0,IF(AND(IF(Table1323[[#This Row],[Assumed hours from space type]]=\"user defined\",Table1323[[#This Row],[Baseline Operating hours]],Table1323[[#This Row],[Assumed hours from space type]])>=3600,OR(Table1323[[#This Row],[Automatic Controls?]]=\"None\",Table1323[[#This Row],[Automatic Controls?]]=\"\")),IF(Table1323[[#This Row],[Lamp / Luminaire Category]]=\"No eligible rebate\",Table1323[[#This Row],[Baseline W defined by user]]-Table1323[[#This Row],[Retrofit W defined by user (no rebate)]],Table1323[[#This Row],[Assumed Baseline W by source]]-Table1323[[#This Row],[LED Luminaire W by rebate]]),IF(AND(IF(Table1323[[#This Row],[Assumed hours from space type]]=\"user defined\",Table1323[[#This Row],[Baseline Operating hours]],Table1323[[#This Row],[Assumed hours from space type]])>=(3600/0.8),OR(Table1323[[#This Row],[Automatic Controls?]]=\"Fixture integrated occupancy sensor\",Table1323[[#This Row],[Automatic Controls?]]=\"Ceiling / wall mounted occupancy sensor\")),IF(Table1323[[#This Row],[Lamp / Luminaire Category]]=\"No eligible rebate\",(Table1323[[#This Row],[Baseline W defined by user]]-Table1323[[#This Row],[Retrofit W defined by user (no rebate)]]),Table1323[[#This Row],[Assumed Baseline W by source]]-Table1323[[#This Row],[LED Luminaire W by rebate]]),IF(AND(IF(Table1323[[#This Row],[Assumed hours from space type]]=\"user defined\",Table1323[[#This Row],[Baseline Operating hours]],Table1323[[#This Row],[Assumed hours from space type]])<(3600/0.8),OR(Table1323[[#This Row],[Automatic Controls?]]=\"Fixture integrated occupancy sensor\",Table1323[[#This Row],[Automatic Controls?]]=\"Ceiling / wall mounted occupancy sensor\")),IF(Table1323[[#This Row],[Lamp / Luminaire Category]]=\"No eligible rebate\",Table1323[[#This Row],[Baseline W defined by user]],Table1323[[#This Row],[Assumed Baseline W by source]])))))*Table1323[[#This Row],[Quantity of luminaires]]/1000,\"\")","v":""},{"$f":"Table1323[[#This Row],[LED lamp/luminaire retrofit part '#]]","v":0},{"$f":"IF(Table1323[[#This Row],[Rebate Unit]]=\"per lamp\",INDEX(Table1[Number of Lamps],MATCH(Table1323[[#This Row],[Lamp / Luminaire Category]]&Table1323[[#This Row],[Rebate Category]],Table1[PrescribedSource - Rebate ID],0)),1)*Table1323[[#This Row],[Quantity of luminaires]]","v":0},{"$f":"IFERROR(IF(Table1323[[#This Row],[Lamp / Luminaire Category]]=\"No eligible rebate\",\"no eligible rebate\",INDEX(Table1[BC Hydro xRM ECM],MATCH(Table1323[[#This Row],[Lamp / Luminaire Category]]&Table1323[[#This Row],[Rebate Category]],Table1[PrescribedSource - Rebate ID],0))),\"\")","v":""}]
[null,{"$f":"IF(Table1323[[#This Row],[Space Type]]=\"\",\"\",\"L-\"&ROW(163:163))","v":""},null,null,null,null,null,null,null,{"$f":"IFERROR(IF(Table1323[[#This Row],[Space Type]]=\"\",\"\",IF(Table1323[[#This Row],[Lamp / Luminaire Category]]=\"No eligible rebate\",\"\",IF(Table1323[[#This Row],[Rebate Category]]=\"\",\"select rebate\",INDEX(Table1[Actual Baseline W],MATCH(Table1323[[#This Row],[Lamp / Luminaire Category]]&Table1323[[#This Row],[Rebate Category]],Table1[PrescribedSource - Rebate ID],0))))),\"\")","v":""},{"$f":"IFERROR(IF(Table1323[[#This Row],[No]]=\"\",\"\",IF(Table1323[[#This Row],[Space Type]]=\"\",\"select Space Type\",IF(Table1323[[#This Row],[Baseline Operating hours]]<>\"\",\"user defined\",INDEX(Table5[Hours],MATCH(Table1323[[#This Row],[Space Type]],Table5[Space Type],0))))),\"\")","v":""},null,{"$f":"IFERROR(INDEX(Table1[Rebate],MATCH(Table1323[[#This Row],[Lamp / Luminaire Category]]&Table1323[[#This Row],[Rebate Category]],Table1[PrescribedSource - Rebate ID],0)),\"\")","v":""},{"$f":"IFERROR(INDEX(Table1[Rebate Unit],MATCH(Table1323[[#This Row],[Lamp / Luminaire Category]]&Table1323[[#This Row],[Rebate Category]],Table1[PrescribedSource - Rebate ID],0)),\"\")","v":""},null,{"$f":"IFERROR(IF(Table1323[[#This Row],[Lamp / Luminaire Category]]=\"No eligible rebate\",\"no rebate\",INDEX(Table1[Retrofit W],MATCH(Table1323[[#This Row],[Lamp / Luminaire Category]]&Table1323[[#This Row],[Rebate Category]],Table1[PrescribedSource - Rebate ID],0))),\"\")","v":""},null,null,null,{"$f":"IFERROR(INDEX(Table1[Rebate],MATCH(Table1323[[#This Row],[Lamp / Luminaire Category]]&Table1323[[#This Row],[Rebate Category]],Table1[PrescribedSource - Rebate ID],0))*Table1323[[#This Row],[Quantity of luminaires]],0)","v":0},{"$f":"IF(OR(Table1323[[#This Row],[Automatic Controls?]]=\"Fixture integrated Occupancy / Daylight Harvesting sensor\",Table1323[[#This Row],[Automatic Controls?]]=\"Ceiling / wall mounted Occupancy / Daylight Harvesting sensor\",Table1323[[#This Row],[Automatic Controls?]]=\"Timer\"),45*Table1323[[#This Row],[Number of occupancy sensors]],\"\")","v":""},{"$f":"IFERROR(IF(Table1323[[#This Row],[Controls Rebate]]=\"\",0,Table1323[[#This Row],[Controls Rebate]])+Table1323[[#This Row],[Lighting Rebate]],\"\")","v":0},{"$f":"IFERROR(INDEX(Table1[Rebate Savings],MATCH(Table1323[[#This Row],[Lamp / Luminaire Category]]&Table1323[[#This Row],[Rebate Category]],Table1[PrescribedSource - Rebate ID],0))*Table1323[[#This Row],[Quantity of luminaires]]/1000,0)","v":0},{"$f":"IFERROR(Table1323[[#This Row],[Rebate kW Savings]]*IF(Table1323[[#This Row],[Assumed hours from space type]]=\"user defined\",Table1323[[#This Row],[Baseline Operating hours]],Table1323[[#This Row],[Assumed hours from space type]]),0)","v":0},{"$f":"IF(OR(Table1323[[#This Row],[Automatic Controls?]]=\"Fixture integrated occupancy sensor\",Table1323[[#This Row],[Automatic Controls?]]=\"Ceiling / wall mounted occupancy sensor\"),Table1323[[#This Row],[Quantity of luminaires]]*IF(Table1323[[#This Row],[Rebate Category]]<>\"\",INDEX(Table1[Retrofit W],MATCH(Table1323[[#This Row],[Rebate Category]],Table1[BC Hydro Rebate Category],0)),Table1323[[#This Row],[Retrofit W defined by user (no rebate)]])/1000*IF(Table1323[[#This Row],[Assumed hours from space type]]=\"user defined\",Table1323[[#This Row],[Baseline Operating hours]],Table1323[[#This Row],[Assumed hours from space type]])*0.2,0)","v":0},{"$f":"Table1323[[#This Row],[Rebate kWh savings]]+Table1323[[#This Row],[Controls Rebate kWh Savings]]","v":0},{"$f":"IFERROR(IF(Table1323[[#This Row],[Quantity of luminaires]]=\"\",\"\",IF(Table1323[[#This Row],[Lamp / Luminaire Category]]=\"No eligible rebate\",(Table1323[[#This Row],[Baseline W defined by user]]-Table1323[[#This Row],[Retrofit W defined by user (no rebate)]])*Table1323[[#This Row],[Quantity of luminaires]]/1000,(Table1323[[#This Row],[Assumed Baseline W by source]]-Table1323[[#This Row],[LED Luminaire W by rebate]])*Table1323[[#This Row],[Quantity of luminaires]]/1000)),0)","v":""},{"$f":"IFERROR(IF(Table1323[[#This Row],[Lamp / Luminaire Category]]=\"No eligible rebate\",Table1323[[#This Row],[Quantity of luminaires]]*(Table1323[[#This Row],[Baseline W defined by user]]-Table1323[[#This Row],[Retrofit W defined by user (no rebate)]])/1000*IF(Table1323[[#This Row],[Assumed hours from space type]]=\"user defined\",Table1323[[#This Row],[Baseline Operating hours]],Table1323[[#This Row],[Assumed hours from space type]])+Table1323[[#This Row],[Controls Rebate kWh Savings]],Table1323[[#This Row],[Quantity of luminaires]]*(INDEX(Table1[Actual Baseline W],MATCH(Table1323[[#This Row],[Lamp / Luminaire Category]]&Table1323[[#This Row],[Rebate Category]],Table1[PrescribedSource - Rebate ID],0))/1000-Table1323[[#This Row],[LED Luminaire W by rebate]]/1000)*IF(Table1323[[#This Row],[Assumed hours from space type]]=\"user defined\",Table1323[[#This Row],[Baseline Operating hours]],Table1323[[#This Row],[Assumed hours from space type]])+Table1323[[#This Row],[Controls Rebate kWh Savings]]),0)","v":0},{"$f":"IFERROR(IF(Table1323[[#This Row],[Rebate kW Savings]]=0,Table1323[[#This Row],[Demand Savings, kW]],INDEX(Table1[Actual Savings],MATCH(Table1323[[#This Row],[Lamp / Luminaire Category]]&Table1323[[#This Row],[Rebate Category]],Table1[PrescribedSource - Rebate ID],0))*Table1323[[#This Row],[Quantity of luminaires]]/1000),0)","v":""},{"$f":"IFERROR(Table1323[[#This Row],[BC Housing Site kW Savings]]*IF(Table1323[[#This Row],[Assumed hours from space type]]=\"user defined\",Table1323[[#This Row],[Baseline Operating hours]],Table1323[[#This Row],[Assumed hours from space type]])+Table1323[[#This Row],[Controls Rebate kWh Savings]],0)","v":0},{"$f":"IFERROR(IF(Table1323[[#This Row],[Lamp / Luminaire Category]]=\"No eligible rebate\",Table1323[[#This Row],[Lighting Technology]]&\" retrofit with no rebate\",Table1323[[#This Row],[Rebate Category]]),\"\")","v":0},{"$f":"IF(Table1323[[#This Row],[Lamp / Luminaire Category]]=\"No eligible rebate\",1,0)","v":0},{"$f":"IFERROR(IF(IF(Table1323[[#This Row],[Assumed hours from space type]]=\"user defined\",Table1323[[#This Row],[Baseline Operating hours]],Table1323[[#This Row],[Assumed hours from space type]])<3600,0,IF(AND(IF(Table1323[[#This Row],[Assumed hours from space type]]=\"user defined\",Table1323[[#This Row],[Baseline Operating hours]],Table1323[[#This Row],[Assumed hours from space type]])>=3600,OR(Table1323[[#This Row],[Automatic Controls?]]=\"None\",Table1323[[#This Row],[Automatic Controls?]]=\"\")),IF(Table1323[[#This Row],[Lamp / Luminaire Category]]=\"No eligible rebate\",Table1323[[#This Row],[Baseline W defined by user]]-Table1323[[#This Row],[Retrofit W defined by user (no rebate)]],Table1323[[#This Row],[Assumed Baseline W by source]]-Table1323[[#This Row],[LED Luminaire W by rebate]]),IF(AND(IF(Table1323[[#This Row],[Assumed hours from space type]]=\"user defined\",Table1323[[#This Row],[Baseline Operating hours]],Table1323[[#This Row],[Assumed hours from space type]])>=(3600/0.8),OR(Table1323[[#This Row],[Automatic Controls?]]=\"Fixture integrated occupancy sensor\",Table1323[[#This Row],[Automatic Controls?]]=\"Ceiling / wall mounted occupancy sensor\")),IF(Table1323[[#This Row],[Lamp / Luminaire Category]]=\"No eligible rebate\",(Table1323[[#This Row],[Baseline W defined by user]]-Table1323[[#This Row],[Retrofit W defined by user (no rebate)]]),Table1323[[#This Row],[Assumed Baseline W by source]]-Table1323[[#This Row],[LED Luminaire W by rebate]]),IF(AND(IF(Table1323[[#This Row],[Assumed hours from space type]]=\"user defined\",Table1323[[#This Row],[Baseline Operating hours]],Table1323[[#This Row],[Assumed hours from space type]])<(3600/0.8),OR(Table1323[[#This Row],[Automatic Controls?]]=\"Fixture integrated occupancy sensor\",Table1323[[#This Row],[Automatic Controls?]]=\"Ceiling / wall mounted occupancy sensor\")),IF(Table1323[[#This Row],[Lamp / Luminaire Category]]=\"No eligible rebate\",Table1323[[#This Row],[Baseline W defined by user]],Table1323[[#This Row],[Assumed Baseline W by source]])))))*Table1323[[#This Row],[Quantity of luminaires]]/1000,\"\")","v":""},{"$f":"Table1323[[#This Row],[LED lamp/luminaire retrofit part '#]]","v":0},{"$f":"IF(Table1323[[#This Row],[Rebate Unit]]=\"per lamp\",INDEX(Table1[Number of Lamps],MATCH(Table1323[[#This Row],[Lamp / Luminaire Category]]&Table1323[[#This Row],[Rebate Category]],Table1[PrescribedSource - Rebate ID],0)),1)*Table1323[[#This Row],[Quantity of luminaires]]","v":0},{"$f":"IFERROR(IF(Table1323[[#This Row],[Lamp / Luminaire Category]]=\"No eligible rebate\",\"no eligible rebate\",INDEX(Table1[BC Hydro xRM ECM],MATCH(Table1323[[#This Row],[Lamp / Luminaire Category]]&Table1323[[#This Row],[Rebate Category]],Table1[PrescribedSource - Rebate ID],0))),\"\")","v":""}]
[null,{"$f":"IF(Table1323[[#This Row],[Space Type]]=\"\",\"\",\"L-\"&ROW(164:164))","v":""},null,null,null,null,null,null,null,{"$f":"IFERROR(IF(Table1323[[#This Row],[Space Type]]=\"\",\"\",IF(Table1323[[#This Row],[Lamp / Luminaire Category]]=\"No eligible rebate\",\"\",IF(Table1323[[#This Row],[Rebate Category]]=\"\",\"select rebate\",INDEX(Table1[Actual Baseline W],MATCH(Table1323[[#This Row],[Lamp / Luminaire Category]]&Table1323[[#This Row],[Rebate Category]],Table1[PrescribedSource - Rebate ID],0))))),\"\")","v":""},{"$f":"IFERROR(IF(Table1323[[#This Row],[No]]=\"\",\"\",IF(Table1323[[#This Row],[Space Type]]=\"\",\"select Space Type\",IF(Table1323[[#This Row],[Baseline Operating hours]]<>\"\",\"user defined\",INDEX(Table5[Hours],MATCH(Table1323[[#This Row],[Space Type]],Table5[Space Type],0))))),\"\")","v":""},null,{"$f":"IFERROR(INDEX(Table1[Rebate],MATCH(Table1323[[#This Row],[Lamp / Luminaire Category]]&Table1323[[#This Row],[Rebate Category]],Table1[PrescribedSource - Rebate ID],0)),\"\")","v":""},{"$f":"IFERROR(INDEX(Table1[Rebate Unit],MATCH(Table1323[[#This Row],[Lamp / Luminaire Category]]&Table1323[[#This Row],[Rebate Category]],Table1[PrescribedSource - Rebate ID],0)),\"\")","v":""},null,{"$f":"IFERROR(IF(Table1323[[#This Row],[Lamp / Luminaire Category]]=\"No eligible rebate\",\"no rebate\",INDEX(Table1[Retrofit W],MATCH(Table1323[[#This Row],[Lamp / Luminaire Category]]&Table1323[[#This Row],[Rebate Category]],Table1[PrescribedSource - Rebate ID],0))),\"\")","v":""},null,null,null,{"$f":"IFERROR(INDEX(Table1[Rebate],MATCH(Table1323[[#This Row],[Lamp / Luminaire Category]]&Table1323[[#This Row],[Rebate Category]],Table1[PrescribedSource - Rebate ID],0))*Table1323[[#This Row],[Quantity of luminaires]],0)","v":0},{"$f":"IF(OR(Table1323[[#This Row],[Automatic Controls?]]=\"Fixture integrated Occupancy / Daylight Harvesting sensor\",Table1323[[#This Row],[Automatic Controls?]]=\"Ceiling / wall mounted Occupancy / Daylight Harvesting sensor\",Table1323[[#This Row],[Automatic Controls?]]=\"Timer\"),45*Table1323[[#This Row],[Number of occupancy sensors]],\"\")","v":""},{"$f":"IFERROR(IF(Table1323[[#This Row],[Controls Rebate]]=\"\",0,Table1323[[#This Row],[Controls Rebate]])+Table1323[[#This Row],[Lighting Rebate]],\"\")","v":0},{"$f":"IFERROR(INDEX(Table1[Rebate Savings],MATCH(Table1323[[#This Row],[Lamp / Luminaire Category]]&Table1323[[#This Row],[Rebate Category]],Table1[PrescribedSource - Rebate ID],0))*Table1323[[#This Row],[Quantity of luminaires]]/1000,0)","v":0},{"$f":"IFERROR(Table1323[[#This Row],[Rebate kW Savings]]*IF(Table1323[[#This Row],[Assumed hours from space type]]=\"user defined\",Table1323[[#This Row],[Baseline Operating hours]],Table1323[[#This Row],[Assumed hours from space type]]),0)","v":0},{"$f":"IF(OR(Table1323[[#This Row],[Automatic Controls?]]=\"Fixture integrated occupancy sensor\",Table1323[[#This Row],[Automatic Controls?]]=\"Ceiling / wall mounted occupancy sensor\"),Table1323[[#This Row],[Quantity of luminaires]]*IF(Table1323[[#This Row],[Rebate Category]]<>\"\",INDEX(Table1[Retrofit W],MATCH(Table1323[[#This Row],[Rebate Category]],Table1[BC Hydro Rebate Category],0)),Table1323[[#This Row],[Retrofit W defined by user (no rebate)]])/1000*IF(Table1323[[#This Row],[Assumed hours from space type]]=\"user defined\",Table1323[[#This Row],[Baseline Operating hours]],Table1323[[#This Row],[Assumed hours from space type]])*0.2,0)","v":0},{"$f":"Table1323[[#This Row],[Rebate kWh savings]]+Table1323[[#This Row],[Controls Rebate kWh Savings]]","v":0},{"$f":"IFERROR(IF(Table1323[[#This Row],[Quantity of luminaires]]=\"\",\"\",IF(Table1323[[#This Row],[Lamp / Luminaire Category]]=\"No eligible rebate\",(Table1323[[#This Row],[Baseline W defined by user]]-Table1323[[#This Row],[Retrofit W defined by user (no rebate)]])*Table1323[[#This Row],[Quantity of luminaires]]/1000,(Table1323[[#This Row],[Assumed Baseline W by source]]-Table1323[[#This Row],[LED Luminaire W by rebate]])*Table1323[[#This Row],[Quantity of luminaires]]/1000)),0)","v":""},{"$f":"IFERROR(IF(Table1323[[#This Row],[Lamp / Luminaire Category]]=\"No eligible rebate\",Table1323[[#This Row],[Quantity of luminaires]]*(Table1323[[#This Row],[Baseline W defined by user]]-Table1323[[#This Row],[Retrofit W defined by user (no rebate)]])/1000*IF(Table1323[[#This Row],[Assumed hours from space type]]=\"user defined\",Table1323[[#This Row],[Baseline Operating hours]],Table1323[[#This Row],[Assumed hours from space type]])+Table1323[[#This Row],[Controls Rebate kWh Savings]],Table1323[[#This Row],[Quantity of luminaires]]*(INDEX(Table1[Actual Baseline W],MATCH(Table1323[[#This Row],[Lamp / Luminaire Category]]&Table1323[[#This Row],[Rebate Category]],Table1[PrescribedSource - Rebate ID],0))/1000-Table1323[[#This Row],[LED Luminaire W by rebate]]/1000)*IF(Table1323[[#This Row],[Assumed hours from space type]]=\"user defined\",Table1323[[#This Row],[Baseline Operating hours]],Table1323[[#This Row],[Assumed hours from space type]])+Table1323[[#This Row],[Controls Rebate kWh Savings]]),0)","v":0},{"$f":"IFERROR(IF(Table1323[[#This Row],[Rebate kW Savings]]=0,Table1323[[#This Row],[Demand Savings, kW]],INDEX(Table1[Actual Savings],MATCH(Table1323[[#This Row],[Lamp / Luminaire Category]]&Table1323[[#This Row],[Rebate Category]],Table1[PrescribedSource - Rebate ID],0))*Table1323[[#This Row],[Quantity of luminaires]]/1000),0)","v":""},{"$f":"IFERROR(Table1323[[#This Row],[BC Housing Site kW Savings]]*IF(Table1323[[#This Row],[Assumed hours from space type]]=\"user defined\",Table1323[[#This Row],[Baseline Operating hours]],Table1323[[#This Row],[Assumed hours from space type]])+Table1323[[#This Row],[Controls Rebate kWh Savings]],0)","v":0},{"$f":"IFERROR(IF(Table1323[[#This Row],[Lamp / Luminaire Category]]=\"No eligible rebate\",Table1323[[#This Row],[Lighting Technology]]&\" retrofit with no rebate\",Table1323[[#This Row],[Rebate Category]]),\"\")","v":0},{"$f":"IF(Table1323[[#This Row],[Lamp / Luminaire Category]]=\"No eligible rebate\",1,0)","v":0},{"$f":"IFERROR(IF(IF(Table1323[[#This Row],[Assumed hours from space type]]=\"user defined\",Table1323[[#This Row],[Baseline Operating hours]],Table1323[[#This Row],[Assumed hours from space type]])<3600,0,IF(AND(IF(Table1323[[#This Row],[Assumed hours from space type]]=\"user defined\",Table1323[[#This Row],[Baseline Operating hours]],Table1323[[#This Row],[Assumed hours from space type]])>=3600,OR(Table1323[[#This Row],[Automatic Controls?]]=\"None\",Table1323[[#This Row],[Automatic Controls?]]=\"\")),IF(Table1323[[#This Row],[Lamp / Luminaire Category]]=\"No eligible rebate\",Table1323[[#This Row],[Baseline W defined by user]]-Table1323[[#This Row],[Retrofit W defined by user (no rebate)]],Table1323[[#This Row],[Assumed Baseline W by source]]-Table1323[[#This Row],[LED Luminaire W by rebate]]),IF(AND(IF(Table1323[[#This Row],[Assumed hours from space type]]=\"user defined\",Table1323[[#This Row],[Baseline Operating hours]],Table1323[[#This Row],[Assumed hours from space type]])>=(3600/0.8),OR(Table1323[[#This Row],[Automatic Controls?]]=\"Fixture integrated occupancy sensor\",Table1323[[#This Row],[Automatic Controls?]]=\"Ceiling / wall mounted occupancy sensor\")),IF(Table1323[[#This Row],[Lamp / Luminaire Category]]=\"No eligible rebate\",(Table1323[[#This Row],[Baseline W defined by user]]-Table1323[[#This Row],[Retrofit W defined by user (no rebate)]]),Table1323[[#This Row],[Assumed Baseline W by source]]-Table1323[[#This Row],[LED Luminaire W by rebate]]),IF(AND(IF(Table1323[[#This Row],[Assumed hours from space type]]=\"user defined\",Table1323[[#This Row],[Baseline Operating hours]],Table1323[[#This Row],[Assumed hours from space type]])<(3600/0.8),OR(Table1323[[#This Row],[Automatic Controls?]]=\"Fixture integrated occupancy sensor\",Table1323[[#This Row],[Automatic Controls?]]=\"Ceiling / wall mounted occupancy sensor\")),IF(Table1323[[#This Row],[Lamp / Luminaire Category]]=\"No eligible rebate\",Table1323[[#This Row],[Baseline W defined by user]],Table1323[[#This Row],[Assumed Baseline W by source]])))))*Table1323[[#This Row],[Quantity of luminaires]]/1000,\"\")","v":""},{"$f":"Table1323[[#This Row],[LED lamp/luminaire retrofit part '#]]","v":0},{"$f":"IF(Table1323[[#This Row],[Rebate Unit]]=\"per lamp\",INDEX(Table1[Number of Lamps],MATCH(Table1323[[#This Row],[Lamp / Luminaire Category]]&Table1323[[#This Row],[Rebate Category]],Table1[PrescribedSource - Rebate ID],0)),1)*Table1323[[#This Row],[Quantity of luminaires]]","v":0},{"$f":"IFERROR(IF(Table1323[[#This Row],[Lamp / Luminaire Category]]=\"No eligible rebate\",\"no eligible rebate\",INDEX(Table1[BC Hydro xRM ECM],MATCH(Table1323[[#This Row],[Lamp / Luminaire Category]]&Table1323[[#This Row],[Rebate Category]],Table1[PrescribedSource - Rebate ID],0))),\"\")","v":""}]
[null,{"$f":"IF(Table1323[[#This Row],[Space Type]]=\"\",\"\",\"L-\"&ROW(165:165))","v":""},null,null,null,null,null,null,null,{"$f":"IFERROR(IF(Table1323[[#This Row],[Space Type]]=\"\",\"\",IF(Table1323[[#This Row],[Lamp / Luminaire Category]]=\"No eligible rebate\",\"\",IF(Table1323[[#This Row],[Rebate Category]]=\"\",\"select rebate\",INDEX(Table1[Actual Baseline W],MATCH(Table1323[[#This Row],[Lamp / Luminaire Category]]&Table1323[[#This Row],[Rebate Category]],Table1[PrescribedSource - Rebate ID],0))))),\"\")","v":""},{"$f":"IFERROR(IF(Table1323[[#This Row],[No]]=\"\",\"\",IF(Table1323[[#This Row],[Space Type]]=\"\",\"select Space Type\",IF(Table1323[[#This Row],[Baseline Operating hours]]<>\"\",\"user defined\",INDEX(Table5[Hours],MATCH(Table1323[[#This Row],[Space Type]],Table5[Space Type],0))))),\"\")","v":""},null,{"$f":"IFERROR(INDEX(Table1[Rebate],MATCH(Table1323[[#This Row],[Lamp / Luminaire Category]]&Table1323[[#This Row],[Rebate Category]],Table1[PrescribedSource - Rebate ID],0)),\"\")","v":""},{"$f":"IFERROR(INDEX(Table1[Rebate Unit],MATCH(Table1323[[#This Row],[Lamp / Luminaire Category]]&Table1323[[#This Row],[Rebate Category]],Table1[PrescribedSource - Rebate ID],0)),\"\")","v":""},null,{"$f":"IFERROR(IF(Table1323[[#This Row],[Lamp / Luminaire Category]]=\"No eligible rebate\",\"no rebate\",INDEX(Table1[Retrofit W],MATCH(Table1323[[#This Row],[Lamp / Luminaire Category]]&Table1323[[#This Row],[Rebate Category]],Table1[PrescribedSource - Rebate ID],0))),\"\")","v":""},null,null,null,{"$f":"IFERROR(INDEX(Table1[Rebate],MATCH(Table1323[[#This Row],[Lamp / Luminaire Category]]&Table1323[[#This Row],[Rebate Category]],Table1[PrescribedSource - Rebate ID],0))*Table1323[[#This Row],[Quantity of luminaires]],0)","v":0},{"$f":"IF(OR(Table1323[[#This Row],[Automatic Controls?]]=\"Fixture integrated Occupancy / Daylight Harvesting sensor\",Table1323[[#This Row],[Automatic Controls?]]=\"Ceiling / wall mounted Occupancy / Daylight Harvesting sensor\",Table1323[[#This Row],[Automatic Controls?]]=\"Timer\"),45*Table1323[[#This Row],[Number of occupancy sensors]],\"\")","v":""},{"$f":"IFERROR(IF(Table1323[[#This Row],[Controls Rebate]]=\"\",0,Table1323[[#This Row],[Controls Rebate]])+Table1323[[#This Row],[Lighting Rebate]],\"\")","v":0},{"$f":"IFERROR(INDEX(Table1[Rebate Savings],MATCH(Table1323[[#This Row],[Lamp / Luminaire Category]]&Table1323[[#This Row],[Rebate Category]],Table1[PrescribedSource - Rebate ID],0))*Table1323[[#This Row],[Quantity of luminaires]]/1000,0)","v":0},{"$f":"IFERROR(Table1323[[#This Row],[Rebate kW Savings]]*IF(Table1323[[#This Row],[Assumed hours from space type]]=\"user defined\",Table1323[[#This Row],[Baseline Operating hours]],Table1323[[#This Row],[Assumed hours from space type]]),0)","v":0},{"$f":"IF(OR(Table1323[[#This Row],[Automatic Controls?]]=\"Fixture integrated occupancy sensor\",Table1323[[#This Row],[Automatic Controls?]]=\"Ceiling / wall mounted occupancy sensor\"),Table1323[[#This Row],[Quantity of luminaires]]*IF(Table1323[[#This Row],[Rebate Category]]<>\"\",INDEX(Table1[Retrofit W],MATCH(Table1323[[#This Row],[Rebate Category]],Table1[BC Hydro Rebate Category],0)),Table1323[[#This Row],[Retrofit W defined by user (no rebate)]])/1000*IF(Table1323[[#This Row],[Assumed hours from space type]]=\"user defined\",Table1323[[#This Row],[Baseline Operating hours]],Table1323[[#This Row],[Assumed hours from space type]])*0.2,0)","v":0},{"$f":"Table1323[[#This Row],[Rebate kWh savings]]+Table1323[[#This Row],[Controls Rebate kWh Savings]]","v":0},{"$f":"IFERROR(IF(Table1323[[#This Row],[Quantity of luminaires]]=\"\",\"\",IF(Table1323[[#This Row],[Lamp / Luminaire Category]]=\"No eligible rebate\",(Table1323[[#This Row],[Baseline W defined by user]]-Table1323[[#This Row],[Retrofit W defined by user (no rebate)]])*Table1323[[#This Row],[Quantity of luminaires]]/1000,(Table1323[[#This Row],[Assumed Baseline W by source]]-Table1323[[#This Row],[LED Luminaire W by rebate]])*Table1323[[#This Row],[Quantity of luminaires]]/1000)),0)","v":""},{"$f":"IFERROR(IF(Table1323[[#This Row],[Lamp / Luminaire Category]]=\"No eligible rebate\",Table1323[[#This Row],[Quantity of luminaires]]*(Table1323[[#This Row],[Baseline W defined by user]]-Table1323[[#This Row],[Retrofit W defined by user (no rebate)]])/1000*IF(Table1323[[#This Row],[Assumed hours from space type]]=\"user defined\",Table1323[[#This Row],[Baseline Operating hours]],Table1323[[#This Row],[Assumed hours from space type]])+Table1323[[#This Row],[Controls Rebate kWh Savings]],Table1323[[#This Row],[Quantity of luminaires]]*(INDEX(Table1[Actual Baseline W],MATCH(Table1323[[#This Row],[Lamp / Luminaire Category]]&Table1323[[#This Row],[Rebate Category]],Table1[PrescribedSource - Rebate ID],0))/1000-Table1323[[#This Row],[LED Luminaire W by rebate]]/1000)*IF(Table1323[[#This Row],[Assumed hours from space type]]=\"user defined\",Table1323[[#This Row],[Baseline Operating hours]],Table1323[[#This Row],[Assumed hours from space type]])+Table1323[[#This Row],[Controls Rebate kWh Savings]]),0)","v":0},{"$f":"IFERROR(IF(Table1323[[#This Row],[Rebate kW Savings]]=0,Table1323[[#This Row],[Demand Savings, kW]],INDEX(Table1[Actual Savings],MATCH(Table1323[[#This Row],[Lamp / Luminaire Category]]&Table1323[[#This Row],[Rebate Category]],Table1[PrescribedSource - Rebate ID],0))*Table1323[[#This Row],[Quantity of luminaires]]/1000),0)","v":""},{"$f":"IFERROR(Table1323[[#This Row],[BC Housing Site kW Savings]]*IF(Table1323[[#This Row],[Assumed hours from space type]]=\"user defined\",Table1323[[#This Row],[Baseline Operating hours]],Table1323[[#This Row],[Assumed hours from space type]])+Table1323[[#This Row],[Controls Rebate kWh Savings]],0)","v":0},{"$f":"IFERROR(IF(Table1323[[#This Row],[Lamp / Luminaire Category]]=\"No eligible rebate\",Table1323[[#This Row],[Lighting Technology]]&\" retrofit with no rebate\",Table1323[[#This Row],[Rebate Category]]),\"\")","v":0},{"$f":"IF(Table1323[[#This Row],[Lamp / Luminaire Category]]=\"No eligible rebate\",1,0)","v":0},{"$f":"IFERROR(IF(IF(Table1323[[#This Row],[Assumed hours from space type]]=\"user defined\",Table1323[[#This Row],[Baseline Operating hours]],Table1323[[#This Row],[Assumed hours from space type]])<3600,0,IF(AND(IF(Table1323[[#This Row],[Assumed hours from space type]]=\"user defined\",Table1323[[#This Row],[Baseline Operating hours]],Table1323[[#This Row],[Assumed hours from space type]])>=3600,OR(Table1323[[#This Row],[Automatic Controls?]]=\"None\",Table1323[[#This Row],[Automatic Controls?]]=\"\")),IF(Table1323[[#This Row],[Lamp / Luminaire Category]]=\"No eligible rebate\",Table1323[[#This Row],[Baseline W defined by user]]-Table1323[[#This Row],[Retrofit W defined by user (no rebate)]],Table1323[[#This Row],[Assumed Baseline W by source]]-Table1323[[#This Row],[LED Luminaire W by rebate]]),IF(AND(IF(Table1323[[#This Row],[Assumed hours from space type]]=\"user defined\",Table1323[[#This Row],[Baseline Operating hours]],Table1323[[#This Row],[Assumed hours from space type]])>=(3600/0.8),OR(Table1323[[#This Row],[Automatic Controls?]]=\"Fixture integrated occupancy sensor\",Table1323[[#This Row],[Automatic Controls?]]=\"Ceiling / wall mounted occupancy sensor\")),IF(Table1323[[#This Row],[Lamp / Luminaire Category]]=\"No eligible rebate\",(Table1323[[#This Row],[Baseline W defined by user]]-Table1323[[#This Row],[Retrofit W defined by user (no rebate)]]),Table1323[[#This Row],[Assumed Baseline W by source]]-Table1323[[#This Row],[LED Luminaire W by rebate]]),IF(AND(IF(Table1323[[#This Row],[Assumed hours from space type]]=\"user defined\",Table1323[[#This Row],[Baseline Operating hours]],Table1323[[#This Row],[Assumed hours from space type]])<(3600/0.8),OR(Table1323[[#This Row],[Automatic Controls?]]=\"Fixture integrated occupancy sensor\",Table1323[[#This Row],[Automatic Controls?]]=\"Ceiling / wall mounted occupancy sensor\")),IF(Table1323[[#This Row],[Lamp / Luminaire Category]]=\"No eligible rebate\",Table1323[[#This Row],[Baseline W defined by user]],Table1323[[#This Row],[Assumed Baseline W by source]])))))*Table1323[[#This Row],[Quantity of luminaires]]/1000,\"\")","v":""},{"$f":"Table1323[[#This Row],[LED lamp/luminaire retrofit part '#]]","v":0},{"$f":"IF(Table1323[[#This Row],[Rebate Unit]]=\"per lamp\",INDEX(Table1[Number of Lamps],MATCH(Table1323[[#This Row],[Lamp / Luminaire Category]]&Table1323[[#This Row],[Rebate Category]],Table1[PrescribedSource - Rebate ID],0)),1)*Table1323[[#This Row],[Quantity of luminaires]]","v":0},{"$f":"IFERROR(IF(Table1323[[#This Row],[Lamp / Luminaire Category]]=\"No eligible rebate\",\"no eligible rebate\",INDEX(Table1[BC Hydro xRM ECM],MATCH(Table1323[[#This Row],[Lamp / Luminaire Category]]&Table1323[[#This Row],[Rebate Category]],Table1[PrescribedSource - Rebate ID],0))),\"\")","v":""}]
[null,{"$f":"IF(Table1323[[#This Row],[Space Type]]=\"\",\"\",\"L-\"&ROW(166:166))","v":""},null,null,null,null,null,null,null,{"$f":"IFERROR(IF(Table1323[[#This Row],[Space Type]]=\"\",\"\",IF(Table1323[[#This Row],[Lamp / Luminaire Category]]=\"No eligible rebate\",\"\",IF(Table1323[[#This Row],[Rebate Category]]=\"\",\"select rebate\",INDEX(Table1[Actual Baseline W],MATCH(Table1323[[#This Row],[Lamp / Luminaire Category]]&Table1323[[#This Row],[Rebate Category]],Table1[PrescribedSource - Rebate ID],0))))),\"\")","v":""},{"$f":"IFERROR(IF(Table1323[[#This Row],[No]]=\"\",\"\",IF(Table1323[[#This Row],[Space Type]]=\"\",\"select Space Type\",IF(Table1323[[#This Row],[Baseline Operating hours]]<>\"\",\"user defined\",INDEX(Table5[Hours],MATCH(Table1323[[#This Row],[Space Type]],Table5[Space Type],0))))),\"\")","v":""},null,{"$f":"IFERROR(INDEX(Table1[Rebate],MATCH(Table1323[[#This Row],[Lamp / Luminaire Category]]&Table1323[[#This Row],[Rebate Category]],Table1[PrescribedSource - Rebate ID],0)),\"\")","v":""},{"$f":"IFERROR(INDEX(Table1[Rebate Unit],MATCH(Table1323[[#This Row],[Lamp / Luminaire Category]]&Table1323[[#This Row],[Rebate Category]],Table1[PrescribedSource - Rebate ID],0)),\"\")","v":""},null,{"$f":"IFERROR(IF(Table1323[[#This Row],[Lamp / Luminaire Category]]=\"No eligible rebate\",\"no rebate\",INDEX(Table1[Retrofit W],MATCH(Table1323[[#This Row],[Lamp / Luminaire Category]]&Table1323[[#This Row],[Rebate Category]],Table1[PrescribedSource - Rebate ID],0))),\"\")","v":""},null,null,null,{"$f":"IFERROR(INDEX(Table1[Rebate],MATCH(Table1323[[#This Row],[Lamp / Luminaire Category]]&Table1323[[#This Row],[Rebate Category]],Table1[PrescribedSource - Rebate ID],0))*Table1323[[#This Row],[Quantity of luminaires]],0)","v":0},{"$f":"IF(OR(Table1323[[#This Row],[Automatic Controls?]]=\"Fixture integrated Occupancy / Daylight Harvesting sensor\",Table1323[[#This Row],[Automatic Controls?]]=\"Ceiling / wall mounted Occupancy / Daylight Harvesting sensor\",Table1323[[#This Row],[Automatic Controls?]]=\"Timer\"),45*Table1323[[#This Row],[Number of occupancy sensors]],\"\")","v":""},{"$f":"IFERROR(IF(Table1323[[#This Row],[Controls Rebate]]=\"\",0,Table1323[[#This Row],[Controls Rebate]])+Table1323[[#This Row],[Lighting Rebate]],\"\")","v":0},{"$f":"IFERROR(INDEX(Table1[Rebate Savings],MATCH(Table1323[[#This Row],[Lamp / Luminaire Category]]&Table1323[[#This Row],[Rebate Category]],Table1[PrescribedSource - Rebate ID],0))*Table1323[[#This Row],[Quantity of luminaires]]/1000,0)","v":0},{"$f":"IFERROR(Table1323[[#This Row],[Rebate kW Savings]]*IF(Table1323[[#This Row],[Assumed hours from space type]]=\"user defined\",Table1323[[#This Row],[Baseline Operating hours]],Table1323[[#This Row],[Assumed hours from space type]]),0)","v":0},{"$f":"IF(OR(Table1323[[#This Row],[Automatic Controls?]]=\"Fixture integrated occupancy sensor\",Table1323[[#This Row],[Automatic Controls?]]=\"Ceiling / wall mounted occupancy sensor\"),Table1323[[#This Row],[Quantity of luminaires]]*IF(Table1323[[#This Row],[Rebate Category]]<>\"\",INDEX(Table1[Retrofit W],MATCH(Table1323[[#This Row],[Rebate Category]],Table1[BC Hydro Rebate Category],0)),Table1323[[#This Row],[Retrofit W defined by user (no rebate)]])/1000*IF(Table1323[[#This Row],[Assumed hours from space type]]=\"user defined\",Table1323[[#This Row],[Baseline Operating hours]],Table1323[[#This Row],[Assumed hours from space type]])*0.2,0)","v":0},{"$f":"Table1323[[#This Row],[Rebate kWh savings]]+Table1323[[#This Row],[Controls Rebate kWh Savings]]","v":0},{"$f":"IFERROR(IF(Table1323[[#This Row],[Quantity of luminaires]]=\"\",\"\",IF(Table1323[[#This Row],[Lamp / Luminaire Category]]=\"No eligible rebate\",(Table1323[[#This Row],[Baseline W defined by user]]-Table1323[[#This Row],[Retrofit W defined by user (no rebate)]])*Table1323[[#This Row],[Quantity of luminaires]]/1000,(Table1323[[#This Row],[Assumed Baseline W by source]]-Table1323[[#This Row],[LED Luminaire W by rebate]])*Table1323[[#This Row],[Quantity of luminaires]]/1000)),0)","v":""},{"$f":"IFERROR(IF(Table1323[[#This Row],[Lamp / Luminaire Category]]=\"No eligible rebate\",Table1323[[#This Row],[Quantity of luminaires]]*(Table1323[[#This Row],[Baseline W defined by user]]-Table1323[[#This Row],[Retrofit W defined by user (no rebate)]])/1000*IF(Table1323[[#This Row],[Assumed hours from space type]]=\"user defined\",Table1323[[#This Row],[Baseline Operating hours]],Table1323[[#This Row],[Assumed hours from space type]])+Table1323[[#This Row],[Controls Rebate kWh Savings]],Table1323[[#This Row],[Quantity of luminaires]]*(INDEX(Table1[Actual Baseline W],MATCH(Table1323[[#This Row],[Lamp / Luminaire Category]]&Table1323[[#This Row],[Rebate Category]],Table1[PrescribedSource - Rebate ID],0))/1000-Table1323[[#This Row],[LED Luminaire W by rebate]]/1000)*IF(Table1323[[#This Row],[Assumed hours from space type]]=\"user defined\",Table1323[[#This Row],[Baseline Operating hours]],Table1323[[#This Row],[Assumed hours from space type]])+Table1323[[#This Row],[Controls Rebate kWh Savings]]),0)","v":0},{"$f":"IFERROR(IF(Table1323[[#This Row],[Rebate kW Savings]]=0,Table1323[[#This Row],[Demand Savings, kW]],INDEX(Table1[Actual Savings],MATCH(Table1323[[#This Row],[Lamp / Luminaire Category]]&Table1323[[#This Row],[Rebate Category]],Table1[PrescribedSource - Rebate ID],0))*Table1323[[#This Row],[Quantity of luminaires]]/1000),0)","v":""},{"$f":"IFERROR(Table1323[[#This Row],[BC Housing Site kW Savings]]*IF(Table1323[[#This Row],[Assumed hours from space type]]=\"user defined\",Table1323[[#This Row],[Baseline Operating hours]],Table1323[[#This Row],[Assumed hours from space type]])+Table1323[[#This Row],[Controls Rebate kWh Savings]],0)","v":0},{"$f":"IFERROR(IF(Table1323[[#This Row],[Lamp / Luminaire Category]]=\"No eligible rebate\",Table1323[[#This Row],[Lighting Technology]]&\" retrofit with no rebate\",Table1323[[#This Row],[Rebate Category]]),\"\")","v":0},{"$f":"IF(Table1323[[#This Row],[Lamp / Luminaire Category]]=\"No eligible rebate\",1,0)","v":0},{"$f":"IFERROR(IF(IF(Table1323[[#This Row],[Assumed hours from space type]]=\"user defined\",Table1323[[#This Row],[Baseline Operating hours]],Table1323[[#This Row],[Assumed hours from space type]])<3600,0,IF(AND(IF(Table1323[[#This Row],[Assumed hours from space type]]=\"user defined\",Table1323[[#This Row],[Baseline Operating hours]],Table1323[[#This Row],[Assumed hours from space type]])>=3600,OR(Table1323[[#This Row],[Automatic Controls?]]=\"None\",Table1323[[#This Row],[Automatic Controls?]]=\"\")),IF(Table1323[[#This Row],[Lamp / Luminaire Category]]=\"No eligible rebate\",Table1323[[#This Row],[Baseline W defined by user]]-Table1323[[#This Row],[Retrofit W defined by user (no rebate)]],Table1323[[#This Row],[Assumed Baseline W by source]]-Table1323[[#This Row],[LED Luminaire W by rebate]]),IF(AND(IF(Table1323[[#This Row],[Assumed hours from space type]]=\"user defined\",Table1323[[#This Row],[Baseline Operating hours]],Table1323[[#This Row],[Assumed hours from space type]])>=(3600/0.8),OR(Table1323[[#This Row],[Automatic Controls?]]=\"Fixture integrated occupancy sensor\",Table1323[[#This Row],[Automatic Controls?]]=\"Ceiling / wall mounted occupancy sensor\")),IF(Table1323[[#This Row],[Lamp / Luminaire Category]]=\"No eligible rebate\",(Table1323[[#This Row],[Baseline W defined by user]]-Table1323[[#This Row],[Retrofit W defined by user (no rebate)]]),Table1323[[#This Row],[Assumed Baseline W by source]]-Table1323[[#This Row],[LED Luminaire W by rebate]]),IF(AND(IF(Table1323[[#This Row],[Assumed hours from space type]]=\"user defined\",Table1323[[#This Row],[Baseline Operating hours]],Table1323[[#This Row],[Assumed hours from space type]])<(3600/0.8),OR(Table1323[[#This Row],[Automatic Controls?]]=\"Fixture integrated occupancy sensor\",Table1323[[#This Row],[Automatic Controls?]]=\"Ceiling / wall mounted occupancy sensor\")),IF(Table1323[[#This Row],[Lamp / Luminaire Category]]=\"No eligible rebate\",Table1323[[#This Row],[Baseline W defined by user]],Table1323[[#This Row],[Assumed Baseline W by source]])))))*Table1323[[#This Row],[Quantity of luminaires]]/1000,\"\")","v":""},{"$f":"Table1323[[#This Row],[LED lamp/luminaire retrofit part '#]]","v":0},{"$f":"IF(Table1323[[#This Row],[Rebate Unit]]=\"per lamp\",INDEX(Table1[Number of Lamps],MATCH(Table1323[[#This Row],[Lamp / Luminaire Category]]&Table1323[[#This Row],[Rebate Category]],Table1[PrescribedSource - Rebate ID],0)),1)*Table1323[[#This Row],[Quantity of luminaires]]","v":0},{"$f":"IFERROR(IF(Table1323[[#This Row],[Lamp / Luminaire Category]]=\"No eligible rebate\",\"no eligible rebate\",INDEX(Table1[BC Hydro xRM ECM],MATCH(Table1323[[#This Row],[Lamp / Luminaire Category]]&Table1323[[#This Row],[Rebate Category]],Table1[PrescribedSource - Rebate ID],0))),\"\")","v":""}]
[null,{"$f":"IF(Table1323[[#This Row],[Space Type]]=\"\",\"\",\"L-\"&ROW(167:167))","v":""},null,null,null,null,null,null,null,{"$f":"IFERROR(IF(Table1323[[#This Row],[Space Type]]=\"\",\"\",IF(Table1323[[#This Row],[Lamp / Luminaire Category]]=\"No eligible rebate\",\"\",IF(Table1323[[#This Row],[Rebate Category]]=\"\",\"select rebate\",INDEX(Table1[Actual Baseline W],MATCH(Table1323[[#This Row],[Lamp / Luminaire Category]]&Table1323[[#This Row],[Rebate Category]],Table1[PrescribedSource - Rebate ID],0))))),\"\")","v":""},{"$f":"IFERROR(IF(Table1323[[#This Row],[No]]=\"\",\"\",IF(Table1323[[#This Row],[Space Type]]=\"\",\"select Space Type\",IF(Table1323[[#This Row],[Baseline Operating hours]]<>\"\",\"user defined\",INDEX(Table5[Hours],MATCH(Table1323[[#This Row],[Space Type]],Table5[Space Type],0))))),\"\")","v":""},null,{"$f":"IFERROR(INDEX(Table1[Rebate],MATCH(Table1323[[#This Row],[Lamp / Luminaire Category]]&Table1323[[#This Row],[Rebate Category]],Table1[PrescribedSource - Rebate ID],0)),\"\")","v":""},{"$f":"IFERROR(INDEX(Table1[Rebate Unit],MATCH(Table1323[[#This Row],[Lamp / Luminaire Category]]&Table1323[[#This Row],[Rebate Category]],Table1[PrescribedSource - Rebate ID],0)),\"\")","v":""},null,{"$f":"IFERROR(IF(Table1323[[#This Row],[Lamp / Luminaire Category]]=\"No eligible rebate\",\"no rebate\",INDEX(Table1[Retrofit W],MATCH(Table1323[[#This Row],[Lamp / Luminaire Category]]&Table1323[[#This Row],[Rebate Category]],Table1[PrescribedSource - Rebate ID],0))),\"\")","v":""},null,null,null,{"$f":"IFERROR(INDEX(Table1[Rebate],MATCH(Table1323[[#This Row],[Lamp / Luminaire Category]]&Table1323[[#This Row],[Rebate Category]],Table1[PrescribedSource - Rebate ID],0))*Table1323[[#This Row],[Quantity of luminaires]],0)","v":0},{"$f":"IF(OR(Table1323[[#This Row],[Automatic Controls?]]=\"Fixture integrated Occupancy / Daylight Harvesting sensor\",Table1323[[#This Row],[Automatic Controls?]]=\"Ceiling / wall mounted Occupancy / Daylight Harvesting sensor\",Table1323[[#This Row],[Automatic Controls?]]=\"Timer\"),45*Table1323[[#This Row],[Number of occupancy sensors]],\"\")","v":""},{"$f":"IFERROR(IF(Table1323[[#This Row],[Controls Rebate]]=\"\",0,Table1323[[#This Row],[Controls Rebate]])+Table1323[[#This Row],[Lighting Rebate]],\"\")","v":0},{"$f":"IFERROR(INDEX(Table1[Rebate Savings],MATCH(Table1323[[#This Row],[Lamp / Luminaire Category]]&Table1323[[#This Row],[Rebate Category]],Table1[PrescribedSource - Rebate ID],0))*Table1323[[#This Row],[Quantity of luminaires]]/1000,0)","v":0},{"$f":"IFERROR(Table1323[[#This Row],[Rebate kW Savings]]*IF(Table1323[[#This Row],[Assumed hours from space type]]=\"user defined\",Table1323[[#This Row],[Baseline Operating hours]],Table1323[[#This Row],[Assumed hours from space type]]),0)","v":0},{"$f":"IF(OR(Table1323[[#This Row],[Automatic Controls?]]=\"Fixture integrated occupancy sensor\",Table1323[[#This Row],[Automatic Controls?]]=\"Ceiling / wall mounted occupancy sensor\"),Table1323[[#This Row],[Quantity of luminaires]]*IF(Table1323[[#This Row],[Rebate Category]]<>\"\",INDEX(Table1[Retrofit W],MATCH(Table1323[[#This Row],[Rebate Category]],Table1[BC Hydro Rebate Category],0)),Table1323[[#This Row],[Retrofit W defined by user (no rebate)]])/1000*IF(Table1323[[#This Row],[Assumed hours from space type]]=\"user defined\",Table1323[[#This Row],[Baseline Operating hours]],Table1323[[#This Row],[Assumed hours from space type]])*0.2,0)","v":0},{"$f":"Table1323[[#This Row],[Rebate kWh savings]]+Table1323[[#This Row],[Controls Rebate kWh Savings]]","v":0},{"$f":"IFERROR(IF(Table1323[[#This Row],[Quantity of luminaires]]=\"\",\"\",IF(Table1323[[#This Row],[Lamp / Luminaire Category]]=\"No eligible rebate\",(Table1323[[#This Row],[Baseline W defined by user]]-Table1323[[#This Row],[Retrofit W defined by user (no rebate)]])*Table1323[[#This Row],[Quantity of luminaires]]/1000,(Table1323[[#This Row],[Assumed Baseline W by source]]-Table1323[[#This Row],[LED Luminaire W by rebate]])*Table1323[[#This Row],[Quantity of luminaires]]/1000)),0)","v":""},{"$f":"IFERROR(IF(Table1323[[#This Row],[Lamp / Luminaire Category]]=\"No eligible rebate\",Table1323[[#This Row],[Quantity of luminaires]]*(Table1323[[#This Row],[Baseline W defined by user]]-Table1323[[#This Row],[Retrofit W defined by user (no rebate)]])/1000*IF(Table1323[[#This Row],[Assumed hours from space type]]=\"user defined\",Table1323[[#This Row],[Baseline Operating hours]],Table1323[[#This Row],[Assumed hours from space type]])+Table1323[[#This Row],[Controls Rebate kWh Savings]],Table1323[[#This Row],[Quantity of luminaires]]*(INDEX(Table1[Actual Baseline W],MATCH(Table1323[[#This Row],[Lamp / Luminaire Category]]&Table1323[[#This Row],[Rebate Category]],Table1[PrescribedSource - Rebate ID],0))/1000-Table1323[[#This Row],[LED Luminaire W by rebate]]/1000)*IF(Table1323[[#This Row],[Assumed hours from space type]]=\"user defined\",Table1323[[#This Row],[Baseline Operating hours]],Table1323[[#This Row],[Assumed hours from space type]])+Table1323[[#This Row],[Controls Rebate kWh Savings]]),0)","v":0},{"$f":"IFERROR(IF(Table1323[[#This Row],[Rebate kW Savings]]=0,Table1323[[#This Row],[Demand Savings, kW]],INDEX(Table1[Actual Savings],MATCH(Table1323[[#This Row],[Lamp / Luminaire Category]]&Table1323[[#This Row],[Rebate Category]],Table1[PrescribedSource - Rebate ID],0))*Table1323[[#This Row],[Quantity of luminaires]]/1000),0)","v":""},{"$f":"IFERROR(Table1323[[#This Row],[BC Housing Site kW Savings]]*IF(Table1323[[#This Row],[Assumed hours from space type]]=\"user defined\",Table1323[[#This Row],[Baseline Operating hours]],Table1323[[#This Row],[Assumed hours from space type]])+Table1323[[#This Row],[Controls Rebate kWh Savings]],0)","v":0},{"$f":"IFERROR(IF(Table1323[[#This Row],[Lamp / Luminaire Category]]=\"No eligible rebate\",Table1323[[#This Row],[Lighting Technology]]&\" retrofit with no rebate\",Table1323[[#This Row],[Rebate Category]]),\"\")","v":0},{"$f":"IF(Table1323[[#This Row],[Lamp / Luminaire Category]]=\"No eligible rebate\",1,0)","v":0},{"$f":"IFERROR(IF(IF(Table1323[[#This Row],[Assumed hours from space type]]=\"user defined\",Table1323[[#This Row],[Baseline Operating hours]],Table1323[[#This Row],[Assumed hours from space type]])<3600,0,IF(AND(IF(Table1323[[#This Row],[Assumed hours from space type]]=\"user defined\",Table1323[[#This Row],[Baseline Operating hours]],Table1323[[#This Row],[Assumed hours from space type]])>=3600,OR(Table1323[[#This Row],[Automatic Controls?]]=\"None\",Table1323[[#This Row],[Automatic Controls?]]=\"\")),IF(Table1323[[#This Row],[Lamp / Luminaire Category]]=\"No eligible rebate\",Table1323[[#This Row],[Baseline W defined by user]]-Table1323[[#This Row],[Retrofit W defined by user (no rebate)]],Table1323[[#This Row],[Assumed Baseline W by source]]-Table1323[[#This Row],[LED Luminaire W by rebate]]),IF(AND(IF(Table1323[[#This Row],[Assumed hours from space type]]=\"user defined\",Table1323[[#This Row],[Baseline Operating hours]],Table1323[[#This Row],[Assumed hours from space type]])>=(3600/0.8),OR(Table1323[[#This Row],[Automatic Controls?]]=\"Fixture integrated occupancy sensor\",Table1323[[#This Row],[Automatic Controls?]]=\"Ceiling / wall mounted occupancy sensor\")),IF(Table1323[[#This Row],[Lamp / Luminaire Category]]=\"No eligible rebate\",(Table1323[[#This Row],[Baseline W defined by user]]-Table1323[[#This Row],[Retrofit W defined by user (no rebate)]]),Table1323[[#This Row],[Assumed Baseline W by source]]-Table1323[[#This Row],[LED Luminaire W by rebate]]),IF(AND(IF(Table1323[[#This Row],[Assumed hours from space type]]=\"user defined\",Table1323[[#This Row],[Baseline Operating hours]],Table1323[[#This Row],[Assumed hours from space type]])<(3600/0.8),OR(Table1323[[#This Row],[Automatic Controls?]]=\"Fixture integrated occupancy sensor\",Table1323[[#This Row],[Automatic Controls?]]=\"Ceiling / wall mounted occupancy sensor\")),IF(Table1323[[#This Row],[Lamp / Luminaire Category]]=\"No eligible rebate\",Table1323[[#This Row],[Baseline W defined by user]],Table1323[[#This Row],[Assumed Baseline W by source]])))))*Table1323[[#This Row],[Quantity of luminaires]]/1000,\"\")","v":""},{"$f":"Table1323[[#This Row],[LED lamp/luminaire retrofit part '#]]","v":0},{"$f":"IF(Table1323[[#This Row],[Rebate Unit]]=\"per lamp\",INDEX(Table1[Number of Lamps],MATCH(Table1323[[#This Row],[Lamp / Luminaire Category]]&Table1323[[#This Row],[Rebate Category]],Table1[PrescribedSource - Rebate ID],0)),1)*Table1323[[#This Row],[Quantity of luminaires]]","v":0},{"$f":"IFERROR(IF(Table1323[[#This Row],[Lamp / Luminaire Category]]=\"No eligible rebate\",\"no eligible rebate\",INDEX(Table1[BC Hydro xRM ECM],MATCH(Table1323[[#This Row],[Lamp / Luminaire Category]]&Table1323[[#This Row],[Rebate Category]],Table1[PrescribedSource - Rebate ID],0))),\"\")","v":""}]
[null,{"$f":"IF(Table1323[[#This Row],[Space Type]]=\"\",\"\",\"L-\"&ROW(168:168))","v":""},null,null,null,null,null,null,null,{"$f":"IFERROR(IF(Table1323[[#This Row],[Space Type]]=\"\",\"\",IF(Table1323[[#This Row],[Lamp / Luminaire Category]]=\"No eligible rebate\",\"\",IF(Table1323[[#This Row],[Rebate Category]]=\"\",\"select rebate\",INDEX(Table1[Actual Baseline W],MATCH(Table1323[[#This Row],[Lamp / Luminaire Category]]&Table1323[[#This Row],[Rebate Category]],Table1[PrescribedSource - Rebate ID],0))))),\"\")","v":""},{"$f":"IFERROR(IF(Table1323[[#This Row],[No]]=\"\",\"\",IF(Table1323[[#This Row],[Space Type]]=\"\",\"select Space Type\",IF(Table1323[[#This Row],[Baseline Operating hours]]<>\"\",\"user defined\",INDEX(Table5[Hours],MATCH(Table1323[[#This Row],[Space Type]],Table5[Space Type],0))))),\"\")","v":""},null,{"$f":"IFERROR(INDEX(Table1[Rebate],MATCH(Table1323[[#This Row],[Lamp / Luminaire Category]]&Table1323[[#This Row],[Rebate Category]],Table1[PrescribedSource - Rebate ID],0)),\"\")","v":""},{"$f":"IFERROR(INDEX(Table1[Rebate Unit],MATCH(Table1323[[#This Row],[Lamp / Luminaire Category]]&Table1323[[#This Row],[Rebate Category]],Table1[PrescribedSource - Rebate ID],0)),\"\")","v":""},null,{"$f":"IFERROR(IF(Table1323[[#This Row],[Lamp / Luminaire Category]]=\"No eligible rebate\",\"no rebate\",INDEX(Table1[Retrofit W],MATCH(Table1323[[#This Row],[Lamp / Luminaire Category]]&Table1323[[#This Row],[Rebate Category]],Table1[PrescribedSource - Rebate ID],0))),\"\")","v":""},null,null,null,{"$f":"IFERROR(INDEX(Table1[Rebate],MATCH(Table1323[[#This Row],[Lamp / Luminaire Category]]&Table1323[[#This Row],[Rebate Category]],Table1[PrescribedSource - Rebate ID],0))*Table1323[[#This Row],[Quantity of luminaires]],0)","v":0},{"$f":"IF(OR(Table1323[[#This Row],[Automatic Controls?]]=\"Fixture integrated Occupancy / Daylight Harvesting sensor\",Table1323[[#This Row],[Automatic Controls?]]=\"Ceiling / wall mounted Occupancy / Daylight Harvesting sensor\",Table1323[[#This Row],[Automatic Controls?]]=\"Timer\"),45*Table1323[[#This Row],[Number of occupancy sensors]],\"\")","v":""},{"$f":"IFERROR(IF(Table1323[[#This Row],[Controls Rebate]]=\"\",0,Table1323[[#This Row],[Controls Rebate]])+Table1323[[#This Row],[Lighting Rebate]],\"\")","v":0},{"$f":"IFERROR(INDEX(Table1[Rebate Savings],MATCH(Table1323[[#This Row],[Lamp / Luminaire Category]]&Table1323[[#This Row],[Rebate Category]],Table1[PrescribedSource - Rebate ID],0))*Table1323[[#This Row],[Quantity of luminaires]]/1000,0)","v":0},{"$f":"IFERROR(Table1323[[#This Row],[Rebate kW Savings]]*IF(Table1323[[#This Row],[Assumed hours from space type]]=\"user defined\",Table1323[[#This Row],[Baseline Operating hours]],Table1323[[#This Row],[Assumed hours from space type]]),0)","v":0},{"$f":"IF(OR(Table1323[[#This Row],[Automatic Controls?]]=\"Fixture integrated occupancy sensor\",Table1323[[#This Row],[Automatic Controls?]]=\"Ceiling / wall mounted occupancy sensor\"),Table1323[[#This Row],[Quantity of luminaires]]*IF(Table1323[[#This Row],[Rebate Category]]<>\"\",INDEX(Table1[Retrofit W],MATCH(Table1323[[#This Row],[Rebate Category]],Table1[BC Hydro Rebate Category],0)),Table1323[[#This Row],[Retrofit W defined by user (no rebate)]])/1000*IF(Table1323[[#This Row],[Assumed hours from space type]]=\"user defined\",Table1323[[#This Row],[Baseline Operating hours]],Table1323[[#This Row],[Assumed hours from space type]])*0.2,0)","v":0},{"$f":"Table1323[[#This Row],[Rebate kWh savings]]+Table1323[[#This Row],[Controls Rebate kWh Savings]]","v":0},{"$f":"IFERROR(IF(Table1323[[#This Row],[Quantity of luminaires]]=\"\",\"\",IF(Table1323[[#This Row],[Lamp / Luminaire Category]]=\"No eligible rebate\",(Table1323[[#This Row],[Baseline W defined by user]]-Table1323[[#This Row],[Retrofit W defined by user (no rebate)]])*Table1323[[#This Row],[Quantity of luminaires]]/1000,(Table1323[[#This Row],[Assumed Baseline W by source]]-Table1323[[#This Row],[LED Luminaire W by rebate]])*Table1323[[#This Row],[Quantity of luminaires]]/1000)),0)","v":""},{"$f":"IFERROR(IF(Table1323[[#This Row],[Lamp / Luminaire Category]]=\"No eligible rebate\",Table1323[[#This Row],[Quantity of luminaires]]*(Table1323[[#This Row],[Baseline W defined by user]]-Table1323[[#This Row],[Retrofit W defined by user (no rebate)]])/1000*IF(Table1323[[#This Row],[Assumed hours from space type]]=\"user defined\",Table1323[[#This Row],[Baseline Operating hours]],Table1323[[#This Row],[Assumed hours from space type]])+Table1323[[#This Row],[Controls Rebate kWh Savings]],Table1323[[#This Row],[Quantity of luminaires]]*(INDEX(Table1[Actual Baseline W],MATCH(Table1323[[#This Row],[Lamp / Luminaire Category]]&Table1323[[#This Row],[Rebate Category]],Table1[PrescribedSource - Rebate ID],0))/1000-Table1323[[#This Row],[LED Luminaire W by rebate]]/1000)*IF(Table1323[[#This Row],[Assumed hours from space type]]=\"user defined\",Table1323[[#This Row],[Baseline Operating hours]],Table1323[[#This Row],[Assumed hours from space type]])+Table1323[[#This Row],[Controls Rebate kWh Savings]]),0)","v":0},{"$f":"IFERROR(IF(Table1323[[#This Row],[Rebate kW Savings]]=0,Table1323[[#This Row],[Demand Savings, kW]],INDEX(Table1[Actual Savings],MATCH(Table1323[[#This Row],[Lamp / Luminaire Category]]&Table1323[[#This Row],[Rebate Category]],Table1[PrescribedSource - Rebate ID],0))*Table1323[[#This Row],[Quantity of luminaires]]/1000),0)","v":""},{"$f":"IFERROR(Table1323[[#This Row],[BC Housing Site kW Savings]]*IF(Table1323[[#This Row],[Assumed hours from space type]]=\"user defined\",Table1323[[#This Row],[Baseline Operating hours]],Table1323[[#This Row],[Assumed hours from space type]])+Table1323[[#This Row],[Controls Rebate kWh Savings]],0)","v":0},{"$f":"IFERROR(IF(Table1323[[#This Row],[Lamp / Luminaire Category]]=\"No eligible rebate\",Table1323[[#This Row],[Lighting Technology]]&\" retrofit with no rebate\",Table1323[[#This Row],[Rebate Category]]),\"\")","v":0},{"$f":"IF(Table1323[[#This Row],[Lamp / Luminaire Category]]=\"No eligible rebate\",1,0)","v":0},{"$f":"IFERROR(IF(IF(Table1323[[#This Row],[Assumed hours from space type]]=\"user defined\",Table1323[[#This Row],[Baseline Operating hours]],Table1323[[#This Row],[Assumed hours from space type]])<3600,0,IF(AND(IF(Table1323[[#This Row],[Assumed hours from space type]]=\"user defined\",Table1323[[#This Row],[Baseline Operating hours]],Table1323[[#This Row],[Assumed hours from space type]])>=3600,OR(Table1323[[#This Row],[Automatic Controls?]]=\"None\",Table1323[[#This Row],[Automatic Controls?]]=\"\")),IF(Table1323[[#This Row],[Lamp / Luminaire Category]]=\"No eligible rebate\",Table1323[[#This Row],[Baseline W defined by user]]-Table1323[[#This Row],[Retrofit W defined by user (no rebate)]],Table1323[[#This Row],[Assumed Baseline W by source]]-Table1323[[#This Row],[LED Luminaire W by rebate]]),IF(AND(IF(Table1323[[#This Row],[Assumed hours from space type]]=\"user defined\",Table1323[[#This Row],[Baseline Operating hours]],Table1323[[#This Row],[Assumed hours from space type]])>=(3600/0.8),OR(Table1323[[#This Row],[Automatic Controls?]]=\"Fixture integrated occupancy sensor\",Table1323[[#This Row],[Automatic Controls?]]=\"Ceiling / wall mounted occupancy sensor\")),IF(Table1323[[#This Row],[Lamp / Luminaire Category]]=\"No eligible rebate\",(Table1323[[#This Row],[Baseline W defined by user]]-Table1323[[#This Row],[Retrofit W defined by user (no rebate)]]),Table1323[[#This Row],[Assumed Baseline W by source]]-Table1323[[#This Row],[LED Luminaire W by rebate]]),IF(AND(IF(Table1323[[#This Row],[Assumed hours from space type]]=\"user defined\",Table1323[[#This Row],[Baseline Operating hours]],Table1323[[#This Row],[Assumed hours from space type]])<(3600/0.8),OR(Table1323[[#This Row],[Automatic Controls?]]=\"Fixture integrated occupancy sensor\",Table1323[[#This Row],[Automatic Controls?]]=\"Ceiling / wall mounted occupancy sensor\")),IF(Table1323[[#This Row],[Lamp / Luminaire Category]]=\"No eligible rebate\",Table1323[[#This Row],[Baseline W defined by user]],Table1323[[#This Row],[Assumed Baseline W by source]])))))*Table1323[[#This Row],[Quantity of luminaires]]/1000,\"\")","v":""},{"$f":"Table1323[[#This Row],[LED lamp/luminaire retrofit part '#]]","v":0},{"$f":"IF(Table1323[[#This Row],[Rebate Unit]]=\"per lamp\",INDEX(Table1[Number of Lamps],MATCH(Table1323[[#This Row],[Lamp / Luminaire Category]]&Table1323[[#This Row],[Rebate Category]],Table1[PrescribedSource - Rebate ID],0)),1)*Table1323[[#This Row],[Quantity of luminaires]]","v":0},{"$f":"IFERROR(IF(Table1323[[#This Row],[Lamp / Luminaire Category]]=\"No eligible rebate\",\"no eligible rebate\",INDEX(Table1[BC Hydro xRM ECM],MATCH(Table1323[[#This Row],[Lamp / Luminaire Category]]&Table1323[[#This Row],[Rebate Category]],Table1[PrescribedSource - Rebate ID],0))),\"\")","v":""}]
[null,{"$f":"IF(Table1323[[#This Row],[Space Type]]=\"\",\"\",\"L-\"&ROW(169:169))","v":""},null,null,null,null,null,null,null,{"$f":"IFERROR(IF(Table1323[[#This Row],[Space Type]]=\"\",\"\",IF(Table1323[[#This Row],[Lamp / Luminaire Category]]=\"No eligible rebate\",\"\",IF(Table1323[[#This Row],[Rebate Category]]=\"\",\"select rebate\",INDEX(Table1[Actual Baseline W],MATCH(Table1323[[#This Row],[Lamp / Luminaire Category]]&Table1323[[#This Row],[Rebate Category]],Table1[PrescribedSource - Rebate ID],0))))),\"\")","v":""},{"$f":"IFERROR(IF(Table1323[[#This Row],[No]]=\"\",\"\",IF(Table1323[[#This Row],[Space Type]]=\"\",\"select Space Type\",IF(Table1323[[#This Row],[Baseline Operating hours]]<>\"\",\"user defined\",INDEX(Table5[Hours],MATCH(Table1323[[#This Row],[Space Type]],Table5[Space Type],0))))),\"\")","v":""},null,{"$f":"IFERROR(INDEX(Table1[Rebate],MATCH(Table1323[[#This Row],[Lamp / Luminaire Category]]&Table1323[[#This Row],[Rebate Category]],Table1[PrescribedSource - Rebate ID],0)),\"\")","v":""},{"$f":"IFERROR(INDEX(Table1[Rebate Unit],MATCH(Table1323[[#This Row],[Lamp / Luminaire Category]]&Table1323[[#This Row],[Rebate Category]],Table1[PrescribedSource - Rebate ID],0)),\"\")","v":""},null,{"$f":"IFERROR(IF(Table1323[[#This Row],[Lamp / Luminaire Category]]=\"No eligible rebate\",\"no rebate\",INDEX(Table1[Retrofit W],MATCH(Table1323[[#This Row],[Lamp / Luminaire Category]]&Table1323[[#This Row],[Rebate Category]],Table1[PrescribedSource - Rebate ID],0))),\"\")","v":""},null,null,null,{"$f":"IFERROR(INDEX(Table1[Rebate],MATCH(Table1323[[#This Row],[Lamp / Luminaire Category]]&Table1323[[#This Row],[Rebate Category]],Table1[PrescribedSource - Rebate ID],0))*Table1323[[#This Row],[Quantity of luminaires]],0)","v":0},{"$f":"IF(OR(Table1323[[#This Row],[Automatic Controls?]]=\"Fixture integrated Occupancy / Daylight Harvesting sensor\",Table1323[[#This Row],[Automatic Controls?]]=\"Ceiling / wall mounted Occupancy / Daylight Harvesting sensor\",Table1323[[#This Row],[Automatic Controls?]]=\"Timer\"),45*Table1323[[#This Row],[Number of occupancy sensors]],\"\")","v":""},{"$f":"IFERROR(IF(Table1323[[#This Row],[Controls Rebate]]=\"\",0,Table1323[[#This Row],[Controls Rebate]])+Table1323[[#This Row],[Lighting Rebate]],\"\")","v":0},{"$f":"IFERROR(INDEX(Table1[Rebate Savings],MATCH(Table1323[[#This Row],[Lamp / Luminaire Category]]&Table1323[[#This Row],[Rebate Category]],Table1[PrescribedSource - Rebate ID],0))*Table1323[[#This Row],[Quantity of luminaires]]/1000,0)","v":0},{"$f":"IFERROR(Table1323[[#This Row],[Rebate kW Savings]]*IF(Table1323[[#This Row],[Assumed hours from space type]]=\"user defined\",Table1323[[#This Row],[Baseline Operating hours]],Table1323[[#This Row],[Assumed hours from space type]]),0)","v":0},{"$f":"IF(OR(Table1323[[#This Row],[Automatic Controls?]]=\"Fixture integrated occupancy sensor\",Table1323[[#This Row],[Automatic Controls?]]=\"Ceiling / wall mounted occupancy sensor\"),Table1323[[#This Row],[Quantity of luminaires]]*IF(Table1323[[#This Row],[Rebate Category]]<>\"\",INDEX(Table1[Retrofit W],MATCH(Table1323[[#This Row],[Rebate Category]],Table1[BC Hydro Rebate Category],0)),Table1323[[#This Row],[Retrofit W defined by user (no rebate)]])/1000*IF(Table1323[[#This Row],[Assumed hours from space type]]=\"user defined\",Table1323[[#This Row],[Baseline Operating hours]],Table1323[[#This Row],[Assumed hours from space type]])*0.2,0)","v":0},{"$f":"Table1323[[#This Row],[Rebate kWh savings]]+Table1323[[#This Row],[Controls Rebate kWh Savings]]","v":0},{"$f":"IFERROR(IF(Table1323[[#This Row],[Quantity of luminaires]]=\"\",\"\",IF(Table1323[[#This Row],[Lamp / Luminaire Category]]=\"No eligible rebate\",(Table1323[[#This Row],[Baseline W defined by user]]-Table1323[[#This Row],[Retrofit W defined by user (no rebate)]])*Table1323[[#This Row],[Quantity of luminaires]]/1000,(Table1323[[#This Row],[Assumed Baseline W by source]]-Table1323[[#This Row],[LED Luminaire W by rebate]])*Table1323[[#This Row],[Quantity of luminaires]]/1000)),0)","v":""},{"$f":"IFERROR(IF(Table1323[[#This Row],[Lamp / Luminaire Category]]=\"No eligible rebate\",Table1323[[#This Row],[Quantity of luminaires]]*(Table1323[[#This Row],[Baseline W defined by user]]-Table1323[[#This Row],[Retrofit W defined by user (no rebate)]])/1000*IF(Table1323[[#This Row],[Assumed hours from space type]]=\"user defined\",Table1323[[#This Row],[Baseline Operating hours]],Table1323[[#This Row],[Assumed hours from space type]])+Table1323[[#This Row],[Controls Rebate kWh Savings]],Table1323[[#This Row],[Quantity of luminaires]]*(INDEX(Table1[Actual Baseline W],MATCH(Table1323[[#This Row],[Lamp / Luminaire Category]]&Table1323[[#This Row],[Rebate Category]],Table1[PrescribedSource - Rebate ID],0))/1000-Table1323[[#This Row],[LED Luminaire W by rebate]]/1000)*IF(Table1323[[#This Row],[Assumed hours from space type]]=\"user defined\",Table1323[[#This Row],[Baseline Operating hours]],Table1323[[#This Row],[Assumed hours from space type]])+Table1323[[#This Row],[Controls Rebate kWh Savings]]),0)","v":0},{"$f":"IFERROR(IF(Table1323[[#This Row],[Rebate kW Savings]]=0,Table1323[[#This Row],[Demand Savings, kW]],INDEX(Table1[Actual Savings],MATCH(Table1323[[#This Row],[Lamp / Luminaire Category]]&Table1323[[#This Row],[Rebate Category]],Table1[PrescribedSource - Rebate ID],0))*Table1323[[#This Row],[Quantity of luminaires]]/1000),0)","v":""},{"$f":"IFERROR(Table1323[[#This Row],[BC Housing Site kW Savings]]*IF(Table1323[[#This Row],[Assumed hours from space type]]=\"user defined\",Table1323[[#This Row],[Baseline Operating hours]],Table1323[[#This Row],[Assumed hours from space type]])+Table1323[[#This Row],[Controls Rebate kWh Savings]],0)","v":0},{"$f":"IFERROR(IF(Table1323[[#This Row],[Lamp / Luminaire Category]]=\"No eligible rebate\",Table1323[[#This Row],[Lighting Technology]]&\" retrofit with no rebate\",Table1323[[#This Row],[Rebate Category]]),\"\")","v":0},{"$f":"IF(Table1323[[#This Row],[Lamp / Luminaire Category]]=\"No eligible rebate\",1,0)","v":0},{"$f":"IFERROR(IF(IF(Table1323[[#This Row],[Assumed hours from space type]]=\"user defined\",Table1323[[#This Row],[Baseline Operating hours]],Table1323[[#This Row],[Assumed hours from space type]])<3600,0,IF(AND(IF(Table1323[[#This Row],[Assumed hours from space type]]=\"user defined\",Table1323[[#This Row],[Baseline Operating hours]],Table1323[[#This Row],[Assumed hours from space type]])>=3600,OR(Table1323[[#This Row],[Automatic Controls?]]=\"None\",Table1323[[#This Row],[Automatic Controls?]]=\"\")),IF(Table1323[[#This Row],[Lamp / Luminaire Category]]=\"No eligible rebate\",Table1323[[#This Row],[Baseline W defined by user]]-Table1323[[#This Row],[Retrofit W defined by user (no rebate)]],Table1323[[#This Row],[Assumed Baseline W by source]]-Table1323[[#This Row],[LED Luminaire W by rebate]]),IF(AND(IF(Table1323[[#This Row],[Assumed hours from space type]]=\"user defined\",Table1323[[#This Row],[Baseline Operating hours]],Table1323[[#This Row],[Assumed hours from space type]])>=(3600/0.8),OR(Table1323[[#This Row],[Automatic Controls?]]=\"Fixture integrated occupancy sensor\",Table1323[[#This Row],[Automatic Controls?]]=\"Ceiling / wall mounted occupancy sensor\")),IF(Table1323[[#This Row],[Lamp / Luminaire Category]]=\"No eligible rebate\",(Table1323[[#This Row],[Baseline W defined by user]]-Table1323[[#This Row],[Retrofit W defined by user (no rebate)]]),Table1323[[#This Row],[Assumed Baseline W by source]]-Table1323[[#This Row],[LED Luminaire W by rebate]]),IF(AND(IF(Table1323[[#This Row],[Assumed hours from space type]]=\"user defined\",Table1323[[#This Row],[Baseline Operating hours]],Table1323[[#This Row],[Assumed hours from space type]])<(3600/0.8),OR(Table1323[[#This Row],[Automatic Controls?]]=\"Fixture integrated occupancy sensor\",Table1323[[#This Row],[Automatic Controls?]]=\"Ceiling / wall mounted occupancy sensor\")),IF(Table1323[[#This Row],[Lamp / Luminaire Category]]=\"No eligible rebate\",Table1323[[#This Row],[Baseline W defined by user]],Table1323[[#This Row],[Assumed Baseline W by source]])))))*Table1323[[#This Row],[Quantity of luminaires]]/1000,\"\")","v":""},{"$f":"Table1323[[#This Row],[LED lamp/luminaire retrofit part '#]]","v":0},{"$f":"IF(Table1323[[#This Row],[Rebate Unit]]=\"per lamp\",INDEX(Table1[Number of Lamps],MATCH(Table1323[[#This Row],[Lamp / Luminaire Category]]&Table1323[[#This Row],[Rebate Category]],Table1[PrescribedSource - Rebate ID],0)),1)*Table1323[[#This Row],[Quantity of luminaires]]","v":0},{"$f":"IFERROR(IF(Table1323[[#This Row],[Lamp / Luminaire Category]]=\"No eligible rebate\",\"no eligible rebate\",INDEX(Table1[BC Hydro xRM ECM],MATCH(Table1323[[#This Row],[Lamp / Luminaire Category]]&Table1323[[#This Row],[Rebate Category]],Table1[PrescribedSource - Rebate ID],0))),\"\")","v":""}]
[null,{"$f":"IF(Table1323[[#This Row],[Space Type]]=\"\",\"\",\"L-\"&ROW(170:170))","v":""},null,null,null,null,null,null,null,{"$f":"IFERROR(IF(Table1323[[#This Row],[Space Type]]=\"\",\"\",IF(Table1323[[#This Row],[Lamp / Luminaire Category]]=\"No eligible rebate\",\"\",IF(Table1323[[#This Row],[Rebate Category]]=\"\",\"select rebate\",INDEX(Table1[Actual Baseline W],MATCH(Table1323[[#This Row],[Lamp / Luminaire Category]]&Table1323[[#This Row],[Rebate Category]],Table1[PrescribedSource - Rebate ID],0))))),\"\")","v":""},{"$f":"IFERROR(IF(Table1323[[#This Row],[No]]=\"\",\"\",IF(Table1323[[#This Row],[Space Type]]=\"\",\"select Space Type\",IF(Table1323[[#This Row],[Baseline Operating hours]]<>\"\",\"user defined\",INDEX(Table5[Hours],MATCH(Table1323[[#This Row],[Space Type]],Table5[Space Type],0))))),\"\")","v":""},null,{"$f":"IFERROR(INDEX(Table1[Rebate],MATCH(Table1323[[#This Row],[Lamp / Luminaire Category]]&Table1323[[#This Row],[Rebate Category]],Table1[PrescribedSource - Rebate ID],0)),\"\")","v":""},{"$f":"IFERROR(INDEX(Table1[Rebate Unit],MATCH(Table1323[[#This Row],[Lamp / Luminaire Category]]&Table1323[[#This Row],[Rebate Category]],Table1[PrescribedSource - Rebate ID],0)),\"\")","v":""},null,{"$f":"IFERROR(IF(Table1323[[#This Row],[Lamp / Luminaire Category]]=\"No eligible rebate\",\"no rebate\",INDEX(Table1[Retrofit W],MATCH(Table1323[[#This Row],[Lamp / Luminaire Category]]&Table1323[[#This Row],[Rebate Category]],Table1[PrescribedSource - Rebate ID],0))),\"\")","v":""},null,null,null,{"$f":"IFERROR(INDEX(Table1[Rebate],MATCH(Table1323[[#This Row],[Lamp / Luminaire Category]]&Table1323[[#This Row],[Rebate Category]],Table1[PrescribedSource - Rebate ID],0))*Table1323[[#This Row],[Quantity of luminaires]],0)","v":0},{"$f":"IF(OR(Table1323[[#This Row],[Automatic Controls?]]=\"Fixture integrated Occupancy / Daylight Harvesting sensor\",Table1323[[#This Row],[Automatic Controls?]]=\"Ceiling / wall mounted Occupancy / Daylight Harvesting sensor\",Table1323[[#This Row],[Automatic Controls?]]=\"Timer\"),45*Table1323[[#This Row],[Number of occupancy sensors]],\"\")","v":""},{"$f":"IFERROR(IF(Table1323[[#This Row],[Controls Rebate]]=\"\",0,Table1323[[#This Row],[Controls Rebate]])+Table1323[[#This Row],[Lighting Rebate]],\"\")","v":0},{"$f":"IFERROR(INDEX(Table1[Rebate Savings],MATCH(Table1323[[#This Row],[Lamp / Luminaire Category]]&Table1323[[#This Row],[Rebate Category]],Table1[PrescribedSource - Rebate ID],0))*Table1323[[#This Row],[Quantity of luminaires]]/1000,0)","v":0},{"$f":"IFERROR(Table1323[[#This Row],[Rebate kW Savings]]*IF(Table1323[[#This Row],[Assumed hours from space type]]=\"user defined\",Table1323[[#This Row],[Baseline Operating hours]],Table1323[[#This Row],[Assumed hours from space type]]),0)","v":0},{"$f":"IF(OR(Table1323[[#This Row],[Automatic Controls?]]=\"Fixture integrated occupancy sensor\",Table1323[[#This Row],[Automatic Controls?]]=\"Ceiling / wall mounted occupancy sensor\"),Table1323[[#This Row],[Quantity of luminaires]]*IF(Table1323[[#This Row],[Rebate Category]]<>\"\",INDEX(Table1[Retrofit W],MATCH(Table1323[[#This Row],[Rebate Category]],Table1[BC Hydro Rebate Category],0)),Table1323[[#This Row],[Retrofit W defined by user (no rebate)]])/1000*IF(Table1323[[#This Row],[Assumed hours from space type]]=\"user defined\",Table1323[[#This Row],[Baseline Operating hours]],Table1323[[#This Row],[Assumed hours from space type]])*0.2,0)","v":0},{"$f":"Table1323[[#This Row],[Rebate kWh savings]]+Table1323[[#This Row],[Controls Rebate kWh Savings]]","v":0},{"$f":"IFERROR(IF(Table1323[[#This Row],[Quantity of luminaires]]=\"\",\"\",IF(Table1323[[#This Row],[Lamp / Luminaire Category]]=\"No eligible rebate\",(Table1323[[#This Row],[Baseline W defined by user]]-Table1323[[#This Row],[Retrofit W defined by user (no rebate)]])*Table1323[[#This Row],[Quantity of luminaires]]/1000,(Table1323[[#This Row],[Assumed Baseline W by source]]-Table1323[[#This Row],[LED Luminaire W by rebate]])*Table1323[[#This Row],[Quantity of luminaires]]/1000)),0)","v":""},{"$f":"IFERROR(IF(Table1323[[#This Row],[Lamp / Luminaire Category]]=\"No eligible rebate\",Table1323[[#This Row],[Quantity of luminaires]]*(Table1323[[#This Row],[Baseline W defined by user]]-Table1323[[#This Row],[Retrofit W defined by user (no rebate)]])/1000*IF(Table1323[[#This Row],[Assumed hours from space type]]=\"user defined\",Table1323[[#This Row],[Baseline Operating hours]],Table1323[[#This Row],[Assumed hours from space type]])+Table1323[[#This Row],[Controls Rebate kWh Savings]],Table1323[[#This Row],[Quantity of luminaires]]*(INDEX(Table1[Actual Baseline W],MATCH(Table1323[[#This Row],[Lamp / Luminaire Category]]&Table1323[[#This Row],[Rebate Category]],Table1[PrescribedSource - Rebate ID],0))/1000-Table1323[[#This Row],[LED Luminaire W by rebate]]/1000)*IF(Table1323[[#This Row],[Assumed hours from space type]]=\"user defined\",Table1323[[#This Row],[Baseline Operating hours]],Table1323[[#This Row],[Assumed hours from space type]])+Table1323[[#This Row],[Controls Rebate kWh Savings]]),0)","v":0},{"$f":"IFERROR(IF(Table1323[[#This Row],[Rebate kW Savings]]=0,Table1323[[#This Row],[Demand Savings, kW]],INDEX(Table1[Actual Savings],MATCH(Table1323[[#This Row],[Lamp / Luminaire Category]]&Table1323[[#This Row],[Rebate Category]],Table1[PrescribedSource - Rebate ID],0))*Table1323[[#This Row],[Quantity of luminaires]]/1000),0)","v":""},{"$f":"IFERROR(Table1323[[#This Row],[BC Housing Site kW Savings]]*IF(Table1323[[#This Row],[Assumed hours from space type]]=\"user defined\",Table1323[[#This Row],[Baseline Operating hours]],Table1323[[#This Row],[Assumed hours from space type]])+Table1323[[#This Row],[Controls Rebate kWh Savings]],0)","v":0},{"$f":"IFERROR(IF(Table1323[[#This Row],[Lamp / Luminaire Category]]=\"No eligible rebate\",Table1323[[#This Row],[Lighting Technology]]&\" retrofit with no rebate\",Table1323[[#This Row],[Rebate Category]]),\"\")","v":0},{"$f":"IF(Table1323[[#This Row],[Lamp / Luminaire Category]]=\"No eligible rebate\",1,0)","v":0},{"$f":"IFERROR(IF(IF(Table1323[[#This Row],[Assumed hours from space type]]=\"user defined\",Table1323[[#This Row],[Baseline Operating hours]],Table1323[[#This Row],[Assumed hours from space type]])<3600,0,IF(AND(IF(Table1323[[#This Row],[Assumed hours from space type]]=\"user defined\",Table1323[[#This Row],[Baseline Operating hours]],Table1323[[#This Row],[Assumed hours from space type]])>=3600,OR(Table1323[[#This Row],[Automatic Controls?]]=\"None\",Table1323[[#This Row],[Automatic Controls?]]=\"\")),IF(Table1323[[#This Row],[Lamp / Luminaire Category]]=\"No eligible rebate\",Table1323[[#This Row],[Baseline W defined by user]]-Table1323[[#This Row],[Retrofit W defined by user (no rebate)]],Table1323[[#This Row],[Assumed Baseline W by source]]-Table1323[[#This Row],[LED Luminaire W by rebate]]),IF(AND(IF(Table1323[[#This Row],[Assumed hours from space type]]=\"user defined\",Table1323[[#This Row],[Baseline Operating hours]],Table1323[[#This Row],[Assumed hours from space type]])>=(3600/0.8),OR(Table1323[[#This Row],[Automatic Controls?]]=\"Fixture integrated occupancy sensor\",Table1323[[#This Row],[Automatic Controls?]]=\"Ceiling / wall mounted occupancy sensor\")),IF(Table1323[[#This Row],[Lamp / Luminaire Category]]=\"No eligible rebate\",(Table1323[[#This Row],[Baseline W defined by user]]-Table1323[[#This Row],[Retrofit W defined by user (no rebate)]]),Table1323[[#This Row],[Assumed Baseline W by source]]-Table1323[[#This Row],[LED Luminaire W by rebate]]),IF(AND(IF(Table1323[[#This Row],[Assumed hours from space type]]=\"user defined\",Table1323[[#This Row],[Baseline Operating hours]],Table1323[[#This Row],[Assumed hours from space type]])<(3600/0.8),OR(Table1323[[#This Row],[Automatic Controls?]]=\"Fixture integrated occupancy sensor\",Table1323[[#This Row],[Automatic Controls?]]=\"Ceiling / wall mounted occupancy sensor\")),IF(Table1323[[#This Row],[Lamp / Luminaire Category]]=\"No eligible rebate\",Table1323[[#This Row],[Baseline W defined by user]],Table1323[[#This Row],[Assumed Baseline W by source]])))))*Table1323[[#This Row],[Quantity of luminaires]]/1000,\"\")","v":""},{"$f":"Table1323[[#This Row],[LED lamp/luminaire retrofit part '#]]","v":0},{"$f":"IF(Table1323[[#This Row],[Rebate Unit]]=\"per lamp\",INDEX(Table1[Number of Lamps],MATCH(Table1323[[#This Row],[Lamp / Luminaire Category]]&Table1323[[#This Row],[Rebate Category]],Table1[PrescribedSource - Rebate ID],0)),1)*Table1323[[#This Row],[Quantity of luminaires]]","v":0},{"$f":"IFERROR(IF(Table1323[[#This Row],[Lamp / Luminaire Category]]=\"No eligible rebate\",\"no eligible rebate\",INDEX(Table1[BC Hydro xRM ECM],MATCH(Table1323[[#This Row],[Lamp / Luminaire Category]]&Table1323[[#This Row],[Rebate Category]],Table1[PrescribedSource - Rebate ID],0))),\"\")","v":""}]
[null,{"$f":"IF(Table1323[[#This Row],[Space Type]]=\"\",\"\",\"L-\"&ROW(171:171))","v":""},null,null,null,null,null,null,null,{"$f":"IFERROR(IF(Table1323[[#This Row],[Space Type]]=\"\",\"\",IF(Table1323[[#This Row],[Lamp / Luminaire Category]]=\"No eligible rebate\",\"\",IF(Table1323[[#This Row],[Rebate Category]]=\"\",\"select rebate\",INDEX(Table1[Actual Baseline W],MATCH(Table1323[[#This Row],[Lamp / Luminaire Category]]&Table1323[[#This Row],[Rebate Category]],Table1[PrescribedSource - Rebate ID],0))))),\"\")","v":""},{"$f":"IFERROR(IF(Table1323[[#This Row],[No]]=\"\",\"\",IF(Table1323[[#This Row],[Space Type]]=\"\",\"select Space Type\",IF(Table1323[[#This Row],[Baseline Operating hours]]<>\"\",\"user defined\",INDEX(Table5[Hours],MATCH(Table1323[[#This Row],[Space Type]],Table5[Space Type],0))))),\"\")","v":""},null,{"$f":"IFERROR(INDEX(Table1[Rebate],MATCH(Table1323[[#This Row],[Lamp / Luminaire Category]]&Table1323[[#This Row],[Rebate Category]],Table1[PrescribedSource - Rebate ID],0)),\"\")","v":""},{"$f":"IFERROR(INDEX(Table1[Rebate Unit],MATCH(Table1323[[#This Row],[Lamp / Luminaire Category]]&Table1323[[#This Row],[Rebate Category]],Table1[PrescribedSource - Rebate ID],0)),\"\")","v":""},null,{"$f":"IFERROR(IF(Table1323[[#This Row],[Lamp / Luminaire Category]]=\"No eligible rebate\",\"no rebate\",INDEX(Table1[Retrofit W],MATCH(Table1323[[#This Row],[Lamp / Luminaire Category]]&Table1323[[#This Row],[Rebate Category]],Table1[PrescribedSource - Rebate ID],0))),\"\")","v":""},null,null,null,{"$f":"IFERROR(INDEX(Table1[Rebate],MATCH(Table1323[[#This Row],[Lamp / Luminaire Category]]&Table1323[[#This Row],[Rebate Category]],Table1[PrescribedSource - Rebate ID],0))*Table1323[[#This Row],[Quantity of luminaires]],0)","v":0},{"$f":"IF(OR(Table1323[[#This Row],[Automatic Controls?]]=\"Fixture integrated Occupancy / Daylight Harvesting sensor\",Table1323[[#This Row],[Automatic Controls?]]=\"Ceiling / wall mounted Occupancy / Daylight Harvesting sensor\",Table1323[[#This Row],[Automatic Controls?]]=\"Timer\"),45*Table1323[[#This Row],[Number of occupancy sensors]],\"\")","v":""},{"$f":"IFERROR(IF(Table1323[[#This Row],[Controls Rebate]]=\"\",0,Table1323[[#This Row],[Controls Rebate]])+Table1323[[#This Row],[Lighting Rebate]],\"\")","v":0},{"$f":"IFERROR(INDEX(Table1[Rebate Savings],MATCH(Table1323[[#This Row],[Lamp / Luminaire Category]]&Table1323[[#This Row],[Rebate Category]],Table1[PrescribedSource - Rebate ID],0))*Table1323[[#This Row],[Quantity of luminaires]]/1000,0)","v":0},{"$f":"IFERROR(Table1323[[#This Row],[Rebate kW Savings]]*IF(Table1323[[#This Row],[Assumed hours from space type]]=\"user defined\",Table1323[[#This Row],[Baseline Operating hours]],Table1323[[#This Row],[Assumed hours from space type]]),0)","v":0},{"$f":"IF(OR(Table1323[[#This Row],[Automatic Controls?]]=\"Fixture integrated occupancy sensor\",Table1323[[#This Row],[Automatic Controls?]]=\"Ceiling / wall mounted occupancy sensor\"),Table1323[[#This Row],[Quantity of luminaires]]*IF(Table1323[[#This Row],[Rebate Category]]<>\"\",INDEX(Table1[Retrofit W],MATCH(Table1323[[#This Row],[Rebate Category]],Table1[BC Hydro Rebate Category],0)),Table1323[[#This Row],[Retrofit W defined by user (no rebate)]])/1000*IF(Table1323[[#This Row],[Assumed hours from space type]]=\"user defined\",Table1323[[#This Row],[Baseline Operating hours]],Table1323[[#This Row],[Assumed hours from space type]])*0.2,0)","v":0},{"$f":"Table1323[[#This Row],[Rebate kWh savings]]+Table1323[[#This Row],[Controls Rebate kWh Savings]]","v":0},{"$f":"IFERROR(IF(Table1323[[#This Row],[Quantity of luminaires]]=\"\",\"\",IF(Table1323[[#This Row],[Lamp / Luminaire Category]]=\"No eligible rebate\",(Table1323[[#This Row],[Baseline W defined by user]]-Table1323[[#This Row],[Retrofit W defined by user (no rebate)]])*Table1323[[#This Row],[Quantity of luminaires]]/1000,(Table1323[[#This Row],[Assumed Baseline W by source]]-Table1323[[#This Row],[LED Luminaire W by rebate]])*Table1323[[#This Row],[Quantity of luminaires]]/1000)),0)","v":""},{"$f":"IFERROR(IF(Table1323[[#This Row],[Lamp / Luminaire Category]]=\"No eligible rebate\",Table1323[[#This Row],[Quantity of luminaires]]*(Table1323[[#This Row],[Baseline W defined by user]]-Table1323[[#This Row],[Retrofit W defined by user (no rebate)]])/1000*IF(Table1323[[#This Row],[Assumed hours from space type]]=\"user defined\",Table1323[[#This Row],[Baseline Operating hours]],Table1323[[#This Row],[Assumed hours from space type]])+Table1323[[#This Row],[Controls Rebate kWh Savings]],Table1323[[#This Row],[Quantity of luminaires]]*(INDEX(Table1[Actual Baseline W],MATCH(Table1323[[#This Row],[Lamp / Luminaire Category]]&Table1323[[#This Row],[Rebate Category]],Table1[PrescribedSource - Rebate ID],0))/1000-Table1323[[#This Row],[LED Luminaire W by rebate]]/1000)*IF(Table1323[[#This Row],[Assumed hours from space type]]=\"user defined\",Table1323[[#This Row],[Baseline Operating hours]],Table1323[[#This Row],[Assumed hours from space type]])+Table1323[[#This Row],[Controls Rebate kWh Savings]]),0)","v":0},{"$f":"IFERROR(IF(Table1323[[#This Row],[Rebate kW Savings]]=0,Table1323[[#This Row],[Demand Savings, kW]],INDEX(Table1[Actual Savings],MATCH(Table1323[[#This Row],[Lamp / Luminaire Category]]&Table1323[[#This Row],[Rebate Category]],Table1[PrescribedSource - Rebate ID],0))*Table1323[[#This Row],[Quantity of luminaires]]/1000),0)","v":""},{"$f":"IFERROR(Table1323[[#This Row],[BC Housing Site kW Savings]]*IF(Table1323[[#This Row],[Assumed hours from space type]]=\"user defined\",Table1323[[#This Row],[Baseline Operating hours]],Table1323[[#This Row],[Assumed hours from space type]])+Table1323[[#This Row],[Controls Rebate kWh Savings]],0)","v":0},{"$f":"IFERROR(IF(Table1323[[#This Row],[Lamp / Luminaire Category]]=\"No eligible rebate\",Table1323[[#This Row],[Lighting Technology]]&\" retrofit with no rebate\",Table1323[[#This Row],[Rebate Category]]),\"\")","v":0},{"$f":"IF(Table1323[[#This Row],[Lamp / Luminaire Category]]=\"No eligible rebate\",1,0)","v":0},{"$f":"IFERROR(IF(IF(Table1323[[#This Row],[Assumed hours from space type]]=\"user defined\",Table1323[[#This Row],[Baseline Operating hours]],Table1323[[#This Row],[Assumed hours from space type]])<3600,0,IF(AND(IF(Table1323[[#This Row],[Assumed hours from space type]]=\"user defined\",Table1323[[#This Row],[Baseline Operating hours]],Table1323[[#This Row],[Assumed hours from space type]])>=3600,OR(Table1323[[#This Row],[Automatic Controls?]]=\"None\",Table1323[[#This Row],[Automatic Controls?]]=\"\")),IF(Table1323[[#This Row],[Lamp / Luminaire Category]]=\"No eligible rebate\",Table1323[[#This Row],[Baseline W defined by user]]-Table1323[[#This Row],[Retrofit W defined by user (no rebate)]],Table1323[[#This Row],[Assumed Baseline W by source]]-Table1323[[#This Row],[LED Luminaire W by rebate]]),IF(AND(IF(Table1323[[#This Row],[Assumed hours from space type]]=\"user defined\",Table1323[[#This Row],[Baseline Operating hours]],Table1323[[#This Row],[Assumed hours from space type]])>=(3600/0.8),OR(Table1323[[#This Row],[Automatic Controls?]]=\"Fixture integrated occupancy sensor\",Table1323[[#This Row],[Automatic Controls?]]=\"Ceiling / wall mounted occupancy sensor\")),IF(Table1323[[#This Row],[Lamp / Luminaire Category]]=\"No eligible rebate\",(Table1323[[#This Row],[Baseline W defined by user]]-Table1323[[#This Row],[Retrofit W defined by user (no rebate)]]),Table1323[[#This Row],[Assumed Baseline W by source]]-Table1323[[#This Row],[LED Luminaire W by rebate]]),IF(AND(IF(Table1323[[#This Row],[Assumed hours from space type]]=\"user defined\",Table1323[[#This Row],[Baseline Operating hours]],Table1323[[#This Row],[Assumed hours from space type]])<(3600/0.8),OR(Table1323[[#This Row],[Automatic Controls?]]=\"Fixture integrated occupancy sensor\",Table1323[[#This Row],[Automatic Controls?]]=\"Ceiling / wall mounted occupancy sensor\")),IF(Table1323[[#This Row],[Lamp / Luminaire Category]]=\"No eligible rebate\",Table1323[[#This Row],[Baseline W defined by user]],Table1323[[#This Row],[Assumed Baseline W by source]])))))*Table1323[[#This Row],[Quantity of luminaires]]/1000,\"\")","v":""},{"$f":"Table1323[[#This Row],[LED lamp/luminaire retrofit part '#]]","v":0},{"$f":"IF(Table1323[[#This Row],[Rebate Unit]]=\"per lamp\",INDEX(Table1[Number of Lamps],MATCH(Table1323[[#This Row],[Lamp / Luminaire Category]]&Table1323[[#This Row],[Rebate Category]],Table1[PrescribedSource - Rebate ID],0)),1)*Table1323[[#This Row],[Quantity of luminaires]]","v":0},{"$f":"IFERROR(IF(Table1323[[#This Row],[Lamp / Luminaire Category]]=\"No eligible rebate\",\"no eligible rebate\",INDEX(Table1[BC Hydro xRM ECM],MATCH(Table1323[[#This Row],[Lamp / Luminaire Category]]&Table1323[[#This Row],[Rebate Category]],Table1[PrescribedSource - Rebate ID],0))),\"\")","v":""}]
[null,{"$f":"IF(Table1323[[#This Row],[Space Type]]=\"\",\"\",\"L-\"&ROW(172:172))","v":""},null,null,null,null,null,null,null,{"$f":"IFERROR(IF(Table1323[[#This Row],[Space Type]]=\"\",\"\",IF(Table1323[[#This Row],[Lamp / Luminaire Category]]=\"No eligible rebate\",\"\",IF(Table1323[[#This Row],[Rebate Category]]=\"\",\"select rebate\",INDEX(Table1[Actual Baseline W],MATCH(Table1323[[#This Row],[Lamp / Luminaire Category]]&Table1323[[#This Row],[Rebate Category]],Table1[PrescribedSource - Rebate ID],0))))),\"\")","v":""},{"$f":"IFERROR(IF(Table1323[[#This Row],[No]]=\"\",\"\",IF(Table1323[[#This Row],[Space Type]]=\"\",\"select Space Type\",IF(Table1323[[#This Row],[Baseline Operating hours]]<>\"\",\"user defined\",INDEX(Table5[Hours],MATCH(Table1323[[#This Row],[Space Type]],Table5[Space Type],0))))),\"\")","v":""},null,{"$f":"IFERROR(INDEX(Table1[Rebate],MATCH(Table1323[[#This Row],[Lamp / Luminaire Category]]&Table1323[[#This Row],[Rebate Category]],Table1[PrescribedSource - Rebate ID],0)),\"\")","v":""},{"$f":"IFERROR(INDEX(Table1[Rebate Unit],MATCH(Table1323[[#This Row],[Lamp / Luminaire Category]]&Table1323[[#This Row],[Rebate Category]],Table1[PrescribedSource - Rebate ID],0)),\"\")","v":""},null,{"$f":"IFERROR(IF(Table1323[[#This Row],[Lamp / Luminaire Category]]=\"No eligible rebate\",\"no rebate\",INDEX(Table1[Retrofit W],MATCH(Table1323[[#This Row],[Lamp / Luminaire Category]]&Table1323[[#This Row],[Rebate Category]],Table1[PrescribedSource - Rebate ID],0))),\"\")","v":""},null,null,null,{"$f":"IFERROR(INDEX(Table1[Rebate],MATCH(Table1323[[#This Row],[Lamp / Luminaire Category]]&Table1323[[#This Row],[Rebate Category]],Table1[PrescribedSource - Rebate ID],0))*Table1323[[#This Row],[Quantity of luminaires]],0)","v":0},{"$f":"IF(OR(Table1323[[#This Row],[Automatic Controls?]]=\"Fixture integrated Occupancy / Daylight Harvesting sensor\",Table1323[[#This Row],[Automatic Controls?]]=\"Ceiling / wall mounted Occupancy / Daylight Harvesting sensor\",Table1323[[#This Row],[Automatic Controls?]]=\"Timer\"),45*Table1323[[#This Row],[Number of occupancy sensors]],\"\")","v":""},{"$f":"IFERROR(IF(Table1323[[#This Row],[Controls Rebate]]=\"\",0,Table1323[[#This Row],[Controls Rebate]])+Table1323[[#This Row],[Lighting Rebate]],\"\")","v":0},{"$f":"IFERROR(INDEX(Table1[Rebate Savings],MATCH(Table1323[[#This Row],[Lamp / Luminaire Category]]&Table1323[[#This Row],[Rebate Category]],Table1[PrescribedSource - Rebate ID],0))*Table1323[[#This Row],[Quantity of luminaires]]/1000,0)","v":0},{"$f":"IFERROR(Table1323[[#This Row],[Rebate kW Savings]]*IF(Table1323[[#This Row],[Assumed hours from space type]]=\"user defined\",Table1323[[#This Row],[Baseline Operating hours]],Table1323[[#This Row],[Assumed hours from space type]]),0)","v":0},{"$f":"IF(OR(Table1323[[#This Row],[Automatic Controls?]]=\"Fixture integrated occupancy sensor\",Table1323[[#This Row],[Automatic Controls?]]=\"Ceiling / wall mounted occupancy sensor\"),Table1323[[#This Row],[Quantity of luminaires]]*IF(Table1323[[#This Row],[Rebate Category]]<>\"\",INDEX(Table1[Retrofit W],MATCH(Table1323[[#This Row],[Rebate Category]],Table1[BC Hydro Rebate Category],0)),Table1323[[#This Row],[Retrofit W defined by user (no rebate)]])/1000*IF(Table1323[[#This Row],[Assumed hours from space type]]=\"user defined\",Table1323[[#This Row],[Baseline Operating hours]],Table1323[[#This Row],[Assumed hours from space type]])*0.2,0)","v":0},{"$f":"Table1323[[#This Row],[Rebate kWh savings]]+Table1323[[#This Row],[Controls Rebate kWh Savings]]","v":0},{"$f":"IFERROR(IF(Table1323[[#This Row],[Quantity of luminaires]]=\"\",\"\",IF(Table1323[[#This Row],[Lamp / Luminaire Category]]=\"No eligible rebate\",(Table1323[[#This Row],[Baseline W defined by user]]-Table1323[[#This Row],[Retrofit W defined by user (no rebate)]])*Table1323[[#This Row],[Quantity of luminaires]]/1000,(Table1323[[#This Row],[Assumed Baseline W by source]]-Table1323[[#This Row],[LED Luminaire W by rebate]])*Table1323[[#This Row],[Quantity of luminaires]]/1000)),0)","v":""},{"$f":"IFERROR(IF(Table1323[[#This Row],[Lamp / Luminaire Category]]=\"No eligible rebate\",Table1323[[#This Row],[Quantity of luminaires]]*(Table1323[[#This Row],[Baseline W defined by user]]-Table1323[[#This Row],[Retrofit W defined by user (no rebate)]])/1000*IF(Table1323[[#This Row],[Assumed hours from space type]]=\"user defined\",Table1323[[#This Row],[Baseline Operating hours]],Table1323[[#This Row],[Assumed hours from space type]])+Table1323[[#This Row],[Controls Rebate kWh Savings]],Table1323[[#This Row],[Quantity of luminaires]]*(INDEX(Table1[Actual Baseline W],MATCH(Table1323[[#This Row],[Lamp / Luminaire Category]]&Table1323[[#This Row],[Rebate Category]],Table1[PrescribedSource - Rebate ID],0))/1000-Table1323[[#This Row],[LED Luminaire W by rebate]]/1000)*IF(Table1323[[#This Row],[Assumed hours from space type]]=\"user defined\",Table1323[[#This Row],[Baseline Operating hours]],Table1323[[#This Row],[Assumed hours from space type]])+Table1323[[#This Row],[Controls Rebate kWh Savings]]),0)","v":0},{"$f":"IFERROR(IF(Table1323[[#This Row],[Rebate kW Savings]]=0,Table1323[[#This Row],[Demand Savings, kW]],INDEX(Table1[Actual Savings],MATCH(Table1323[[#This Row],[Lamp / Luminaire Category]]&Table1323[[#This Row],[Rebate Category]],Table1[PrescribedSource - Rebate ID],0))*Table1323[[#This Row],[Quantity of luminaires]]/1000),0)","v":""},{"$f":"IFERROR(Table1323[[#This Row],[BC Housing Site kW Savings]]*IF(Table1323[[#This Row],[Assumed hours from space type]]=\"user defined\",Table1323[[#This Row],[Baseline Operating hours]],Table1323[[#This Row],[Assumed hours from space type]])+Table1323[[#This Row],[Controls Rebate kWh Savings]],0)","v":0},{"$f":"IFERROR(IF(Table1323[[#This Row],[Lamp / Luminaire Category]]=\"No eligible rebate\",Table1323[[#This Row],[Lighting Technology]]&\" retrofit with no rebate\",Table1323[[#This Row],[Rebate Category]]),\"\")","v":0},{"$f":"IF(Table1323[[#This Row],[Lamp / Luminaire Category]]=\"No eligible rebate\",1,0)","v":0},{"$f":"IFERROR(IF(IF(Table1323[[#This Row],[Assumed hours from space type]]=\"user defined\",Table1323[[#This Row],[Baseline Operating hours]],Table1323[[#This Row],[Assumed hours from space type]])<3600,0,IF(AND(IF(Table1323[[#This Row],[Assumed hours from space type]]=\"user defined\",Table1323[[#This Row],[Baseline Operating hours]],Table1323[[#This Row],[Assumed hours from space type]])>=3600,OR(Table1323[[#This Row],[Automatic Controls?]]=\"None\",Table1323[[#This Row],[Automatic Controls?]]=\"\")),IF(Table1323[[#This Row],[Lamp / Luminaire Category]]=\"No eligible rebate\",Table1323[[#This Row],[Baseline W defined by user]]-Table1323[[#This Row],[Retrofit W defined by user (no rebate)]],Table1323[[#This Row],[Assumed Baseline W by source]]-Table1323[[#This Row],[LED Luminaire W by rebate]]),IF(AND(IF(Table1323[[#This Row],[Assumed hours from space type]]=\"user defined\",Table1323[[#This Row],[Baseline Operating hours]],Table1323[[#This Row],[Assumed hours from space type]])>=(3600/0.8),OR(Table1323[[#This Row],[Automatic Controls?]]=\"Fixture integrated occupancy sensor\",Table1323[[#This Row],[Automatic Controls?]]=\"Ceiling / wall mounted occupancy sensor\")),IF(Table1323[[#This Row],[Lamp / Luminaire Category]]=\"No eligible rebate\",(Table1323[[#This Row],[Baseline W defined by user]]-Table1323[[#This Row],[Retrofit W defined by user (no rebate)]]),Table1323[[#This Row],[Assumed Baseline W by source]]-Table1323[[#This Row],[LED Luminaire W by rebate]]),IF(AND(IF(Table1323[[#This Row],[Assumed hours from space type]]=\"user defined\",Table1323[[#This Row],[Baseline Operating hours]],Table1323[[#This Row],[Assumed hours from space type]])<(3600/0.8),OR(Table1323[[#This Row],[Automatic Controls?]]=\"Fixture integrated occupancy sensor\",Table1323[[#This Row],[Automatic Controls?]]=\"Ceiling / wall mounted occupancy sensor\")),IF(Table1323[[#This Row],[Lamp / Luminaire Category]]=\"No eligible rebate\",Table1323[[#This Row],[Baseline W defined by user]],Table1323[[#This Row],[Assumed Baseline W by source]])))))*Table1323[[#This Row],[Quantity of luminaires]]/1000,\"\")","v":""},{"$f":"Table1323[[#This Row],[LED lamp/luminaire retrofit part '#]]","v":0},{"$f":"IF(Table1323[[#This Row],[Rebate Unit]]=\"per lamp\",INDEX(Table1[Number of Lamps],MATCH(Table1323[[#This Row],[Lamp / Luminaire Category]]&Table1323[[#This Row],[Rebate Category]],Table1[PrescribedSource - Rebate ID],0)),1)*Table1323[[#This Row],[Quantity of luminaires]]","v":0},{"$f":"IFERROR(IF(Table1323[[#This Row],[Lamp / Luminaire Category]]=\"No eligible rebate\",\"no eligible rebate\",INDEX(Table1[BC Hydro xRM ECM],MATCH(Table1323[[#This Row],[Lamp / Luminaire Category]]&Table1323[[#This Row],[Rebate Category]],Table1[PrescribedSource - Rebate ID],0))),\"\")","v":""}]
[null,{"$f":"IF(Table1323[[#This Row],[Space Type]]=\"\",\"\",\"L-\"&ROW(173:173))","v":""},null,null,null,null,null,null,null,{"$f":"IFERROR(IF(Table1323[[#This Row],[Space Type]]=\"\",\"\",IF(Table1323[[#This Row],[Lamp / Luminaire Category]]=\"No eligible rebate\",\"\",IF(Table1323[[#This Row],[Rebate Category]]=\"\",\"select rebate\",INDEX(Table1[Actual Baseline W],MATCH(Table1323[[#This Row],[Lamp / Luminaire Category]]&Table1323[[#This Row],[Rebate Category]],Table1[PrescribedSource - Rebate ID],0))))),\"\")","v":""},{"$f":"IFERROR(IF(Table1323[[#This Row],[No]]=\"\",\"\",IF(Table1323[[#This Row],[Space Type]]=\"\",\"select Space Type\",IF(Table1323[[#This Row],[Baseline Operating hours]]<>\"\",\"user defined\",INDEX(Table5[Hours],MATCH(Table1323[[#This Row],[Space Type]],Table5[Space Type],0))))),\"\")","v":""},null,{"$f":"IFERROR(INDEX(Table1[Rebate],MATCH(Table1323[[#This Row],[Lamp / Luminaire Category]]&Table1323[[#This Row],[Rebate Category]],Table1[PrescribedSource - Rebate ID],0)),\"\")","v":""},{"$f":"IFERROR(INDEX(Table1[Rebate Unit],MATCH(Table1323[[#This Row],[Lamp / Luminaire Category]]&Table1323[[#This Row],[Rebate Category]],Table1[PrescribedSource - Rebate ID],0)),\"\")","v":""},null,{"$f":"IFERROR(IF(Table1323[[#This Row],[Lamp / Luminaire Category]]=\"No eligible rebate\",\"no rebate\",INDEX(Table1[Retrofit W],MATCH(Table1323[[#This Row],[Lamp / Luminaire Category]]&Table1323[[#This Row],[Rebate Category]],Table1[PrescribedSource - Rebate ID],0))),\"\")","v":""},null,null,null,{"$f":"IFERROR(INDEX(Table1[Rebate],MATCH(Table1323[[#This Row],[Lamp / Luminaire Category]]&Table1323[[#This Row],[Rebate Category]],Table1[PrescribedSource - Rebate ID],0))*Table1323[[#This Row],[Quantity of luminaires]],0)","v":0},{"$f":"IF(OR(Table1323[[#This Row],[Automatic Controls?]]=\"Fixture integrated Occupancy / Daylight Harvesting sensor\",Table1323[[#This Row],[Automatic Controls?]]=\"Ceiling / wall mounted Occupancy / Daylight Harvesting sensor\",Table1323[[#This Row],[Automatic Controls?]]=\"Timer\"),45*Table1323[[#This Row],[Number of occupancy sensors]],\"\")","v":""},{"$f":"IFERROR(IF(Table1323[[#This Row],[Controls Rebate]]=\"\",0,Table1323[[#This Row],[Controls Rebate]])+Table1323[[#This Row],[Lighting Rebate]],\"\")","v":0},{"$f":"IFERROR(INDEX(Table1[Rebate Savings],MATCH(Table1323[[#This Row],[Lamp / Luminaire Category]]&Table1323[[#This Row],[Rebate Category]],Table1[PrescribedSource - Rebate ID],0))*Table1323[[#This Row],[Quantity of luminaires]]/1000,0)","v":0},{"$f":"IFERROR(Table1323[[#This Row],[Rebate kW Savings]]*IF(Table1323[[#This Row],[Assumed hours from space type]]=\"user defined\",Table1323[[#This Row],[Baseline Operating hours]],Table1323[[#This Row],[Assumed hours from space type]]),0)","v":0},{"$f":"IF(OR(Table1323[[#This Row],[Automatic Controls?]]=\"Fixture integrated occupancy sensor\",Table1323[[#This Row],[Automatic Controls?]]=\"Ceiling / wall mounted occupancy sensor\"),Table1323[[#This Row],[Quantity of luminaires]]*IF(Table1323[[#This Row],[Rebate Category]]<>\"\",INDEX(Table1[Retrofit W],MATCH(Table1323[[#This Row],[Rebate Category]],Table1[BC Hydro Rebate Category],0)),Table1323[[#This Row],[Retrofit W defined by user (no rebate)]])/1000*IF(Table1323[[#This Row],[Assumed hours from space type]]=\"user defined\",Table1323[[#This Row],[Baseline Operating hours]],Table1323[[#This Row],[Assumed hours from space type]])*0.2,0)","v":0},{"$f":"Table1323[[#This Row],[Rebate kWh savings]]+Table1323[[#This Row],[Controls Rebate kWh Savings]]","v":0},{"$f":"IFERROR(IF(Table1323[[#This Row],[Quantity of luminaires]]=\"\",\"\",IF(Table1323[[#This Row],[Lamp / Luminaire Category]]=\"No eligible rebate\",(Table1323[[#This Row],[Baseline W defined by user]]-Table1323[[#This Row],[Retrofit W defined by user (no rebate)]])*Table1323[[#This Row],[Quantity of luminaires]]/1000,(Table1323[[#This Row],[Assumed Baseline W by source]]-Table1323[[#This Row],[LED Luminaire W by rebate]])*Table1323[[#This Row],[Quantity of luminaires]]/1000)),0)","v":""},{"$f":"IFERROR(IF(Table1323[[#This Row],[Lamp / Luminaire Category]]=\"No eligible rebate\",Table1323[[#This Row],[Quantity of luminaires]]*(Table1323[[#This Row],[Baseline W defined by user]]-Table1323[[#This Row],[Retrofit W defined by user (no rebate)]])/1000*IF(Table1323[[#This Row],[Assumed hours from space type]]=\"user defined\",Table1323[[#This Row],[Baseline Operating hours]],Table1323[[#This Row],[Assumed hours from space type]])+Table1323[[#This Row],[Controls Rebate kWh Savings]],Table1323[[#This Row],[Quantity of luminaires]]*(INDEX(Table1[Actual Baseline W],MATCH(Table1323[[#This Row],[Lamp / Luminaire Category]]&Table1323[[#This Row],[Rebate Category]],Table1[PrescribedSource - Rebate ID],0))/1000-Table1323[[#This Row],[LED Luminaire W by rebate]]/1000)*IF(Table1323[[#This Row],[Assumed hours from space type]]=\"user defined\",Table1323[[#This Row],[Baseline Operating hours]],Table1323[[#This Row],[Assumed hours from space type]])+Table1323[[#This Row],[Controls Rebate kWh Savings]]),0)","v":0},{"$f":"IFERROR(IF(Table1323[[#This Row],[Rebate kW Savings]]=0,Table1323[[#This Row],[Demand Savings, kW]],INDEX(Table1[Actual Savings],MATCH(Table1323[[#This Row],[Lamp / Luminaire Category]]&Table1323[[#This Row],[Rebate Category]],Table1[PrescribedSource - Rebate ID],0))*Table1323[[#This Row],[Quantity of luminaires]]/1000),0)","v":""},{"$f":"IFERROR(Table1323[[#This Row],[BC Housing Site kW Savings]]*IF(Table1323[[#This Row],[Assumed hours from space type]]=\"user defined\",Table1323[[#This Row],[Baseline Operating hours]],Table1323[[#This Row],[Assumed hours from space type]])+Table1323[[#This Row],[Controls Rebate kWh Savings]],0)","v":0},{"$f":"IFERROR(IF(Table1323[[#This Row],[Lamp / Luminaire Category]]=\"No eligible rebate\",Table1323[[#This Row],[Lighting Technology]]&\" retrofit with no rebate\",Table1323[[#This Row],[Rebate Category]]),\"\")","v":0},{"$f":"IF(Table1323[[#This Row],[Lamp / Luminaire Category]]=\"No eligible rebate\",1,0)","v":0},{"$f":"IFERROR(IF(IF(Table1323[[#This Row],[Assumed hours from space type]]=\"user defined\",Table1323[[#This Row],[Baseline Operating hours]],Table1323[[#This Row],[Assumed hours from space type]])<3600,0,IF(AND(IF(Table1323[[#This Row],[Assumed hours from space type]]=\"user defined\",Table1323[[#This Row],[Baseline Operating hours]],Table1323[[#This Row],[Assumed hours from space type]])>=3600,OR(Table1323[[#This Row],[Automatic Controls?]]=\"None\",Table1323[[#This Row],[Automatic Controls?]]=\"\")),IF(Table1323[[#This Row],[Lamp / Luminaire Category]]=\"No eligible rebate\",Table1323[[#This Row],[Baseline W defined by user]]-Table1323[[#This Row],[Retrofit W defined by user (no rebate)]],Table1323[[#This Row],[Assumed Baseline W by source]]-Table1323[[#This Row],[LED Luminaire W by rebate]]),IF(AND(IF(Table1323[[#This Row],[Assumed hours from space type]]=\"user defined\",Table1323[[#This Row],[Baseline Operating hours]],Table1323[[#This Row],[Assumed hours from space type]])>=(3600/0.8),OR(Table1323[[#This Row],[Automatic Controls?]]=\"Fixture integrated occupancy sensor\",Table1323[[#This Row],[Automatic Controls?]]=\"Ceiling / wall mounted occupancy sensor\")),IF(Table1323[[#This Row],[Lamp / Luminaire Category]]=\"No eligible rebate\",(Table1323[[#This Row],[Baseline W defined by user]]-Table1323[[#This Row],[Retrofit W defined by user (no rebate)]]),Table1323[[#This Row],[Assumed Baseline W by source]]-Table1323[[#This Row],[LED Luminaire W by rebate]]),IF(AND(IF(Table1323[[#This Row],[Assumed hours from space type]]=\"user defined\",Table1323[[#This Row],[Baseline Operating hours]],Table1323[[#This Row],[Assumed hours from space type]])<(3600/0.8),OR(Table1323[[#This Row],[Automatic Controls?]]=\"Fixture integrated occupancy sensor\",Table1323[[#This Row],[Automatic Controls?]]=\"Ceiling / wall mounted occupancy sensor\")),IF(Table1323[[#This Row],[Lamp / Luminaire Category]]=\"No eligible rebate\",Table1323[[#This Row],[Baseline W defined by user]],Table1323[[#This Row],[Assumed Baseline W by source]])))))*Table1323[[#This Row],[Quantity of luminaires]]/1000,\"\")","v":""},{"$f":"Table1323[[#This Row],[LED lamp/luminaire retrofit part '#]]","v":0},{"$f":"IF(Table1323[[#This Row],[Rebate Unit]]=\"per lamp\",INDEX(Table1[Number of Lamps],MATCH(Table1323[[#This Row],[Lamp / Luminaire Category]]&Table1323[[#This Row],[Rebate Category]],Table1[PrescribedSource - Rebate ID],0)),1)*Table1323[[#This Row],[Quantity of luminaires]]","v":0},{"$f":"IFERROR(IF(Table1323[[#This Row],[Lamp / Luminaire Category]]=\"No eligible rebate\",\"no eligible rebate\",INDEX(Table1[BC Hydro xRM ECM],MATCH(Table1323[[#This Row],[Lamp / Luminaire Category]]&Table1323[[#This Row],[Rebate Category]],Table1[PrescribedSource - Rebate ID],0))),\"\")","v":""}]
[null,{"$f":"IF(Table1323[[#This Row],[Space Type]]=\"\",\"\",\"L-\"&ROW(174:174))","v":""},null,null,null,null,null,null,null,{"$f":"IFERROR(IF(Table1323[[#This Row],[Space Type]]=\"\",\"\",IF(Table1323[[#This Row],[Lamp / Luminaire Category]]=\"No eligible rebate\",\"\",IF(Table1323[[#This Row],[Rebate Category]]=\"\",\"select rebate\",INDEX(Table1[Actual Baseline W],MATCH(Table1323[[#This Row],[Lamp / Luminaire Category]]&Table1323[[#This Row],[Rebate Category]],Table1[PrescribedSource - Rebate ID],0))))),\"\")","v":""},{"$f":"IFERROR(IF(Table1323[[#This Row],[No]]=\"\",\"\",IF(Table1323[[#This Row],[Space Type]]=\"\",\"select Space Type\",IF(Table1323[[#This Row],[Baseline Operating hours]]<>\"\",\"user defined\",INDEX(Table5[Hours],MATCH(Table1323[[#This Row],[Space Type]],Table5[Space Type],0))))),\"\")","v":""},null,{"$f":"IFERROR(INDEX(Table1[Rebate],MATCH(Table1323[[#This Row],[Lamp / Luminaire Category]]&Table1323[[#This Row],[Rebate Category]],Table1[PrescribedSource - Rebate ID],0)),\"\")","v":""},{"$f":"IFERROR(INDEX(Table1[Rebate Unit],MATCH(Table1323[[#This Row],[Lamp / Luminaire Category]]&Table1323[[#This Row],[Rebate Category]],Table1[PrescribedSource - Rebate ID],0)),\"\")","v":""},null,{"$f":"IFERROR(IF(Table1323[[#This Row],[Lamp / Luminaire Category]]=\"No eligible rebate\",\"no rebate\",INDEX(Table1[Retrofit W],MATCH(Table1323[[#This Row],[Lamp / Luminaire Category]]&Table1323[[#This Row],[Rebate Category]],Table1[PrescribedSource - Rebate ID],0))),\"\")","v":""},null,null,null,{"$f":"IFERROR(INDEX(Table1[Rebate],MATCH(Table1323[[#This Row],[Lamp / Luminaire Category]]&Table1323[[#This Row],[Rebate Category]],Table1[PrescribedSource - Rebate ID],0))*Table1323[[#This Row],[Quantity of luminaires]],0)","v":0},{"$f":"IF(OR(Table1323[[#This Row],[Automatic Controls?]]=\"Fixture integrated Occupancy / Daylight Harvesting sensor\",Table1323[[#This Row],[Automatic Controls?]]=\"Ceiling / wall mounted Occupancy / Daylight Harvesting sensor\",Table1323[[#This Row],[Automatic Controls?]]=\"Timer\"),45*Table1323[[#This Row],[Number of occupancy sensors]],\"\")","v":""},{"$f":"IFERROR(IF(Table1323[[#This Row],[Controls Rebate]]=\"\",0,Table1323[[#This Row],[Controls Rebate]])+Table1323[[#This Row],[Lighting Rebate]],\"\")","v":0},{"$f":"IFERROR(INDEX(Table1[Rebate Savings],MATCH(Table1323[[#This Row],[Lamp / Luminaire Category]]&Table1323[[#This Row],[Rebate Category]],Table1[PrescribedSource - Rebate ID],0))*Table1323[[#This Row],[Quantity of luminaires]]/1000,0)","v":0},{"$f":"IFERROR(Table1323[[#This Row],[Rebate kW Savings]]*IF(Table1323[[#This Row],[Assumed hours from space type]]=\"user defined\",Table1323[[#This Row],[Baseline Operating hours]],Table1323[[#This Row],[Assumed hours from space type]]),0)","v":0},{"$f":"IF(OR(Table1323[[#This Row],[Automatic Controls?]]=\"Fixture integrated occupancy sensor\",Table1323[[#This Row],[Automatic Controls?]]=\"Ceiling / wall mounted occupancy sensor\"),Table1323[[#This Row],[Quantity of luminaires]]*IF(Table1323[[#This Row],[Rebate Category]]<>\"\",INDEX(Table1[Retrofit W],MATCH(Table1323[[#This Row],[Rebate Category]],Table1[BC Hydro Rebate Category],0)),Table1323[[#This Row],[Retrofit W defined by user (no rebate)]])/1000*IF(Table1323[[#This Row],[Assumed hours from space type]]=\"user defined\",Table1323[[#This Row],[Baseline Operating hours]],Table1323[[#This Row],[Assumed hours from space type]])*0.2,0)","v":0},{"$f":"Table1323[[#This Row],[Rebate kWh savings]]+Table1323[[#This Row],[Controls Rebate kWh Savings]]","v":0},{"$f":"IFERROR(IF(Table1323[[#This Row],[Quantity of luminaires]]=\"\",\"\",IF(Table1323[[#This Row],[Lamp / Luminaire Category]]=\"No eligible rebate\",(Table1323[[#This Row],[Baseline W defined by user]]-Table1323[[#This Row],[Retrofit W defined by user (no rebate)]])*Table1323[[#This Row],[Quantity of luminaires]]/1000,(Table1323[[#This Row],[Assumed Baseline W by source]]-Table1323[[#This Row],[LED Luminaire W by rebate]])*Table1323[[#This Row],[Quantity of luminaires]]/1000)),0)","v":""},{"$f":"IFERROR(IF(Table1323[[#This Row],[Lamp / Luminaire Category]]=\"No eligible rebate\",Table1323[[#This Row],[Quantity of luminaires]]*(Table1323[[#This Row],[Baseline W defined by user]]-Table1323[[#This Row],[Retrofit W defined by user (no rebate)]])/1000*IF(Table1323[[#This Row],[Assumed hours from space type]]=\"user defined\",Table1323[[#This Row],[Baseline Operating hours]],Table1323[[#This Row],[Assumed hours from space type]])+Table1323[[#This Row],[Controls Rebate kWh Savings]],Table1323[[#This Row],[Quantity of luminaires]]*(INDEX(Table1[Actual Baseline W],MATCH(Table1323[[#This Row],[Lamp / Luminaire Category]]&Table1323[[#This Row],[Rebate Category]],Table1[PrescribedSource - Rebate ID],0))/1000-Table1323[[#This Row],[LED Luminaire W by rebate]]/1000)*IF(Table1323[[#This Row],[Assumed hours from space type]]=\"user defined\",Table1323[[#This Row],[Baseline Operating hours]],Table1323[[#This Row],[Assumed hours from space type]])+Table1323[[#This Row],[Controls Rebate kWh Savings]]),0)","v":0},{"$f":"IFERROR(IF(Table1323[[#This Row],[Rebate kW Savings]]=0,Table1323[[#This Row],[Demand Savings, kW]],INDEX(Table1[Actual Savings],MATCH(Table1323[[#This Row],[Lamp / Luminaire Category]]&Table1323[[#This Row],[Rebate Category]],Table1[PrescribedSource - Rebate ID],0))*Table1323[[#This Row],[Quantity of luminaires]]/1000),0)","v":""},{"$f":"IFERROR(Table1323[[#This Row],[BC Housing Site kW Savings]]*IF(Table1323[[#This Row],[Assumed hours from space type]]=\"user defined\",Table1323[[#This Row],[Baseline Operating hours]],Table1323[[#This Row],[Assumed hours from space type]])+Table1323[[#This Row],[Controls Rebate kWh Savings]],0)","v":0},{"$f":"IFERROR(IF(Table1323[[#This Row],[Lamp / Luminaire Category]]=\"No eligible rebate\",Table1323[[#This Row],[Lighting Technology]]&\" retrofit with no rebate\",Table1323[[#This Row],[Rebate Category]]),\"\")","v":0},{"$f":"IF(Table1323[[#This Row],[Lamp / Luminaire Category]]=\"No eligible rebate\",1,0)","v":0},{"$f":"IFERROR(IF(IF(Table1323[[#This Row],[Assumed hours from space type]]=\"user defined\",Table1323[[#This Row],[Baseline Operating hours]],Table1323[[#This Row],[Assumed hours from space type]])<3600,0,IF(AND(IF(Table1323[[#This Row],[Assumed hours from space type]]=\"user defined\",Table1323[[#This Row],[Baseline Operating hours]],Table1323[[#This Row],[Assumed hours from space type]])>=3600,OR(Table1323[[#This Row],[Automatic Controls?]]=\"None\",Table1323[[#This Row],[Automatic Controls?]]=\"\")),IF(Table1323[[#This Row],[Lamp / Luminaire Category]]=\"No eligible rebate\",Table1323[[#This Row],[Baseline W defined by user]]-Table1323[[#This Row],[Retrofit W defined by user (no rebate)]],Table1323[[#This Row],[Assumed Baseline W by source]]-Table1323[[#This Row],[LED Luminaire W by rebate]]),IF(AND(IF(Table1323[[#This Row],[Assumed hours from space type]]=\"user defined\",Table1323[[#This Row],[Baseline Operating hours]],Table1323[[#This Row],[Assumed hours from space type]])>=(3600/0.8),OR(Table1323[[#This Row],[Automatic Controls?]]=\"Fixture integrated occupancy sensor\",Table1323[[#This Row],[Automatic Controls?]]=\"Ceiling / wall mounted occupancy sensor\")),IF(Table1323[[#This Row],[Lamp / Luminaire Category]]=\"No eligible rebate\",(Table1323[[#This Row],[Baseline W defined by user]]-Table1323[[#This Row],[Retrofit W defined by user (no rebate)]]),Table1323[[#This Row],[Assumed Baseline W by source]]-Table1323[[#This Row],[LED Luminaire W by rebate]]),IF(AND(IF(Table1323[[#This Row],[Assumed hours from space type]]=\"user defined\",Table1323[[#This Row],[Baseline Operating hours]],Table1323[[#This Row],[Assumed hours from space type]])<(3600/0.8),OR(Table1323[[#This Row],[Automatic Controls?]]=\"Fixture integrated occupancy sensor\",Table1323[[#This Row],[Automatic Controls?]]=\"Ceiling / wall mounted occupancy sensor\")),IF(Table1323[[#This Row],[Lamp / Luminaire Category]]=\"No eligible rebate\",Table1323[[#This Row],[Baseline W defined by user]],Table1323[[#This Row],[Assumed Baseline W by source]])))))*Table1323[[#This Row],[Quantity of luminaires]]/1000,\"\")","v":""},{"$f":"Table1323[[#This Row],[LED lamp/luminaire retrofit part '#]]","v":0},{"$f":"IF(Table1323[[#This Row],[Rebate Unit]]=\"per lamp\",INDEX(Table1[Number of Lamps],MATCH(Table1323[[#This Row],[Lamp / Luminaire Category]]&Table1323[[#This Row],[Rebate Category]],Table1[PrescribedSource - Rebate ID],0)),1)*Table1323[[#This Row],[Quantity of luminaires]]","v":0},{"$f":"IFERROR(IF(Table1323[[#This Row],[Lamp / Luminaire Category]]=\"No eligible rebate\",\"no eligible rebate\",INDEX(Table1[BC Hydro xRM ECM],MATCH(Table1323[[#This Row],[Lamp / Luminaire Category]]&Table1323[[#This Row],[Rebate Category]],Table1[PrescribedSource - Rebate ID],0))),\"\")","v":""}]
[null,{"$f":"IF(Table1323[[#This Row],[Space Type]]=\"\",\"\",\"L-\"&ROW(175:175))","v":""},null,null,null,null,null,null,null,{"$f":"IFERROR(IF(Table1323[[#This Row],[Space Type]]=\"\",\"\",IF(Table1323[[#This Row],[Lamp / Luminaire Category]]=\"No eligible rebate\",\"\",IF(Table1323[[#This Row],[Rebate Category]]=\"\",\"select rebate\",INDEX(Table1[Actual Baseline W],MATCH(Table1323[[#This Row],[Lamp / Luminaire Category]]&Table1323[[#This Row],[Rebate Category]],Table1[PrescribedSource - Rebate ID],0))))),\"\")","v":""},{"$f":"IFERROR(IF(Table1323[[#This Row],[No]]=\"\",\"\",IF(Table1323[[#This Row],[Space Type]]=\"\",\"select Space Type\",IF(Table1323[[#This Row],[Baseline Operating hours]]<>\"\",\"user defined\",INDEX(Table5[Hours],MATCH(Table1323[[#This Row],[Space Type]],Table5[Space Type],0))))),\"\")","v":""},null,{"$f":"IFERROR(INDEX(Table1[Rebate],MATCH(Table1323[[#This Row],[Lamp / Luminaire Category]]&Table1323[[#This Row],[Rebate Category]],Table1[PrescribedSource - Rebate ID],0)),\"\")","v":""},{"$f":"IFERROR(INDEX(Table1[Rebate Unit],MATCH(Table1323[[#This Row],[Lamp / Luminaire Category]]&Table1323[[#This Row],[Rebate Category]],Table1[PrescribedSource - Rebate ID],0)),\"\")","v":""},null,{"$f":"IFERROR(IF(Table1323[[#This Row],[Lamp / Luminaire Category]]=\"No eligible rebate\",\"no rebate\",INDEX(Table1[Retrofit W],MATCH(Table1323[[#This Row],[Lamp / Luminaire Category]]&Table1323[[#This Row],[Rebate Category]],Table1[PrescribedSource - Rebate ID],0))),\"\")","v":""},null,null,null,{"$f":"IFERROR(INDEX(Table1[Rebate],MATCH(Table1323[[#This Row],[Lamp / Luminaire Category]]&Table1323[[#This Row],[Rebate Category]],Table1[PrescribedSource - Rebate ID],0))*Table1323[[#This Row],[Quantity of luminaires]],0)","v":0},{"$f":"IF(OR(Table1323[[#This Row],[Automatic Controls?]]=\"Fixture integrated Occupancy / Daylight Harvesting sensor\",Table1323[[#This Row],[Automatic Controls?]]=\"Ceiling / wall mounted Occupancy / Daylight Harvesting sensor\",Table1323[[#This Row],[Automatic Controls?]]=\"Timer\"),45*Table1323[[#This Row],[Number of occupancy sensors]],\"\")","v":""},{"$f":"IFERROR(IF(Table1323[[#This Row],[Controls Rebate]]=\"\",0,Table1323[[#This Row],[Controls Rebate]])+Table1323[[#This Row],[Lighting Rebate]],\"\")","v":0},{"$f":"IFERROR(INDEX(Table1[Rebate Savings],MATCH(Table1323[[#This Row],[Lamp / Luminaire Category]]&Table1323[[#This Row],[Rebate Category]],Table1[PrescribedSource - Rebate ID],0))*Table1323[[#This Row],[Quantity of luminaires]]/1000,0)","v":0},{"$f":"IFERROR(Table1323[[#This Row],[Rebate kW Savings]]*IF(Table1323[[#This Row],[Assumed hours from space type]]=\"user defined\",Table1323[[#This Row],[Baseline Operating hours]],Table1323[[#This Row],[Assumed hours from space type]]),0)","v":0},{"$f":"IF(OR(Table1323[[#This Row],[Automatic Controls?]]=\"Fixture integrated occupancy sensor\",Table1323[[#This Row],[Automatic Controls?]]=\"Ceiling / wall mounted occupancy sensor\"),Table1323[[#This Row],[Quantity of luminaires]]*IF(Table1323[[#This Row],[Rebate Category]]<>\"\",INDEX(Table1[Retrofit W],MATCH(Table1323[[#This Row],[Rebate Category]],Table1[BC Hydro Rebate Category],0)),Table1323[[#This Row],[Retrofit W defined by user (no rebate)]])/1000*IF(Table1323[[#This Row],[Assumed hours from space type]]=\"user defined\",Table1323[[#This Row],[Baseline Operating hours]],Table1323[[#This Row],[Assumed hours from space type]])*0.2,0)","v":0},{"$f":"Table1323[[#This Row],[Rebate kWh savings]]+Table1323[[#This Row],[Controls Rebate kWh Savings]]","v":0},{"$f":"IFERROR(IF(Table1323[[#This Row],[Quantity of luminaires]]=\"\",\"\",IF(Table1323[[#This Row],[Lamp / Luminaire Category]]=\"No eligible rebate\",(Table1323[[#This Row],[Baseline W defined by user]]-Table1323[[#This Row],[Retrofit W defined by user (no rebate)]])*Table1323[[#This Row],[Quantity of luminaires]]/1000,(Table1323[[#This Row],[Assumed Baseline W by source]]-Table1323[[#This Row],[LED Luminaire W by rebate]])*Table1323[[#This Row],[Quantity of luminaires]]/1000)),0)","v":""},{"$f":"IFERROR(IF(Table1323[[#This Row],[Lamp / Luminaire Category]]=\"No eligible rebate\",Table1323[[#This Row],[Quantity of luminaires]]*(Table1323[[#This Row],[Baseline W defined by user]]-Table1323[[#This Row],[Retrofit W defined by user (no rebate)]])/1000*IF(Table1323[[#This Row],[Assumed hours from space type]]=\"user defined\",Table1323[[#This Row],[Baseline Operating hours]],Table1323[[#This Row],[Assumed hours from space type]])+Table1323[[#This Row],[Controls Rebate kWh Savings]],Table1323[[#This Row],[Quantity of luminaires]]*(INDEX(Table1[Actual Baseline W],MATCH(Table1323[[#This Row],[Lamp / Luminaire Category]]&Table1323[[#This Row],[Rebate Category]],Table1[PrescribedSource - Rebate ID],0))/1000-Table1323[[#This Row],[LED Luminaire W by rebate]]/1000)*IF(Table1323[[#This Row],[Assumed hours from space type]]=\"user defined\",Table1323[[#This Row],[Baseline Operating hours]],Table1323[[#This Row],[Assumed hours from space type]])+Table1323[[#This Row],[Controls Rebate kWh Savings]]),0)","v":0},{"$f":"IFERROR(IF(Table1323[[#This Row],[Rebate kW Savings]]=0,Table1323[[#This Row],[Demand Savings, kW]],INDEX(Table1[Actual Savings],MATCH(Table1323[[#This Row],[Lamp / Luminaire Category]]&Table1323[[#This Row],[Rebate Category]],Table1[PrescribedSource - Rebate ID],0))*Table1323[[#This Row],[Quantity of luminaires]]/1000),0)","v":""},{"$f":"IFERROR(Table1323[[#This Row],[BC Housing Site kW Savings]]*IF(Table1323[[#This Row],[Assumed hours from space type]]=\"user defined\",Table1323[[#This Row],[Baseline Operating hours]],Table1323[[#This Row],[Assumed hours from space type]])+Table1323[[#This Row],[Controls Rebate kWh Savings]],0)","v":0},{"$f":"IFERROR(IF(Table1323[[#This Row],[Lamp / Luminaire Category]]=\"No eligible rebate\",Table1323[[#This Row],[Lighting Technology]]&\" retrofit with no rebate\",Table1323[[#This Row],[Rebate Category]]),\"\")","v":0},{"$f":"IF(Table1323[[#This Row],[Lamp / Luminaire Category]]=\"No eligible rebate\",1,0)","v":0},{"$f":"IFERROR(IF(IF(Table1323[[#This Row],[Assumed hours from space type]]=\"user defined\",Table1323[[#This Row],[Baseline Operating hours]],Table1323[[#This Row],[Assumed hours from space type]])<3600,0,IF(AND(IF(Table1323[[#This Row],[Assumed hours from space type]]=\"user defined\",Table1323[[#This Row],[Baseline Operating hours]],Table1323[[#This Row],[Assumed hours from space type]])>=3600,OR(Table1323[[#This Row],[Automatic Controls?]]=\"None\",Table1323[[#This Row],[Automatic Controls?]]=\"\")),IF(Table1323[[#This Row],[Lamp / Luminaire Category]]=\"No eligible rebate\",Table1323[[#This Row],[Baseline W defined by user]]-Table1323[[#This Row],[Retrofit W defined by user (no rebate)]],Table1323[[#This Row],[Assumed Baseline W by source]]-Table1323[[#This Row],[LED Luminaire W by rebate]]),IF(AND(IF(Table1323[[#This Row],[Assumed hours from space type]]=\"user defined\",Table1323[[#This Row],[Baseline Operating hours]],Table1323[[#This Row],[Assumed hours from space type]])>=(3600/0.8),OR(Table1323[[#This Row],[Automatic Controls?]]=\"Fixture integrated occupancy sensor\",Table1323[[#This Row],[Automatic Controls?]]=\"Ceiling / wall mounted occupancy sensor\")),IF(Table1323[[#This Row],[Lamp / Luminaire Category]]=\"No eligible rebate\",(Table1323[[#This Row],[Baseline W defined by user]]-Table1323[[#This Row],[Retrofit W defined by user (no rebate)]]),Table1323[[#This Row],[Assumed Baseline W by source]]-Table1323[[#This Row],[LED Luminaire W by rebate]]),IF(AND(IF(Table1323[[#This Row],[Assumed hours from space type]]=\"user defined\",Table1323[[#This Row],[Baseline Operating hours]],Table1323[[#This Row],[Assumed hours from space type]])<(3600/0.8),OR(Table1323[[#This Row],[Automatic Controls?]]=\"Fixture integrated occupancy sensor\",Table1323[[#This Row],[Automatic Controls?]]=\"Ceiling / wall mounted occupancy sensor\")),IF(Table1323[[#This Row],[Lamp / Luminaire Category]]=\"No eligible rebate\",Table1323[[#This Row],[Baseline W defined by user]],Table1323[[#This Row],[Assumed Baseline W by source]])))))*Table1323[[#This Row],[Quantity of luminaires]]/1000,\"\")","v":""},{"$f":"Table1323[[#This Row],[LED lamp/luminaire retrofit part '#]]","v":0},{"$f":"IF(Table1323[[#This Row],[Rebate Unit]]=\"per lamp\",INDEX(Table1[Number of Lamps],MATCH(Table1323[[#This Row],[Lamp / Luminaire Category]]&Table1323[[#This Row],[Rebate Category]],Table1[PrescribedSource - Rebate ID],0)),1)*Table1323[[#This Row],[Quantity of luminaires]]","v":0},{"$f":"IFERROR(IF(Table1323[[#This Row],[Lamp / Luminaire Category]]=\"No eligible rebate\",\"no eligible rebate\",INDEX(Table1[BC Hydro xRM ECM],MATCH(Table1323[[#This Row],[Lamp / Luminaire Category]]&Table1323[[#This Row],[Rebate Category]],Table1[PrescribedSource - Rebate ID],0))),\"\")","v":""}]
[null,{"$f":"IF(Table1323[[#This Row],[Space Type]]=\"\",\"\",\"L-\"&ROW(176:176))","v":""},null,null,null,null,null,null,null,{"$f":"IFERROR(IF(Table1323[[#This Row],[Space Type]]=\"\",\"\",IF(Table1323[[#This Row],[Lamp / Luminaire Category]]=\"No eligible rebate\",\"\",IF(Table1323[[#This Row],[Rebate Category]]=\"\",\"select rebate\",INDEX(Table1[Actual Baseline W],MATCH(Table1323[[#This Row],[Lamp / Luminaire Category]]&Table1323[[#This Row],[Rebate Category]],Table1[PrescribedSource - Rebate ID],0))))),\"\")","v":""},{"$f":"IFERROR(IF(Table1323[[#This Row],[No]]=\"\",\"\",IF(Table1323[[#This Row],[Space Type]]=\"\",\"select Space Type\",IF(Table1323[[#This Row],[Baseline Operating hours]]<>\"\",\"user defined\",INDEX(Table5[Hours],MATCH(Table1323[[#This Row],[Space Type]],Table5[Space Type],0))))),\"\")","v":""},null,{"$f":"IFERROR(INDEX(Table1[Rebate],MATCH(Table1323[[#This Row],[Lamp / Luminaire Category]]&Table1323[[#This Row],[Rebate Category]],Table1[PrescribedSource - Rebate ID],0)),\"\")","v":""},{"$f":"IFERROR(INDEX(Table1[Rebate Unit],MATCH(Table1323[[#This Row],[Lamp / Luminaire Category]]&Table1323[[#This Row],[Rebate Category]],Table1[PrescribedSource - Rebate ID],0)),\"\")","v":""},null,{"$f":"IFERROR(IF(Table1323[[#This Row],[Lamp / Luminaire Category]]=\"No eligible rebate\",\"no rebate\",INDEX(Table1[Retrofit W],MATCH(Table1323[[#This Row],[Lamp / Luminaire Category]]&Table1323[[#This Row],[Rebate Category]],Table1[PrescribedSource - Rebate ID],0))),\"\")","v":""},null,null,null,{"$f":"IFERROR(INDEX(Table1[Rebate],MATCH(Table1323[[#This Row],[Lamp / Luminaire Category]]&Table1323[[#This Row],[Rebate Category]],Table1[PrescribedSource - Rebate ID],0))*Table1323[[#This Row],[Quantity of luminaires]],0)","v":0},{"$f":"IF(OR(Table1323[[#This Row],[Automatic Controls?]]=\"Fixture integrated Occupancy / Daylight Harvesting sensor\",Table1323[[#This Row],[Automatic Controls?]]=\"Ceiling / wall mounted Occupancy / Daylight Harvesting sensor\",Table1323[[#This Row],[Automatic Controls?]]=\"Timer\"),45*Table1323[[#This Row],[Number of occupancy sensors]],\"\")","v":""},{"$f":"IFERROR(IF(Table1323[[#This Row],[Controls Rebate]]=\"\",0,Table1323[[#This Row],[Controls Rebate]])+Table1323[[#This Row],[Lighting Rebate]],\"\")","v":0},{"$f":"IFERROR(INDEX(Table1[Rebate Savings],MATCH(Table1323[[#This Row],[Lamp / Luminaire Category]]&Table1323[[#This Row],[Rebate Category]],Table1[PrescribedSource - Rebate ID],0))*Table1323[[#This Row],[Quantity of luminaires]]/1000,0)","v":0},{"$f":"IFERROR(Table1323[[#This Row],[Rebate kW Savings]]*IF(Table1323[[#This Row],[Assumed hours from space type]]=\"user defined\",Table1323[[#This Row],[Baseline Operating hours]],Table1323[[#This Row],[Assumed hours from space type]]),0)","v":0},{"$f":"IF(OR(Table1323[[#This Row],[Automatic Controls?]]=\"Fixture integrated occupancy sensor\",Table1323[[#This Row],[Automatic Controls?]]=\"Ceiling / wall mounted occupancy sensor\"),Table1323[[#This Row],[Quantity of luminaires]]*IF(Table1323[[#This Row],[Rebate Category]]<>\"\",INDEX(Table1[Retrofit W],MATCH(Table1323[[#This Row],[Rebate Category]],Table1[BC Hydro Rebate Category],0)),Table1323[[#This Row],[Retrofit W defined by user (no rebate)]])/1000*IF(Table1323[[#This Row],[Assumed hours from space type]]=\"user defined\",Table1323[[#This Row],[Baseline Operating hours]],Table1323[[#This Row],[Assumed hours from space type]])*0.2,0)","v":0},{"$f":"Table1323[[#This Row],[Rebate kWh savings]]+Table1323[[#This Row],[Controls Rebate kWh Savings]]","v":0},{"$f":"IFERROR(IF(Table1323[[#This Row],[Quantity of luminaires]]=\"\",\"\",IF(Table1323[[#This Row],[Lamp / Luminaire Category]]=\"No eligible rebate\",(Table1323[[#This Row],[Baseline W defined by user]]-Table1323[[#This Row],[Retrofit W defined by user (no rebate)]])*Table1323[[#This Row],[Quantity of luminaires]]/1000,(Table1323[[#This Row],[Assumed Baseline W by source]]-Table1323[[#This Row],[LED Luminaire W by rebate]])*Table1323[[#This Row],[Quantity of luminaires]]/1000)),0)","v":""},{"$f":"IFERROR(IF(Table1323[[#This Row],[Lamp / Luminaire Category]]=\"No eligible rebate\",Table1323[[#This Row],[Quantity of luminaires]]*(Table1323[[#This Row],[Baseline W defined by user]]-Table1323[[#This Row],[Retrofit W defined by user (no rebate)]])/1000*IF(Table1323[[#This Row],[Assumed hours from space type]]=\"user defined\",Table1323[[#This Row],[Baseline Operating hours]],Table1323[[#This Row],[Assumed hours from space type]])+Table1323[[#This Row],[Controls Rebate kWh Savings]],Table1323[[#This Row],[Quantity of luminaires]]*(INDEX(Table1[Actual Baseline W],MATCH(Table1323[[#This Row],[Lamp / Luminaire Category]]&Table1323[[#This Row],[Rebate Category]],Table1[PrescribedSource - Rebate ID],0))/1000-Table1323[[#This Row],[LED Luminaire W by rebate]]/1000)*IF(Table1323[[#This Row],[Assumed hours from space type]]=\"user defined\",Table1323[[#This Row],[Baseline Operating hours]],Table1323[[#This Row],[Assumed hours from space type]])+Table1323[[#This Row],[Controls Rebate kWh Savings]]),0)","v":0},{"$f":"IFERROR(IF(Table1323[[#This Row],[Rebate kW Savings]]=0,Table1323[[#This Row],[Demand Savings, kW]],INDEX(Table1[Actual Savings],MATCH(Table1323[[#This Row],[Lamp / Luminaire Category]]&Table1323[[#This Row],[Rebate Category]],Table1[PrescribedSource - Rebate ID],0))*Table1323[[#This Row],[Quantity of luminaires]]/1000),0)","v":""},{"$f":"IFERROR(Table1323[[#This Row],[BC Housing Site kW Savings]]*IF(Table1323[[#This Row],[Assumed hours from space type]]=\"user defined\",Table1323[[#This Row],[Baseline Operating hours]],Table1323[[#This Row],[Assumed hours from space type]])+Table1323[[#This Row],[Controls Rebate kWh Savings]],0)","v":0},{"$f":"IFERROR(IF(Table1323[[#This Row],[Lamp / Luminaire Category]]=\"No eligible rebate\",Table1323[[#This Row],[Lighting Technology]]&\" retrofit with no rebate\",Table1323[[#This Row],[Rebate Category]]),\"\")","v":0},{"$f":"IF(Table1323[[#This Row],[Lamp / Luminaire Category]]=\"No eligible rebate\",1,0)","v":0},{"$f":"IFERROR(IF(IF(Table1323[[#This Row],[Assumed hours from space type]]=\"user defined\",Table1323[[#This Row],[Baseline Operating hours]],Table1323[[#This Row],[Assumed hours from space type]])<3600,0,IF(AND(IF(Table1323[[#This Row],[Assumed hours from space type]]=\"user defined\",Table1323[[#This Row],[Baseline Operating hours]],Table1323[[#This Row],[Assumed hours from space type]])>=3600,OR(Table1323[[#This Row],[Automatic Controls?]]=\"None\",Table1323[[#This Row],[Automatic Controls?]]=\"\")),IF(Table1323[[#This Row],[Lamp / Luminaire Category]]=\"No eligible rebate\",Table1323[[#This Row],[Baseline W defined by user]]-Table1323[[#This Row],[Retrofit W defined by user (no rebate)]],Table1323[[#This Row],[Assumed Baseline W by source]]-Table1323[[#This Row],[LED Luminaire W by rebate]]),IF(AND(IF(Table1323[[#This Row],[Assumed hours from space type]]=\"user defined\",Table1323[[#This Row],[Baseline Operating hours]],Table1323[[#This Row],[Assumed hours from space type]])>=(3600/0.8),OR(Table1323[[#This Row],[Automatic Controls?]]=\"Fixture integrated occupancy sensor\",Table1323[[#This Row],[Automatic Controls?]]=\"Ceiling / wall mounted occupancy sensor\")),IF(Table1323[[#This Row],[Lamp / Luminaire Category]]=\"No eligible rebate\",(Table1323[[#This Row],[Baseline W defined by user]]-Table1323[[#This Row],[Retrofit W defined by user (no rebate)]]),Table1323[[#This Row],[Assumed Baseline W by source]]-Table1323[[#This Row],[LED Luminaire W by rebate]]),IF(AND(IF(Table1323[[#This Row],[Assumed hours from space type]]=\"user defined\",Table1323[[#This Row],[Baseline Operating hours]],Table1323[[#This Row],[Assumed hours from space type]])<(3600/0.8),OR(Table1323[[#This Row],[Automatic Controls?]]=\"Fixture integrated occupancy sensor\",Table1323[[#This Row],[Automatic Controls?]]=\"Ceiling / wall mounted occupancy sensor\")),IF(Table1323[[#This Row],[Lamp / Luminaire Category]]=\"No eligible rebate\",Table1323[[#This Row],[Baseline W defined by user]],Table1323[[#This Row],[Assumed Baseline W by source]])))))*Table1323[[#This Row],[Quantity of luminaires]]/1000,\"\")","v":""},{"$f":"Table1323[[#This Row],[LED lamp/luminaire retrofit part '#]]","v":0},{"$f":"IF(Table1323[[#This Row],[Rebate Unit]]=\"per lamp\",INDEX(Table1[Number of Lamps],MATCH(Table1323[[#This Row],[Lamp / Luminaire Category]]&Table1323[[#This Row],[Rebate Category]],Table1[PrescribedSource - Rebate ID],0)),1)*Table1323[[#This Row],[Quantity of luminaires]]","v":0},{"$f":"IFERROR(IF(Table1323[[#This Row],[Lamp / Luminaire Category]]=\"No eligible rebate\",\"no eligible rebate\",INDEX(Table1[BC Hydro xRM ECM],MATCH(Table1323[[#This Row],[Lamp / Luminaire Category]]&Table1323[[#This Row],[Rebate Category]],Table1[PrescribedSource - Rebate ID],0))),\"\")","v":""}]
[null,{"$f":"IF(Table1323[[#This Row],[Space Type]]=\"\",\"\",\"L-\"&ROW(177:177))","v":""},null,null,null,null,null,null,null,{"$f":"IFERROR(IF(Table1323[[#This Row],[Space Type]]=\"\",\"\",IF(Table1323[[#This Row],[Lamp / Luminaire Category]]=\"No eligible rebate\",\"\",IF(Table1323[[#This Row],[Rebate Category]]=\"\",\"select rebate\",INDEX(Table1[Actual Baseline W],MATCH(Table1323[[#This Row],[Lamp / Luminaire Category]]&Table1323[[#This Row],[Rebate Category]],Table1[PrescribedSource - Rebate ID],0))))),\"\")","v":""},{"$f":"IFERROR(IF(Table1323[[#This Row],[No]]=\"\",\"\",IF(Table1323[[#This Row],[Space Type]]=\"\",\"select Space Type\",IF(Table1323[[#This Row],[Baseline Operating hours]]<>\"\",\"user defined\",INDEX(Table5[Hours],MATCH(Table1323[[#This Row],[Space Type]],Table5[Space Type],0))))),\"\")","v":""},null,{"$f":"IFERROR(INDEX(Table1[Rebate],MATCH(Table1323[[#This Row],[Lamp / Luminaire Category]]&Table1323[[#This Row],[Rebate Category]],Table1[PrescribedSource - Rebate ID],0)),\"\")","v":""},{"$f":"IFERROR(INDEX(Table1[Rebate Unit],MATCH(Table1323[[#This Row],[Lamp / Luminaire Category]]&Table1323[[#This Row],[Rebate Category]],Table1[PrescribedSource - Rebate ID],0)),\"\")","v":""},null,{"$f":"IFERROR(IF(Table1323[[#This Row],[Lamp / Luminaire Category]]=\"No eligible rebate\",\"no rebate\",INDEX(Table1[Retrofit W],MATCH(Table1323[[#This Row],[Lamp / Luminaire Category]]&Table1323[[#This Row],[Rebate Category]],Table1[PrescribedSource - Rebate ID],0))),\"\")","v":""},null,null,null,{"$f":"IFERROR(INDEX(Table1[Rebate],MATCH(Table1323[[#This Row],[Lamp / Luminaire Category]]&Table1323[[#This Row],[Rebate Category]],Table1[PrescribedSource - Rebate ID],0))*Table1323[[#This Row],[Quantity of luminaires]],0)","v":0},{"$f":"IF(OR(Table1323[[#This Row],[Automatic Controls?]]=\"Fixture integrated Occupancy / Daylight Harvesting sensor\",Table1323[[#This Row],[Automatic Controls?]]=\"Ceiling / wall mounted Occupancy / Daylight Harvesting sensor\",Table1323[[#This Row],[Automatic Controls?]]=\"Timer\"),45*Table1323[[#This Row],[Number of occupancy sensors]],\"\")","v":""},{"$f":"IFERROR(IF(Table1323[[#This Row],[Controls Rebate]]=\"\",0,Table1323[[#This Row],[Controls Rebate]])+Table1323[[#This Row],[Lighting Rebate]],\"\")","v":0},{"$f":"IFERROR(INDEX(Table1[Rebate Savings],MATCH(Table1323[[#This Row],[Lamp / Luminaire Category]]&Table1323[[#This Row],[Rebate Category]],Table1[PrescribedSource - Rebate ID],0))*Table1323[[#This Row],[Quantity of luminaires]]/1000,0)","v":0},{"$f":"IFERROR(Table1323[[#This Row],[Rebate kW Savings]]*IF(Table1323[[#This Row],[Assumed hours from space type]]=\"user defined\",Table1323[[#This Row],[Baseline Operating hours]],Table1323[[#This Row],[Assumed hours from space type]]),0)","v":0},{"$f":"IF(OR(Table1323[[#This Row],[Automatic Controls?]]=\"Fixture integrated occupancy sensor\",Table1323[[#This Row],[Automatic Controls?]]=\"Ceiling / wall mounted occupancy sensor\"),Table1323[[#This Row],[Quantity of luminaires]]*IF(Table1323[[#This Row],[Rebate Category]]<>\"\",INDEX(Table1[Retrofit W],MATCH(Table1323[[#This Row],[Rebate Category]],Table1[BC Hydro Rebate Category],0)),Table1323[[#This Row],[Retrofit W defined by user (no rebate)]])/1000*IF(Table1323[[#This Row],[Assumed hours from space type]]=\"user defined\",Table1323[[#This Row],[Baseline Operating hours]],Table1323[[#This Row],[Assumed hours from space type]])*0.2,0)","v":0},{"$f":"Table1323[[#This Row],[Rebate kWh savings]]+Table1323[[#This Row],[Controls Rebate kWh Savings]]","v":0},{"$f":"IFERROR(IF(Table1323[[#This Row],[Quantity of luminaires]]=\"\",\"\",IF(Table1323[[#This Row],[Lamp / Luminaire Category]]=\"No eligible rebate\",(Table1323[[#This Row],[Baseline W defined by user]]-Table1323[[#This Row],[Retrofit W defined by user (no rebate)]])*Table1323[[#This Row],[Quantity of luminaires]]/1000,(Table1323[[#This Row],[Assumed Baseline W by source]]-Table1323[[#This Row],[LED Luminaire W by rebate]])*Table1323[[#This Row],[Quantity of luminaires]]/1000)),0)","v":""},{"$f":"IFERROR(IF(Table1323[[#This Row],[Lamp / Luminaire Category]]=\"No eligible rebate\",Table1323[[#This Row],[Quantity of luminaires]]*(Table1323[[#This Row],[Baseline W defined by user]]-Table1323[[#This Row],[Retrofit W defined by user (no rebate)]])/1000*IF(Table1323[[#This Row],[Assumed hours from space type]]=\"user defined\",Table1323[[#This Row],[Baseline Operating hours]],Table1323[[#This Row],[Assumed hours from space type]])+Table1323[[#This Row],[Controls Rebate kWh Savings]],Table1323[[#This Row],[Quantity of luminaires]]*(INDEX(Table1[Actual Baseline W],MATCH(Table1323[[#This Row],[Lamp / Luminaire Category]]&Table1323[[#This Row],[Rebate Category]],Table1[PrescribedSource - Rebate ID],0))/1000-Table1323[[#This Row],[LED Luminaire W by rebate]]/1000)*IF(Table1323[[#This Row],[Assumed hours from space type]]=\"user defined\",Table1323[[#This Row],[Baseline Operating hours]],Table1323[[#This Row],[Assumed hours from space type]])+Table1323[[#This Row],[Controls Rebate kWh Savings]]),0)","v":0},{"$f":"IFERROR(IF(Table1323[[#This Row],[Rebate kW Savings]]=0,Table1323[[#This Row],[Demand Savings, kW]],INDEX(Table1[Actual Savings],MATCH(Table1323[[#This Row],[Lamp / Luminaire Category]]&Table1323[[#This Row],[Rebate Category]],Table1[PrescribedSource - Rebate ID],0))*Table1323[[#This Row],[Quantity of luminaires]]/1000),0)","v":""},{"$f":"IFERROR(Table1323[[#This Row],[BC Housing Site kW Savings]]*IF(Table1323[[#This Row],[Assumed hours from space type]]=\"user defined\",Table1323[[#This Row],[Baseline Operating hours]],Table1323[[#This Row],[Assumed hours from space type]])+Table1323[[#This Row],[Controls Rebate kWh Savings]],0)","v":0},{"$f":"IFERROR(IF(Table1323[[#This Row],[Lamp / Luminaire Category]]=\"No eligible rebate\",Table1323[[#This Row],[Lighting Technology]]&\" retrofit with no rebate\",Table1323[[#This Row],[Rebate Category]]),\"\")","v":0},{"$f":"IF(Table1323[[#This Row],[Lamp / Luminaire Category]]=\"No eligible rebate\",1,0)","v":0},{"$f":"IFERROR(IF(IF(Table1323[[#This Row],[Assumed hours from space type]]=\"user defined\",Table1323[[#This Row],[Baseline Operating hours]],Table1323[[#This Row],[Assumed hours from space type]])<3600,0,IF(AND(IF(Table1323[[#This Row],[Assumed hours from space type]]=\"user defined\",Table1323[[#This Row],[Baseline Operating hours]],Table1323[[#This Row],[Assumed hours from space type]])>=3600,OR(Table1323[[#This Row],[Automatic Controls?]]=\"None\",Table1323[[#This Row],[Automatic Controls?]]=\"\")),IF(Table1323[[#This Row],[Lamp / Luminaire Category]]=\"No eligible rebate\",Table1323[[#This Row],[Baseline W defined by user]]-Table1323[[#This Row],[Retrofit W defined by user (no rebate)]],Table1323[[#This Row],[Assumed Baseline W by source]]-Table1323[[#This Row],[LED Luminaire W by rebate]]),IF(AND(IF(Table1323[[#This Row],[Assumed hours from space type]]=\"user defined\",Table1323[[#This Row],[Baseline Operating hours]],Table1323[[#This Row],[Assumed hours from space type]])>=(3600/0.8),OR(Table1323[[#This Row],[Automatic Controls?]]=\"Fixture integrated occupancy sensor\",Table1323[[#This Row],[Automatic Controls?]]=\"Ceiling / wall mounted occupancy sensor\")),IF(Table1323[[#This Row],[Lamp / Luminaire Category]]=\"No eligible rebate\",(Table1323[[#This Row],[Baseline W defined by user]]-Table1323[[#This Row],[Retrofit W defined by user (no rebate)]]),Table1323[[#This Row],[Assumed Baseline W by source]]-Table1323[[#This Row],[LED Luminaire W by rebate]]),IF(AND(IF(Table1323[[#This Row],[Assumed hours from space type]]=\"user defined\",Table1323[[#This Row],[Baseline Operating hours]],Table1323[[#This Row],[Assumed hours from space type]])<(3600/0.8),OR(Table1323[[#This Row],[Automatic Controls?]]=\"Fixture integrated occupancy sensor\",Table1323[[#This Row],[Automatic Controls?]]=\"Ceiling / wall mounted occupancy sensor\")),IF(Table1323[[#This Row],[Lamp / Luminaire Category]]=\"No eligible rebate\",Table1323[[#This Row],[Baseline W defined by user]],Table1323[[#This Row],[Assumed Baseline W by source]])))))*Table1323[[#This Row],[Quantity of luminaires]]/1000,\"\")","v":""},{"$f":"Table1323[[#This Row],[LED lamp/luminaire retrofit part '#]]","v":0},{"$f":"IF(Table1323[[#This Row],[Rebate Unit]]=\"per lamp\",INDEX(Table1[Number of Lamps],MATCH(Table1323[[#This Row],[Lamp / Luminaire Category]]&Table1323[[#This Row],[Rebate Category]],Table1[PrescribedSource - Rebate ID],0)),1)*Table1323[[#This Row],[Quantity of luminaires]]","v":0},{"$f":"IFERROR(IF(Table1323[[#This Row],[Lamp / Luminaire Category]]=\"No eligible rebate\",\"no eligible rebate\",INDEX(Table1[BC Hydro xRM ECM],MATCH(Table1323[[#This Row],[Lamp / Luminaire Category]]&Table1323[[#This Row],[Rebate Category]],Table1[PrescribedSource - Rebate ID],0))),\"\")","v":""}]
[null,{"$f":"IF(Table1323[[#This Row],[Space Type]]=\"\",\"\",\"L-\"&ROW(178:178))","v":""},null,null,null,null,null,null,null,{"$f":"IFERROR(IF(Table1323[[#This Row],[Space Type]]=\"\",\"\",IF(Table1323[[#This Row],[Lamp / Luminaire Category]]=\"No eligible rebate\",\"\",IF(Table1323[[#This Row],[Rebate Category]]=\"\",\"select rebate\",INDEX(Table1[Actual Baseline W],MATCH(Table1323[[#This Row],[Lamp / Luminaire Category]]&Table1323[[#This Row],[Rebate Category]],Table1[PrescribedSource - Rebate ID],0))))),\"\")","v":""},{"$f":"IFERROR(IF(Table1323[[#This Row],[No]]=\"\",\"\",IF(Table1323[[#This Row],[Space Type]]=\"\",\"select Space Type\",IF(Table1323[[#This Row],[Baseline Operating hours]]<>\"\",\"user defined\",INDEX(Table5[Hours],MATCH(Table1323[[#This Row],[Space Type]],Table5[Space Type],0))))),\"\")","v":""},null,{"$f":"IFERROR(INDEX(Table1[Rebate],MATCH(Table1323[[#This Row],[Lamp / Luminaire Category]]&Table1323[[#This Row],[Rebate Category]],Table1[PrescribedSource - Rebate ID],0)),\"\")","v":""},{"$f":"IFERROR(INDEX(Table1[Rebate Unit],MATCH(Table1323[[#This Row],[Lamp / Luminaire Category]]&Table1323[[#This Row],[Rebate Category]],Table1[PrescribedSource - Rebate ID],0)),\"\")","v":""},null,{"$f":"IFERROR(IF(Table1323[[#This Row],[Lamp / Luminaire Category]]=\"No eligible rebate\",\"no rebate\",INDEX(Table1[Retrofit W],MATCH(Table1323[[#This Row],[Lamp / Luminaire Category]]&Table1323[[#This Row],[Rebate Category]],Table1[PrescribedSource - Rebate ID],0))),\"\")","v":""},null,null,null,{"$f":"IFERROR(INDEX(Table1[Rebate],MATCH(Table1323[[#This Row],[Lamp / Luminaire Category]]&Table1323[[#This Row],[Rebate Category]],Table1[PrescribedSource - Rebate ID],0))*Table1323[[#This Row],[Quantity of luminaires]],0)","v":0},{"$f":"IF(OR(Table1323[[#This Row],[Automatic Controls?]]=\"Fixture integrated Occupancy / Daylight Harvesting sensor\",Table1323[[#This Row],[Automatic Controls?]]=\"Ceiling / wall mounted Occupancy / Daylight Harvesting sensor\",Table1323[[#This Row],[Automatic Controls?]]=\"Timer\"),45*Table1323[[#This Row],[Number of occupancy sensors]],\"\")","v":""},{"$f":"IFERROR(IF(Table1323[[#This Row],[Controls Rebate]]=\"\",0,Table1323[[#This Row],[Controls Rebate]])+Table1323[[#This Row],[Lighting Rebate]],\"\")","v":0},{"$f":"IFERROR(INDEX(Table1[Rebate Savings],MATCH(Table1323[[#This Row],[Lamp / Luminaire Category]]&Table1323[[#This Row],[Rebate Category]],Table1[PrescribedSource - Rebate ID],0))*Table1323[[#This Row],[Quantity of luminaires]]/1000,0)","v":0},{"$f":"IFERROR(Table1323[[#This Row],[Rebate kW Savings]]*IF(Table1323[[#This Row],[Assumed hours from space type]]=\"user defined\",Table1323[[#This Row],[Baseline Operating hours]],Table1323[[#This Row],[Assumed hours from space type]]),0)","v":0},{"$f":"IF(OR(Table1323[[#This Row],[Automatic Controls?]]=\"Fixture integrated occupancy sensor\",Table1323[[#This Row],[Automatic Controls?]]=\"Ceiling / wall mounted occupancy sensor\"),Table1323[[#This Row],[Quantity of luminaires]]*IF(Table1323[[#This Row],[Rebate Category]]<>\"\",INDEX(Table1[Retrofit W],MATCH(Table1323[[#This Row],[Rebate Category]],Table1[BC Hydro Rebate Category],0)),Table1323[[#This Row],[Retrofit W defined by user (no rebate)]])/1000*IF(Table1323[[#This Row],[Assumed hours from space type]]=\"user defined\",Table1323[[#This Row],[Baseline Operating hours]],Table1323[[#This Row],[Assumed hours from space type]])*0.2,0)","v":0},{"$f":"Table1323[[#This Row],[Rebate kWh savings]]+Table1323[[#This Row],[Controls Rebate kWh Savings]]","v":0},{"$f":"IFERROR(IF(Table1323[[#This Row],[Quantity of luminaires]]=\"\",\"\",IF(Table1323[[#This Row],[Lamp / Luminaire Category]]=\"No eligible rebate\",(Table1323[[#This Row],[Baseline W defined by user]]-Table1323[[#This Row],[Retrofit W defined by user (no rebate)]])*Table1323[[#This Row],[Quantity of luminaires]]/1000,(Table1323[[#This Row],[Assumed Baseline W by source]]-Table1323[[#This Row],[LED Luminaire W by rebate]])*Table1323[[#This Row],[Quantity of luminaires]]/1000)),0)","v":""},{"$f":"IFERROR(IF(Table1323[[#This Row],[Lamp / Luminaire Category]]=\"No eligible rebate\",Table1323[[#This Row],[Quantity of luminaires]]*(Table1323[[#This Row],[Baseline W defined by user]]-Table1323[[#This Row],[Retrofit W defined by user (no rebate)]])/1000*IF(Table1323[[#This Row],[Assumed hours from space type]]=\"user defined\",Table1323[[#This Row],[Baseline Operating hours]],Table1323[[#This Row],[Assumed hours from space type]])+Table1323[[#This Row],[Controls Rebate kWh Savings]],Table1323[[#This Row],[Quantity of luminaires]]*(INDEX(Table1[Actual Baseline W],MATCH(Table1323[[#This Row],[Lamp / Luminaire Category]]&Table1323[[#This Row],[Rebate Category]],Table1[PrescribedSource - Rebate ID],0))/1000-Table1323[[#This Row],[LED Luminaire W by rebate]]/1000)*IF(Table1323[[#This Row],[Assumed hours from space type]]=\"user defined\",Table1323[[#This Row],[Baseline Operating hours]],Table1323[[#This Row],[Assumed hours from space type]])+Table1323[[#This Row],[Controls Rebate kWh Savings]]),0)","v":0},{"$f":"IFERROR(IF(Table1323[[#This Row],[Rebate kW Savings]]=0,Table1323[[#This Row],[Demand Savings, kW]],INDEX(Table1[Actual Savings],MATCH(Table1323[[#This Row],[Lamp / Luminaire Category]]&Table1323[[#This Row],[Rebate Category]],Table1[PrescribedSource - Rebate ID],0))*Table1323[[#This Row],[Quantity of luminaires]]/1000),0)","v":""},{"$f":"IFERROR(Table1323[[#This Row],[BC Housing Site kW Savings]]*IF(Table1323[[#This Row],[Assumed hours from space type]]=\"user defined\",Table1323[[#This Row],[Baseline Operating hours]],Table1323[[#This Row],[Assumed hours from space type]])+Table1323[[#This Row],[Controls Rebate kWh Savings]],0)","v":0},{"$f":"IFERROR(IF(Table1323[[#This Row],[Lamp / Luminaire Category]]=\"No eligible rebate\",Table1323[[#This Row],[Lighting Technology]]&\" retrofit with no rebate\",Table1323[[#This Row],[Rebate Category]]),\"\")","v":0},{"$f":"IF(Table1323[[#This Row],[Lamp / Luminaire Category]]=\"No eligible rebate\",1,0)","v":0},{"$f":"IFERROR(IF(IF(Table1323[[#This Row],[Assumed hours from space type]]=\"user defined\",Table1323[[#This Row],[Baseline Operating hours]],Table1323[[#This Row],[Assumed hours from space type]])<3600,0,IF(AND(IF(Table1323[[#This Row],[Assumed hours from space type]]=\"user defined\",Table1323[[#This Row],[Baseline Operating hours]],Table1323[[#This Row],[Assumed hours from space type]])>=3600,OR(Table1323[[#This Row],[Automatic Controls?]]=\"None\",Table1323[[#This Row],[Automatic Controls?]]=\"\")),IF(Table1323[[#This Row],[Lamp / Luminaire Category]]=\"No eligible rebate\",Table1323[[#This Row],[Baseline W defined by user]]-Table1323[[#This Row],[Retrofit W defined by user (no rebate)]],Table1323[[#This Row],[Assumed Baseline W by source]]-Table1323[[#This Row],[LED Luminaire W by rebate]]),IF(AND(IF(Table1323[[#This Row],[Assumed hours from space type]]=\"user defined\",Table1323[[#This Row],[Baseline Operating hours]],Table1323[[#This Row],[Assumed hours from space type]])>=(3600/0.8),OR(Table1323[[#This Row],[Automatic Controls?]]=\"Fixture integrated occupancy sensor\",Table1323[[#This Row],[Automatic Controls?]]=\"Ceiling / wall mounted occupancy sensor\")),IF(Table1323[[#This Row],[Lamp / Luminaire Category]]=\"No eligible rebate\",(Table1323[[#This Row],[Baseline W defined by user]]-Table1323[[#This Row],[Retrofit W defined by user (no rebate)]]),Table1323[[#This Row],[Assumed Baseline W by source]]-Table1323[[#This Row],[LED Luminaire W by rebate]]),IF(AND(IF(Table1323[[#This Row],[Assumed hours from space type]]=\"user defined\",Table1323[[#This Row],[Baseline Operating hours]],Table1323[[#This Row],[Assumed hours from space type]])<(3600/0.8),OR(Table1323[[#This Row],[Automatic Controls?]]=\"Fixture integrated occupancy sensor\",Table1323[[#This Row],[Automatic Controls?]]=\"Ceiling / wall mounted occupancy sensor\")),IF(Table1323[[#This Row],[Lamp / Luminaire Category]]=\"No eligible rebate\",Table1323[[#This Row],[Baseline W defined by user]],Table1323[[#This Row],[Assumed Baseline W by source]])))))*Table1323[[#This Row],[Quantity of luminaires]]/1000,\"\")","v":""},{"$f":"Table1323[[#This Row],[LED lamp/luminaire retrofit part '#]]","v":0},{"$f":"IF(Table1323[[#This Row],[Rebate Unit]]=\"per lamp\",INDEX(Table1[Number of Lamps],MATCH(Table1323[[#This Row],[Lamp / Luminaire Category]]&Table1323[[#This Row],[Rebate Category]],Table1[PrescribedSource - Rebate ID],0)),1)*Table1323[[#This Row],[Quantity of luminaires]]","v":0},{"$f":"IFERROR(IF(Table1323[[#This Row],[Lamp / Luminaire Category]]=\"No eligible rebate\",\"no eligible rebate\",INDEX(Table1[BC Hydro xRM ECM],MATCH(Table1323[[#This Row],[Lamp / Luminaire Category]]&Table1323[[#This Row],[Rebate Category]],Table1[PrescribedSource - Rebate ID],0))),\"\")","v":""}]
[null,{"$f":"IF(Table1323[[#This Row],[Space Type]]=\"\",\"\",\"L-\"&ROW(179:179))","v":""},null,null,null,null,null,null,null,{"$f":"IFERROR(IF(Table1323[[#This Row],[Space Type]]=\"\",\"\",IF(Table1323[[#This Row],[Lamp / Luminaire Category]]=\"No eligible rebate\",\"\",IF(Table1323[[#This Row],[Rebate Category]]=\"\",\"select rebate\",INDEX(Table1[Actual Baseline W],MATCH(Table1323[[#This Row],[Lamp / Luminaire Category]]&Table1323[[#This Row],[Rebate Category]],Table1[PrescribedSource - Rebate ID],0))))),\"\")","v":""},{"$f":"IFERROR(IF(Table1323[[#This Row],[No]]=\"\",\"\",IF(Table1323[[#This Row],[Space Type]]=\"\",\"select Space Type\",IF(Table1323[[#This Row],[Baseline Operating hours]]<>\"\",\"user defined\",INDEX(Table5[Hours],MATCH(Table1323[[#This Row],[Space Type]],Table5[Space Type],0))))),\"\")","v":""},null,{"$f":"IFERROR(INDEX(Table1[Rebate],MATCH(Table1323[[#This Row],[Lamp / Luminaire Category]]&Table1323[[#This Row],[Rebate Category]],Table1[PrescribedSource - Rebate ID],0)),\"\")","v":""},{"$f":"IFERROR(INDEX(Table1[Rebate Unit],MATCH(Table1323[[#This Row],[Lamp / Luminaire Category]]&Table1323[[#This Row],[Rebate Category]],Table1[PrescribedSource - Rebate ID],0)),\"\")","v":""},null,{"$f":"IFERROR(IF(Table1323[[#This Row],[Lamp / Luminaire Category]]=\"No eligible rebate\",\"no rebate\",INDEX(Table1[Retrofit W],MATCH(Table1323[[#This Row],[Lamp / Luminaire Category]]&Table1323[[#This Row],[Rebate Category]],Table1[PrescribedSource - Rebate ID],0))),\"\")","v":""},null,null,null,{"$f":"IFERROR(INDEX(Table1[Rebate],MATCH(Table1323[[#This Row],[Lamp / Luminaire Category]]&Table1323[[#This Row],[Rebate Category]],Table1[PrescribedSource - Rebate ID],0))*Table1323[[#This Row],[Quantity of luminaires]],0)","v":0},{"$f":"IF(OR(Table1323[[#This Row],[Automatic Controls?]]=\"Fixture integrated Occupancy / Daylight Harvesting sensor\",Table1323[[#This Row],[Automatic Controls?]]=\"Ceiling / wall mounted Occupancy / Daylight Harvesting sensor\",Table1323[[#This Row],[Automatic Controls?]]=\"Timer\"),45*Table1323[[#This Row],[Number of occupancy sensors]],\"\")","v":""},{"$f":"IFERROR(IF(Table1323[[#This Row],[Controls Rebate]]=\"\",0,Table1323[[#This Row],[Controls Rebate]])+Table1323[[#This Row],[Lighting Rebate]],\"\")","v":0},{"$f":"IFERROR(INDEX(Table1[Rebate Savings],MATCH(Table1323[[#This Row],[Lamp / Luminaire Category]]&Table1323[[#This Row],[Rebate Category]],Table1[PrescribedSource - Rebate ID],0))*Table1323[[#This Row],[Quantity of luminaires]]/1000,0)","v":0},{"$f":"IFERROR(Table1323[[#This Row],[Rebate kW Savings]]*IF(Table1323[[#This Row],[Assumed hours from space type]]=\"user defined\",Table1323[[#This Row],[Baseline Operating hours]],Table1323[[#This Row],[Assumed hours from space type]]),0)","v":0},{"$f":"IF(OR(Table1323[[#This Row],[Automatic Controls?]]=\"Fixture integrated occupancy sensor\",Table1323[[#This Row],[Automatic Controls?]]=\"Ceiling / wall mounted occupancy sensor\"),Table1323[[#This Row],[Quantity of luminaires]]*IF(Table1323[[#This Row],[Rebate Category]]<>\"\",INDEX(Table1[Retrofit W],MATCH(Table1323[[#This Row],[Rebate Category]],Table1[BC Hydro Rebate Category],0)),Table1323[[#This Row],[Retrofit W defined by user (no rebate)]])/1000*IF(Table1323[[#This Row],[Assumed hours from space type]]=\"user defined\",Table1323[[#This Row],[Baseline Operating hours]],Table1323[[#This Row],[Assumed hours from space type]])*0.2,0)","v":0},{"$f":"Table1323[[#This Row],[Rebate kWh savings]]+Table1323[[#This Row],[Controls Rebate kWh Savings]]","v":0},{"$f":"IFERROR(IF(Table1323[[#This Row],[Quantity of luminaires]]=\"\",\"\",IF(Table1323[[#This Row],[Lamp / Luminaire Category]]=\"No eligible rebate\",(Table1323[[#This Row],[Baseline W defined by user]]-Table1323[[#This Row],[Retrofit W defined by user (no rebate)]])*Table1323[[#This Row],[Quantity of luminaires]]/1000,(Table1323[[#This Row],[Assumed Baseline W by source]]-Table1323[[#This Row],[LED Luminaire W by rebate]])*Table1323[[#This Row],[Quantity of luminaires]]/1000)),0)","v":""},{"$f":"IFERROR(IF(Table1323[[#This Row],[Lamp / Luminaire Category]]=\"No eligible rebate\",Table1323[[#This Row],[Quantity of luminaires]]*(Table1323[[#This Row],[Baseline W defined by user]]-Table1323[[#This Row],[Retrofit W defined by user (no rebate)]])/1000*IF(Table1323[[#This Row],[Assumed hours from space type]]=\"user defined\",Table1323[[#This Row],[Baseline Operating hours]],Table1323[[#This Row],[Assumed hours from space type]])+Table1323[[#This Row],[Controls Rebate kWh Savings]],Table1323[[#This Row],[Quantity of luminaires]]*(INDEX(Table1[Actual Baseline W],MATCH(Table1323[[#This Row],[Lamp / Luminaire Category]]&Table1323[[#This Row],[Rebate Category]],Table1[PrescribedSource - Rebate ID],0))/1000-Table1323[[#This Row],[LED Luminaire W by rebate]]/1000)*IF(Table1323[[#This Row],[Assumed hours from space type]]=\"user defined\",Table1323[[#This Row],[Baseline Operating hours]],Table1323[[#This Row],[Assumed hours from space type]])+Table1323[[#This Row],[Controls Rebate kWh Savings]]),0)","v":0},{"$f":"IFERROR(IF(Table1323[[#This Row],[Rebate kW Savings]]=0,Table1323[[#This Row],[Demand Savings, kW]],INDEX(Table1[Actual Savings],MATCH(Table1323[[#This Row],[Lamp / Luminaire Category]]&Table1323[[#This Row],[Rebate Category]],Table1[PrescribedSource - Rebate ID],0))*Table1323[[#This Row],[Quantity of luminaires]]/1000),0)","v":""},{"$f":"IFERROR(Table1323[[#This Row],[BC Housing Site kW Savings]]*IF(Table1323[[#This Row],[Assumed hours from space type]]=\"user defined\",Table1323[[#This Row],[Baseline Operating hours]],Table1323[[#This Row],[Assumed hours from space type]])+Table1323[[#This Row],[Controls Rebate kWh Savings]],0)","v":0},{"$f":"IFERROR(IF(Table1323[[#This Row],[Lamp / Luminaire Category]]=\"No eligible rebate\",Table1323[[#This Row],[Lighting Technology]]&\" retrofit with no rebate\",Table1323[[#This Row],[Rebate Category]]),\"\")","v":0},{"$f":"IF(Table1323[[#This Row],[Lamp / Luminaire Category]]=\"No eligible rebate\",1,0)","v":0},{"$f":"IFERROR(IF(IF(Table1323[[#This Row],[Assumed hours from space type]]=\"user defined\",Table1323[[#This Row],[Baseline Operating hours]],Table1323[[#This Row],[Assumed hours from space type]])<3600,0,IF(AND(IF(Table1323[[#This Row],[Assumed hours from space type]]=\"user defined\",Table1323[[#This Row],[Baseline Operating hours]],Table1323[[#This Row],[Assumed hours from space type]])>=3600,OR(Table1323[[#This Row],[Automatic Controls?]]=\"None\",Table1323[[#This Row],[Automatic Controls?]]=\"\")),IF(Table1323[[#This Row],[Lamp / Luminaire Category]]=\"No eligible rebate\",Table1323[[#This Row],[Baseline W defined by user]]-Table1323[[#This Row],[Retrofit W defined by user (no rebate)]],Table1323[[#This Row],[Assumed Baseline W by source]]-Table1323[[#This Row],[LED Luminaire W by rebate]]),IF(AND(IF(Table1323[[#This Row],[Assumed hours from space type]]=\"user defined\",Table1323[[#This Row],[Baseline Operating hours]],Table1323[[#This Row],[Assumed hours from space type]])>=(3600/0.8),OR(Table1323[[#This Row],[Automatic Controls?]]=\"Fixture integrated occupancy sensor\",Table1323[[#This Row],[Automatic Controls?]]=\"Ceiling / wall mounted occupancy sensor\")),IF(Table1323[[#This Row],[Lamp / Luminaire Category]]=\"No eligible rebate\",(Table1323[[#This Row],[Baseline W defined by user]]-Table1323[[#This Row],[Retrofit W defined by user (no rebate)]]),Table1323[[#This Row],[Assumed Baseline W by source]]-Table1323[[#This Row],[LED Luminaire W by rebate]]),IF(AND(IF(Table1323[[#This Row],[Assumed hours from space type]]=\"user defined\",Table1323[[#This Row],[Baseline Operating hours]],Table1323[[#This Row],[Assumed hours from space type]])<(3600/0.8),OR(Table1323[[#This Row],[Automatic Controls?]]=\"Fixture integrated occupancy sensor\",Table1323[[#This Row],[Automatic Controls?]]=\"Ceiling / wall mounted occupancy sensor\")),IF(Table1323[[#This Row],[Lamp / Luminaire Category]]=\"No eligible rebate\",Table1323[[#This Row],[Baseline W defined by user]],Table1323[[#This Row],[Assumed Baseline W by source]])))))*Table1323[[#This Row],[Quantity of luminaires]]/1000,\"\")","v":""},{"$f":"Table1323[[#This Row],[LED lamp/luminaire retrofit part '#]]","v":0},{"$f":"IF(Table1323[[#This Row],[Rebate Unit]]=\"per lamp\",INDEX(Table1[Number of Lamps],MATCH(Table1323[[#This Row],[Lamp / Luminaire Category]]&Table1323[[#This Row],[Rebate Category]],Table1[PrescribedSource - Rebate ID],0)),1)*Table1323[[#This Row],[Quantity of luminaires]]","v":0},{"$f":"IFERROR(IF(Table1323[[#This Row],[Lamp / Luminaire Category]]=\"No eligible rebate\",\"no eligible rebate\",INDEX(Table1[BC Hydro xRM ECM],MATCH(Table1323[[#This Row],[Lamp / Luminaire Category]]&Table1323[[#This Row],[Rebate Category]],Table1[PrescribedSource - Rebate ID],0))),\"\")","v":""}]
[null,{"$f":"IF(Table1323[[#This Row],[Space Type]]=\"\",\"\",\"L-\"&ROW(180:180))","v":""},null,null,null,null,null,null,null,{"$f":"IFERROR(IF(Table1323[[#This Row],[Space Type]]=\"\",\"\",IF(Table1323[[#This Row],[Lamp / Luminaire Category]]=\"No eligible rebate\",\"\",IF(Table1323[[#This Row],[Rebate Category]]=\"\",\"select rebate\",INDEX(Table1[Actual Baseline W],MATCH(Table1323[[#This Row],[Lamp / Luminaire Category]]&Table1323[[#This Row],[Rebate Category]],Table1[PrescribedSource - Rebate ID],0))))),\"\")","v":""},{"$f":"IFERROR(IF(Table1323[[#This Row],[No]]=\"\",\"\",IF(Table1323[[#This Row],[Space Type]]=\"\",\"select Space Type\",IF(Table1323[[#This Row],[Baseline Operating hours]]<>\"\",\"user defined\",INDEX(Table5[Hours],MATCH(Table1323[[#This Row],[Space Type]],Table5[Space Type],0))))),\"\")","v":""},null,{"$f":"IFERROR(INDEX(Table1[Rebate],MATCH(Table1323[[#This Row],[Lamp / Luminaire Category]]&Table1323[[#This Row],[Rebate Category]],Table1[PrescribedSource - Rebate ID],0)),\"\")","v":""},{"$f":"IFERROR(INDEX(Table1[Rebate Unit],MATCH(Table1323[[#This Row],[Lamp / Luminaire Category]]&Table1323[[#This Row],[Rebate Category]],Table1[PrescribedSource - Rebate ID],0)),\"\")","v":""},null,{"$f":"IFERROR(IF(Table1323[[#This Row],[Lamp / Luminaire Category]]=\"No eligible rebate\",\"no rebate\",INDEX(Table1[Retrofit W],MATCH(Table1323[[#This Row],[Lamp / Luminaire Category]]&Table1323[[#This Row],[Rebate Category]],Table1[PrescribedSource - Rebate ID],0))),\"\")","v":""},null,null,null,{"$f":"IFERROR(INDEX(Table1[Rebate],MATCH(Table1323[[#This Row],[Lamp / Luminaire Category]]&Table1323[[#This Row],[Rebate Category]],Table1[PrescribedSource - Rebate ID],0))*Table1323[[#This Row],[Quantity of luminaires]],0)","v":0},{"$f":"IF(OR(Table1323[[#This Row],[Automatic Controls?]]=\"Fixture integrated Occupancy / Daylight Harvesting sensor\",Table1323[[#This Row],[Automatic Controls?]]=\"Ceiling / wall mounted Occupancy / Daylight Harvesting sensor\",Table1323[[#This Row],[Automatic Controls?]]=\"Timer\"),45*Table1323[[#This Row],[Number of occupancy sensors]],\"\")","v":""},{"$f":"IFERROR(IF(Table1323[[#This Row],[Controls Rebate]]=\"\",0,Table1323[[#This Row],[Controls Rebate]])+Table1323[[#This Row],[Lighting Rebate]],\"\")","v":0},{"$f":"IFERROR(INDEX(Table1[Rebate Savings],MATCH(Table1323[[#This Row],[Lamp / Luminaire Category]]&Table1323[[#This Row],[Rebate Category]],Table1[PrescribedSource - Rebate ID],0))*Table1323[[#This Row],[Quantity of luminaires]]/1000,0)","v":0},{"$f":"IFERROR(Table1323[[#This Row],[Rebate kW Savings]]*IF(Table1323[[#This Row],[Assumed hours from space type]]=\"user defined\",Table1323[[#This Row],[Baseline Operating hours]],Table1323[[#This Row],[Assumed hours from space type]]),0)","v":0},{"$f":"IF(OR(Table1323[[#This Row],[Automatic Controls?]]=\"Fixture integrated occupancy sensor\",Table1323[[#This Row],[Automatic Controls?]]=\"Ceiling / wall mounted occupancy sensor\"),Table1323[[#This Row],[Quantity of luminaires]]*IF(Table1323[[#This Row],[Rebate Category]]<>\"\",INDEX(Table1[Retrofit W],MATCH(Table1323[[#This Row],[Rebate Category]],Table1[BC Hydro Rebate Category],0)),Table1323[[#This Row],[Retrofit W defined by user (no rebate)]])/1000*IF(Table1323[[#This Row],[Assumed hours from space type]]=\"user defined\",Table1323[[#This Row],[Baseline Operating hours]],Table1323[[#This Row],[Assumed hours from space type]])*0.2,0)","v":0},{"$f":"Table1323[[#This Row],[Rebate kWh savings]]+Table1323[[#This Row],[Controls Rebate kWh Savings]]","v":0},{"$f":"IFERROR(IF(Table1323[[#This Row],[Quantity of luminaires]]=\"\",\"\",IF(Table1323[[#This Row],[Lamp / Luminaire Category]]=\"No eligible rebate\",(Table1323[[#This Row],[Baseline W defined by user]]-Table1323[[#This Row],[Retrofit W defined by user (no rebate)]])*Table1323[[#This Row],[Quantity of luminaires]]/1000,(Table1323[[#This Row],[Assumed Baseline W by source]]-Table1323[[#This Row],[LED Luminaire W by rebate]])*Table1323[[#This Row],[Quantity of luminaires]]/1000)),0)","v":""},{"$f":"IFERROR(IF(Table1323[[#This Row],[Lamp / Luminaire Category]]=\"No eligible rebate\",Table1323[[#This Row],[Quantity of luminaires]]*(Table1323[[#This Row],[Baseline W defined by user]]-Table1323[[#This Row],[Retrofit W defined by user (no rebate)]])/1000*IF(Table1323[[#This Row],[Assumed hours from space type]]=\"user defined\",Table1323[[#This Row],[Baseline Operating hours]],Table1323[[#This Row],[Assumed hours from space type]])+Table1323[[#This Row],[Controls Rebate kWh Savings]],Table1323[[#This Row],[Quantity of luminaires]]*(INDEX(Table1[Actual Baseline W],MATCH(Table1323[[#This Row],[Lamp / Luminaire Category]]&Table1323[[#This Row],[Rebate Category]],Table1[PrescribedSource - Rebate ID],0))/1000-Table1323[[#This Row],[LED Luminaire W by rebate]]/1000)*IF(Table1323[[#This Row],[Assumed hours from space type]]=\"user defined\",Table1323[[#This Row],[Baseline Operating hours]],Table1323[[#This Row],[Assumed hours from space type]])+Table1323[[#This Row],[Controls Rebate kWh Savings]]),0)","v":0},{"$f":"IFERROR(IF(Table1323[[#This Row],[Rebate kW Savings]]=0,Table1323[[#This Row],[Demand Savings, kW]],INDEX(Table1[Actual Savings],MATCH(Table1323[[#This Row],[Lamp / Luminaire Category]]&Table1323[[#This Row],[Rebate Category]],Table1[PrescribedSource - Rebate ID],0))*Table1323[[#This Row],[Quantity of luminaires]]/1000),0)","v":""},{"$f":"IFERROR(Table1323[[#This Row],[BC Housing Site kW Savings]]*IF(Table1323[[#This Row],[Assumed hours from space type]]=\"user defined\",Table1323[[#This Row],[Baseline Operating hours]],Table1323[[#This Row],[Assumed hours from space type]])+Table1323[[#This Row],[Controls Rebate kWh Savings]],0)","v":0},{"$f":"IFERROR(IF(Table1323[[#This Row],[Lamp / Luminaire Category]]=\"No eligible rebate\",Table1323[[#This Row],[Lighting Technology]]&\" retrofit with no rebate\",Table1323[[#This Row],[Rebate Category]]),\"\")","v":0},{"$f":"IF(Table1323[[#This Row],[Lamp / Luminaire Category]]=\"No eligible rebate\",1,0)","v":0},{"$f":"IFERROR(IF(IF(Table1323[[#This Row],[Assumed hours from space type]]=\"user defined\",Table1323[[#This Row],[Baseline Operating hours]],Table1323[[#This Row],[Assumed hours from space type]])<3600,0,IF(AND(IF(Table1323[[#This Row],[Assumed hours from space type]]=\"user defined\",Table1323[[#This Row],[Baseline Operating hours]],Table1323[[#This Row],[Assumed hours from space type]])>=3600,OR(Table1323[[#This Row],[Automatic Controls?]]=\"None\",Table1323[[#This Row],[Automatic Controls?]]=\"\")),IF(Table1323[[#This Row],[Lamp / Luminaire Category]]=\"No eligible rebate\",Table1323[[#This Row],[Baseline W defined by user]]-Table1323[[#This Row],[Retrofit W defined by user (no rebate)]],Table1323[[#This Row],[Assumed Baseline W by source]]-Table1323[[#This Row],[LED Luminaire W by rebate]]),IF(AND(IF(Table1323[[#This Row],[Assumed hours from space type]]=\"user defined\",Table1323[[#This Row],[Baseline Operating hours]],Table1323[[#This Row],[Assumed hours from space type]])>=(3600/0.8),OR(Table1323[[#This Row],[Automatic Controls?]]=\"Fixture integrated occupancy sensor\",Table1323[[#This Row],[Automatic Controls?]]=\"Ceiling / wall mounted occupancy sensor\")),IF(Table1323[[#This Row],[Lamp / Luminaire Category]]=\"No eligible rebate\",(Table1323[[#This Row],[Baseline W defined by user]]-Table1323[[#This Row],[Retrofit W defined by user (no rebate)]]),Table1323[[#This Row],[Assumed Baseline W by source]]-Table1323[[#This Row],[LED Luminaire W by rebate]]),IF(AND(IF(Table1323[[#This Row],[Assumed hours from space type]]=\"user defined\",Table1323[[#This Row],[Baseline Operating hours]],Table1323[[#This Row],[Assumed hours from space type]])<(3600/0.8),OR(Table1323[[#This Row],[Automatic Controls?]]=\"Fixture integrated occupancy sensor\",Table1323[[#This Row],[Automatic Controls?]]=\"Ceiling / wall mounted occupancy sensor\")),IF(Table1323[[#This Row],[Lamp / Luminaire Category]]=\"No eligible rebate\",Table1323[[#This Row],[Baseline W defined by user]],Table1323[[#This Row],[Assumed Baseline W by source]])))))*Table1323[[#This Row],[Quantity of luminaires]]/1000,\"\")","v":""},{"$f":"Table1323[[#This Row],[LED lamp/luminaire retrofit part '#]]","v":0},{"$f":"IF(Table1323[[#This Row],[Rebate Unit]]=\"per lamp\",INDEX(Table1[Number of Lamps],MATCH(Table1323[[#This Row],[Lamp / Luminaire Category]]&Table1323[[#This Row],[Rebate Category]],Table1[PrescribedSource - Rebate ID],0)),1)*Table1323[[#This Row],[Quantity of luminaires]]","v":0},{"$f":"IFERROR(IF(Table1323[[#This Row],[Lamp / Luminaire Category]]=\"No eligible rebate\",\"no eligible rebate\",INDEX(Table1[BC Hydro xRM ECM],MATCH(Table1323[[#This Row],[Lamp / Luminaire Category]]&Table1323[[#This Row],[Rebate Category]],Table1[PrescribedSource - Rebate ID],0))),\"\")","v":""}]
[null,{"$f":"IF(Table1323[[#This Row],[Space Type]]=\"\",\"\",\"L-\"&ROW(181:181))","v":""},null,null,null,null,null,null,null,{"$f":"IFERROR(IF(Table1323[[#This Row],[Space Type]]=\"\",\"\",IF(Table1323[[#This Row],[Lamp / Luminaire Category]]=\"No eligible rebate\",\"\",IF(Table1323[[#This Row],[Rebate Category]]=\"\",\"select rebate\",INDEX(Table1[Actual Baseline W],MATCH(Table1323[[#This Row],[Lamp / Luminaire Category]]&Table1323[[#This Row],[Rebate Category]],Table1[PrescribedSource - Rebate ID],0))))),\"\")","v":""},{"$f":"IFERROR(IF(Table1323[[#This Row],[No]]=\"\",\"\",IF(Table1323[[#This Row],[Space Type]]=\"\",\"select Space Type\",IF(Table1323[[#This Row],[Baseline Operating hours]]<>\"\",\"user defined\",INDEX(Table5[Hours],MATCH(Table1323[[#This Row],[Space Type]],Table5[Space Type],0))))),\"\")","v":""},null,{"$f":"IFERROR(INDEX(Table1[Rebate],MATCH(Table1323[[#This Row],[Lamp / Luminaire Category]]&Table1323[[#This Row],[Rebate Category]],Table1[PrescribedSource - Rebate ID],0)),\"\")","v":""},{"$f":"IFERROR(INDEX(Table1[Rebate Unit],MATCH(Table1323[[#This Row],[Lamp / Luminaire Category]]&Table1323[[#This Row],[Rebate Category]],Table1[PrescribedSource - Rebate ID],0)),\"\")","v":""},null,{"$f":"IFERROR(IF(Table1323[[#This Row],[Lamp / Luminaire Category]]=\"No eligible rebate\",\"no rebate\",INDEX(Table1[Retrofit W],MATCH(Table1323[[#This Row],[Lamp / Luminaire Category]]&Table1323[[#This Row],[Rebate Category]],Table1[PrescribedSource - Rebate ID],0))),\"\")","v":""},null,null,null,{"$f":"IFERROR(INDEX(Table1[Rebate],MATCH(Table1323[[#This Row],[Lamp / Luminaire Category]]&Table1323[[#This Row],[Rebate Category]],Table1[PrescribedSource - Rebate ID],0))*Table1323[[#This Row],[Quantity of luminaires]],0)","v":0},{"$f":"IF(OR(Table1323[[#This Row],[Automatic Controls?]]=\"Fixture integrated Occupancy / Daylight Harvesting sensor\",Table1323[[#This Row],[Automatic Controls?]]=\"Ceiling / wall mounted Occupancy / Daylight Harvesting sensor\",Table1323[[#This Row],[Automatic Controls?]]=\"Timer\"),45*Table1323[[#This Row],[Number of occupancy sensors]],\"\")","v":""},{"$f":"IFERROR(IF(Table1323[[#This Row],[Controls Rebate]]=\"\",0,Table1323[[#This Row],[Controls Rebate]])+Table1323[[#This Row],[Lighting Rebate]],\"\")","v":0},{"$f":"IFERROR(INDEX(Table1[Rebate Savings],MATCH(Table1323[[#This Row],[Lamp / Luminaire Category]]&Table1323[[#This Row],[Rebate Category]],Table1[PrescribedSource - Rebate ID],0))*Table1323[[#This Row],[Quantity of luminaires]]/1000,0)","v":0},{"$f":"IFERROR(Table1323[[#This Row],[Rebate kW Savings]]*IF(Table1323[[#This Row],[Assumed hours from space type]]=\"user defined\",Table1323[[#This Row],[Baseline Operating hours]],Table1323[[#This Row],[Assumed hours from space type]]),0)","v":0},{"$f":"IF(OR(Table1323[[#This Row],[Automatic Controls?]]=\"Fixture integrated occupancy sensor\",Table1323[[#This Row],[Automatic Controls?]]=\"Ceiling / wall mounted occupancy sensor\"),Table1323[[#This Row],[Quantity of luminaires]]*IF(Table1323[[#This Row],[Rebate Category]]<>\"\",INDEX(Table1[Retrofit W],MATCH(Table1323[[#This Row],[Rebate Category]],Table1[BC Hydro Rebate Category],0)),Table1323[[#This Row],[Retrofit W defined by user (no rebate)]])/1000*IF(Table1323[[#This Row],[Assumed hours from space type]]=\"user defined\",Table1323[[#This Row],[Baseline Operating hours]],Table1323[[#This Row],[Assumed hours from space type]])*0.2,0)","v":0},{"$f":"Table1323[[#This Row],[Rebate kWh savings]]+Table1323[[#This Row],[Controls Rebate kWh Savings]]","v":0},{"$f":"IFERROR(IF(Table1323[[#This Row],[Quantity of luminaires]]=\"\",\"\",IF(Table1323[[#This Row],[Lamp / Luminaire Category]]=\"No eligible rebate\",(Table1323[[#This Row],[Baseline W defined by user]]-Table1323[[#This Row],[Retrofit W defined by user (no rebate)]])*Table1323[[#This Row],[Quantity of luminaires]]/1000,(Table1323[[#This Row],[Assumed Baseline W by source]]-Table1323[[#This Row],[LED Luminaire W by rebate]])*Table1323[[#This Row],[Quantity of luminaires]]/1000)),0)","v":""},{"$f":"IFERROR(IF(Table1323[[#This Row],[Lamp / Luminaire Category]]=\"No eligible rebate\",Table1323[[#This Row],[Quantity of luminaires]]*(Table1323[[#This Row],[Baseline W defined by user]]-Table1323[[#This Row],[Retrofit W defined by user (no rebate)]])/1000*IF(Table1323[[#This Row],[Assumed hours from space type]]=\"user defined\",Table1323[[#This Row],[Baseline Operating hours]],Table1323[[#This Row],[Assumed hours from space type]])+Table1323[[#This Row],[Controls Rebate kWh Savings]],Table1323[[#This Row],[Quantity of luminaires]]*(INDEX(Table1[Actual Baseline W],MATCH(Table1323[[#This Row],[Lamp / Luminaire Category]]&Table1323[[#This Row],[Rebate Category]],Table1[PrescribedSource - Rebate ID],0))/1000-Table1323[[#This Row],[LED Luminaire W by rebate]]/1000)*IF(Table1323[[#This Row],[Assumed hours from space type]]=\"user defined\",Table1323[[#This Row],[Baseline Operating hours]],Table1323[[#This Row],[Assumed hours from space type]])+Table1323[[#This Row],[Controls Rebate kWh Savings]]),0)","v":0},{"$f":"IFERROR(IF(Table1323[[#This Row],[Rebate kW Savings]]=0,Table1323[[#This Row],[Demand Savings, kW]],INDEX(Table1[Actual Savings],MATCH(Table1323[[#This Row],[Lamp / Luminaire Category]]&Table1323[[#This Row],[Rebate Category]],Table1[PrescribedSource - Rebate ID],0))*Table1323[[#This Row],[Quantity of luminaires]]/1000),0)","v":""},{"$f":"IFERROR(Table1323[[#This Row],[BC Housing Site kW Savings]]*IF(Table1323[[#This Row],[Assumed hours from space type]]=\"user defined\",Table1323[[#This Row],[Baseline Operating hours]],Table1323[[#This Row],[Assumed hours from space type]])+Table1323[[#This Row],[Controls Rebate kWh Savings]],0)","v":0},{"$f":"IFERROR(IF(Table1323[[#This Row],[Lamp / Luminaire Category]]=\"No eligible rebate\",Table1323[[#This Row],[Lighting Technology]]&\" retrofit with no rebate\",Table1323[[#This Row],[Rebate Category]]),\"\")","v":0},{"$f":"IF(Table1323[[#This Row],[Lamp / Luminaire Category]]=\"No eligible rebate\",1,0)","v":0},{"$f":"IFERROR(IF(IF(Table1323[[#This Row],[Assumed hours from space type]]=\"user defined\",Table1323[[#This Row],[Baseline Operating hours]],Table1323[[#This Row],[Assumed hours from space type]])<3600,0,IF(AND(IF(Table1323[[#This Row],[Assumed hours from space type]]=\"user defined\",Table1323[[#This Row],[Baseline Operating hours]],Table1323[[#This Row],[Assumed hours from space type]])>=3600,OR(Table1323[[#This Row],[Automatic Controls?]]=\"None\",Table1323[[#This Row],[Automatic Controls?]]=\"\")),IF(Table1323[[#This Row],[Lamp / Luminaire Category]]=\"No eligible rebate\",Table1323[[#This Row],[Baseline W defined by user]]-Table1323[[#This Row],[Retrofit W defined by user (no rebate)]],Table1323[[#This Row],[Assumed Baseline W by source]]-Table1323[[#This Row],[LED Luminaire W by rebate]]),IF(AND(IF(Table1323[[#This Row],[Assumed hours from space type]]=\"user defined\",Table1323[[#This Row],[Baseline Operating hours]],Table1323[[#This Row],[Assumed hours from space type]])>=(3600/0.8),OR(Table1323[[#This Row],[Automatic Controls?]]=\"Fixture integrated occupancy sensor\",Table1323[[#This Row],[Automatic Controls?]]=\"Ceiling / wall mounted occupancy sensor\")),IF(Table1323[[#This Row],[Lamp / Luminaire Category]]=\"No eligible rebate\",(Table1323[[#This Row],[Baseline W defined by user]]-Table1323[[#This Row],[Retrofit W defined by user (no rebate)]]),Table1323[[#This Row],[Assumed Baseline W by source]]-Table1323[[#This Row],[LED Luminaire W by rebate]]),IF(AND(IF(Table1323[[#This Row],[Assumed hours from space type]]=\"user defined\",Table1323[[#This Row],[Baseline Operating hours]],Table1323[[#This Row],[Assumed hours from space type]])<(3600/0.8),OR(Table1323[[#This Row],[Automatic Controls?]]=\"Fixture integrated occupancy sensor\",Table1323[[#This Row],[Automatic Controls?]]=\"Ceiling / wall mounted occupancy sensor\")),IF(Table1323[[#This Row],[Lamp / Luminaire Category]]=\"No eligible rebate\",Table1323[[#This Row],[Baseline W defined by user]],Table1323[[#This Row],[Assumed Baseline W by source]])))))*Table1323[[#This Row],[Quantity of luminaires]]/1000,\"\")","v":""},{"$f":"Table1323[[#This Row],[LED lamp/luminaire retrofit part '#]]","v":0},{"$f":"IF(Table1323[[#This Row],[Rebate Unit]]=\"per lamp\",INDEX(Table1[Number of Lamps],MATCH(Table1323[[#This Row],[Lamp / Luminaire Category]]&Table1323[[#This Row],[Rebate Category]],Table1[PrescribedSource - Rebate ID],0)),1)*Table1323[[#This Row],[Quantity of luminaires]]","v":0},{"$f":"IFERROR(IF(Table1323[[#This Row],[Lamp / Luminaire Category]]=\"No eligible rebate\",\"no eligible rebate\",INDEX(Table1[BC Hydro xRM ECM],MATCH(Table1323[[#This Row],[Lamp / Luminaire Category]]&Table1323[[#This Row],[Rebate Category]],Table1[PrescribedSource - Rebate ID],0))),\"\")","v":""}]
[null,{"$f":"IF(Table1323[[#This Row],[Space Type]]=\"\",\"\",\"L-\"&ROW(182:182))","v":""},null,null,null,null,null,null,null,{"$f":"IFERROR(IF(Table1323[[#This Row],[Space Type]]=\"\",\"\",IF(Table1323[[#This Row],[Lamp / Luminaire Category]]=\"No eligible rebate\",\"\",IF(Table1323[[#This Row],[Rebate Category]]=\"\",\"select rebate\",INDEX(Table1[Actual Baseline W],MATCH(Table1323[[#This Row],[Lamp / Luminaire Category]]&Table1323[[#This Row],[Rebate Category]],Table1[PrescribedSource - Rebate ID],0))))),\"\")","v":""},{"$f":"IFERROR(IF(Table1323[[#This Row],[No]]=\"\",\"\",IF(Table1323[[#This Row],[Space Type]]=\"\",\"select Space Type\",IF(Table1323[[#This Row],[Baseline Operating hours]]<>\"\",\"user defined\",INDEX(Table5[Hours],MATCH(Table1323[[#This Row],[Space Type]],Table5[Space Type],0))))),\"\")","v":""},null,{"$f":"IFERROR(INDEX(Table1[Rebate],MATCH(Table1323[[#This Row],[Lamp / Luminaire Category]]&Table1323[[#This Row],[Rebate Category]],Table1[PrescribedSource - Rebate ID],0)),\"\")","v":""},{"$f":"IFERROR(INDEX(Table1[Rebate Unit],MATCH(Table1323[[#This Row],[Lamp / Luminaire Category]]&Table1323[[#This Row],[Rebate Category]],Table1[PrescribedSource - Rebate ID],0)),\"\")","v":""},null,{"$f":"IFERROR(IF(Table1323[[#This Row],[Lamp / Luminaire Category]]=\"No eligible rebate\",\"no rebate\",INDEX(Table1[Retrofit W],MATCH(Table1323[[#This Row],[Lamp / Luminaire Category]]&Table1323[[#This Row],[Rebate Category]],Table1[PrescribedSource - Rebate ID],0))),\"\")","v":""},null,null,null,{"$f":"IFERROR(INDEX(Table1[Rebate],MATCH(Table1323[[#This Row],[Lamp / Luminaire Category]]&Table1323[[#This Row],[Rebate Category]],Table1[PrescribedSource - Rebate ID],0))*Table1323[[#This Row],[Quantity of luminaires]],0)","v":0},{"$f":"IF(OR(Table1323[[#This Row],[Automatic Controls?]]=\"Fixture integrated Occupancy / Daylight Harvesting sensor\",Table1323[[#This Row],[Automatic Controls?]]=\"Ceiling / wall mounted Occupancy / Daylight Harvesting sensor\",Table1323[[#This Row],[Automatic Controls?]]=\"Timer\"),45*Table1323[[#This Row],[Number of occupancy sensors]],\"\")","v":""},{"$f":"IFERROR(IF(Table1323[[#This Row],[Controls Rebate]]=\"\",0,Table1323[[#This Row],[Controls Rebate]])+Table1323[[#This Row],[Lighting Rebate]],\"\")","v":0},{"$f":"IFERROR(INDEX(Table1[Rebate Savings],MATCH(Table1323[[#This Row],[Lamp / Luminaire Category]]&Table1323[[#This Row],[Rebate Category]],Table1[PrescribedSource - Rebate ID],0))*Table1323[[#This Row],[Quantity of luminaires]]/1000,0)","v":0},{"$f":"IFERROR(Table1323[[#This Row],[Rebate kW Savings]]*IF(Table1323[[#This Row],[Assumed hours from space type]]=\"user defined\",Table1323[[#This Row],[Baseline Operating hours]],Table1323[[#This Row],[Assumed hours from space type]]),0)","v":0},{"$f":"IF(OR(Table1323[[#This Row],[Automatic Controls?]]=\"Fixture integrated occupancy sensor\",Table1323[[#This Row],[Automatic Controls?]]=\"Ceiling / wall mounted occupancy sensor\"),Table1323[[#This Row],[Quantity of luminaires]]*IF(Table1323[[#This Row],[Rebate Category]]<>\"\",INDEX(Table1[Retrofit W],MATCH(Table1323[[#This Row],[Rebate Category]],Table1[BC Hydro Rebate Category],0)),Table1323[[#This Row],[Retrofit W defined by user (no rebate)]])/1000*IF(Table1323[[#This Row],[Assumed hours from space type]]=\"user defined\",Table1323[[#This Row],[Baseline Operating hours]],Table1323[[#This Row],[Assumed hours from space type]])*0.2,0)","v":0},{"$f":"Table1323[[#This Row],[Rebate kWh savings]]+Table1323[[#This Row],[Controls Rebate kWh Savings]]","v":0},{"$f":"IFERROR(IF(Table1323[[#This Row],[Quantity of luminaires]]=\"\",\"\",IF(Table1323[[#This Row],[Lamp / Luminaire Category]]=\"No eligible rebate\",(Table1323[[#This Row],[Baseline W defined by user]]-Table1323[[#This Row],[Retrofit W defined by user (no rebate)]])*Table1323[[#This Row],[Quantity of luminaires]]/1000,(Table1323[[#This Row],[Assumed Baseline W by source]]-Table1323[[#This Row],[LED Luminaire W by rebate]])*Table1323[[#This Row],[Quantity of luminaires]]/1000)),0)","v":""},{"$f":"IFERROR(IF(Table1323[[#This Row],[Lamp / Luminaire Category]]=\"No eligible rebate\",Table1323[[#This Row],[Quantity of luminaires]]*(Table1323[[#This Row],[Baseline W defined by user]]-Table1323[[#This Row],[Retrofit W defined by user (no rebate)]])/1000*IF(Table1323[[#This Row],[Assumed hours from space type]]=\"user defined\",Table1323[[#This Row],[Baseline Operating hours]],Table1323[[#This Row],[Assumed hours from space type]])+Table1323[[#This Row],[Controls Rebate kWh Savings]],Table1323[[#This Row],[Quantity of luminaires]]*(INDEX(Table1[Actual Baseline W],MATCH(Table1323[[#This Row],[Lamp / Luminaire Category]]&Table1323[[#This Row],[Rebate Category]],Table1[PrescribedSource - Rebate ID],0))/1000-Table1323[[#This Row],[LED Luminaire W by rebate]]/1000)*IF(Table1323[[#This Row],[Assumed hours from space type]]=\"user defined\",Table1323[[#This Row],[Baseline Operating hours]],Table1323[[#This Row],[Assumed hours from space type]])+Table1323[[#This Row],[Controls Rebate kWh Savings]]),0)","v":0},{"$f":"IFERROR(IF(Table1323[[#This Row],[Rebate kW Savings]]=0,Table1323[[#This Row],[Demand Savings, kW]],INDEX(Table1[Actual Savings],MATCH(Table1323[[#This Row],[Lamp / Luminaire Category]]&Table1323[[#This Row],[Rebate Category]],Table1[PrescribedSource - Rebate ID],0))*Table1323[[#This Row],[Quantity of luminaires]]/1000),0)","v":""},{"$f":"IFERROR(Table1323[[#This Row],[BC Housing Site kW Savings]]*IF(Table1323[[#This Row],[Assumed hours from space type]]=\"user defined\",Table1323[[#This Row],[Baseline Operating hours]],Table1323[[#This Row],[Assumed hours from space type]])+Table1323[[#This Row],[Controls Rebate kWh Savings]],0)","v":0},{"$f":"IFERROR(IF(Table1323[[#This Row],[Lamp / Luminaire Category]]=\"No eligible rebate\",Table1323[[#This Row],[Lighting Technology]]&\" retrofit with no rebate\",Table1323[[#This Row],[Rebate Category]]),\"\")","v":0},{"$f":"IF(Table1323[[#This Row],[Lamp / Luminaire Category]]=\"No eligible rebate\",1,0)","v":0},{"$f":"IFERROR(IF(IF(Table1323[[#This Row],[Assumed hours from space type]]=\"user defined\",Table1323[[#This Row],[Baseline Operating hours]],Table1323[[#This Row],[Assumed hours from space type]])<3600,0,IF(AND(IF(Table1323[[#This Row],[Assumed hours from space type]]=\"user defined\",Table1323[[#This Row],[Baseline Operating hours]],Table1323[[#This Row],[Assumed hours from space type]])>=3600,OR(Table1323[[#This Row],[Automatic Controls?]]=\"None\",Table1323[[#This Row],[Automatic Controls?]]=\"\")),IF(Table1323[[#This Row],[Lamp / Luminaire Category]]=\"No eligible rebate\",Table1323[[#This Row],[Baseline W defined by user]]-Table1323[[#This Row],[Retrofit W defined by user (no rebate)]],Table1323[[#This Row],[Assumed Baseline W by source]]-Table1323[[#This Row],[LED Luminaire W by rebate]]),IF(AND(IF(Table1323[[#This Row],[Assumed hours from space type]]=\"user defined\",Table1323[[#This Row],[Baseline Operating hours]],Table1323[[#This Row],[Assumed hours from space type]])>=(3600/0.8),OR(Table1323[[#This Row],[Automatic Controls?]]=\"Fixture integrated occupancy sensor\",Table1323[[#This Row],[Automatic Controls?]]=\"Ceiling / wall mounted occupancy sensor\")),IF(Table1323[[#This Row],[Lamp / Luminaire Category]]=\"No eligible rebate\",(Table1323[[#This Row],[Baseline W defined by user]]-Table1323[[#This Row],[Retrofit W defined by user (no rebate)]]),Table1323[[#This Row],[Assumed Baseline W by source]]-Table1323[[#This Row],[LED Luminaire W by rebate]]),IF(AND(IF(Table1323[[#This Row],[Assumed hours from space type]]=\"user defined\",Table1323[[#This Row],[Baseline Operating hours]],Table1323[[#This Row],[Assumed hours from space type]])<(3600/0.8),OR(Table1323[[#This Row],[Automatic Controls?]]=\"Fixture integrated occupancy sensor\",Table1323[[#This Row],[Automatic Controls?]]=\"Ceiling / wall mounted occupancy sensor\")),IF(Table1323[[#This Row],[Lamp / Luminaire Category]]=\"No eligible rebate\",Table1323[[#This Row],[Baseline W defined by user]],Table1323[[#This Row],[Assumed Baseline W by source]])))))*Table1323[[#This Row],[Quantity of luminaires]]/1000,\"\")","v":""},{"$f":"Table1323[[#This Row],[LED lamp/luminaire retrofit part '#]]","v":0},{"$f":"IF(Table1323[[#This Row],[Rebate Unit]]=\"per lamp\",INDEX(Table1[Number of Lamps],MATCH(Table1323[[#This Row],[Lamp / Luminaire Category]]&Table1323[[#This Row],[Rebate Category]],Table1[PrescribedSource - Rebate ID],0)),1)*Table1323[[#This Row],[Quantity of luminaires]]","v":0},{"$f":"IFERROR(IF(Table1323[[#This Row],[Lamp / Luminaire Category]]=\"No eligible rebate\",\"no eligible rebate\",INDEX(Table1[BC Hydro xRM ECM],MATCH(Table1323[[#This Row],[Lamp / Luminaire Category]]&Table1323[[#This Row],[Rebate Category]],Table1[PrescribedSource - Rebate ID],0))),\"\")","v":""}]
[null,{"$f":"IF(Table1323[[#This Row],[Space Type]]=\"\",\"\",\"L-\"&ROW(183:183))","v":""},null,null,null,null,null,null,null,{"$f":"IFERROR(IF(Table1323[[#This Row],[Space Type]]=\"\",\"\",IF(Table1323[[#This Row],[Lamp / Luminaire Category]]=\"No eligible rebate\",\"\",IF(Table1323[[#This Row],[Rebate Category]]=\"\",\"select rebate\",INDEX(Table1[Actual Baseline W],MATCH(Table1323[[#This Row],[Lamp / Luminaire Category]]&Table1323[[#This Row],[Rebate Category]],Table1[PrescribedSource - Rebate ID],0))))),\"\")","v":""},{"$f":"IFERROR(IF(Table1323[[#This Row],[No]]=\"\",\"\",IF(Table1323[[#This Row],[Space Type]]=\"\",\"select Space Type\",IF(Table1323[[#This Row],[Baseline Operating hours]]<>\"\",\"user defined\",INDEX(Table5[Hours],MATCH(Table1323[[#This Row],[Space Type]],Table5[Space Type],0))))),\"\")","v":""},null,{"$f":"IFERROR(INDEX(Table1[Rebate],MATCH(Table1323[[#This Row],[Lamp / Luminaire Category]]&Table1323[[#This Row],[Rebate Category]],Table1[PrescribedSource - Rebate ID],0)),\"\")","v":""},{"$f":"IFERROR(INDEX(Table1[Rebate Unit],MATCH(Table1323[[#This Row],[Lamp / Luminaire Category]]&Table1323[[#This Row],[Rebate Category]],Table1[PrescribedSource - Rebate ID],0)),\"\")","v":""},null,{"$f":"IFERROR(IF(Table1323[[#This Row],[Lamp / Luminaire Category]]=\"No eligible rebate\",\"no rebate\",INDEX(Table1[Retrofit W],MATCH(Table1323[[#This Row],[Lamp / Luminaire Category]]&Table1323[[#This Row],[Rebate Category]],Table1[PrescribedSource - Rebate ID],0))),\"\")","v":""},null,null,null,{"$f":"IFERROR(INDEX(Table1[Rebate],MATCH(Table1323[[#This Row],[Lamp / Luminaire Category]]&Table1323[[#This Row],[Rebate Category]],Table1[PrescribedSource - Rebate ID],0))*Table1323[[#This Row],[Quantity of luminaires]],0)","v":0},{"$f":"IF(OR(Table1323[[#This Row],[Automatic Controls?]]=\"Fixture integrated Occupancy / Daylight Harvesting sensor\",Table1323[[#This Row],[Automatic Controls?]]=\"Ceiling / wall mounted Occupancy / Daylight Harvesting sensor\",Table1323[[#This Row],[Automatic Controls?]]=\"Timer\"),45*Table1323[[#This Row],[Number of occupancy sensors]],\"\")","v":""},{"$f":"IFERROR(IF(Table1323[[#This Row],[Controls Rebate]]=\"\",0,Table1323[[#This Row],[Controls Rebate]])+Table1323[[#This Row],[Lighting Rebate]],\"\")","v":0},{"$f":"IFERROR(INDEX(Table1[Rebate Savings],MATCH(Table1323[[#This Row],[Lamp / Luminaire Category]]&Table1323[[#This Row],[Rebate Category]],Table1[PrescribedSource - Rebate ID],0))*Table1323[[#This Row],[Quantity of luminaires]]/1000,0)","v":0},{"$f":"IFERROR(Table1323[[#This Row],[Rebate kW Savings]]*IF(Table1323[[#This Row],[Assumed hours from space type]]=\"user defined\",Table1323[[#This Row],[Baseline Operating hours]],Table1323[[#This Row],[Assumed hours from space type]]),0)","v":0},{"$f":"IF(OR(Table1323[[#This Row],[Automatic Controls?]]=\"Fixture integrated occupancy sensor\",Table1323[[#This Row],[Automatic Controls?]]=\"Ceiling / wall mounted occupancy sensor\"),Table1323[[#This Row],[Quantity of luminaires]]*IF(Table1323[[#This Row],[Rebate Category]]<>\"\",INDEX(Table1[Retrofit W],MATCH(Table1323[[#This Row],[Rebate Category]],Table1[BC Hydro Rebate Category],0)),Table1323[[#This Row],[Retrofit W defined by user (no rebate)]])/1000*IF(Table1323[[#This Row],[Assumed hours from space type]]=\"user defined\",Table1323[[#This Row],[Baseline Operating hours]],Table1323[[#This Row],[Assumed hours from space type]])*0.2,0)","v":0},{"$f":"Table1323[[#This Row],[Rebate kWh savings]]+Table1323[[#This Row],[Controls Rebate kWh Savings]]","v":0},{"$f":"IFERROR(IF(Table1323[[#This Row],[Quantity of luminaires]]=\"\",\"\",IF(Table1323[[#This Row],[Lamp / Luminaire Category]]=\"No eligible rebate\",(Table1323[[#This Row],[Baseline W defined by user]]-Table1323[[#This Row],[Retrofit W defined by user (no rebate)]])*Table1323[[#This Row],[Quantity of luminaires]]/1000,(Table1323[[#This Row],[Assumed Baseline W by source]]-Table1323[[#This Row],[LED Luminaire W by rebate]])*Table1323[[#This Row],[Quantity of luminaires]]/1000)),0)","v":""},{"$f":"IFERROR(IF(Table1323[[#This Row],[Lamp / Luminaire Category]]=\"No eligible rebate\",Table1323[[#This Row],[Quantity of luminaires]]*(Table1323[[#This Row],[Baseline W defined by user]]-Table1323[[#This Row],[Retrofit W defined by user (no rebate)]])/1000*IF(Table1323[[#This Row],[Assumed hours from space type]]=\"user defined\",Table1323[[#This Row],[Baseline Operating hours]],Table1323[[#This Row],[Assumed hours from space type]])+Table1323[[#This Row],[Controls Rebate kWh Savings]],Table1323[[#This Row],[Quantity of luminaires]]*(INDEX(Table1[Actual Baseline W],MATCH(Table1323[[#This Row],[Lamp / Luminaire Category]]&Table1323[[#This Row],[Rebate Category]],Table1[PrescribedSource - Rebate ID],0))/1000-Table1323[[#This Row],[LED Luminaire W by rebate]]/1000)*IF(Table1323[[#This Row],[Assumed hours from space type]]=\"user defined\",Table1323[[#This Row],[Baseline Operating hours]],Table1323[[#This Row],[Assumed hours from space type]])+Table1323[[#This Row],[Controls Rebate kWh Savings]]),0)","v":0},{"$f":"IFERROR(IF(Table1323[[#This Row],[Rebate kW Savings]]=0,Table1323[[#This Row],[Demand Savings, kW]],INDEX(Table1[Actual Savings],MATCH(Table1323[[#This Row],[Lamp / Luminaire Category]]&Table1323[[#This Row],[Rebate Category]],Table1[PrescribedSource - Rebate ID],0))*Table1323[[#This Row],[Quantity of luminaires]]/1000),0)","v":""},{"$f":"IFERROR(Table1323[[#This Row],[BC Housing Site kW Savings]]*IF(Table1323[[#This Row],[Assumed hours from space type]]=\"user defined\",Table1323[[#This Row],[Baseline Operating hours]],Table1323[[#This Row],[Assumed hours from space type]])+Table1323[[#This Row],[Controls Rebate kWh Savings]],0)","v":0},{"$f":"IFERROR(IF(Table1323[[#This Row],[Lamp / Luminaire Category]]=\"No eligible rebate\",Table1323[[#This Row],[Lighting Technology]]&\" retrofit with no rebate\",Table1323[[#This Row],[Rebate Category]]),\"\")","v":0},{"$f":"IF(Table1323[[#This Row],[Lamp / Luminaire Category]]=\"No eligible rebate\",1,0)","v":0},{"$f":"IFERROR(IF(IF(Table1323[[#This Row],[Assumed hours from space type]]=\"user defined\",Table1323[[#This Row],[Baseline Operating hours]],Table1323[[#This Row],[Assumed hours from space type]])<3600,0,IF(AND(IF(Table1323[[#This Row],[Assumed hours from space type]]=\"user defined\",Table1323[[#This Row],[Baseline Operating hours]],Table1323[[#This Row],[Assumed hours from space type]])>=3600,OR(Table1323[[#This Row],[Automatic Controls?]]=\"None\",Table1323[[#This Row],[Automatic Controls?]]=\"\")),IF(Table1323[[#This Row],[Lamp / Luminaire Category]]=\"No eligible rebate\",Table1323[[#This Row],[Baseline W defined by user]]-Table1323[[#This Row],[Retrofit W defined by user (no rebate)]],Table1323[[#This Row],[Assumed Baseline W by source]]-Table1323[[#This Row],[LED Luminaire W by rebate]]),IF(AND(IF(Table1323[[#This Row],[Assumed hours from space type]]=\"user defined\",Table1323[[#This Row],[Baseline Operating hours]],Table1323[[#This Row],[Assumed hours from space type]])>=(3600/0.8),OR(Table1323[[#This Row],[Automatic Controls?]]=\"Fixture integrated occupancy sensor\",Table1323[[#This Row],[Automatic Controls?]]=\"Ceiling / wall mounted occupancy sensor\")),IF(Table1323[[#This Row],[Lamp / Luminaire Category]]=\"No eligible rebate\",(Table1323[[#This Row],[Baseline W defined by user]]-Table1323[[#This Row],[Retrofit W defined by user (no rebate)]]),Table1323[[#This Row],[Assumed Baseline W by source]]-Table1323[[#This Row],[LED Luminaire W by rebate]]),IF(AND(IF(Table1323[[#This Row],[Assumed hours from space type]]=\"user defined\",Table1323[[#This Row],[Baseline Operating hours]],Table1323[[#This Row],[Assumed hours from space type]])<(3600/0.8),OR(Table1323[[#This Row],[Automatic Controls?]]=\"Fixture integrated occupancy sensor\",Table1323[[#This Row],[Automatic Controls?]]=\"Ceiling / wall mounted occupancy sensor\")),IF(Table1323[[#This Row],[Lamp / Luminaire Category]]=\"No eligible rebate\",Table1323[[#This Row],[Baseline W defined by user]],Table1323[[#This Row],[Assumed Baseline W by source]])))))*Table1323[[#This Row],[Quantity of luminaires]]/1000,\"\")","v":""},{"$f":"Table1323[[#This Row],[LED lamp/luminaire retrofit part '#]]","v":0},{"$f":"IF(Table1323[[#This Row],[Rebate Unit]]=\"per lamp\",INDEX(Table1[Number of Lamps],MATCH(Table1323[[#This Row],[Lamp / Luminaire Category]]&Table1323[[#This Row],[Rebate Category]],Table1[PrescribedSource - Rebate ID],0)),1)*Table1323[[#This Row],[Quantity of luminaires]]","v":0},{"$f":"IFERROR(IF(Table1323[[#This Row],[Lamp / Luminaire Category]]=\"No eligible rebate\",\"no eligible rebate\",INDEX(Table1[BC Hydro xRM ECM],MATCH(Table1323[[#This Row],[Lamp / Luminaire Category]]&Table1323[[#This Row],[Rebate Category]],Table1[PrescribedSource - Rebate ID],0))),\"\")","v":""}]
[null,{"$f":"IF(Table1323[[#This Row],[Space Type]]=\"\",\"\",\"L-\"&ROW(184:184))","v":""},null,null,null,null,null,null,null,{"$f":"IFERROR(IF(Table1323[[#This Row],[Space Type]]=\"\",\"\",IF(Table1323[[#This Row],[Lamp / Luminaire Category]]=\"No eligible rebate\",\"\",IF(Table1323[[#This Row],[Rebate Category]]=\"\",\"select rebate\",INDEX(Table1[Actual Baseline W],MATCH(Table1323[[#This Row],[Lamp / Luminaire Category]]&Table1323[[#This Row],[Rebate Category]],Table1[PrescribedSource - Rebate ID],0))))),\"\")","v":""},{"$f":"IFERROR(IF(Table1323[[#This Row],[No]]=\"\",\"\",IF(Table1323[[#This Row],[Space Type]]=\"\",\"select Space Type\",IF(Table1323[[#This Row],[Baseline Operating hours]]<>\"\",\"user defined\",INDEX(Table5[Hours],MATCH(Table1323[[#This Row],[Space Type]],Table5[Space Type],0))))),\"\")","v":""},null,{"$f":"IFERROR(INDEX(Table1[Rebate],MATCH(Table1323[[#This Row],[Lamp / Luminaire Category]]&Table1323[[#This Row],[Rebate Category]],Table1[PrescribedSource - Rebate ID],0)),\"\")","v":""},{"$f":"IFERROR(INDEX(Table1[Rebate Unit],MATCH(Table1323[[#This Row],[Lamp / Luminaire Category]]&Table1323[[#This Row],[Rebate Category]],Table1[PrescribedSource - Rebate ID],0)),\"\")","v":""},null,{"$f":"IFERROR(IF(Table1323[[#This Row],[Lamp / Luminaire Category]]=\"No eligible rebate\",\"no rebate\",INDEX(Table1[Retrofit W],MATCH(Table1323[[#This Row],[Lamp / Luminaire Category]]&Table1323[[#This Row],[Rebate Category]],Table1[PrescribedSource - Rebate ID],0))),\"\")","v":""},null,null,null,{"$f":"IFERROR(INDEX(Table1[Rebate],MATCH(Table1323[[#This Row],[Lamp / Luminaire Category]]&Table1323[[#This Row],[Rebate Category]],Table1[PrescribedSource - Rebate ID],0))*Table1323[[#This Row],[Quantity of luminaires]],0)","v":0},{"$f":"IF(OR(Table1323[[#This Row],[Automatic Controls?]]=\"Fixture integrated Occupancy / Daylight Harvesting sensor\",Table1323[[#This Row],[Automatic Controls?]]=\"Ceiling / wall mounted Occupancy / Daylight Harvesting sensor\",Table1323[[#This Row],[Automatic Controls?]]=\"Timer\"),45*Table1323[[#This Row],[Number of occupancy sensors]],\"\")","v":""},{"$f":"IFERROR(IF(Table1323[[#This Row],[Controls Rebate]]=\"\",0,Table1323[[#This Row],[Controls Rebate]])+Table1323[[#This Row],[Lighting Rebate]],\"\")","v":0},{"$f":"IFERROR(INDEX(Table1[Rebate Savings],MATCH(Table1323[[#This Row],[Lamp / Luminaire Category]]&Table1323[[#This Row],[Rebate Category]],Table1[PrescribedSource - Rebate ID],0))*Table1323[[#This Row],[Quantity of luminaires]]/1000,0)","v":0},{"$f":"IFERROR(Table1323[[#This Row],[Rebate kW Savings]]*IF(Table1323[[#This Row],[Assumed hours from space type]]=\"user defined\",Table1323[[#This Row],[Baseline Operating hours]],Table1323[[#This Row],[Assumed hours from space type]]),0)","v":0},{"$f":"IF(OR(Table1323[[#This Row],[Automatic Controls?]]=\"Fixture integrated occupancy sensor\",Table1323[[#This Row],[Automatic Controls?]]=\"Ceiling / wall mounted occupancy sensor\"),Table1323[[#This Row],[Quantity of luminaires]]*IF(Table1323[[#This Row],[Rebate Category]]<>\"\",INDEX(Table1[Retrofit W],MATCH(Table1323[[#This Row],[Rebate Category]],Table1[BC Hydro Rebate Category],0)),Table1323[[#This Row],[Retrofit W defined by user (no rebate)]])/1000*IF(Table1323[[#This Row],[Assumed hours from space type]]=\"user defined\",Table1323[[#This Row],[Baseline Operating hours]],Table1323[[#This Row],[Assumed hours from space type]])*0.2,0)","v":0},{"$f":"Table1323[[#This Row],[Rebate kWh savings]]+Table1323[[#This Row],[Controls Rebate kWh Savings]]","v":0},{"$f":"IFERROR(IF(Table1323[[#This Row],[Quantity of luminaires]]=\"\",\"\",IF(Table1323[[#This Row],[Lamp / Luminaire Category]]=\"No eligible rebate\",(Table1323[[#This Row],[Baseline W defined by user]]-Table1323[[#This Row],[Retrofit W defined by user (no rebate)]])*Table1323[[#This Row],[Quantity of luminaires]]/1000,(Table1323[[#This Row],[Assumed Baseline W by source]]-Table1323[[#This Row],[LED Luminaire W by rebate]])*Table1323[[#This Row],[Quantity of luminaires]]/1000)),0)","v":""},{"$f":"IFERROR(IF(Table1323[[#This Row],[Lamp / Luminaire Category]]=\"No eligible rebate\",Table1323[[#This Row],[Quantity of luminaires]]*(Table1323[[#This Row],[Baseline W defined by user]]-Table1323[[#This Row],[Retrofit W defined by user (no rebate)]])/1000*IF(Table1323[[#This Row],[Assumed hours from space type]]=\"user defined\",Table1323[[#This Row],[Baseline Operating hours]],Table1323[[#This Row],[Assumed hours from space type]])+Table1323[[#This Row],[Controls Rebate kWh Savings]],Table1323[[#This Row],[Quantity of luminaires]]*(INDEX(Table1[Actual Baseline W],MATCH(Table1323[[#This Row],[Lamp / Luminaire Category]]&Table1323[[#This Row],[Rebate Category]],Table1[PrescribedSource - Rebate ID],0))/1000-Table1323[[#This Row],[LED Luminaire W by rebate]]/1000)*IF(Table1323[[#This Row],[Assumed hours from space type]]=\"user defined\",Table1323[[#This Row],[Baseline Operating hours]],Table1323[[#This Row],[Assumed hours from space type]])+Table1323[[#This Row],[Controls Rebate kWh Savings]]),0)","v":0},{"$f":"IFERROR(IF(Table1323[[#This Row],[Rebate kW Savings]]=0,Table1323[[#This Row],[Demand Savings, kW]],INDEX(Table1[Actual Savings],MATCH(Table1323[[#This Row],[Lamp / Luminaire Category]]&Table1323[[#This Row],[Rebate Category]],Table1[PrescribedSource - Rebate ID],0))*Table1323[[#This Row],[Quantity of luminaires]]/1000),0)","v":""},{"$f":"IFERROR(Table1323[[#This Row],[BC Housing Site kW Savings]]*IF(Table1323[[#This Row],[Assumed hours from space type]]=\"user defined\",Table1323[[#This Row],[Baseline Operating hours]],Table1323[[#This Row],[Assumed hours from space type]])+Table1323[[#This Row],[Controls Rebate kWh Savings]],0)","v":0},{"$f":"IFERROR(IF(Table1323[[#This Row],[Lamp / Luminaire Category]]=\"No eligible rebate\",Table1323[[#This Row],[Lighting Technology]]&\" retrofit with no rebate\",Table1323[[#This Row],[Rebate Category]]),\"\")","v":0},{"$f":"IF(Table1323[[#This Row],[Lamp / Luminaire Category]]=\"No eligible rebate\",1,0)","v":0},{"$f":"IFERROR(IF(IF(Table1323[[#This Row],[Assumed hours from space type]]=\"user defined\",Table1323[[#This Row],[Baseline Operating hours]],Table1323[[#This Row],[Assumed hours from space type]])<3600,0,IF(AND(IF(Table1323[[#This Row],[Assumed hours from space type]]=\"user defined\",Table1323[[#This Row],[Baseline Operating hours]],Table1323[[#This Row],[Assumed hours from space type]])>=3600,OR(Table1323[[#This Row],[Automatic Controls?]]=\"None\",Table1323[[#This Row],[Automatic Controls?]]=\"\")),IF(Table1323[[#This Row],[Lamp / Luminaire Category]]=\"No eligible rebate\",Table1323[[#This Row],[Baseline W defined by user]]-Table1323[[#This Row],[Retrofit W defined by user (no rebate)]],Table1323[[#This Row],[Assumed Baseline W by source]]-Table1323[[#This Row],[LED Luminaire W by rebate]]),IF(AND(IF(Table1323[[#This Row],[Assumed hours from space type]]=\"user defined\",Table1323[[#This Row],[Baseline Operating hours]],Table1323[[#This Row],[Assumed hours from space type]])>=(3600/0.8),OR(Table1323[[#This Row],[Automatic Controls?]]=\"Fixture integrated occupancy sensor\",Table1323[[#This Row],[Automatic Controls?]]=\"Ceiling / wall mounted occupancy sensor\")),IF(Table1323[[#This Row],[Lamp / Luminaire Category]]=\"No eligible rebate\",(Table1323[[#This Row],[Baseline W defined by user]]-Table1323[[#This Row],[Retrofit W defined by user (no rebate)]]),Table1323[[#This Row],[Assumed Baseline W by source]]-Table1323[[#This Row],[LED Luminaire W by rebate]]),IF(AND(IF(Table1323[[#This Row],[Assumed hours from space type]]=\"user defined\",Table1323[[#This Row],[Baseline Operating hours]],Table1323[[#This Row],[Assumed hours from space type]])<(3600/0.8),OR(Table1323[[#This Row],[Automatic Controls?]]=\"Fixture integrated occupancy sensor\",Table1323[[#This Row],[Automatic Controls?]]=\"Ceiling / wall mounted occupancy sensor\")),IF(Table1323[[#This Row],[Lamp / Luminaire Category]]=\"No eligible rebate\",Table1323[[#This Row],[Baseline W defined by user]],Table1323[[#This Row],[Assumed Baseline W by source]])))))*Table1323[[#This Row],[Quantity of luminaires]]/1000,\"\")","v":""},{"$f":"Table1323[[#This Row],[LED lamp/luminaire retrofit part '#]]","v":0},{"$f":"IF(Table1323[[#This Row],[Rebate Unit]]=\"per lamp\",INDEX(Table1[Number of Lamps],MATCH(Table1323[[#This Row],[Lamp / Luminaire Category]]&Table1323[[#This Row],[Rebate Category]],Table1[PrescribedSource - Rebate ID],0)),1)*Table1323[[#This Row],[Quantity of luminaires]]","v":0},{"$f":"IFERROR(IF(Table1323[[#This Row],[Lamp / Luminaire Category]]=\"No eligible rebate\",\"no eligible rebate\",INDEX(Table1[BC Hydro xRM ECM],MATCH(Table1323[[#This Row],[Lamp / Luminaire Category]]&Table1323[[#This Row],[Rebate Category]],Table1[PrescribedSource - Rebate ID],0))),\"\")","v":""}]
[null,{"$f":"IF(Table1323[[#This Row],[Space Type]]=\"\",\"\",\"L-\"&ROW(185:185))","v":""},null,null,null,null,null,null,null,{"$f":"IFERROR(IF(Table1323[[#This Row],[Space Type]]=\"\",\"\",IF(Table1323[[#This Row],[Lamp / Luminaire Category]]=\"No eligible rebate\",\"\",IF(Table1323[[#This Row],[Rebate Category]]=\"\",\"select rebate\",INDEX(Table1[Actual Baseline W],MATCH(Table1323[[#This Row],[Lamp / Luminaire Category]]&Table1323[[#This Row],[Rebate Category]],Table1[PrescribedSource - Rebate ID],0))))),\"\")","v":""},{"$f":"IFERROR(IF(Table1323[[#This Row],[No]]=\"\",\"\",IF(Table1323[[#This Row],[Space Type]]=\"\",\"select Space Type\",IF(Table1323[[#This Row],[Baseline Operating hours]]<>\"\",\"user defined\",INDEX(Table5[Hours],MATCH(Table1323[[#This Row],[Space Type]],Table5[Space Type],0))))),\"\")","v":""},null,{"$f":"IFERROR(INDEX(Table1[Rebate],MATCH(Table1323[[#This Row],[Lamp / Luminaire Category]]&Table1323[[#This Row],[Rebate Category]],Table1[PrescribedSource - Rebate ID],0)),\"\")","v":""},{"$f":"IFERROR(INDEX(Table1[Rebate Unit],MATCH(Table1323[[#This Row],[Lamp / Luminaire Category]]&Table1323[[#This Row],[Rebate Category]],Table1[PrescribedSource - Rebate ID],0)),\"\")","v":""},null,{"$f":"IFERROR(IF(Table1323[[#This Row],[Lamp / Luminaire Category]]=\"No eligible rebate\",\"no rebate\",INDEX(Table1[Retrofit W],MATCH(Table1323[[#This Row],[Lamp / Luminaire Category]]&Table1323[[#This Row],[Rebate Category]],Table1[PrescribedSource - Rebate ID],0))),\"\")","v":""},null,null,null,{"$f":"IFERROR(INDEX(Table1[Rebate],MATCH(Table1323[[#This Row],[Lamp / Luminaire Category]]&Table1323[[#This Row],[Rebate Category]],Table1[PrescribedSource - Rebate ID],0))*Table1323[[#This Row],[Quantity of luminaires]],0)","v":0},{"$f":"IF(OR(Table1323[[#This Row],[Automatic Controls?]]=\"Fixture integrated Occupancy / Daylight Harvesting sensor\",Table1323[[#This Row],[Automatic Controls?]]=\"Ceiling / wall mounted Occupancy / Daylight Harvesting sensor\",Table1323[[#This Row],[Automatic Controls?]]=\"Timer\"),45*Table1323[[#This Row],[Number of occupancy sensors]],\"\")","v":""},{"$f":"IFERROR(IF(Table1323[[#This Row],[Controls Rebate]]=\"\",0,Table1323[[#This Row],[Controls Rebate]])+Table1323[[#This Row],[Lighting Rebate]],\"\")","v":0},{"$f":"IFERROR(INDEX(Table1[Rebate Savings],MATCH(Table1323[[#This Row],[Lamp / Luminaire Category]]&Table1323[[#This Row],[Rebate Category]],Table1[PrescribedSource - Rebate ID],0))*Table1323[[#This Row],[Quantity of luminaires]]/1000,0)","v":0},{"$f":"IFERROR(Table1323[[#This Row],[Rebate kW Savings]]*IF(Table1323[[#This Row],[Assumed hours from space type]]=\"user defined\",Table1323[[#This Row],[Baseline Operating hours]],Table1323[[#This Row],[Assumed hours from space type]]),0)","v":0},{"$f":"IF(OR(Table1323[[#This Row],[Automatic Controls?]]=\"Fixture integrated occupancy sensor\",Table1323[[#This Row],[Automatic Controls?]]=\"Ceiling / wall mounted occupancy sensor\"),Table1323[[#This Row],[Quantity of luminaires]]*IF(Table1323[[#This Row],[Rebate Category]]<>\"\",INDEX(Table1[Retrofit W],MATCH(Table1323[[#This Row],[Rebate Category]],Table1[BC Hydro Rebate Category],0)),Table1323[[#This Row],[Retrofit W defined by user (no rebate)]])/1000*IF(Table1323[[#This Row],[Assumed hours from space type]]=\"user defined\",Table1323[[#This Row],[Baseline Operating hours]],Table1323[[#This Row],[Assumed hours from space type]])*0.2,0)","v":0},{"$f":"Table1323[[#This Row],[Rebate kWh savings]]+Table1323[[#This Row],[Controls Rebate kWh Savings]]","v":0},{"$f":"IFERROR(IF(Table1323[[#This Row],[Quantity of luminaires]]=\"\",\"\",IF(Table1323[[#This Row],[Lamp / Luminaire Category]]=\"No eligible rebate\",(Table1323[[#This Row],[Baseline W defined by user]]-Table1323[[#This Row],[Retrofit W defined by user (no rebate)]])*Table1323[[#This Row],[Quantity of luminaires]]/1000,(Table1323[[#This Row],[Assumed Baseline W by source]]-Table1323[[#This Row],[LED Luminaire W by rebate]])*Table1323[[#This Row],[Quantity of luminaires]]/1000)),0)","v":""},{"$f":"IFERROR(IF(Table1323[[#This Row],[Lamp / Luminaire Category]]=\"No eligible rebate\",Table1323[[#This Row],[Quantity of luminaires]]*(Table1323[[#This Row],[Baseline W defined by user]]-Table1323[[#This Row],[Retrofit W defined by user (no rebate)]])/1000*IF(Table1323[[#This Row],[Assumed hours from space type]]=\"user defined\",Table1323[[#This Row],[Baseline Operating hours]],Table1323[[#This Row],[Assumed hours from space type]])+Table1323[[#This Row],[Controls Rebate kWh Savings]],Table1323[[#This Row],[Quantity of luminaires]]*(INDEX(Table1[Actual Baseline W],MATCH(Table1323[[#This Row],[Lamp / Luminaire Category]]&Table1323[[#This Row],[Rebate Category]],Table1[PrescribedSource - Rebate ID],0))/1000-Table1323[[#This Row],[LED Luminaire W by rebate]]/1000)*IF(Table1323[[#This Row],[Assumed hours from space type]]=\"user defined\",Table1323[[#This Row],[Baseline Operating hours]],Table1323[[#This Row],[Assumed hours from space type]])+Table1323[[#This Row],[Controls Rebate kWh Savings]]),0)","v":0},{"$f":"IFERROR(IF(Table1323[[#This Row],[Rebate kW Savings]]=0,Table1323[[#This Row],[Demand Savings, kW]],INDEX(Table1[Actual Savings],MATCH(Table1323[[#This Row],[Lamp / Luminaire Category]]&Table1323[[#This Row],[Rebate Category]],Table1[PrescribedSource - Rebate ID],0))*Table1323[[#This Row],[Quantity of luminaires]]/1000),0)","v":""},{"$f":"IFERROR(Table1323[[#This Row],[BC Housing Site kW Savings]]*IF(Table1323[[#This Row],[Assumed hours from space type]]=\"user defined\",Table1323[[#This Row],[Baseline Operating hours]],Table1323[[#This Row],[Assumed hours from space type]])+Table1323[[#This Row],[Controls Rebate kWh Savings]],0)","v":0},{"$f":"IFERROR(IF(Table1323[[#This Row],[Lamp / Luminaire Category]]=\"No eligible rebate\",Table1323[[#This Row],[Lighting Technology]]&\" retrofit with no rebate\",Table1323[[#This Row],[Rebate Category]]),\"\")","v":0},{"$f":"IF(Table1323[[#This Row],[Lamp / Luminaire Category]]=\"No eligible rebate\",1,0)","v":0},{"$f":"IFERROR(IF(IF(Table1323[[#This Row],[Assumed hours from space type]]=\"user defined\",Table1323[[#This Row],[Baseline Operating hours]],Table1323[[#This Row],[Assumed hours from space type]])<3600,0,IF(AND(IF(Table1323[[#This Row],[Assumed hours from space type]]=\"user defined\",Table1323[[#This Row],[Baseline Operating hours]],Table1323[[#This Row],[Assumed hours from space type]])>=3600,OR(Table1323[[#This Row],[Automatic Controls?]]=\"None\",Table1323[[#This Row],[Automatic Controls?]]=\"\")),IF(Table1323[[#This Row],[Lamp / Luminaire Category]]=\"No eligible rebate\",Table1323[[#This Row],[Baseline W defined by user]]-Table1323[[#This Row],[Retrofit W defined by user (no rebate)]],Table1323[[#This Row],[Assumed Baseline W by source]]-Table1323[[#This Row],[LED Luminaire W by rebate]]),IF(AND(IF(Table1323[[#This Row],[Assumed hours from space type]]=\"user defined\",Table1323[[#This Row],[Baseline Operating hours]],Table1323[[#This Row],[Assumed hours from space type]])>=(3600/0.8),OR(Table1323[[#This Row],[Automatic Controls?]]=\"Fixture integrated occupancy sensor\",Table1323[[#This Row],[Automatic Controls?]]=\"Ceiling / wall mounted occupancy sensor\")),IF(Table1323[[#This Row],[Lamp / Luminaire Category]]=\"No eligible rebate\",(Table1323[[#This Row],[Baseline W defined by user]]-Table1323[[#This Row],[Retrofit W defined by user (no rebate)]]),Table1323[[#This Row],[Assumed Baseline W by source]]-Table1323[[#This Row],[LED Luminaire W by rebate]]),IF(AND(IF(Table1323[[#This Row],[Assumed hours from space type]]=\"user defined\",Table1323[[#This Row],[Baseline Operating hours]],Table1323[[#This Row],[Assumed hours from space type]])<(3600/0.8),OR(Table1323[[#This Row],[Automatic Controls?]]=\"Fixture integrated occupancy sensor\",Table1323[[#This Row],[Automatic Controls?]]=\"Ceiling / wall mounted occupancy sensor\")),IF(Table1323[[#This Row],[Lamp / Luminaire Category]]=\"No eligible rebate\",Table1323[[#This Row],[Baseline W defined by user]],Table1323[[#This Row],[Assumed Baseline W by source]])))))*Table1323[[#This Row],[Quantity of luminaires]]/1000,\"\")","v":""},{"$f":"Table1323[[#This Row],[LED lamp/luminaire retrofit part '#]]","v":0},{"$f":"IF(Table1323[[#This Row],[Rebate Unit]]=\"per lamp\",INDEX(Table1[Number of Lamps],MATCH(Table1323[[#This Row],[Lamp / Luminaire Category]]&Table1323[[#This Row],[Rebate Category]],Table1[PrescribedSource - Rebate ID],0)),1)*Table1323[[#This Row],[Quantity of luminaires]]","v":0},{"$f":"IFERROR(IF(Table1323[[#This Row],[Lamp / Luminaire Category]]=\"No eligible rebate\",\"no eligible rebate\",INDEX(Table1[BC Hydro xRM ECM],MATCH(Table1323[[#This Row],[Lamp / Luminaire Category]]&Table1323[[#This Row],[Rebate Category]],Table1[PrescribedSource - Rebate ID],0))),\"\")","v":""}]
[null,{"$f":"IF(Table1323[[#This Row],[Space Type]]=\"\",\"\",\"L-\"&ROW(186:186))","v":""},null,null,null,null,null,null,null,{"$f":"IFERROR(IF(Table1323[[#This Row],[Space Type]]=\"\",\"\",IF(Table1323[[#This Row],[Lamp / Luminaire Category]]=\"No eligible rebate\",\"\",IF(Table1323[[#This Row],[Rebate Category]]=\"\",\"select rebate\",INDEX(Table1[Actual Baseline W],MATCH(Table1323[[#This Row],[Lamp / Luminaire Category]]&Table1323[[#This Row],[Rebate Category]],Table1[PrescribedSource - Rebate ID],0))))),\"\")","v":""},{"$f":"IFERROR(IF(Table1323[[#This Row],[No]]=\"\",\"\",IF(Table1323[[#This Row],[Space Type]]=\"\",\"select Space Type\",IF(Table1323[[#This Row],[Baseline Operating hours]]<>\"\",\"user defined\",INDEX(Table5[Hours],MATCH(Table1323[[#This Row],[Space Type]],Table5[Space Type],0))))),\"\")","v":""},null,{"$f":"IFERROR(INDEX(Table1[Rebate],MATCH(Table1323[[#This Row],[Lamp / Luminaire Category]]&Table1323[[#This Row],[Rebate Category]],Table1[PrescribedSource - Rebate ID],0)),\"\")","v":""},{"$f":"IFERROR(INDEX(Table1[Rebate Unit],MATCH(Table1323[[#This Row],[Lamp / Luminaire Category]]&Table1323[[#This Row],[Rebate Category]],Table1[PrescribedSource - Rebate ID],0)),\"\")","v":""},null,{"$f":"IFERROR(IF(Table1323[[#This Row],[Lamp / Luminaire Category]]=\"No eligible rebate\",\"no rebate\",INDEX(Table1[Retrofit W],MATCH(Table1323[[#This Row],[Lamp / Luminaire Category]]&Table1323[[#This Row],[Rebate Category]],Table1[PrescribedSource - Rebate ID],0))),\"\")","v":""},null,null,null,{"$f":"IFERROR(INDEX(Table1[Rebate],MATCH(Table1323[[#This Row],[Lamp / Luminaire Category]]&Table1323[[#This Row],[Rebate Category]],Table1[PrescribedSource - Rebate ID],0))*Table1323[[#This Row],[Quantity of luminaires]],0)","v":0},{"$f":"IF(OR(Table1323[[#This Row],[Automatic Controls?]]=\"Fixture integrated Occupancy / Daylight Harvesting sensor\",Table1323[[#This Row],[Automatic Controls?]]=\"Ceiling / wall mounted Occupancy / Daylight Harvesting sensor\",Table1323[[#This Row],[Automatic Controls?]]=\"Timer\"),45*Table1323[[#This Row],[Number of occupancy sensors]],\"\")","v":""},{"$f":"IFERROR(IF(Table1323[[#This Row],[Controls Rebate]]=\"\",0,Table1323[[#This Row],[Controls Rebate]])+Table1323[[#This Row],[Lighting Rebate]],\"\")","v":0},{"$f":"IFERROR(INDEX(Table1[Rebate Savings],MATCH(Table1323[[#This Row],[Lamp / Luminaire Category]]&Table1323[[#This Row],[Rebate Category]],Table1[PrescribedSource - Rebate ID],0))*Table1323[[#This Row],[Quantity of luminaires]]/1000,0)","v":0},{"$f":"IFERROR(Table1323[[#This Row],[Rebate kW Savings]]*IF(Table1323[[#This Row],[Assumed hours from space type]]=\"user defined\",Table1323[[#This Row],[Baseline Operating hours]],Table1323[[#This Row],[Assumed hours from space type]]),0)","v":0},{"$f":"IF(OR(Table1323[[#This Row],[Automatic Controls?]]=\"Fixture integrated occupancy sensor\",Table1323[[#This Row],[Automatic Controls?]]=\"Ceiling / wall mounted occupancy sensor\"),Table1323[[#This Row],[Quantity of luminaires]]*IF(Table1323[[#This Row],[Rebate Category]]<>\"\",INDEX(Table1[Retrofit W],MATCH(Table1323[[#This Row],[Rebate Category]],Table1[BC Hydro Rebate Category],0)),Table1323[[#This Row],[Retrofit W defined by user (no rebate)]])/1000*IF(Table1323[[#This Row],[Assumed hours from space type]]=\"user defined\",Table1323[[#This Row],[Baseline Operating hours]],Table1323[[#This Row],[Assumed hours from space type]])*0.2,0)","v":0},{"$f":"Table1323[[#This Row],[Rebate kWh savings]]+Table1323[[#This Row],[Controls Rebate kWh Savings]]","v":0},{"$f":"IFERROR(IF(Table1323[[#This Row],[Quantity of luminaires]]=\"\",\"\",IF(Table1323[[#This Row],[Lamp / Luminaire Category]]=\"No eligible rebate\",(Table1323[[#This Row],[Baseline W defined by user]]-Table1323[[#This Row],[Retrofit W defined by user (no rebate)]])*Table1323[[#This Row],[Quantity of luminaires]]/1000,(Table1323[[#This Row],[Assumed Baseline W by source]]-Table1323[[#This Row],[LED Luminaire W by rebate]])*Table1323[[#This Row],[Quantity of luminaires]]/1000)),0)","v":""},{"$f":"IFERROR(IF(Table1323[[#This Row],[Lamp / Luminaire Category]]=\"No eligible rebate\",Table1323[[#This Row],[Quantity of luminaires]]*(Table1323[[#This Row],[Baseline W defined by user]]-Table1323[[#This Row],[Retrofit W defined by user (no rebate)]])/1000*IF(Table1323[[#This Row],[Assumed hours from space type]]=\"user defined\",Table1323[[#This Row],[Baseline Operating hours]],Table1323[[#This Row],[Assumed hours from space type]])+Table1323[[#This Row],[Controls Rebate kWh Savings]],Table1323[[#This Row],[Quantity of luminaires]]*(INDEX(Table1[Actual Baseline W],MATCH(Table1323[[#This Row],[Lamp / Luminaire Category]]&Table1323[[#This Row],[Rebate Category]],Table1[PrescribedSource - Rebate ID],0))/1000-Table1323[[#This Row],[LED Luminaire W by rebate]]/1000)*IF(Table1323[[#This Row],[Assumed hours from space type]]=\"user defined\",Table1323[[#This Row],[Baseline Operating hours]],Table1323[[#This Row],[Assumed hours from space type]])+Table1323[[#This Row],[Controls Rebate kWh Savings]]),0)","v":0},{"$f":"IFERROR(IF(Table1323[[#This Row],[Rebate kW Savings]]=0,Table1323[[#This Row],[Demand Savings, kW]],INDEX(Table1[Actual Savings],MATCH(Table1323[[#This Row],[Lamp / Luminaire Category]]&Table1323[[#This Row],[Rebate Category]],Table1[PrescribedSource - Rebate ID],0))*Table1323[[#This Row],[Quantity of luminaires]]/1000),0)","v":""},{"$f":"IFERROR(Table1323[[#This Row],[BC Housing Site kW Savings]]*IF(Table1323[[#This Row],[Assumed hours from space type]]=\"user defined\",Table1323[[#This Row],[Baseline Operating hours]],Table1323[[#This Row],[Assumed hours from space type]])+Table1323[[#This Row],[Controls Rebate kWh Savings]],0)","v":0},{"$f":"IFERROR(IF(Table1323[[#This Row],[Lamp / Luminaire Category]]=\"No eligible rebate\",Table1323[[#This Row],[Lighting Technology]]&\" retrofit with no rebate\",Table1323[[#This Row],[Rebate Category]]),\"\")","v":0},{"$f":"IF(Table1323[[#This Row],[Lamp / Luminaire Category]]=\"No eligible rebate\",1,0)","v":0},{"$f":"IFERROR(IF(IF(Table1323[[#This Row],[Assumed hours from space type]]=\"user defined\",Table1323[[#This Row],[Baseline Operating hours]],Table1323[[#This Row],[Assumed hours from space type]])<3600,0,IF(AND(IF(Table1323[[#This Row],[Assumed hours from space type]]=\"user defined\",Table1323[[#This Row],[Baseline Operating hours]],Table1323[[#This Row],[Assumed hours from space type]])>=3600,OR(Table1323[[#This Row],[Automatic Controls?]]=\"None\",Table1323[[#This Row],[Automatic Controls?]]=\"\")),IF(Table1323[[#This Row],[Lamp / Luminaire Category]]=\"No eligible rebate\",Table1323[[#This Row],[Baseline W defined by user]]-Table1323[[#This Row],[Retrofit W defined by user (no rebate)]],Table1323[[#This Row],[Assumed Baseline W by source]]-Table1323[[#This Row],[LED Luminaire W by rebate]]),IF(AND(IF(Table1323[[#This Row],[Assumed hours from space type]]=\"user defined\",Table1323[[#This Row],[Baseline Operating hours]],Table1323[[#This Row],[Assumed hours from space type]])>=(3600/0.8),OR(Table1323[[#This Row],[Automatic Controls?]]=\"Fixture integrated occupancy sensor\",Table1323[[#This Row],[Automatic Controls?]]=\"Ceiling / wall mounted occupancy sensor\")),IF(Table1323[[#This Row],[Lamp / Luminaire Category]]=\"No eligible rebate\",(Table1323[[#This Row],[Baseline W defined by user]]-Table1323[[#This Row],[Retrofit W defined by user (no rebate)]]),Table1323[[#This Row],[Assumed Baseline W by source]]-Table1323[[#This Row],[LED Luminaire W by rebate]]),IF(AND(IF(Table1323[[#This Row],[Assumed hours from space type]]=\"user defined\",Table1323[[#This Row],[Baseline Operating hours]],Table1323[[#This Row],[Assumed hours from space type]])<(3600/0.8),OR(Table1323[[#This Row],[Automatic Controls?]]=\"Fixture integrated occupancy sensor\",Table1323[[#This Row],[Automatic Controls?]]=\"Ceiling / wall mounted occupancy sensor\")),IF(Table1323[[#This Row],[Lamp / Luminaire Category]]=\"No eligible rebate\",Table1323[[#This Row],[Baseline W defined by user]],Table1323[[#This Row],[Assumed Baseline W by source]])))))*Table1323[[#This Row],[Quantity of luminaires]]/1000,\"\")","v":""},{"$f":"Table1323[[#This Row],[LED lamp/luminaire retrofit part '#]]","v":0},{"$f":"IF(Table1323[[#This Row],[Rebate Unit]]=\"per lamp\",INDEX(Table1[Number of Lamps],MATCH(Table1323[[#This Row],[Lamp / Luminaire Category]]&Table1323[[#This Row],[Rebate Category]],Table1[PrescribedSource - Rebate ID],0)),1)*Table1323[[#This Row],[Quantity of luminaires]]","v":0},{"$f":"IFERROR(IF(Table1323[[#This Row],[Lamp / Luminaire Category]]=\"No eligible rebate\",\"no eligible rebate\",INDEX(Table1[BC Hydro xRM ECM],MATCH(Table1323[[#This Row],[Lamp / Luminaire Category]]&Table1323[[#This Row],[Rebate Category]],Table1[PrescribedSource - Rebate ID],0))),\"\")","v":""}]
[null,{"$f":"IF(Table1323[[#This Row],[Space Type]]=\"\",\"\",\"L-\"&ROW(187:187))","v":""},null,null,null,null,null,null,null,{"$f":"IFERROR(IF(Table1323[[#This Row],[Space Type]]=\"\",\"\",IF(Table1323[[#This Row],[Lamp / Luminaire Category]]=\"No eligible rebate\",\"\",IF(Table1323[[#This Row],[Rebate Category]]=\"\",\"select rebate\",INDEX(Table1[Actual Baseline W],MATCH(Table1323[[#This Row],[Lamp / Luminaire Category]]&Table1323[[#This Row],[Rebate Category]],Table1[PrescribedSource - Rebate ID],0))))),\"\")","v":""},{"$f":"IFERROR(IF(Table1323[[#This Row],[No]]=\"\",\"\",IF(Table1323[[#This Row],[Space Type]]=\"\",\"select Space Type\",IF(Table1323[[#This Row],[Baseline Operating hours]]<>\"\",\"user defined\",INDEX(Table5[Hours],MATCH(Table1323[[#This Row],[Space Type]],Table5[Space Type],0))))),\"\")","v":""},null,{"$f":"IFERROR(INDEX(Table1[Rebate],MATCH(Table1323[[#This Row],[Lamp / Luminaire Category]]&Table1323[[#This Row],[Rebate Category]],Table1[PrescribedSource - Rebate ID],0)),\"\")","v":""},{"$f":"IFERROR(INDEX(Table1[Rebate Unit],MATCH(Table1323[[#This Row],[Lamp / Luminaire Category]]&Table1323[[#This Row],[Rebate Category]],Table1[PrescribedSource - Rebate ID],0)),\"\")","v":""},null,{"$f":"IFERROR(IF(Table1323[[#This Row],[Lamp / Luminaire Category]]=\"No eligible rebate\",\"no rebate\",INDEX(Table1[Retrofit W],MATCH(Table1323[[#This Row],[Lamp / Luminaire Category]]&Table1323[[#This Row],[Rebate Category]],Table1[PrescribedSource - Rebate ID],0))),\"\")","v":""},null,null,null,{"$f":"IFERROR(INDEX(Table1[Rebate],MATCH(Table1323[[#This Row],[Lamp / Luminaire Category]]&Table1323[[#This Row],[Rebate Category]],Table1[PrescribedSource - Rebate ID],0))*Table1323[[#This Row],[Quantity of luminaires]],0)","v":0},{"$f":"IF(OR(Table1323[[#This Row],[Automatic Controls?]]=\"Fixture integrated Occupancy / Daylight Harvesting sensor\",Table1323[[#This Row],[Automatic Controls?]]=\"Ceiling / wall mounted Occupancy / Daylight Harvesting sensor\",Table1323[[#This Row],[Automatic Controls?]]=\"Timer\"),45*Table1323[[#This Row],[Number of occupancy sensors]],\"\")","v":""},{"$f":"IFERROR(IF(Table1323[[#This Row],[Controls Rebate]]=\"\",0,Table1323[[#This Row],[Controls Rebate]])+Table1323[[#This Row],[Lighting Rebate]],\"\")","v":0},{"$f":"IFERROR(INDEX(Table1[Rebate Savings],MATCH(Table1323[[#This Row],[Lamp / Luminaire Category]]&Table1323[[#This Row],[Rebate Category]],Table1[PrescribedSource - Rebate ID],0))*Table1323[[#This Row],[Quantity of luminaires]]/1000,0)","v":0},{"$f":"IFERROR(Table1323[[#This Row],[Rebate kW Savings]]*IF(Table1323[[#This Row],[Assumed hours from space type]]=\"user defined\",Table1323[[#This Row],[Baseline Operating hours]],Table1323[[#This Row],[Assumed hours from space type]]),0)","v":0},{"$f":"IF(OR(Table1323[[#This Row],[Automatic Controls?]]=\"Fixture integrated occupancy sensor\",Table1323[[#This Row],[Automatic Controls?]]=\"Ceiling / wall mounted occupancy sensor\"),Table1323[[#This Row],[Quantity of luminaires]]*IF(Table1323[[#This Row],[Rebate Category]]<>\"\",INDEX(Table1[Retrofit W],MATCH(Table1323[[#This Row],[Rebate Category]],Table1[BC Hydro Rebate Category],0)),Table1323[[#This Row],[Retrofit W defined by user (no rebate)]])/1000*IF(Table1323[[#This Row],[Assumed hours from space type]]=\"user defined\",Table1323[[#This Row],[Baseline Operating hours]],Table1323[[#This Row],[Assumed hours from space type]])*0.2,0)","v":0},{"$f":"Table1323[[#This Row],[Rebate kWh savings]]+Table1323[[#This Row],[Controls Rebate kWh Savings]]","v":0},{"$f":"IFERROR(IF(Table1323[[#This Row],[Quantity of luminaires]]=\"\",\"\",IF(Table1323[[#This Row],[Lamp / Luminaire Category]]=\"No eligible rebate\",(Table1323[[#This Row],[Baseline W defined by user]]-Table1323[[#This Row],[Retrofit W defined by user (no rebate)]])*Table1323[[#This Row],[Quantity of luminaires]]/1000,(Table1323[[#This Row],[Assumed Baseline W by source]]-Table1323[[#This Row],[LED Luminaire W by rebate]])*Table1323[[#This Row],[Quantity of luminaires]]/1000)),0)","v":""},{"$f":"IFERROR(IF(Table1323[[#This Row],[Lamp / Luminaire Category]]=\"No eligible rebate\",Table1323[[#This Row],[Quantity of luminaires]]*(Table1323[[#This Row],[Baseline W defined by user]]-Table1323[[#This Row],[Retrofit W defined by user (no rebate)]])/1000*IF(Table1323[[#This Row],[Assumed hours from space type]]=\"user defined\",Table1323[[#This Row],[Baseline Operating hours]],Table1323[[#This Row],[Assumed hours from space type]])+Table1323[[#This Row],[Controls Rebate kWh Savings]],Table1323[[#This Row],[Quantity of luminaires]]*(INDEX(Table1[Actual Baseline W],MATCH(Table1323[[#This Row],[Lamp / Luminaire Category]]&Table1323[[#This Row],[Rebate Category]],Table1[PrescribedSource - Rebate ID],0))/1000-Table1323[[#This Row],[LED Luminaire W by rebate]]/1000)*IF(Table1323[[#This Row],[Assumed hours from space type]]=\"user defined\",Table1323[[#This Row],[Baseline Operating hours]],Table1323[[#This Row],[Assumed hours from space type]])+Table1323[[#This Row],[Controls Rebate kWh Savings]]),0)","v":0},{"$f":"IFERROR(IF(Table1323[[#This Row],[Rebate kW Savings]]=0,Table1323[[#This Row],[Demand Savings, kW]],INDEX(Table1[Actual Savings],MATCH(Table1323[[#This Row],[Lamp / Luminaire Category]]&Table1323[[#This Row],[Rebate Category]],Table1[PrescribedSource - Rebate ID],0))*Table1323[[#This Row],[Quantity of luminaires]]/1000),0)","v":""},{"$f":"IFERROR(Table1323[[#This Row],[BC Housing Site kW Savings]]*IF(Table1323[[#This Row],[Assumed hours from space type]]=\"user defined\",Table1323[[#This Row],[Baseline Operating hours]],Table1323[[#This Row],[Assumed hours from space type]])+Table1323[[#This Row],[Controls Rebate kWh Savings]],0)","v":0},{"$f":"IFERROR(IF(Table1323[[#This Row],[Lamp / Luminaire Category]]=\"No eligible rebate\",Table1323[[#This Row],[Lighting Technology]]&\" retrofit with no rebate\",Table1323[[#This Row],[Rebate Category]]),\"\")","v":0},{"$f":"IF(Table1323[[#This Row],[Lamp / Luminaire Category]]=\"No eligible rebate\",1,0)","v":0},{"$f":"IFERROR(IF(IF(Table1323[[#This Row],[Assumed hours from space type]]=\"user defined\",Table1323[[#This Row],[Baseline Operating hours]],Table1323[[#This Row],[Assumed hours from space type]])<3600,0,IF(AND(IF(Table1323[[#This Row],[Assumed hours from space type]]=\"user defined\",Table1323[[#This Row],[Baseline Operating hours]],Table1323[[#This Row],[Assumed hours from space type]])>=3600,OR(Table1323[[#This Row],[Automatic Controls?]]=\"None\",Table1323[[#This Row],[Automatic Controls?]]=\"\")),IF(Table1323[[#This Row],[Lamp / Luminaire Category]]=\"No eligible rebate\",Table1323[[#This Row],[Baseline W defined by user]]-Table1323[[#This Row],[Retrofit W defined by user (no rebate)]],Table1323[[#This Row],[Assumed Baseline W by source]]-Table1323[[#This Row],[LED Luminaire W by rebate]]),IF(AND(IF(Table1323[[#This Row],[Assumed hours from space type]]=\"user defined\",Table1323[[#This Row],[Baseline Operating hours]],Table1323[[#This Row],[Assumed hours from space type]])>=(3600/0.8),OR(Table1323[[#This Row],[Automatic Controls?]]=\"Fixture integrated occupancy sensor\",Table1323[[#This Row],[Automatic Controls?]]=\"Ceiling / wall mounted occupancy sensor\")),IF(Table1323[[#This Row],[Lamp / Luminaire Category]]=\"No eligible rebate\",(Table1323[[#This Row],[Baseline W defined by user]]-Table1323[[#This Row],[Retrofit W defined by user (no rebate)]]),Table1323[[#This Row],[Assumed Baseline W by source]]-Table1323[[#This Row],[LED Luminaire W by rebate]]),IF(AND(IF(Table1323[[#This Row],[Assumed hours from space type]]=\"user defined\",Table1323[[#This Row],[Baseline Operating hours]],Table1323[[#This Row],[Assumed hours from space type]])<(3600/0.8),OR(Table1323[[#This Row],[Automatic Controls?]]=\"Fixture integrated occupancy sensor\",Table1323[[#This Row],[Automatic Controls?]]=\"Ceiling / wall mounted occupancy sensor\")),IF(Table1323[[#This Row],[Lamp / Luminaire Category]]=\"No eligible rebate\",Table1323[[#This Row],[Baseline W defined by user]],Table1323[[#This Row],[Assumed Baseline W by source]])))))*Table1323[[#This Row],[Quantity of luminaires]]/1000,\"\")","v":""},{"$f":"Table1323[[#This Row],[LED lamp/luminaire retrofit part '#]]","v":0},{"$f":"IF(Table1323[[#This Row],[Rebate Unit]]=\"per lamp\",INDEX(Table1[Number of Lamps],MATCH(Table1323[[#This Row],[Lamp / Luminaire Category]]&Table1323[[#This Row],[Rebate Category]],Table1[PrescribedSource - Rebate ID],0)),1)*Table1323[[#This Row],[Quantity of luminaires]]","v":0},{"$f":"IFERROR(IF(Table1323[[#This Row],[Lamp / Luminaire Category]]=\"No eligible rebate\",\"no eligible rebate\",INDEX(Table1[BC Hydro xRM ECM],MATCH(Table1323[[#This Row],[Lamp / Luminaire Category]]&Table1323[[#This Row],[Rebate Category]],Table1[PrescribedSource - Rebate ID],0))),\"\")","v":""}]
[null,{"$f":"IF(Table1323[[#This Row],[Space Type]]=\"\",\"\",\"L-\"&ROW(188:188))","v":""},null,null,null,null,null,null,null,{"$f":"IFERROR(IF(Table1323[[#This Row],[Space Type]]=\"\",\"\",IF(Table1323[[#This Row],[Lamp / Luminaire Category]]=\"No eligible rebate\",\"\",IF(Table1323[[#This Row],[Rebate Category]]=\"\",\"select rebate\",INDEX(Table1[Actual Baseline W],MATCH(Table1323[[#This Row],[Lamp / Luminaire Category]]&Table1323[[#This Row],[Rebate Category]],Table1[PrescribedSource - Rebate ID],0))))),\"\")","v":""},{"$f":"IFERROR(IF(Table1323[[#This Row],[No]]=\"\",\"\",IF(Table1323[[#This Row],[Space Type]]=\"\",\"select Space Type\",IF(Table1323[[#This Row],[Baseline Operating hours]]<>\"\",\"user defined\",INDEX(Table5[Hours],MATCH(Table1323[[#This Row],[Space Type]],Table5[Space Type],0))))),\"\")","v":""},null,{"$f":"IFERROR(INDEX(Table1[Rebate],MATCH(Table1323[[#This Row],[Lamp / Luminaire Category]]&Table1323[[#This Row],[Rebate Category]],Table1[PrescribedSource - Rebate ID],0)),\"\")","v":""},{"$f":"IFERROR(INDEX(Table1[Rebate Unit],MATCH(Table1323[[#This Row],[Lamp / Luminaire Category]]&Table1323[[#This Row],[Rebate Category]],Table1[PrescribedSource - Rebate ID],0)),\"\")","v":""},null,{"$f":"IFERROR(IF(Table1323[[#This Row],[Lamp / Luminaire Category]]=\"No eligible rebate\",\"no rebate\",INDEX(Table1[Retrofit W],MATCH(Table1323[[#This Row],[Lamp / Luminaire Category]]&Table1323[[#This Row],[Rebate Category]],Table1[PrescribedSource - Rebate ID],0))),\"\")","v":""},null,null,null,{"$f":"IFERROR(INDEX(Table1[Rebate],MATCH(Table1323[[#This Row],[Lamp / Luminaire Category]]&Table1323[[#This Row],[Rebate Category]],Table1[PrescribedSource - Rebate ID],0))*Table1323[[#This Row],[Quantity of luminaires]],0)","v":0},{"$f":"IF(OR(Table1323[[#This Row],[Automatic Controls?]]=\"Fixture integrated Occupancy / Daylight Harvesting sensor\",Table1323[[#This Row],[Automatic Controls?]]=\"Ceiling / wall mounted Occupancy / Daylight Harvesting sensor\",Table1323[[#This Row],[Automatic Controls?]]=\"Timer\"),45*Table1323[[#This Row],[Number of occupancy sensors]],\"\")","v":""},{"$f":"IFERROR(IF(Table1323[[#This Row],[Controls Rebate]]=\"\",0,Table1323[[#This Row],[Controls Rebate]])+Table1323[[#This Row],[Lighting Rebate]],\"\")","v":0},{"$f":"IFERROR(INDEX(Table1[Rebate Savings],MATCH(Table1323[[#This Row],[Lamp / Luminaire Category]]&Table1323[[#This Row],[Rebate Category]],Table1[PrescribedSource - Rebate ID],0))*Table1323[[#This Row],[Quantity of luminaires]]/1000,0)","v":0},{"$f":"IFERROR(Table1323[[#This Row],[Rebate kW Savings]]*IF(Table1323[[#This Row],[Assumed hours from space type]]=\"user defined\",Table1323[[#This Row],[Baseline Operating hours]],Table1323[[#This Row],[Assumed hours from space type]]),0)","v":0},{"$f":"IF(OR(Table1323[[#This Row],[Automatic Controls?]]=\"Fixture integrated occupancy sensor\",Table1323[[#This Row],[Automatic Controls?]]=\"Ceiling / wall mounted occupancy sensor\"),Table1323[[#This Row],[Quantity of luminaires]]*IF(Table1323[[#This Row],[Rebate Category]]<>\"\",INDEX(Table1[Retrofit W],MATCH(Table1323[[#This Row],[Rebate Category]],Table1[BC Hydro Rebate Category],0)),Table1323[[#This Row],[Retrofit W defined by user (no rebate)]])/1000*IF(Table1323[[#This Row],[Assumed hours from space type]]=\"user defined\",Table1323[[#This Row],[Baseline Operating hours]],Table1323[[#This Row],[Assumed hours from space type]])*0.2,0)","v":0},{"$f":"Table1323[[#This Row],[Rebate kWh savings]]+Table1323[[#This Row],[Controls Rebate kWh Savings]]","v":0},{"$f":"IFERROR(IF(Table1323[[#This Row],[Quantity of luminaires]]=\"\",\"\",IF(Table1323[[#This Row],[Lamp / Luminaire Category]]=\"No eligible rebate\",(Table1323[[#This Row],[Baseline W defined by user]]-Table1323[[#This Row],[Retrofit W defined by user (no rebate)]])*Table1323[[#This Row],[Quantity of luminaires]]/1000,(Table1323[[#This Row],[Assumed Baseline W by source]]-Table1323[[#This Row],[LED Luminaire W by rebate]])*Table1323[[#This Row],[Quantity of luminaires]]/1000)),0)","v":""},{"$f":"IFERROR(IF(Table1323[[#This Row],[Lamp / Luminaire Category]]=\"No eligible rebate\",Table1323[[#This Row],[Quantity of luminaires]]*(Table1323[[#This Row],[Baseline W defined by user]]-Table1323[[#This Row],[Retrofit W defined by user (no rebate)]])/1000*IF(Table1323[[#This Row],[Assumed hours from space type]]=\"user defined\",Table1323[[#This Row],[Baseline Operating hours]],Table1323[[#This Row],[Assumed hours from space type]])+Table1323[[#This Row],[Controls Rebate kWh Savings]],Table1323[[#This Row],[Quantity of luminaires]]*(INDEX(Table1[Actual Baseline W],MATCH(Table1323[[#This Row],[Lamp / Luminaire Category]]&Table1323[[#This Row],[Rebate Category]],Table1[PrescribedSource - Rebate ID],0))/1000-Table1323[[#This Row],[LED Luminaire W by rebate]]/1000)*IF(Table1323[[#This Row],[Assumed hours from space type]]=\"user defined\",Table1323[[#This Row],[Baseline Operating hours]],Table1323[[#This Row],[Assumed hours from space type]])+Table1323[[#This Row],[Controls Rebate kWh Savings]]),0)","v":0},{"$f":"IFERROR(IF(Table1323[[#This Row],[Rebate kW Savings]]=0,Table1323[[#This Row],[Demand Savings, kW]],INDEX(Table1[Actual Savings],MATCH(Table1323[[#This Row],[Lamp / Luminaire Category]]&Table1323[[#This Row],[Rebate Category]],Table1[PrescribedSource - Rebate ID],0))*Table1323[[#This Row],[Quantity of luminaires]]/1000),0)","v":""},{"$f":"IFERROR(Table1323[[#This Row],[BC Housing Site kW Savings]]*IF(Table1323[[#This Row],[Assumed hours from space type]]=\"user defined\",Table1323[[#This Row],[Baseline Operating hours]],Table1323[[#This Row],[Assumed hours from space type]])+Table1323[[#This Row],[Controls Rebate kWh Savings]],0)","v":0},{"$f":"IFERROR(IF(Table1323[[#This Row],[Lamp / Luminaire Category]]=\"No eligible rebate\",Table1323[[#This Row],[Lighting Technology]]&\" retrofit with no rebate\",Table1323[[#This Row],[Rebate Category]]),\"\")","v":0},{"$f":"IF(Table1323[[#This Row],[Lamp / Luminaire Category]]=\"No eligible rebate\",1,0)","v":0},{"$f":"IFERROR(IF(IF(Table1323[[#This Row],[Assumed hours from space type]]=\"user defined\",Table1323[[#This Row],[Baseline Operating hours]],Table1323[[#This Row],[Assumed hours from space type]])<3600,0,IF(AND(IF(Table1323[[#This Row],[Assumed hours from space type]]=\"user defined\",Table1323[[#This Row],[Baseline Operating hours]],Table1323[[#This Row],[Assumed hours from space type]])>=3600,OR(Table1323[[#This Row],[Automatic Controls?]]=\"None\",Table1323[[#This Row],[Automatic Controls?]]=\"\")),IF(Table1323[[#This Row],[Lamp / Luminaire Category]]=\"No eligible rebate\",Table1323[[#This Row],[Baseline W defined by user]]-Table1323[[#This Row],[Retrofit W defined by user (no rebate)]],Table1323[[#This Row],[Assumed Baseline W by source]]-Table1323[[#This Row],[LED Luminaire W by rebate]]),IF(AND(IF(Table1323[[#This Row],[Assumed hours from space type]]=\"user defined\",Table1323[[#This Row],[Baseline Operating hours]],Table1323[[#This Row],[Assumed hours from space type]])>=(3600/0.8),OR(Table1323[[#This Row],[Automatic Controls?]]=\"Fixture integrated occupancy sensor\",Table1323[[#This Row],[Automatic Controls?]]=\"Ceiling / wall mounted occupancy sensor\")),IF(Table1323[[#This Row],[Lamp / Luminaire Category]]=\"No eligible rebate\",(Table1323[[#This Row],[Baseline W defined by user]]-Table1323[[#This Row],[Retrofit W defined by user (no rebate)]]),Table1323[[#This Row],[Assumed Baseline W by source]]-Table1323[[#This Row],[LED Luminaire W by rebate]]),IF(AND(IF(Table1323[[#This Row],[Assumed hours from space type]]=\"user defined\",Table1323[[#This Row],[Baseline Operating hours]],Table1323[[#This Row],[Assumed hours from space type]])<(3600/0.8),OR(Table1323[[#This Row],[Automatic Controls?]]=\"Fixture integrated occupancy sensor\",Table1323[[#This Row],[Automatic Controls?]]=\"Ceiling / wall mounted occupancy sensor\")),IF(Table1323[[#This Row],[Lamp / Luminaire Category]]=\"No eligible rebate\",Table1323[[#This Row],[Baseline W defined by user]],Table1323[[#This Row],[Assumed Baseline W by source]])))))*Table1323[[#This Row],[Quantity of luminaires]]/1000,\"\")","v":""},{"$f":"Table1323[[#This Row],[LED lamp/luminaire retrofit part '#]]","v":0},{"$f":"IF(Table1323[[#This Row],[Rebate Unit]]=\"per lamp\",INDEX(Table1[Number of Lamps],MATCH(Table1323[[#This Row],[Lamp / Luminaire Category]]&Table1323[[#This Row],[Rebate Category]],Table1[PrescribedSource - Rebate ID],0)),1)*Table1323[[#This Row],[Quantity of luminaires]]","v":0},{"$f":"IFERROR(IF(Table1323[[#This Row],[Lamp / Luminaire Category]]=\"No eligible rebate\",\"no eligible rebate\",INDEX(Table1[BC Hydro xRM ECM],MATCH(Table1323[[#This Row],[Lamp / Luminaire Category]]&Table1323[[#This Row],[Rebate Category]],Table1[PrescribedSource - Rebate ID],0))),\"\")","v":""}]
[null,{"$f":"IF(Table1323[[#This Row],[Space Type]]=\"\",\"\",\"L-\"&ROW(189:189))","v":""},null,null,null,null,null,null,null,{"$f":"IFERROR(IF(Table1323[[#This Row],[Space Type]]=\"\",\"\",IF(Table1323[[#This Row],[Lamp / Luminaire Category]]=\"No eligible rebate\",\"\",IF(Table1323[[#This Row],[Rebate Category]]=\"\",\"select rebate\",INDEX(Table1[Actual Baseline W],MATCH(Table1323[[#This Row],[Lamp / Luminaire Category]]&Table1323[[#This Row],[Rebate Category]],Table1[PrescribedSource - Rebate ID],0))))),\"\")","v":""},{"$f":"IFERROR(IF(Table1323[[#This Row],[No]]=\"\",\"\",IF(Table1323[[#This Row],[Space Type]]=\"\",\"select Space Type\",IF(Table1323[[#This Row],[Baseline Operating hours]]<>\"\",\"user defined\",INDEX(Table5[Hours],MATCH(Table1323[[#This Row],[Space Type]],Table5[Space Type],0))))),\"\")","v":""},null,{"$f":"IFERROR(INDEX(Table1[Rebate],MATCH(Table1323[[#This Row],[Lamp / Luminaire Category]]&Table1323[[#This Row],[Rebate Category]],Table1[PrescribedSource - Rebate ID],0)),\"\")","v":""},{"$f":"IFERROR(INDEX(Table1[Rebate Unit],MATCH(Table1323[[#This Row],[Lamp / Luminaire Category]]&Table1323[[#This Row],[Rebate Category]],Table1[PrescribedSource - Rebate ID],0)),\"\")","v":""},null,{"$f":"IFERROR(IF(Table1323[[#This Row],[Lamp / Luminaire Category]]=\"No eligible rebate\",\"no rebate\",INDEX(Table1[Retrofit W],MATCH(Table1323[[#This Row],[Lamp / Luminaire Category]]&Table1323[[#This Row],[Rebate Category]],Table1[PrescribedSource - Rebate ID],0))),\"\")","v":""},null,null,null,{"$f":"IFERROR(INDEX(Table1[Rebate],MATCH(Table1323[[#This Row],[Lamp / Luminaire Category]]&Table1323[[#This Row],[Rebate Category]],Table1[PrescribedSource - Rebate ID],0))*Table1323[[#This Row],[Quantity of luminaires]],0)","v":0},{"$f":"IF(OR(Table1323[[#This Row],[Automatic Controls?]]=\"Fixture integrated Occupancy / Daylight Harvesting sensor\",Table1323[[#This Row],[Automatic Controls?]]=\"Ceiling / wall mounted Occupancy / Daylight Harvesting sensor\",Table1323[[#This Row],[Automatic Controls?]]=\"Timer\"),45*Table1323[[#This Row],[Number of occupancy sensors]],\"\")","v":""},{"$f":"IFERROR(IF(Table1323[[#This Row],[Controls Rebate]]=\"\",0,Table1323[[#This Row],[Controls Rebate]])+Table1323[[#This Row],[Lighting Rebate]],\"\")","v":0},{"$f":"IFERROR(INDEX(Table1[Rebate Savings],MATCH(Table1323[[#This Row],[Lamp / Luminaire Category]]&Table1323[[#This Row],[Rebate Category]],Table1[PrescribedSource - Rebate ID],0))*Table1323[[#This Row],[Quantity of luminaires]]/1000,0)","v":0},{"$f":"IFERROR(Table1323[[#This Row],[Rebate kW Savings]]*IF(Table1323[[#This Row],[Assumed hours from space type]]=\"user defined\",Table1323[[#This Row],[Baseline Operating hours]],Table1323[[#This Row],[Assumed hours from space type]]),0)","v":0},{"$f":"IF(OR(Table1323[[#This Row],[Automatic Controls?]]=\"Fixture integrated occupancy sensor\",Table1323[[#This Row],[Automatic Controls?]]=\"Ceiling / wall mounted occupancy sensor\"),Table1323[[#This Row],[Quantity of luminaires]]*IF(Table1323[[#This Row],[Rebate Category]]<>\"\",INDEX(Table1[Retrofit W],MATCH(Table1323[[#This Row],[Rebate Category]],Table1[BC Hydro Rebate Category],0)),Table1323[[#This Row],[Retrofit W defined by user (no rebate)]])/1000*IF(Table1323[[#This Row],[Assumed hours from space type]]=\"user defined\",Table1323[[#This Row],[Baseline Operating hours]],Table1323[[#This Row],[Assumed hours from space type]])*0.2,0)","v":0},{"$f":"Table1323[[#This Row],[Rebate kWh savings]]+Table1323[[#This Row],[Controls Rebate kWh Savings]]","v":0},{"$f":"IFERROR(IF(Table1323[[#This Row],[Quantity of luminaires]]=\"\",\"\",IF(Table1323[[#This Row],[Lamp / Luminaire Category]]=\"No eligible rebate\",(Table1323[[#This Row],[Baseline W defined by user]]-Table1323[[#This Row],[Retrofit W defined by user (no rebate)]])*Table1323[[#This Row],[Quantity of luminaires]]/1000,(Table1323[[#This Row],[Assumed Baseline W by source]]-Table1323[[#This Row],[LED Luminaire W by rebate]])*Table1323[[#This Row],[Quantity of luminaires]]/1000)),0)","v":""},{"$f":"IFERROR(IF(Table1323[[#This Row],[Lamp / Luminaire Category]]=\"No eligible rebate\",Table1323[[#This Row],[Quantity of luminaires]]*(Table1323[[#This Row],[Baseline W defined by user]]-Table1323[[#This Row],[Retrofit W defined by user (no rebate)]])/1000*IF(Table1323[[#This Row],[Assumed hours from space type]]=\"user defined\",Table1323[[#This Row],[Baseline Operating hours]],Table1323[[#This Row],[Assumed hours from space type]])+Table1323[[#This Row],[Controls Rebate kWh Savings]],Table1323[[#This Row],[Quantity of luminaires]]*(INDEX(Table1[Actual Baseline W],MATCH(Table1323[[#This Row],[Lamp / Luminaire Category]]&Table1323[[#This Row],[Rebate Category]],Table1[PrescribedSource - Rebate ID],0))/1000-Table1323[[#This Row],[LED Luminaire W by rebate]]/1000)*IF(Table1323[[#This Row],[Assumed hours from space type]]=\"user defined\",Table1323[[#This Row],[Baseline Operating hours]],Table1323[[#This Row],[Assumed hours from space type]])+Table1323[[#This Row],[Controls Rebate kWh Savings]]),0)","v":0},{"$f":"IFERROR(IF(Table1323[[#This Row],[Rebate kW Savings]]=0,Table1323[[#This Row],[Demand Savings, kW]],INDEX(Table1[Actual Savings],MATCH(Table1323[[#This Row],[Lamp / Luminaire Category]]&Table1323[[#This Row],[Rebate Category]],Table1[PrescribedSource - Rebate ID],0))*Table1323[[#This Row],[Quantity of luminaires]]/1000),0)","v":""},{"$f":"IFERROR(Table1323[[#This Row],[BC Housing Site kW Savings]]*IF(Table1323[[#This Row],[Assumed hours from space type]]=\"user defined\",Table1323[[#This Row],[Baseline Operating hours]],Table1323[[#This Row],[Assumed hours from space type]])+Table1323[[#This Row],[Controls Rebate kWh Savings]],0)","v":0},{"$f":"IFERROR(IF(Table1323[[#This Row],[Lamp / Luminaire Category]]=\"No eligible rebate\",Table1323[[#This Row],[Lighting Technology]]&\" retrofit with no rebate\",Table1323[[#This Row],[Rebate Category]]),\"\")","v":0},{"$f":"IF(Table1323[[#This Row],[Lamp / Luminaire Category]]=\"No eligible rebate\",1,0)","v":0},{"$f":"IFERROR(IF(IF(Table1323[[#This Row],[Assumed hours from space type]]=\"user defined\",Table1323[[#This Row],[Baseline Operating hours]],Table1323[[#This Row],[Assumed hours from space type]])<3600,0,IF(AND(IF(Table1323[[#This Row],[Assumed hours from space type]]=\"user defined\",Table1323[[#This Row],[Baseline Operating hours]],Table1323[[#This Row],[Assumed hours from space type]])>=3600,OR(Table1323[[#This Row],[Automatic Controls?]]=\"None\",Table1323[[#This Row],[Automatic Controls?]]=\"\")),IF(Table1323[[#This Row],[Lamp / Luminaire Category]]=\"No eligible rebate\",Table1323[[#This Row],[Baseline W defined by user]]-Table1323[[#This Row],[Retrofit W defined by user (no rebate)]],Table1323[[#This Row],[Assumed Baseline W by source]]-Table1323[[#This Row],[LED Luminaire W by rebate]]),IF(AND(IF(Table1323[[#This Row],[Assumed hours from space type]]=\"user defined\",Table1323[[#This Row],[Baseline Operating hours]],Table1323[[#This Row],[Assumed hours from space type]])>=(3600/0.8),OR(Table1323[[#This Row],[Automatic Controls?]]=\"Fixture integrated occupancy sensor\",Table1323[[#This Row],[Automatic Controls?]]=\"Ceiling / wall mounted occupancy sensor\")),IF(Table1323[[#This Row],[Lamp / Luminaire Category]]=\"No eligible rebate\",(Table1323[[#This Row],[Baseline W defined by user]]-Table1323[[#This Row],[Retrofit W defined by user (no rebate)]]),Table1323[[#This Row],[Assumed Baseline W by source]]-Table1323[[#This Row],[LED Luminaire W by rebate]]),IF(AND(IF(Table1323[[#This Row],[Assumed hours from space type]]=\"user defined\",Table1323[[#This Row],[Baseline Operating hours]],Table1323[[#This Row],[Assumed hours from space type]])<(3600/0.8),OR(Table1323[[#This Row],[Automatic Controls?]]=\"Fixture integrated occupancy sensor\",Table1323[[#This Row],[Automatic Controls?]]=\"Ceiling / wall mounted occupancy sensor\")),IF(Table1323[[#This Row],[Lamp / Luminaire Category]]=\"No eligible rebate\",Table1323[[#This Row],[Baseline W defined by user]],Table1323[[#This Row],[Assumed Baseline W by source]])))))*Table1323[[#This Row],[Quantity of luminaires]]/1000,\"\")","v":""},{"$f":"Table1323[[#This Row],[LED lamp/luminaire retrofit part '#]]","v":0},{"$f":"IF(Table1323[[#This Row],[Rebate Unit]]=\"per lamp\",INDEX(Table1[Number of Lamps],MATCH(Table1323[[#This Row],[Lamp / Luminaire Category]]&Table1323[[#This Row],[Rebate Category]],Table1[PrescribedSource - Rebate ID],0)),1)*Table1323[[#This Row],[Quantity of luminaires]]","v":0},{"$f":"IFERROR(IF(Table1323[[#This Row],[Lamp / Luminaire Category]]=\"No eligible rebate\",\"no eligible rebate\",INDEX(Table1[BC Hydro xRM ECM],MATCH(Table1323[[#This Row],[Lamp / Luminaire Category]]&Table1323[[#This Row],[Rebate Category]],Table1[PrescribedSource - Rebate ID],0))),\"\")","v":""}]
[null,{"$f":"IF(Table1323[[#This Row],[Space Type]]=\"\",\"\",\"L-\"&ROW(190:190))","v":""},null,null,null,null,null,null,null,{"$f":"IFERROR(IF(Table1323[[#This Row],[Space Type]]=\"\",\"\",IF(Table1323[[#This Row],[Lamp / Luminaire Category]]=\"No eligible rebate\",\"\",IF(Table1323[[#This Row],[Rebate Category]]=\"\",\"select rebate\",INDEX(Table1[Actual Baseline W],MATCH(Table1323[[#This Row],[Lamp / Luminaire Category]]&Table1323[[#This Row],[Rebate Category]],Table1[PrescribedSource - Rebate ID],0))))),\"\")","v":""},{"$f":"IFERROR(IF(Table1323[[#This Row],[No]]=\"\",\"\",IF(Table1323[[#This Row],[Space Type]]=\"\",\"select Space Type\",IF(Table1323[[#This Row],[Baseline Operating hours]]<>\"\",\"user defined\",INDEX(Table5[Hours],MATCH(Table1323[[#This Row],[Space Type]],Table5[Space Type],0))))),\"\")","v":""},null,{"$f":"IFERROR(INDEX(Table1[Rebate],MATCH(Table1323[[#This Row],[Lamp / Luminaire Category]]&Table1323[[#This Row],[Rebate Category]],Table1[PrescribedSource - Rebate ID],0)),\"\")","v":""},{"$f":"IFERROR(INDEX(Table1[Rebate Unit],MATCH(Table1323[[#This Row],[Lamp / Luminaire Category]]&Table1323[[#This Row],[Rebate Category]],Table1[PrescribedSource - Rebate ID],0)),\"\")","v":""},null,{"$f":"IFERROR(IF(Table1323[[#This Row],[Lamp / Luminaire Category]]=\"No eligible rebate\",\"no rebate\",INDEX(Table1[Retrofit W],MATCH(Table1323[[#This Row],[Lamp / Luminaire Category]]&Table1323[[#This Row],[Rebate Category]],Table1[PrescribedSource - Rebate ID],0))),\"\")","v":""},null,null,null,{"$f":"IFERROR(INDEX(Table1[Rebate],MATCH(Table1323[[#This Row],[Lamp / Luminaire Category]]&Table1323[[#This Row],[Rebate Category]],Table1[PrescribedSource - Rebate ID],0))*Table1323[[#This Row],[Quantity of luminaires]],0)","v":0},{"$f":"IF(OR(Table1323[[#This Row],[Automatic Controls?]]=\"Fixture integrated Occupancy / Daylight Harvesting sensor\",Table1323[[#This Row],[Automatic Controls?]]=\"Ceiling / wall mounted Occupancy / Daylight Harvesting sensor\",Table1323[[#This Row],[Automatic Controls?]]=\"Timer\"),45*Table1323[[#This Row],[Number of occupancy sensors]],\"\")","v":""},{"$f":"IFERROR(IF(Table1323[[#This Row],[Controls Rebate]]=\"\",0,Table1323[[#This Row],[Controls Rebate]])+Table1323[[#This Row],[Lighting Rebate]],\"\")","v":0},{"$f":"IFERROR(INDEX(Table1[Rebate Savings],MATCH(Table1323[[#This Row],[Lamp / Luminaire Category]]&Table1323[[#This Row],[Rebate Category]],Table1[PrescribedSource - Rebate ID],0))*Table1323[[#This Row],[Quantity of luminaires]]/1000,0)","v":0},{"$f":"IFERROR(Table1323[[#This Row],[Rebate kW Savings]]*IF(Table1323[[#This Row],[Assumed hours from space type]]=\"user defined\",Table1323[[#This Row],[Baseline Operating hours]],Table1323[[#This Row],[Assumed hours from space type]]),0)","v":0},{"$f":"IF(OR(Table1323[[#This Row],[Automatic Controls?]]=\"Fixture integrated occupancy sensor\",Table1323[[#This Row],[Automatic Controls?]]=\"Ceiling / wall mounted occupancy sensor\"),Table1323[[#This Row],[Quantity of luminaires]]*IF(Table1323[[#This Row],[Rebate Category]]<>\"\",INDEX(Table1[Retrofit W],MATCH(Table1323[[#This Row],[Rebate Category]],Table1[BC Hydro Rebate Category],0)),Table1323[[#This Row],[Retrofit W defined by user (no rebate)]])/1000*IF(Table1323[[#This Row],[Assumed hours from space type]]=\"user defined\",Table1323[[#This Row],[Baseline Operating hours]],Table1323[[#This Row],[Assumed hours from space type]])*0.2,0)","v":0},{"$f":"Table1323[[#This Row],[Rebate kWh savings]]+Table1323[[#This Row],[Controls Rebate kWh Savings]]","v":0},{"$f":"IFERROR(IF(Table1323[[#This Row],[Quantity of luminaires]]=\"\",\"\",IF(Table1323[[#This Row],[Lamp / Luminaire Category]]=\"No eligible rebate\",(Table1323[[#This Row],[Baseline W defined by user]]-Table1323[[#This Row],[Retrofit W defined by user (no rebate)]])*Table1323[[#This Row],[Quantity of luminaires]]/1000,(Table1323[[#This Row],[Assumed Baseline W by source]]-Table1323[[#This Row],[LED Luminaire W by rebate]])*Table1323[[#This Row],[Quantity of luminaires]]/1000)),0)","v":""},{"$f":"IFERROR(IF(Table1323[[#This Row],[Lamp / Luminaire Category]]=\"No eligible rebate\",Table1323[[#This Row],[Quantity of luminaires]]*(Table1323[[#This Row],[Baseline W defined by user]]-Table1323[[#This Row],[Retrofit W defined by user (no rebate)]])/1000*IF(Table1323[[#This Row],[Assumed hours from space type]]=\"user defined\",Table1323[[#This Row],[Baseline Operating hours]],Table1323[[#This Row],[Assumed hours from space type]])+Table1323[[#This Row],[Controls Rebate kWh Savings]],Table1323[[#This Row],[Quantity of luminaires]]*(INDEX(Table1[Actual Baseline W],MATCH(Table1323[[#This Row],[Lamp / Luminaire Category]]&Table1323[[#This Row],[Rebate Category]],Table1[PrescribedSource - Rebate ID],0))/1000-Table1323[[#This Row],[LED Luminaire W by rebate]]/1000)*IF(Table1323[[#This Row],[Assumed hours from space type]]=\"user defined\",Table1323[[#This Row],[Baseline Operating hours]],Table1323[[#This Row],[Assumed hours from space type]])+Table1323[[#This Row],[Controls Rebate kWh Savings]]),0)","v":0},{"$f":"IFERROR(IF(Table1323[[#This Row],[Rebate kW Savings]]=0,Table1323[[#This Row],[Demand Savings, kW]],INDEX(Table1[Actual Savings],MATCH(Table1323[[#This Row],[Lamp / Luminaire Category]]&Table1323[[#This Row],[Rebate Category]],Table1[PrescribedSource - Rebate ID],0))*Table1323[[#This Row],[Quantity of luminaires]]/1000),0)","v":""},{"$f":"IFERROR(Table1323[[#This Row],[BC Housing Site kW Savings]]*IF(Table1323[[#This Row],[Assumed hours from space type]]=\"user defined\",Table1323[[#This Row],[Baseline Operating hours]],Table1323[[#This Row],[Assumed hours from space type]])+Table1323[[#This Row],[Controls Rebate kWh Savings]],0)","v":0},{"$f":"IFERROR(IF(Table1323[[#This Row],[Lamp / Luminaire Category]]=\"No eligible rebate\",Table1323[[#This Row],[Lighting Technology]]&\" retrofit with no rebate\",Table1323[[#This Row],[Rebate Category]]),\"\")","v":0},{"$f":"IF(Table1323[[#This Row],[Lamp / Luminaire Category]]=\"No eligible rebate\",1,0)","v":0},{"$f":"IFERROR(IF(IF(Table1323[[#This Row],[Assumed hours from space type]]=\"user defined\",Table1323[[#This Row],[Baseline Operating hours]],Table1323[[#This Row],[Assumed hours from space type]])<3600,0,IF(AND(IF(Table1323[[#This Row],[Assumed hours from space type]]=\"user defined\",Table1323[[#This Row],[Baseline Operating hours]],Table1323[[#This Row],[Assumed hours from space type]])>=3600,OR(Table1323[[#This Row],[Automatic Controls?]]=\"None\",Table1323[[#This Row],[Automatic Controls?]]=\"\")),IF(Table1323[[#This Row],[Lamp / Luminaire Category]]=\"No eligible rebate\",Table1323[[#This Row],[Baseline W defined by user]]-Table1323[[#This Row],[Retrofit W defined by user (no rebate)]],Table1323[[#This Row],[Assumed Baseline W by source]]-Table1323[[#This Row],[LED Luminaire W by rebate]]),IF(AND(IF(Table1323[[#This Row],[Assumed hours from space type]]=\"user defined\",Table1323[[#This Row],[Baseline Operating hours]],Table1323[[#This Row],[Assumed hours from space type]])>=(3600/0.8),OR(Table1323[[#This Row],[Automatic Controls?]]=\"Fixture integrated occupancy sensor\",Table1323[[#This Row],[Automatic Controls?]]=\"Ceiling / wall mounted occupancy sensor\")),IF(Table1323[[#This Row],[Lamp / Luminaire Category]]=\"No eligible rebate\",(Table1323[[#This Row],[Baseline W defined by user]]-Table1323[[#This Row],[Retrofit W defined by user (no rebate)]]),Table1323[[#This Row],[Assumed Baseline W by source]]-Table1323[[#This Row],[LED Luminaire W by rebate]]),IF(AND(IF(Table1323[[#This Row],[Assumed hours from space type]]=\"user defined\",Table1323[[#This Row],[Baseline Operating hours]],Table1323[[#This Row],[Assumed hours from space type]])<(3600/0.8),OR(Table1323[[#This Row],[Automatic Controls?]]=\"Fixture integrated occupancy sensor\",Table1323[[#This Row],[Automatic Controls?]]=\"Ceiling / wall mounted occupancy sensor\")),IF(Table1323[[#This Row],[Lamp / Luminaire Category]]=\"No eligible rebate\",Table1323[[#This Row],[Baseline W defined by user]],Table1323[[#This Row],[Assumed Baseline W by source]])))))*Table1323[[#This Row],[Quantity of luminaires]]/1000,\"\")","v":""},{"$f":"Table1323[[#This Row],[LED lamp/luminaire retrofit part '#]]","v":0},{"$f":"IF(Table1323[[#This Row],[Rebate Unit]]=\"per lamp\",INDEX(Table1[Number of Lamps],MATCH(Table1323[[#This Row],[Lamp / Luminaire Category]]&Table1323[[#This Row],[Rebate Category]],Table1[PrescribedSource - Rebate ID],0)),1)*Table1323[[#This Row],[Quantity of luminaires]]","v":0},{"$f":"IFERROR(IF(Table1323[[#This Row],[Lamp / Luminaire Category]]=\"No eligible rebate\",\"no eligible rebate\",INDEX(Table1[BC Hydro xRM ECM],MATCH(Table1323[[#This Row],[Lamp / Luminaire Category]]&Table1323[[#This Row],[Rebate Category]],Table1[PrescribedSource - Rebate ID],0))),\"\")","v":""}]
[null,{"$f":"IF(Table1323[[#This Row],[Space Type]]=\"\",\"\",\"L-\"&ROW(191:191))","v":""},null,null,null,null,null,null,null,{"$f":"IFERROR(IF(Table1323[[#This Row],[Space Type]]=\"\",\"\",IF(Table1323[[#This Row],[Lamp / Luminaire Category]]=\"No eligible rebate\",\"\",IF(Table1323[[#This Row],[Rebate Category]]=\"\",\"select rebate\",INDEX(Table1[Actual Baseline W],MATCH(Table1323[[#This Row],[Lamp / Luminaire Category]]&Table1323[[#This Row],[Rebate Category]],Table1[PrescribedSource - Rebate ID],0))))),\"\")","v":""},{"$f":"IFERROR(IF(Table1323[[#This Row],[No]]=\"\",\"\",IF(Table1323[[#This Row],[Space Type]]=\"\",\"select Space Type\",IF(Table1323[[#This Row],[Baseline Operating hours]]<>\"\",\"user defined\",INDEX(Table5[Hours],MATCH(Table1323[[#This Row],[Space Type]],Table5[Space Type],0))))),\"\")","v":""},null,{"$f":"IFERROR(INDEX(Table1[Rebate],MATCH(Table1323[[#This Row],[Lamp / Luminaire Category]]&Table1323[[#This Row],[Rebate Category]],Table1[PrescribedSource - Rebate ID],0)),\"\")","v":""},{"$f":"IFERROR(INDEX(Table1[Rebate Unit],MATCH(Table1323[[#This Row],[Lamp / Luminaire Category]]&Table1323[[#This Row],[Rebate Category]],Table1[PrescribedSource - Rebate ID],0)),\"\")","v":""},null,{"$f":"IFERROR(IF(Table1323[[#This Row],[Lamp / Luminaire Category]]=\"No eligible rebate\",\"no rebate\",INDEX(Table1[Retrofit W],MATCH(Table1323[[#This Row],[Lamp / Luminaire Category]]&Table1323[[#This Row],[Rebate Category]],Table1[PrescribedSource - Rebate ID],0))),\"\")","v":""},null,null,null,{"$f":"IFERROR(INDEX(Table1[Rebate],MATCH(Table1323[[#This Row],[Lamp / Luminaire Category]]&Table1323[[#This Row],[Rebate Category]],Table1[PrescribedSource - Rebate ID],0))*Table1323[[#This Row],[Quantity of luminaires]],0)","v":0},{"$f":"IF(OR(Table1323[[#This Row],[Automatic Controls?]]=\"Fixture integrated Occupancy / Daylight Harvesting sensor\",Table1323[[#This Row],[Automatic Controls?]]=\"Ceiling / wall mounted Occupancy / Daylight Harvesting sensor\",Table1323[[#This Row],[Automatic Controls?]]=\"Timer\"),45*Table1323[[#This Row],[Number of occupancy sensors]],\"\")","v":""},{"$f":"IFERROR(IF(Table1323[[#This Row],[Controls Rebate]]=\"\",0,Table1323[[#This Row],[Controls Rebate]])+Table1323[[#This Row],[Lighting Rebate]],\"\")","v":0},{"$f":"IFERROR(INDEX(Table1[Rebate Savings],MATCH(Table1323[[#This Row],[Lamp / Luminaire Category]]&Table1323[[#This Row],[Rebate Category]],Table1[PrescribedSource - Rebate ID],0))*Table1323[[#This Row],[Quantity of luminaires]]/1000,0)","v":0},{"$f":"IFERROR(Table1323[[#This Row],[Rebate kW Savings]]*IF(Table1323[[#This Row],[Assumed hours from space type]]=\"user defined\",Table1323[[#This Row],[Baseline Operating hours]],Table1323[[#This Row],[Assumed hours from space type]]),0)","v":0},{"$f":"IF(OR(Table1323[[#This Row],[Automatic Controls?]]=\"Fixture integrated occupancy sensor\",Table1323[[#This Row],[Automatic Controls?]]=\"Ceiling / wall mounted occupancy sensor\"),Table1323[[#This Row],[Quantity of luminaires]]*IF(Table1323[[#This Row],[Rebate Category]]<>\"\",INDEX(Table1[Retrofit W],MATCH(Table1323[[#This Row],[Rebate Category]],Table1[BC Hydro Rebate Category],0)),Table1323[[#This Row],[Retrofit W defined by user (no rebate)]])/1000*IF(Table1323[[#This Row],[Assumed hours from space type]]=\"user defined\",Table1323[[#This Row],[Baseline Operating hours]],Table1323[[#This Row],[Assumed hours from space type]])*0.2,0)","v":0},{"$f":"Table1323[[#This Row],[Rebate kWh savings]]+Table1323[[#This Row],[Controls Rebate kWh Savings]]","v":0},{"$f":"IFERROR(IF(Table1323[[#This Row],[Quantity of luminaires]]=\"\",\"\",IF(Table1323[[#This Row],[Lamp / Luminaire Category]]=\"No eligible rebate\",(Table1323[[#This Row],[Baseline W defined by user]]-Table1323[[#This Row],[Retrofit W defined by user (no rebate)]])*Table1323[[#This Row],[Quantity of luminaires]]/1000,(Table1323[[#This Row],[Assumed Baseline W by source]]-Table1323[[#This Row],[LED Luminaire W by rebate]])*Table1323[[#This Row],[Quantity of luminaires]]/1000)),0)","v":""},{"$f":"IFERROR(IF(Table1323[[#This Row],[Lamp / Luminaire Category]]=\"No eligible rebate\",Table1323[[#This Row],[Quantity of luminaires]]*(Table1323[[#This Row],[Baseline W defined by user]]-Table1323[[#This Row],[Retrofit W defined by user (no rebate)]])/1000*IF(Table1323[[#This Row],[Assumed hours from space type]]=\"user defined\",Table1323[[#This Row],[Baseline Operating hours]],Table1323[[#This Row],[Assumed hours from space type]])+Table1323[[#This Row],[Controls Rebate kWh Savings]],Table1323[[#This Row],[Quantity of luminaires]]*(INDEX(Table1[Actual Baseline W],MATCH(Table1323[[#This Row],[Lamp / Luminaire Category]]&Table1323[[#This Row],[Rebate Category]],Table1[PrescribedSource - Rebate ID],0))/1000-Table1323[[#This Row],[LED Luminaire W by rebate]]/1000)*IF(Table1323[[#This Row],[Assumed hours from space type]]=\"user defined\",Table1323[[#This Row],[Baseline Operating hours]],Table1323[[#This Row],[Assumed hours from space type]])+Table1323[[#This Row],[Controls Rebate kWh Savings]]),0)","v":0},{"$f":"IFERROR(IF(Table1323[[#This Row],[Rebate kW Savings]]=0,Table1323[[#This Row],[Demand Savings, kW]],INDEX(Table1[Actual Savings],MATCH(Table1323[[#This Row],[Lamp / Luminaire Category]]&Table1323[[#This Row],[Rebate Category]],Table1[PrescribedSource - Rebate ID],0))*Table1323[[#This Row],[Quantity of luminaires]]/1000),0)","v":""},{"$f":"IFERROR(Table1323[[#This Row],[BC Housing Site kW Savings]]*IF(Table1323[[#This Row],[Assumed hours from space type]]=\"user defined\",Table1323[[#This Row],[Baseline Operating hours]],Table1323[[#This Row],[Assumed hours from space type]])+Table1323[[#This Row],[Controls Rebate kWh Savings]],0)","v":0},{"$f":"IFERROR(IF(Table1323[[#This Row],[Lamp / Luminaire Category]]=\"No eligible rebate\",Table1323[[#This Row],[Lighting Technology]]&\" retrofit with no rebate\",Table1323[[#This Row],[Rebate Category]]),\"\")","v":0},{"$f":"IF(Table1323[[#This Row],[Lamp / Luminaire Category]]=\"No eligible rebate\",1,0)","v":0},{"$f":"IFERROR(IF(IF(Table1323[[#This Row],[Assumed hours from space type]]=\"user defined\",Table1323[[#This Row],[Baseline Operating hours]],Table1323[[#This Row],[Assumed hours from space type]])<3600,0,IF(AND(IF(Table1323[[#This Row],[Assumed hours from space type]]=\"user defined\",Table1323[[#This Row],[Baseline Operating hours]],Table1323[[#This Row],[Assumed hours from space type]])>=3600,OR(Table1323[[#This Row],[Automatic Controls?]]=\"None\",Table1323[[#This Row],[Automatic Controls?]]=\"\")),IF(Table1323[[#This Row],[Lamp / Luminaire Category]]=\"No eligible rebate\",Table1323[[#This Row],[Baseline W defined by user]]-Table1323[[#This Row],[Retrofit W defined by user (no rebate)]],Table1323[[#This Row],[Assumed Baseline W by source]]-Table1323[[#This Row],[LED Luminaire W by rebate]]),IF(AND(IF(Table1323[[#This Row],[Assumed hours from space type]]=\"user defined\",Table1323[[#This Row],[Baseline Operating hours]],Table1323[[#This Row],[Assumed hours from space type]])>=(3600/0.8),OR(Table1323[[#This Row],[Automatic Controls?]]=\"Fixture integrated occupancy sensor\",Table1323[[#This Row],[Automatic Controls?]]=\"Ceiling / wall mounted occupancy sensor\")),IF(Table1323[[#This Row],[Lamp / Luminaire Category]]=\"No eligible rebate\",(Table1323[[#This Row],[Baseline W defined by user]]-Table1323[[#This Row],[Retrofit W defined by user (no rebate)]]),Table1323[[#This Row],[Assumed Baseline W by source]]-Table1323[[#This Row],[LED Luminaire W by rebate]]),IF(AND(IF(Table1323[[#This Row],[Assumed hours from space type]]=\"user defined\",Table1323[[#This Row],[Baseline Operating hours]],Table1323[[#This Row],[Assumed hours from space type]])<(3600/0.8),OR(Table1323[[#This Row],[Automatic Controls?]]=\"Fixture integrated occupancy sensor\",Table1323[[#This Row],[Automatic Controls?]]=\"Ceiling / wall mounted occupancy sensor\")),IF(Table1323[[#This Row],[Lamp / Luminaire Category]]=\"No eligible rebate\",Table1323[[#This Row],[Baseline W defined by user]],Table1323[[#This Row],[Assumed Baseline W by source]])))))*Table1323[[#This Row],[Quantity of luminaires]]/1000,\"\")","v":""},{"$f":"Table1323[[#This Row],[LED lamp/luminaire retrofit part '#]]","v":0},{"$f":"IF(Table1323[[#This Row],[Rebate Unit]]=\"per lamp\",INDEX(Table1[Number of Lamps],MATCH(Table1323[[#This Row],[Lamp / Luminaire Category]]&Table1323[[#This Row],[Rebate Category]],Table1[PrescribedSource - Rebate ID],0)),1)*Table1323[[#This Row],[Quantity of luminaires]]","v":0},{"$f":"IFERROR(IF(Table1323[[#This Row],[Lamp / Luminaire Category]]=\"No eligible rebate\",\"no eligible rebate\",INDEX(Table1[BC Hydro xRM ECM],MATCH(Table1323[[#This Row],[Lamp / Luminaire Category]]&Table1323[[#This Row],[Rebate Category]],Table1[PrescribedSource - Rebate ID],0))),\"\")","v":""}]
[null,{"$f":"IF(Table1323[[#This Row],[Space Type]]=\"\",\"\",\"L-\"&ROW(192:192))","v":""},null,null,null,null,null,null,null,{"$f":"IFERROR(IF(Table1323[[#This Row],[Space Type]]=\"\",\"\",IF(Table1323[[#This Row],[Lamp / Luminaire Category]]=\"No eligible rebate\",\"\",IF(Table1323[[#This Row],[Rebate Category]]=\"\",\"select rebate\",INDEX(Table1[Actual Baseline W],MATCH(Table1323[[#This Row],[Lamp / Luminaire Category]]&Table1323[[#This Row],[Rebate Category]],Table1[PrescribedSource - Rebate ID],0))))),\"\")","v":""},{"$f":"IFERROR(IF(Table1323[[#This Row],[No]]=\"\",\"\",IF(Table1323[[#This Row],[Space Type]]=\"\",\"select Space Type\",IF(Table1323[[#This Row],[Baseline Operating hours]]<>\"\",\"user defined\",INDEX(Table5[Hours],MATCH(Table1323[[#This Row],[Space Type]],Table5[Space Type],0))))),\"\")","v":""},null,{"$f":"IFERROR(INDEX(Table1[Rebate],MATCH(Table1323[[#This Row],[Lamp / Luminaire Category]]&Table1323[[#This Row],[Rebate Category]],Table1[PrescribedSource - Rebate ID],0)),\"\")","v":""},{"$f":"IFERROR(INDEX(Table1[Rebate Unit],MATCH(Table1323[[#This Row],[Lamp / Luminaire Category]]&Table1323[[#This Row],[Rebate Category]],Table1[PrescribedSource - Rebate ID],0)),\"\")","v":""},null,{"$f":"IFERROR(IF(Table1323[[#This Row],[Lamp / Luminaire Category]]=\"No eligible rebate\",\"no rebate\",INDEX(Table1[Retrofit W],MATCH(Table1323[[#This Row],[Lamp / Luminaire Category]]&Table1323[[#This Row],[Rebate Category]],Table1[PrescribedSource - Rebate ID],0))),\"\")","v":""},null,null,null,{"$f":"IFERROR(INDEX(Table1[Rebate],MATCH(Table1323[[#This Row],[Lamp / Luminaire Category]]&Table1323[[#This Row],[Rebate Category]],Table1[PrescribedSource - Rebate ID],0))*Table1323[[#This Row],[Quantity of luminaires]],0)","v":0},{"$f":"IF(OR(Table1323[[#This Row],[Automatic Controls?]]=\"Fixture integrated Occupancy / Daylight Harvesting sensor\",Table1323[[#This Row],[Automatic Controls?]]=\"Ceiling / wall mounted Occupancy / Daylight Harvesting sensor\",Table1323[[#This Row],[Automatic Controls?]]=\"Timer\"),45*Table1323[[#This Row],[Number of occupancy sensors]],\"\")","v":""},{"$f":"IFERROR(IF(Table1323[[#This Row],[Controls Rebate]]=\"\",0,Table1323[[#This Row],[Controls Rebate]])+Table1323[[#This Row],[Lighting Rebate]],\"\")","v":0},{"$f":"IFERROR(INDEX(Table1[Rebate Savings],MATCH(Table1323[[#This Row],[Lamp / Luminaire Category]]&Table1323[[#This Row],[Rebate Category]],Table1[PrescribedSource - Rebate ID],0))*Table1323[[#This Row],[Quantity of luminaires]]/1000,0)","v":0},{"$f":"IFERROR(Table1323[[#This Row],[Rebate kW Savings]]*IF(Table1323[[#This Row],[Assumed hours from space type]]=\"user defined\",Table1323[[#This Row],[Baseline Operating hours]],Table1323[[#This Row],[Assumed hours from space type]]),0)","v":0},{"$f":"IF(OR(Table1323[[#This Row],[Automatic Controls?]]=\"Fixture integrated occupancy sensor\",Table1323[[#This Row],[Automatic Controls?]]=\"Ceiling / wall mounted occupancy sensor\"),Table1323[[#This Row],[Quantity of luminaires]]*IF(Table1323[[#This Row],[Rebate Category]]<>\"\",INDEX(Table1[Retrofit W],MATCH(Table1323[[#This Row],[Rebate Category]],Table1[BC Hydro Rebate Category],0)),Table1323[[#This Row],[Retrofit W defined by user (no rebate)]])/1000*IF(Table1323[[#This Row],[Assumed hours from space type]]=\"user defined\",Table1323[[#This Row],[Baseline Operating hours]],Table1323[[#This Row],[Assumed hours from space type]])*0.2,0)","v":0},{"$f":"Table1323[[#This Row],[Rebate kWh savings]]+Table1323[[#This Row],[Controls Rebate kWh Savings]]","v":0},{"$f":"IFERROR(IF(Table1323[[#This Row],[Quantity of luminaires]]=\"\",\"\",IF(Table1323[[#This Row],[Lamp / Luminaire Category]]=\"No eligible rebate\",(Table1323[[#This Row],[Baseline W defined by user]]-Table1323[[#This Row],[Retrofit W defined by user (no rebate)]])*Table1323[[#This Row],[Quantity of luminaires]]/1000,(Table1323[[#This Row],[Assumed Baseline W by source]]-Table1323[[#This Row],[LED Luminaire W by rebate]])*Table1323[[#This Row],[Quantity of luminaires]]/1000)),0)","v":""},{"$f":"IFERROR(IF(Table1323[[#This Row],[Lamp / Luminaire Category]]=\"No eligible rebate\",Table1323[[#This Row],[Quantity of luminaires]]*(Table1323[[#This Row],[Baseline W defined by user]]-Table1323[[#This Row],[Retrofit W defined by user (no rebate)]])/1000*IF(Table1323[[#This Row],[Assumed hours from space type]]=\"user defined\",Table1323[[#This Row],[Baseline Operating hours]],Table1323[[#This Row],[Assumed hours from space type]])+Table1323[[#This Row],[Controls Rebate kWh Savings]],Table1323[[#This Row],[Quantity of luminaires]]*(INDEX(Table1[Actual Baseline W],MATCH(Table1323[[#This Row],[Lamp / Luminaire Category]]&Table1323[[#This Row],[Rebate Category]],Table1[PrescribedSource - Rebate ID],0))/1000-Table1323[[#This Row],[LED Luminaire W by rebate]]/1000)*IF(Table1323[[#This Row],[Assumed hours from space type]]=\"user defined\",Table1323[[#This Row],[Baseline Operating hours]],Table1323[[#This Row],[Assumed hours from space type]])+Table1323[[#This Row],[Controls Rebate kWh Savings]]),0)","v":0},{"$f":"IFERROR(IF(Table1323[[#This Row],[Rebate kW Savings]]=0,Table1323[[#This Row],[Demand Savings, kW]],INDEX(Table1[Actual Savings],MATCH(Table1323[[#This Row],[Lamp / Luminaire Category]]&Table1323[[#This Row],[Rebate Category]],Table1[PrescribedSource - Rebate ID],0))*Table1323[[#This Row],[Quantity of luminaires]]/1000),0)","v":""},{"$f":"IFERROR(Table1323[[#This Row],[BC Housing Site kW Savings]]*IF(Table1323[[#This Row],[Assumed hours from space type]]=\"user defined\",Table1323[[#This Row],[Baseline Operating hours]],Table1323[[#This Row],[Assumed hours from space type]])+Table1323[[#This Row],[Controls Rebate kWh Savings]],0)","v":0},{"$f":"IFERROR(IF(Table1323[[#This Row],[Lamp / Luminaire Category]]=\"No eligible rebate\",Table1323[[#This Row],[Lighting Technology]]&\" retrofit with no rebate\",Table1323[[#This Row],[Rebate Category]]),\"\")","v":0},{"$f":"IF(Table1323[[#This Row],[Lamp / Luminaire Category]]=\"No eligible rebate\",1,0)","v":0},{"$f":"IFERROR(IF(IF(Table1323[[#This Row],[Assumed hours from space type]]=\"user defined\",Table1323[[#This Row],[Baseline Operating hours]],Table1323[[#This Row],[Assumed hours from space type]])<3600,0,IF(AND(IF(Table1323[[#This Row],[Assumed hours from space type]]=\"user defined\",Table1323[[#This Row],[Baseline Operating hours]],Table1323[[#This Row],[Assumed hours from space type]])>=3600,OR(Table1323[[#This Row],[Automatic Controls?]]=\"None\",Table1323[[#This Row],[Automatic Controls?]]=\"\")),IF(Table1323[[#This Row],[Lamp / Luminaire Category]]=\"No eligible rebate\",Table1323[[#This Row],[Baseline W defined by user]]-Table1323[[#This Row],[Retrofit W defined by user (no rebate)]],Table1323[[#This Row],[Assumed Baseline W by source]]-Table1323[[#This Row],[LED Luminaire W by rebate]]),IF(AND(IF(Table1323[[#This Row],[Assumed hours from space type]]=\"user defined\",Table1323[[#This Row],[Baseline Operating hours]],Table1323[[#This Row],[Assumed hours from space type]])>=(3600/0.8),OR(Table1323[[#This Row],[Automatic Controls?]]=\"Fixture integrated occupancy sensor\",Table1323[[#This Row],[Automatic Controls?]]=\"Ceiling / wall mounted occupancy sensor\")),IF(Table1323[[#This Row],[Lamp / Luminaire Category]]=\"No eligible rebate\",(Table1323[[#This Row],[Baseline W defined by user]]-Table1323[[#This Row],[Retrofit W defined by user (no rebate)]]),Table1323[[#This Row],[Assumed Baseline W by source]]-Table1323[[#This Row],[LED Luminaire W by rebate]]),IF(AND(IF(Table1323[[#This Row],[Assumed hours from space type]]=\"user defined\",Table1323[[#This Row],[Baseline Operating hours]],Table1323[[#This Row],[Assumed hours from space type]])<(3600/0.8),OR(Table1323[[#This Row],[Automatic Controls?]]=\"Fixture integrated occupancy sensor\",Table1323[[#This Row],[Automatic Controls?]]=\"Ceiling / wall mounted occupancy sensor\")),IF(Table1323[[#This Row],[Lamp / Luminaire Category]]=\"No eligible rebate\",Table1323[[#This Row],[Baseline W defined by user]],Table1323[[#This Row],[Assumed Baseline W by source]])))))*Table1323[[#This Row],[Quantity of luminaires]]/1000,\"\")","v":""},{"$f":"Table1323[[#This Row],[LED lamp/luminaire retrofit part '#]]","v":0},{"$f":"IF(Table1323[[#This Row],[Rebate Unit]]=\"per lamp\",INDEX(Table1[Number of Lamps],MATCH(Table1323[[#This Row],[Lamp / Luminaire Category]]&Table1323[[#This Row],[Rebate Category]],Table1[PrescribedSource - Rebate ID],0)),1)*Table1323[[#This Row],[Quantity of luminaires]]","v":0},{"$f":"IFERROR(IF(Table1323[[#This Row],[Lamp / Luminaire Category]]=\"No eligible rebate\",\"no eligible rebate\",INDEX(Table1[BC Hydro xRM ECM],MATCH(Table1323[[#This Row],[Lamp / Luminaire Category]]&Table1323[[#This Row],[Rebate Category]],Table1[PrescribedSource - Rebate ID],0))),\"\")","v":""}]
[null,{"$f":"IF(Table1323[[#This Row],[Space Type]]=\"\",\"\",\"L-\"&ROW(193:193))","v":""},null,null,null,null,null,null,null,{"$f":"IFERROR(IF(Table1323[[#This Row],[Space Type]]=\"\",\"\",IF(Table1323[[#This Row],[Lamp / Luminaire Category]]=\"No eligible rebate\",\"\",IF(Table1323[[#This Row],[Rebate Category]]=\"\",\"select rebate\",INDEX(Table1[Actual Baseline W],MATCH(Table1323[[#This Row],[Lamp / Luminaire Category]]&Table1323[[#This Row],[Rebate Category]],Table1[PrescribedSource - Rebate ID],0))))),\"\")","v":""},{"$f":"IFERROR(IF(Table1323[[#This Row],[No]]=\"\",\"\",IF(Table1323[[#This Row],[Space Type]]=\"\",\"select Space Type\",IF(Table1323[[#This Row],[Baseline Operating hours]]<>\"\",\"user defined\",INDEX(Table5[Hours],MATCH(Table1323[[#This Row],[Space Type]],Table5[Space Type],0))))),\"\")","v":""},null,{"$f":"IFERROR(INDEX(Table1[Rebate],MATCH(Table1323[[#This Row],[Lamp / Luminaire Category]]&Table1323[[#This Row],[Rebate Category]],Table1[PrescribedSource - Rebate ID],0)),\"\")","v":""},{"$f":"IFERROR(INDEX(Table1[Rebate Unit],MATCH(Table1323[[#This Row],[Lamp / Luminaire Category]]&Table1323[[#This Row],[Rebate Category]],Table1[PrescribedSource - Rebate ID],0)),\"\")","v":""},null,{"$f":"IFERROR(IF(Table1323[[#This Row],[Lamp / Luminaire Category]]=\"No eligible rebate\",\"no rebate\",INDEX(Table1[Retrofit W],MATCH(Table1323[[#This Row],[Lamp / Luminaire Category]]&Table1323[[#This Row],[Rebate Category]],Table1[PrescribedSource - Rebate ID],0))),\"\")","v":""},null,null,null,{"$f":"IFERROR(INDEX(Table1[Rebate],MATCH(Table1323[[#This Row],[Lamp / Luminaire Category]]&Table1323[[#This Row],[Rebate Category]],Table1[PrescribedSource - Rebate ID],0))*Table1323[[#This Row],[Quantity of luminaires]],0)","v":0},{"$f":"IF(OR(Table1323[[#This Row],[Automatic Controls?]]=\"Fixture integrated Occupancy / Daylight Harvesting sensor\",Table1323[[#This Row],[Automatic Controls?]]=\"Ceiling / wall mounted Occupancy / Daylight Harvesting sensor\",Table1323[[#This Row],[Automatic Controls?]]=\"Timer\"),45*Table1323[[#This Row],[Number of occupancy sensors]],\"\")","v":""},{"$f":"IFERROR(IF(Table1323[[#This Row],[Controls Rebate]]=\"\",0,Table1323[[#This Row],[Controls Rebate]])+Table1323[[#This Row],[Lighting Rebate]],\"\")","v":0},{"$f":"IFERROR(INDEX(Table1[Rebate Savings],MATCH(Table1323[[#This Row],[Lamp / Luminaire Category]]&Table1323[[#This Row],[Rebate Category]],Table1[PrescribedSource - Rebate ID],0))*Table1323[[#This Row],[Quantity of luminaires]]/1000,0)","v":0},{"$f":"IFERROR(Table1323[[#This Row],[Rebate kW Savings]]*IF(Table1323[[#This Row],[Assumed hours from space type]]=\"user defined\",Table1323[[#This Row],[Baseline Operating hours]],Table1323[[#This Row],[Assumed hours from space type]]),0)","v":0},{"$f":"IF(OR(Table1323[[#This Row],[Automatic Controls?]]=\"Fixture integrated occupancy sensor\",Table1323[[#This Row],[Automatic Controls?]]=\"Ceiling / wall mounted occupancy sensor\"),Table1323[[#This Row],[Quantity of luminaires]]*IF(Table1323[[#This Row],[Rebate Category]]<>\"\",INDEX(Table1[Retrofit W],MATCH(Table1323[[#This Row],[Rebate Category]],Table1[BC Hydro Rebate Category],0)),Table1323[[#This Row],[Retrofit W defined by user (no rebate)]])/1000*IF(Table1323[[#This Row],[Assumed hours from space type]]=\"user defined\",Table1323[[#This Row],[Baseline Operating hours]],Table1323[[#This Row],[Assumed hours from space type]])*0.2,0)","v":0},{"$f":"Table1323[[#This Row],[Rebate kWh savings]]+Table1323[[#This Row],[Controls Rebate kWh Savings]]","v":0},{"$f":"IFERROR(IF(Table1323[[#This Row],[Quantity of luminaires]]=\"\",\"\",IF(Table1323[[#This Row],[Lamp / Luminaire Category]]=\"No eligible rebate\",(Table1323[[#This Row],[Baseline W defined by user]]-Table1323[[#This Row],[Retrofit W defined by user (no rebate)]])*Table1323[[#This Row],[Quantity of luminaires]]/1000,(Table1323[[#This Row],[Assumed Baseline W by source]]-Table1323[[#This Row],[LED Luminaire W by rebate]])*Table1323[[#This Row],[Quantity of luminaires]]/1000)),0)","v":""},{"$f":"IFERROR(IF(Table1323[[#This Row],[Lamp / Luminaire Category]]=\"No eligible rebate\",Table1323[[#This Row],[Quantity of luminaires]]*(Table1323[[#This Row],[Baseline W defined by user]]-Table1323[[#This Row],[Retrofit W defined by user (no rebate)]])/1000*IF(Table1323[[#This Row],[Assumed hours from space type]]=\"user defined\",Table1323[[#This Row],[Baseline Operating hours]],Table1323[[#This Row],[Assumed hours from space type]])+Table1323[[#This Row],[Controls Rebate kWh Savings]],Table1323[[#This Row],[Quantity of luminaires]]*(INDEX(Table1[Actual Baseline W],MATCH(Table1323[[#This Row],[Lamp / Luminaire Category]]&Table1323[[#This Row],[Rebate Category]],Table1[PrescribedSource - Rebate ID],0))/1000-Table1323[[#This Row],[LED Luminaire W by rebate]]/1000)*IF(Table1323[[#This Row],[Assumed hours from space type]]=\"user defined\",Table1323[[#This Row],[Baseline Operating hours]],Table1323[[#This Row],[Assumed hours from space type]])+Table1323[[#This Row],[Controls Rebate kWh Savings]]),0)","v":0},{"$f":"IFERROR(IF(Table1323[[#This Row],[Rebate kW Savings]]=0,Table1323[[#This Row],[Demand Savings, kW]],INDEX(Table1[Actual Savings],MATCH(Table1323[[#This Row],[Lamp / Luminaire Category]]&Table1323[[#This Row],[Rebate Category]],Table1[PrescribedSource - Rebate ID],0))*Table1323[[#This Row],[Quantity of luminaires]]/1000),0)","v":""},{"$f":"IFERROR(Table1323[[#This Row],[BC Housing Site kW Savings]]*IF(Table1323[[#This Row],[Assumed hours from space type]]=\"user defined\",Table1323[[#This Row],[Baseline Operating hours]],Table1323[[#This Row],[Assumed hours from space type]])+Table1323[[#This Row],[Controls Rebate kWh Savings]],0)","v":0},{"$f":"IFERROR(IF(Table1323[[#This Row],[Lamp / Luminaire Category]]=\"No eligible rebate\",Table1323[[#This Row],[Lighting Technology]]&\" retrofit with no rebate\",Table1323[[#This Row],[Rebate Category]]),\"\")","v":0},{"$f":"IF(Table1323[[#This Row],[Lamp / Luminaire Category]]=\"No eligible rebate\",1,0)","v":0},{"$f":"IFERROR(IF(IF(Table1323[[#This Row],[Assumed hours from space type]]=\"user defined\",Table1323[[#This Row],[Baseline Operating hours]],Table1323[[#This Row],[Assumed hours from space type]])<3600,0,IF(AND(IF(Table1323[[#This Row],[Assumed hours from space type]]=\"user defined\",Table1323[[#This Row],[Baseline Operating hours]],Table1323[[#This Row],[Assumed hours from space type]])>=3600,OR(Table1323[[#This Row],[Automatic Controls?]]=\"None\",Table1323[[#This Row],[Automatic Controls?]]=\"\")),IF(Table1323[[#This Row],[Lamp / Luminaire Category]]=\"No eligible rebate\",Table1323[[#This Row],[Baseline W defined by user]]-Table1323[[#This Row],[Retrofit W defined by user (no rebate)]],Table1323[[#This Row],[Assumed Baseline W by source]]-Table1323[[#This Row],[LED Luminaire W by rebate]]),IF(AND(IF(Table1323[[#This Row],[Assumed hours from space type]]=\"user defined\",Table1323[[#This Row],[Baseline Operating hours]],Table1323[[#This Row],[Assumed hours from space type]])>=(3600/0.8),OR(Table1323[[#This Row],[Automatic Controls?]]=\"Fixture integrated occupancy sensor\",Table1323[[#This Row],[Automatic Controls?]]=\"Ceiling / wall mounted occupancy sensor\")),IF(Table1323[[#This Row],[Lamp / Luminaire Category]]=\"No eligible rebate\",(Table1323[[#This Row],[Baseline W defined by user]]-Table1323[[#This Row],[Retrofit W defined by user (no rebate)]]),Table1323[[#This Row],[Assumed Baseline W by source]]-Table1323[[#This Row],[LED Luminaire W by rebate]]),IF(AND(IF(Table1323[[#This Row],[Assumed hours from space type]]=\"user defined\",Table1323[[#This Row],[Baseline Operating hours]],Table1323[[#This Row],[Assumed hours from space type]])<(3600/0.8),OR(Table1323[[#This Row],[Automatic Controls?]]=\"Fixture integrated occupancy sensor\",Table1323[[#This Row],[Automatic Controls?]]=\"Ceiling / wall mounted occupancy sensor\")),IF(Table1323[[#This Row],[Lamp / Luminaire Category]]=\"No eligible rebate\",Table1323[[#This Row],[Baseline W defined by user]],Table1323[[#This Row],[Assumed Baseline W by source]])))))*Table1323[[#This Row],[Quantity of luminaires]]/1000,\"\")","v":""},{"$f":"Table1323[[#This Row],[LED lamp/luminaire retrofit part '#]]","v":0},{"$f":"IF(Table1323[[#This Row],[Rebate Unit]]=\"per lamp\",INDEX(Table1[Number of Lamps],MATCH(Table1323[[#This Row],[Lamp / Luminaire Category]]&Table1323[[#This Row],[Rebate Category]],Table1[PrescribedSource - Rebate ID],0)),1)*Table1323[[#This Row],[Quantity of luminaires]]","v":0},{"$f":"IFERROR(IF(Table1323[[#This Row],[Lamp / Luminaire Category]]=\"No eligible rebate\",\"no eligible rebate\",INDEX(Table1[BC Hydro xRM ECM],MATCH(Table1323[[#This Row],[Lamp / Luminaire Category]]&Table1323[[#This Row],[Rebate Category]],Table1[PrescribedSource - Rebate ID],0))),\"\")","v":""}]
[null,{"$f":"IF(Table1323[[#This Row],[Space Type]]=\"\",\"\",\"L-\"&ROW(194:194))","v":""},null,null,null,null,null,null,null,{"$f":"IFERROR(IF(Table1323[[#This Row],[Space Type]]=\"\",\"\",IF(Table1323[[#This Row],[Lamp / Luminaire Category]]=\"No eligible rebate\",\"\",IF(Table1323[[#This Row],[Rebate Category]]=\"\",\"select rebate\",INDEX(Table1[Actual Baseline W],MATCH(Table1323[[#This Row],[Lamp / Luminaire Category]]&Table1323[[#This Row],[Rebate Category]],Table1[PrescribedSource - Rebate ID],0))))),\"\")","v":""},{"$f":"IFERROR(IF(Table1323[[#This Row],[No]]=\"\",\"\",IF(Table1323[[#This Row],[Space Type]]=\"\",\"select Space Type\",IF(Table1323[[#This Row],[Baseline Operating hours]]<>\"\",\"user defined\",INDEX(Table5[Hours],MATCH(Table1323[[#This Row],[Space Type]],Table5[Space Type],0))))),\"\")","v":""},null,{"$f":"IFERROR(INDEX(Table1[Rebate],MATCH(Table1323[[#This Row],[Lamp / Luminaire Category]]&Table1323[[#This Row],[Rebate Category]],Table1[PrescribedSource - Rebate ID],0)),\"\")","v":""},{"$f":"IFERROR(INDEX(Table1[Rebate Unit],MATCH(Table1323[[#This Row],[Lamp / Luminaire Category]]&Table1323[[#This Row],[Rebate Category]],Table1[PrescribedSource - Rebate ID],0)),\"\")","v":""},null,{"$f":"IFERROR(IF(Table1323[[#This Row],[Lamp / Luminaire Category]]=\"No eligible rebate\",\"no rebate\",INDEX(Table1[Retrofit W],MATCH(Table1323[[#This Row],[Lamp / Luminaire Category]]&Table1323[[#This Row],[Rebate Category]],Table1[PrescribedSource - Rebate ID],0))),\"\")","v":""},null,null,null,{"$f":"IFERROR(INDEX(Table1[Rebate],MATCH(Table1323[[#This Row],[Lamp / Luminaire Category]]&Table1323[[#This Row],[Rebate Category]],Table1[PrescribedSource - Rebate ID],0))*Table1323[[#This Row],[Quantity of luminaires]],0)","v":0},{"$f":"IF(OR(Table1323[[#This Row],[Automatic Controls?]]=\"Fixture integrated Occupancy / Daylight Harvesting sensor\",Table1323[[#This Row],[Automatic Controls?]]=\"Ceiling / wall mounted Occupancy / Daylight Harvesting sensor\",Table1323[[#This Row],[Automatic Controls?]]=\"Timer\"),45*Table1323[[#This Row],[Number of occupancy sensors]],\"\")","v":""},{"$f":"IFERROR(IF(Table1323[[#This Row],[Controls Rebate]]=\"\",0,Table1323[[#This Row],[Controls Rebate]])+Table1323[[#This Row],[Lighting Rebate]],\"\")","v":0},{"$f":"IFERROR(INDEX(Table1[Rebate Savings],MATCH(Table1323[[#This Row],[Lamp / Luminaire Category]]&Table1323[[#This Row],[Rebate Category]],Table1[PrescribedSource - Rebate ID],0))*Table1323[[#This Row],[Quantity of luminaires]]/1000,0)","v":0},{"$f":"IFERROR(Table1323[[#This Row],[Rebate kW Savings]]*IF(Table1323[[#This Row],[Assumed hours from space type]]=\"user defined\",Table1323[[#This Row],[Baseline Operating hours]],Table1323[[#This Row],[Assumed hours from space type]]),0)","v":0},{"$f":"IF(OR(Table1323[[#This Row],[Automatic Controls?]]=\"Fixture integrated occupancy sensor\",Table1323[[#This Row],[Automatic Controls?]]=\"Ceiling / wall mounted occupancy sensor\"),Table1323[[#This Row],[Quantity of luminaires]]*IF(Table1323[[#This Row],[Rebate Category]]<>\"\",INDEX(Table1[Retrofit W],MATCH(Table1323[[#This Row],[Rebate Category]],Table1[BC Hydro Rebate Category],0)),Table1323[[#This Row],[Retrofit W defined by user (no rebate)]])/1000*IF(Table1323[[#This Row],[Assumed hours from space type]]=\"user defined\",Table1323[[#This Row],[Baseline Operating hours]],Table1323[[#This Row],[Assumed hours from space type]])*0.2,0)","v":0},{"$f":"Table1323[[#This Row],[Rebate kWh savings]]+Table1323[[#This Row],[Controls Rebate kWh Savings]]","v":0},{"$f":"IFERROR(IF(Table1323[[#This Row],[Quantity of luminaires]]=\"\",\"\",IF(Table1323[[#This Row],[Lamp / Luminaire Category]]=\"No eligible rebate\",(Table1323[[#This Row],[Baseline W defined by user]]-Table1323[[#This Row],[Retrofit W defined by user (no rebate)]])*Table1323[[#This Row],[Quantity of luminaires]]/1000,(Table1323[[#This Row],[Assumed Baseline W by source]]-Table1323[[#This Row],[LED Luminaire W by rebate]])*Table1323[[#This Row],[Quantity of luminaires]]/1000)),0)","v":""},{"$f":"IFERROR(IF(Table1323[[#This Row],[Lamp / Luminaire Category]]=\"No eligible rebate\",Table1323[[#This Row],[Quantity of luminaires]]*(Table1323[[#This Row],[Baseline W defined by user]]-Table1323[[#This Row],[Retrofit W defined by user (no rebate)]])/1000*IF(Table1323[[#This Row],[Assumed hours from space type]]=\"user defined\",Table1323[[#This Row],[Baseline Operating hours]],Table1323[[#This Row],[Assumed hours from space type]])+Table1323[[#This Row],[Controls Rebate kWh Savings]],Table1323[[#This Row],[Quantity of luminaires]]*(INDEX(Table1[Actual Baseline W],MATCH(Table1323[[#This Row],[Lamp / Luminaire Category]]&Table1323[[#This Row],[Rebate Category]],Table1[PrescribedSource - Rebate ID],0))/1000-Table1323[[#This Row],[LED Luminaire W by rebate]]/1000)*IF(Table1323[[#This Row],[Assumed hours from space type]]=\"user defined\",Table1323[[#This Row],[Baseline Operating hours]],Table1323[[#This Row],[Assumed hours from space type]])+Table1323[[#This Row],[Controls Rebate kWh Savings]]),0)","v":0},{"$f":"IFERROR(IF(Table1323[[#This Row],[Rebate kW Savings]]=0,Table1323[[#This Row],[Demand Savings, kW]],INDEX(Table1[Actual Savings],MATCH(Table1323[[#This Row],[Lamp / Luminaire Category]]&Table1323[[#This Row],[Rebate Category]],Table1[PrescribedSource - Rebate ID],0))*Table1323[[#This Row],[Quantity of luminaires]]/1000),0)","v":""},{"$f":"IFERROR(Table1323[[#This Row],[BC Housing Site kW Savings]]*IF(Table1323[[#This Row],[Assumed hours from space type]]=\"user defined\",Table1323[[#This Row],[Baseline Operating hours]],Table1323[[#This Row],[Assumed hours from space type]])+Table1323[[#This Row],[Controls Rebate kWh Savings]],0)","v":0},{"$f":"IFERROR(IF(Table1323[[#This Row],[Lamp / Luminaire Category]]=\"No eligible rebate\",Table1323[[#This Row],[Lighting Technology]]&\" retrofit with no rebate\",Table1323[[#This Row],[Rebate Category]]),\"\")","v":0},{"$f":"IF(Table1323[[#This Row],[Lamp / Luminaire Category]]=\"No eligible rebate\",1,0)","v":0},{"$f":"IFERROR(IF(IF(Table1323[[#This Row],[Assumed hours from space type]]=\"user defined\",Table1323[[#This Row],[Baseline Operating hours]],Table1323[[#This Row],[Assumed hours from space type]])<3600,0,IF(AND(IF(Table1323[[#This Row],[Assumed hours from space type]]=\"user defined\",Table1323[[#This Row],[Baseline Operating hours]],Table1323[[#This Row],[Assumed hours from space type]])>=3600,OR(Table1323[[#This Row],[Automatic Controls?]]=\"None\",Table1323[[#This Row],[Automatic Controls?]]=\"\")),IF(Table1323[[#This Row],[Lamp / Luminaire Category]]=\"No eligible rebate\",Table1323[[#This Row],[Baseline W defined by user]]-Table1323[[#This Row],[Retrofit W defined by user (no rebate)]],Table1323[[#This Row],[Assumed Baseline W by source]]-Table1323[[#This Row],[LED Luminaire W by rebate]]),IF(AND(IF(Table1323[[#This Row],[Assumed hours from space type]]=\"user defined\",Table1323[[#This Row],[Baseline Operating hours]],Table1323[[#This Row],[Assumed hours from space type]])>=(3600/0.8),OR(Table1323[[#This Row],[Automatic Controls?]]=\"Fixture integrated occupancy sensor\",Table1323[[#This Row],[Automatic Controls?]]=\"Ceiling / wall mounted occupancy sensor\")),IF(Table1323[[#This Row],[Lamp / Luminaire Category]]=\"No eligible rebate\",(Table1323[[#This Row],[Baseline W defined by user]]-Table1323[[#This Row],[Retrofit W defined by user (no rebate)]]),Table1323[[#This Row],[Assumed Baseline W by source]]-Table1323[[#This Row],[LED Luminaire W by rebate]]),IF(AND(IF(Table1323[[#This Row],[Assumed hours from space type]]=\"user defined\",Table1323[[#This Row],[Baseline Operating hours]],Table1323[[#This Row],[Assumed hours from space type]])<(3600/0.8),OR(Table1323[[#This Row],[Automatic Controls?]]=\"Fixture integrated occupancy sensor\",Table1323[[#This Row],[Automatic Controls?]]=\"Ceiling / wall mounted occupancy sensor\")),IF(Table1323[[#This Row],[Lamp / Luminaire Category]]=\"No eligible rebate\",Table1323[[#This Row],[Baseline W defined by user]],Table1323[[#This Row],[Assumed Baseline W by source]])))))*Table1323[[#This Row],[Quantity of luminaires]]/1000,\"\")","v":""},{"$f":"Table1323[[#This Row],[LED lamp/luminaire retrofit part '#]]","v":0},{"$f":"IF(Table1323[[#This Row],[Rebate Unit]]=\"per lamp\",INDEX(Table1[Number of Lamps],MATCH(Table1323[[#This Row],[Lamp / Luminaire Category]]&Table1323[[#This Row],[Rebate Category]],Table1[PrescribedSource - Rebate ID],0)),1)*Table1323[[#This Row],[Quantity of luminaires]]","v":0},{"$f":"IFERROR(IF(Table1323[[#This Row],[Lamp / Luminaire Category]]=\"No eligible rebate\",\"no eligible rebate\",INDEX(Table1[BC Hydro xRM ECM],MATCH(Table1323[[#This Row],[Lamp / Luminaire Category]]&Table1323[[#This Row],[Rebate Category]],Table1[PrescribedSource - Rebate ID],0))),\"\")","v":""}]
[null,{"$f":"IF(Table1323[[#This Row],[Space Type]]=\"\",\"\",\"L-\"&ROW(195:195))","v":""},null,null,null,null,null,null,null,{"$f":"IFERROR(IF(Table1323[[#This Row],[Space Type]]=\"\",\"\",IF(Table1323[[#This Row],[Lamp / Luminaire Category]]=\"No eligible rebate\",\"\",IF(Table1323[[#This Row],[Rebate Category]]=\"\",\"select rebate\",INDEX(Table1[Actual Baseline W],MATCH(Table1323[[#This Row],[Lamp / Luminaire Category]]&Table1323[[#This Row],[Rebate Category]],Table1[PrescribedSource - Rebate ID],0))))),\"\")","v":""},{"$f":"IFERROR(IF(Table1323[[#This Row],[No]]=\"\",\"\",IF(Table1323[[#This Row],[Space Type]]=\"\",\"select Space Type\",IF(Table1323[[#This Row],[Baseline Operating hours]]<>\"\",\"user defined\",INDEX(Table5[Hours],MATCH(Table1323[[#This Row],[Space Type]],Table5[Space Type],0))))),\"\")","v":""},null,{"$f":"IFERROR(INDEX(Table1[Rebate],MATCH(Table1323[[#This Row],[Lamp / Luminaire Category]]&Table1323[[#This Row],[Rebate Category]],Table1[PrescribedSource - Rebate ID],0)),\"\")","v":""},{"$f":"IFERROR(INDEX(Table1[Rebate Unit],MATCH(Table1323[[#This Row],[Lamp / Luminaire Category]]&Table1323[[#This Row],[Rebate Category]],Table1[PrescribedSource - Rebate ID],0)),\"\")","v":""},null,{"$f":"IFERROR(IF(Table1323[[#This Row],[Lamp / Luminaire Category]]=\"No eligible rebate\",\"no rebate\",INDEX(Table1[Retrofit W],MATCH(Table1323[[#This Row],[Lamp / Luminaire Category]]&Table1323[[#This Row],[Rebate Category]],Table1[PrescribedSource - Rebate ID],0))),\"\")","v":""},null,null,null,{"$f":"IFERROR(INDEX(Table1[Rebate],MATCH(Table1323[[#This Row],[Lamp / Luminaire Category]]&Table1323[[#This Row],[Rebate Category]],Table1[PrescribedSource - Rebate ID],0))*Table1323[[#This Row],[Quantity of luminaires]],0)","v":0},{"$f":"IF(OR(Table1323[[#This Row],[Automatic Controls?]]=\"Fixture integrated Occupancy / Daylight Harvesting sensor\",Table1323[[#This Row],[Automatic Controls?]]=\"Ceiling / wall mounted Occupancy / Daylight Harvesting sensor\",Table1323[[#This Row],[Automatic Controls?]]=\"Timer\"),45*Table1323[[#This Row],[Number of occupancy sensors]],\"\")","v":""},{"$f":"IFERROR(IF(Table1323[[#This Row],[Controls Rebate]]=\"\",0,Table1323[[#This Row],[Controls Rebate]])+Table1323[[#This Row],[Lighting Rebate]],\"\")","v":0},{"$f":"IFERROR(INDEX(Table1[Rebate Savings],MATCH(Table1323[[#This Row],[Lamp / Luminaire Category]]&Table1323[[#This Row],[Rebate Category]],Table1[PrescribedSource - Rebate ID],0))*Table1323[[#This Row],[Quantity of luminaires]]/1000,0)","v":0},{"$f":"IFERROR(Table1323[[#This Row],[Rebate kW Savings]]*IF(Table1323[[#This Row],[Assumed hours from space type]]=\"user defined\",Table1323[[#This Row],[Baseline Operating hours]],Table1323[[#This Row],[Assumed hours from space type]]),0)","v":0},{"$f":"IF(OR(Table1323[[#This Row],[Automatic Controls?]]=\"Fixture integrated occupancy sensor\",Table1323[[#This Row],[Automatic Controls?]]=\"Ceiling / wall mounted occupancy sensor\"),Table1323[[#This Row],[Quantity of luminaires]]*IF(Table1323[[#This Row],[Rebate Category]]<>\"\",INDEX(Table1[Retrofit W],MATCH(Table1323[[#This Row],[Rebate Category]],Table1[BC Hydro Rebate Category],0)),Table1323[[#This Row],[Retrofit W defined by user (no rebate)]])/1000*IF(Table1323[[#This Row],[Assumed hours from space type]]=\"user defined\",Table1323[[#This Row],[Baseline Operating hours]],Table1323[[#This Row],[Assumed hours from space type]])*0.2,0)","v":0},{"$f":"Table1323[[#This Row],[Rebate kWh savings]]+Table1323[[#This Row],[Controls Rebate kWh Savings]]","v":0},{"$f":"IFERROR(IF(Table1323[[#This Row],[Quantity of luminaires]]=\"\",\"\",IF(Table1323[[#This Row],[Lamp / Luminaire Category]]=\"No eligible rebate\",(Table1323[[#This Row],[Baseline W defined by user]]-Table1323[[#This Row],[Retrofit W defined by user (no rebate)]])*Table1323[[#This Row],[Quantity of luminaires]]/1000,(Table1323[[#This Row],[Assumed Baseline W by source]]-Table1323[[#This Row],[LED Luminaire W by rebate]])*Table1323[[#This Row],[Quantity of luminaires]]/1000)),0)","v":""},{"$f":"IFERROR(IF(Table1323[[#This Row],[Lamp / Luminaire Category]]=\"No eligible rebate\",Table1323[[#This Row],[Quantity of luminaires]]*(Table1323[[#This Row],[Baseline W defined by user]]-Table1323[[#This Row],[Retrofit W defined by user (no rebate)]])/1000*IF(Table1323[[#This Row],[Assumed hours from space type]]=\"user defined\",Table1323[[#This Row],[Baseline Operating hours]],Table1323[[#This Row],[Assumed hours from space type]])+Table1323[[#This Row],[Controls Rebate kWh Savings]],Table1323[[#This Row],[Quantity of luminaires]]*(INDEX(Table1[Actual Baseline W],MATCH(Table1323[[#This Row],[Lamp / Luminaire Category]]&Table1323[[#This Row],[Rebate Category]],Table1[PrescribedSource - Rebate ID],0))/1000-Table1323[[#This Row],[LED Luminaire W by rebate]]/1000)*IF(Table1323[[#This Row],[Assumed hours from space type]]=\"user defined\",Table1323[[#This Row],[Baseline Operating hours]],Table1323[[#This Row],[Assumed hours from space type]])+Table1323[[#This Row],[Controls Rebate kWh Savings]]),0)","v":0},{"$f":"IFERROR(IF(Table1323[[#This Row],[Rebate kW Savings]]=0,Table1323[[#This Row],[Demand Savings, kW]],INDEX(Table1[Actual Savings],MATCH(Table1323[[#This Row],[Lamp / Luminaire Category]]&Table1323[[#This Row],[Rebate Category]],Table1[PrescribedSource - Rebate ID],0))*Table1323[[#This Row],[Quantity of luminaires]]/1000),0)","v":""},{"$f":"IFERROR(Table1323[[#This Row],[BC Housing Site kW Savings]]*IF(Table1323[[#This Row],[Assumed hours from space type]]=\"user defined\",Table1323[[#This Row],[Baseline Operating hours]],Table1323[[#This Row],[Assumed hours from space type]])+Table1323[[#This Row],[Controls Rebate kWh Savings]],0)","v":0},{"$f":"IFERROR(IF(Table1323[[#This Row],[Lamp / Luminaire Category]]=\"No eligible rebate\",Table1323[[#This Row],[Lighting Technology]]&\" retrofit with no rebate\",Table1323[[#This Row],[Rebate Category]]),\"\")","v":0},{"$f":"IF(Table1323[[#This Row],[Lamp / Luminaire Category]]=\"No eligible rebate\",1,0)","v":0},{"$f":"IFERROR(IF(IF(Table1323[[#This Row],[Assumed hours from space type]]=\"user defined\",Table1323[[#This Row],[Baseline Operating hours]],Table1323[[#This Row],[Assumed hours from space type]])<3600,0,IF(AND(IF(Table1323[[#This Row],[Assumed hours from space type]]=\"user defined\",Table1323[[#This Row],[Baseline Operating hours]],Table1323[[#This Row],[Assumed hours from space type]])>=3600,OR(Table1323[[#This Row],[Automatic Controls?]]=\"None\",Table1323[[#This Row],[Automatic Controls?]]=\"\")),IF(Table1323[[#This Row],[Lamp / Luminaire Category]]=\"No eligible rebate\",Table1323[[#This Row],[Baseline W defined by user]]-Table1323[[#This Row],[Retrofit W defined by user (no rebate)]],Table1323[[#This Row],[Assumed Baseline W by source]]-Table1323[[#This Row],[LED Luminaire W by rebate]]),IF(AND(IF(Table1323[[#This Row],[Assumed hours from space type]]=\"user defined\",Table1323[[#This Row],[Baseline Operating hours]],Table1323[[#This Row],[Assumed hours from space type]])>=(3600/0.8),OR(Table1323[[#This Row],[Automatic Controls?]]=\"Fixture integrated occupancy sensor\",Table1323[[#This Row],[Automatic Controls?]]=\"Ceiling / wall mounted occupancy sensor\")),IF(Table1323[[#This Row],[Lamp / Luminaire Category]]=\"No eligible rebate\",(Table1323[[#This Row],[Baseline W defined by user]]-Table1323[[#This Row],[Retrofit W defined by user (no rebate)]]),Table1323[[#This Row],[Assumed Baseline W by source]]-Table1323[[#This Row],[LED Luminaire W by rebate]]),IF(AND(IF(Table1323[[#This Row],[Assumed hours from space type]]=\"user defined\",Table1323[[#This Row],[Baseline Operating hours]],Table1323[[#This Row],[Assumed hours from space type]])<(3600/0.8),OR(Table1323[[#This Row],[Automatic Controls?]]=\"Fixture integrated occupancy sensor\",Table1323[[#This Row],[Automatic Controls?]]=\"Ceiling / wall mounted occupancy sensor\")),IF(Table1323[[#This Row],[Lamp / Luminaire Category]]=\"No eligible rebate\",Table1323[[#This Row],[Baseline W defined by user]],Table1323[[#This Row],[Assumed Baseline W by source]])))))*Table1323[[#This Row],[Quantity of luminaires]]/1000,\"\")","v":""},{"$f":"Table1323[[#This Row],[LED lamp/luminaire retrofit part '#]]","v":0},{"$f":"IF(Table1323[[#This Row],[Rebate Unit]]=\"per lamp\",INDEX(Table1[Number of Lamps],MATCH(Table1323[[#This Row],[Lamp / Luminaire Category]]&Table1323[[#This Row],[Rebate Category]],Table1[PrescribedSource - Rebate ID],0)),1)*Table1323[[#This Row],[Quantity of luminaires]]","v":0},{"$f":"IFERROR(IF(Table1323[[#This Row],[Lamp / Luminaire Category]]=\"No eligible rebate\",\"no eligible rebate\",INDEX(Table1[BC Hydro xRM ECM],MATCH(Table1323[[#This Row],[Lamp / Luminaire Category]]&Table1323[[#This Row],[Rebate Category]],Table1[PrescribedSource - Rebate ID],0))),\"\")","v":""}]
[null,{"$f":"IF(Table1323[[#This Row],[Space Type]]=\"\",\"\",\"L-\"&ROW(196:196))","v":""},null,null,null,null,null,null,null,{"$f":"IFERROR(IF(Table1323[[#This Row],[Space Type]]=\"\",\"\",IF(Table1323[[#This Row],[Lamp / Luminaire Category]]=\"No eligible rebate\",\"\",IF(Table1323[[#This Row],[Rebate Category]]=\"\",\"select rebate\",INDEX(Table1[Actual Baseline W],MATCH(Table1323[[#This Row],[Lamp / Luminaire Category]]&Table1323[[#This Row],[Rebate Category]],Table1[PrescribedSource - Rebate ID],0))))),\"\")","v":""},{"$f":"IFERROR(IF(Table1323[[#This Row],[No]]=\"\",\"\",IF(Table1323[[#This Row],[Space Type]]=\"\",\"select Space Type\",IF(Table1323[[#This Row],[Baseline Operating hours]]<>\"\",\"user defined\",INDEX(Table5[Hours],MATCH(Table1323[[#This Row],[Space Type]],Table5[Space Type],0))))),\"\")","v":""},null,{"$f":"IFERROR(INDEX(Table1[Rebate],MATCH(Table1323[[#This Row],[Lamp / Luminaire Category]]&Table1323[[#This Row],[Rebate Category]],Table1[PrescribedSource - Rebate ID],0)),\"\")","v":""},{"$f":"IFERROR(INDEX(Table1[Rebate Unit],MATCH(Table1323[[#This Row],[Lamp / Luminaire Category]]&Table1323[[#This Row],[Rebate Category]],Table1[PrescribedSource - Rebate ID],0)),\"\")","v":""},null,{"$f":"IFERROR(IF(Table1323[[#This Row],[Lamp / Luminaire Category]]=\"No eligible rebate\",\"no rebate\",INDEX(Table1[Retrofit W],MATCH(Table1323[[#This Row],[Lamp / Luminaire Category]]&Table1323[[#This Row],[Rebate Category]],Table1[PrescribedSource - Rebate ID],0))),\"\")","v":""},null,null,null,{"$f":"IFERROR(INDEX(Table1[Rebate],MATCH(Table1323[[#This Row],[Lamp / Luminaire Category]]&Table1323[[#This Row],[Rebate Category]],Table1[PrescribedSource - Rebate ID],0))*Table1323[[#This Row],[Quantity of luminaires]],0)","v":0},{"$f":"IF(OR(Table1323[[#This Row],[Automatic Controls?]]=\"Fixture integrated Occupancy / Daylight Harvesting sensor\",Table1323[[#This Row],[Automatic Controls?]]=\"Ceiling / wall mounted Occupancy / Daylight Harvesting sensor\",Table1323[[#This Row],[Automatic Controls?]]=\"Timer\"),45*Table1323[[#This Row],[Number of occupancy sensors]],\"\")","v":""},{"$f":"IFERROR(IF(Table1323[[#This Row],[Controls Rebate]]=\"\",0,Table1323[[#This Row],[Controls Rebate]])+Table1323[[#This Row],[Lighting Rebate]],\"\")","v":0},{"$f":"IFERROR(INDEX(Table1[Rebate Savings],MATCH(Table1323[[#This Row],[Lamp / Luminaire Category]]&Table1323[[#This Row],[Rebate Category]],Table1[PrescribedSource - Rebate ID],0))*Table1323[[#This Row],[Quantity of luminaires]]/1000,0)","v":0},{"$f":"IFERROR(Table1323[[#This Row],[Rebate kW Savings]]*IF(Table1323[[#This Row],[Assumed hours from space type]]=\"user defined\",Table1323[[#This Row],[Baseline Operating hours]],Table1323[[#This Row],[Assumed hours from space type]]),0)","v":0},{"$f":"IF(OR(Table1323[[#This Row],[Automatic Controls?]]=\"Fixture integrated occupancy sensor\",Table1323[[#This Row],[Automatic Controls?]]=\"Ceiling / wall mounted occupancy sensor\"),Table1323[[#This Row],[Quantity of luminaires]]*IF(Table1323[[#This Row],[Rebate Category]]<>\"\",INDEX(Table1[Retrofit W],MATCH(Table1323[[#This Row],[Rebate Category]],Table1[BC Hydro Rebate Category],0)),Table1323[[#This Row],[Retrofit W defined by user (no rebate)]])/1000*IF(Table1323[[#This Row],[Assumed hours from space type]]=\"user defined\",Table1323[[#This Row],[Baseline Operating hours]],Table1323[[#This Row],[Assumed hours from space type]])*0.2,0)","v":0},{"$f":"Table1323[[#This Row],[Rebate kWh savings]]+Table1323[[#This Row],[Controls Rebate kWh Savings]]","v":0},{"$f":"IFERROR(IF(Table1323[[#This Row],[Quantity of luminaires]]=\"\",\"\",IF(Table1323[[#This Row],[Lamp / Luminaire Category]]=\"No eligible rebate\",(Table1323[[#This Row],[Baseline W defined by user]]-Table1323[[#This Row],[Retrofit W defined by user (no rebate)]])*Table1323[[#This Row],[Quantity of luminaires]]/1000,(Table1323[[#This Row],[Assumed Baseline W by source]]-Table1323[[#This Row],[LED Luminaire W by rebate]])*Table1323[[#This Row],[Quantity of luminaires]]/1000)),0)","v":""},{"$f":"IFERROR(IF(Table1323[[#This Row],[Lamp / Luminaire Category]]=\"No eligible rebate\",Table1323[[#This Row],[Quantity of luminaires]]*(Table1323[[#This Row],[Baseline W defined by user]]-Table1323[[#This Row],[Retrofit W defined by user (no rebate)]])/1000*IF(Table1323[[#This Row],[Assumed hours from space type]]=\"user defined\",Table1323[[#This Row],[Baseline Operating hours]],Table1323[[#This Row],[Assumed hours from space type]])+Table1323[[#This Row],[Controls Rebate kWh Savings]],Table1323[[#This Row],[Quantity of luminaires]]*(INDEX(Table1[Actual Baseline W],MATCH(Table1323[[#This Row],[Lamp / Luminaire Category]]&Table1323[[#This Row],[Rebate Category]],Table1[PrescribedSource - Rebate ID],0))/1000-Table1323[[#This Row],[LED Luminaire W by rebate]]/1000)*IF(Table1323[[#This Row],[Assumed hours from space type]]=\"user defined\",Table1323[[#This Row],[Baseline Operating hours]],Table1323[[#This Row],[Assumed hours from space type]])+Table1323[[#This Row],[Controls Rebate kWh Savings]]),0)","v":0},{"$f":"IFERROR(IF(Table1323[[#This Row],[Rebate kW Savings]]=0,Table1323[[#This Row],[Demand Savings, kW]],INDEX(Table1[Actual Savings],MATCH(Table1323[[#This Row],[Lamp / Luminaire Category]]&Table1323[[#This Row],[Rebate Category]],Table1[PrescribedSource - Rebate ID],0))*Table1323[[#This Row],[Quantity of luminaires]]/1000),0)","v":""},{"$f":"IFERROR(Table1323[[#This Row],[BC Housing Site kW Savings]]*IF(Table1323[[#This Row],[Assumed hours from space type]]=\"user defined\",Table1323[[#This Row],[Baseline Operating hours]],Table1323[[#This Row],[Assumed hours from space type]])+Table1323[[#This Row],[Controls Rebate kWh Savings]],0)","v":0},{"$f":"IFERROR(IF(Table1323[[#This Row],[Lamp / Luminaire Category]]=\"No eligible rebate\",Table1323[[#This Row],[Lighting Technology]]&\" retrofit with no rebate\",Table1323[[#This Row],[Rebate Category]]),\"\")","v":0},{"$f":"IF(Table1323[[#This Row],[Lamp / Luminaire Category]]=\"No eligible rebate\",1,0)","v":0},{"$f":"IFERROR(IF(IF(Table1323[[#This Row],[Assumed hours from space type]]=\"user defined\",Table1323[[#This Row],[Baseline Operating hours]],Table1323[[#This Row],[Assumed hours from space type]])<3600,0,IF(AND(IF(Table1323[[#This Row],[Assumed hours from space type]]=\"user defined\",Table1323[[#This Row],[Baseline Operating hours]],Table1323[[#This Row],[Assumed hours from space type]])>=3600,OR(Table1323[[#This Row],[Automatic Controls?]]=\"None\",Table1323[[#This Row],[Automatic Controls?]]=\"\")),IF(Table1323[[#This Row],[Lamp / Luminaire Category]]=\"No eligible rebate\",Table1323[[#This Row],[Baseline W defined by user]]-Table1323[[#This Row],[Retrofit W defined by user (no rebate)]],Table1323[[#This Row],[Assumed Baseline W by source]]-Table1323[[#This Row],[LED Luminaire W by rebate]]),IF(AND(IF(Table1323[[#This Row],[Assumed hours from space type]]=\"user defined\",Table1323[[#This Row],[Baseline Operating hours]],Table1323[[#This Row],[Assumed hours from space type]])>=(3600/0.8),OR(Table1323[[#This Row],[Automatic Controls?]]=\"Fixture integrated occupancy sensor\",Table1323[[#This Row],[Automatic Controls?]]=\"Ceiling / wall mounted occupancy sensor\")),IF(Table1323[[#This Row],[Lamp / Luminaire Category]]=\"No eligible rebate\",(Table1323[[#This Row],[Baseline W defined by user]]-Table1323[[#This Row],[Retrofit W defined by user (no rebate)]]),Table1323[[#This Row],[Assumed Baseline W by source]]-Table1323[[#This Row],[LED Luminaire W by rebate]]),IF(AND(IF(Table1323[[#This Row],[Assumed hours from space type]]=\"user defined\",Table1323[[#This Row],[Baseline Operating hours]],Table1323[[#This Row],[Assumed hours from space type]])<(3600/0.8),OR(Table1323[[#This Row],[Automatic Controls?]]=\"Fixture integrated occupancy sensor\",Table1323[[#This Row],[Automatic Controls?]]=\"Ceiling / wall mounted occupancy sensor\")),IF(Table1323[[#This Row],[Lamp / Luminaire Category]]=\"No eligible rebate\",Table1323[[#This Row],[Baseline W defined by user]],Table1323[[#This Row],[Assumed Baseline W by source]])))))*Table1323[[#This Row],[Quantity of luminaires]]/1000,\"\")","v":""},{"$f":"Table1323[[#This Row],[LED lamp/luminaire retrofit part '#]]","v":0},{"$f":"IF(Table1323[[#This Row],[Rebate Unit]]=\"per lamp\",INDEX(Table1[Number of Lamps],MATCH(Table1323[[#This Row],[Lamp / Luminaire Category]]&Table1323[[#This Row],[Rebate Category]],Table1[PrescribedSource - Rebate ID],0)),1)*Table1323[[#This Row],[Quantity of luminaires]]","v":0},{"$f":"IFERROR(IF(Table1323[[#This Row],[Lamp / Luminaire Category]]=\"No eligible rebate\",\"no eligible rebate\",INDEX(Table1[BC Hydro xRM ECM],MATCH(Table1323[[#This Row],[Lamp / Luminaire Category]]&Table1323[[#This Row],[Rebate Category]],Table1[PrescribedSource - Rebate ID],0))),\"\")","v":""}]
[null,{"$f":"IF(Table1323[[#This Row],[Space Type]]=\"\",\"\",\"L-\"&ROW(197:197))","v":""},null,null,null,null,null,null,null,{"$f":"IFERROR(IF(Table1323[[#This Row],[Space Type]]=\"\",\"\",IF(Table1323[[#This Row],[Lamp / Luminaire Category]]=\"No eligible rebate\",\"\",IF(Table1323[[#This Row],[Rebate Category]]=\"\",\"select rebate\",INDEX(Table1[Actual Baseline W],MATCH(Table1323[[#This Row],[Lamp / Luminaire Category]]&Table1323[[#This Row],[Rebate Category]],Table1[PrescribedSource - Rebate ID],0))))),\"\")","v":""},{"$f":"IFERROR(IF(Table1323[[#This Row],[No]]=\"\",\"\",IF(Table1323[[#This Row],[Space Type]]=\"\",\"select Space Type\",IF(Table1323[[#This Row],[Baseline Operating hours]]<>\"\",\"user defined\",INDEX(Table5[Hours],MATCH(Table1323[[#This Row],[Space Type]],Table5[Space Type],0))))),\"\")","v":""},null,{"$f":"IFERROR(INDEX(Table1[Rebate],MATCH(Table1323[[#This Row],[Lamp / Luminaire Category]]&Table1323[[#This Row],[Rebate Category]],Table1[PrescribedSource - Rebate ID],0)),\"\")","v":""},{"$f":"IFERROR(INDEX(Table1[Rebate Unit],MATCH(Table1323[[#This Row],[Lamp / Luminaire Category]]&Table1323[[#This Row],[Rebate Category]],Table1[PrescribedSource - Rebate ID],0)),\"\")","v":""},null,{"$f":"IFERROR(IF(Table1323[[#This Row],[Lamp / Luminaire Category]]=\"No eligible rebate\",\"no rebate\",INDEX(Table1[Retrofit W],MATCH(Table1323[[#This Row],[Lamp / Luminaire Category]]&Table1323[[#This Row],[Rebate Category]],Table1[PrescribedSource - Rebate ID],0))),\"\")","v":""},null,null,null,{"$f":"IFERROR(INDEX(Table1[Rebate],MATCH(Table1323[[#This Row],[Lamp / Luminaire Category]]&Table1323[[#This Row],[Rebate Category]],Table1[PrescribedSource - Rebate ID],0))*Table1323[[#This Row],[Quantity of luminaires]],0)","v":0},{"$f":"IF(OR(Table1323[[#This Row],[Automatic Controls?]]=\"Fixture integrated Occupancy / Daylight Harvesting sensor\",Table1323[[#This Row],[Automatic Controls?]]=\"Ceiling / wall mounted Occupancy / Daylight Harvesting sensor\",Table1323[[#This Row],[Automatic Controls?]]=\"Timer\"),45*Table1323[[#This Row],[Number of occupancy sensors]],\"\")","v":""},{"$f":"IFERROR(IF(Table1323[[#This Row],[Controls Rebate]]=\"\",0,Table1323[[#This Row],[Controls Rebate]])+Table1323[[#This Row],[Lighting Rebate]],\"\")","v":0},{"$f":"IFERROR(INDEX(Table1[Rebate Savings],MATCH(Table1323[[#This Row],[Lamp / Luminaire Category]]&Table1323[[#This Row],[Rebate Category]],Table1[PrescribedSource - Rebate ID],0))*Table1323[[#This Row],[Quantity of luminaires]]/1000,0)","v":0},{"$f":"IFERROR(Table1323[[#This Row],[Rebate kW Savings]]*IF(Table1323[[#This Row],[Assumed hours from space type]]=\"user defined\",Table1323[[#This Row],[Baseline Operating hours]],Table1323[[#This Row],[Assumed hours from space type]]),0)","v":0},{"$f":"IF(OR(Table1323[[#This Row],[Automatic Controls?]]=\"Fixture integrated occupancy sensor\",Table1323[[#This Row],[Automatic Controls?]]=\"Ceiling / wall mounted occupancy sensor\"),Table1323[[#This Row],[Quantity of luminaires]]*IF(Table1323[[#This Row],[Rebate Category]]<>\"\",INDEX(Table1[Retrofit W],MATCH(Table1323[[#This Row],[Rebate Category]],Table1[BC Hydro Rebate Category],0)),Table1323[[#This Row],[Retrofit W defined by user (no rebate)]])/1000*IF(Table1323[[#This Row],[Assumed hours from space type]]=\"user defined\",Table1323[[#This Row],[Baseline Operating hours]],Table1323[[#This Row],[Assumed hours from space type]])*0.2,0)","v":0},{"$f":"Table1323[[#This Row],[Rebate kWh savings]]+Table1323[[#This Row],[Controls Rebate kWh Savings]]","v":0},{"$f":"IFERROR(IF(Table1323[[#This Row],[Quantity of luminaires]]=\"\",\"\",IF(Table1323[[#This Row],[Lamp / Luminaire Category]]=\"No eligible rebate\",(Table1323[[#This Row],[Baseline W defined by user]]-Table1323[[#This Row],[Retrofit W defined by user (no rebate)]])*Table1323[[#This Row],[Quantity of luminaires]]/1000,(Table1323[[#This Row],[Assumed Baseline W by source]]-Table1323[[#This Row],[LED Luminaire W by rebate]])*Table1323[[#This Row],[Quantity of luminaires]]/1000)),0)","v":""},{"$f":"IFERROR(IF(Table1323[[#This Row],[Lamp / Luminaire Category]]=\"No eligible rebate\",Table1323[[#This Row],[Quantity of luminaires]]*(Table1323[[#This Row],[Baseline W defined by user]]-Table1323[[#This Row],[Retrofit W defined by user (no rebate)]])/1000*IF(Table1323[[#This Row],[Assumed hours from space type]]=\"user defined\",Table1323[[#This Row],[Baseline Operating hours]],Table1323[[#This Row],[Assumed hours from space type]])+Table1323[[#This Row],[Controls Rebate kWh Savings]],Table1323[[#This Row],[Quantity of luminaires]]*(INDEX(Table1[Actual Baseline W],MATCH(Table1323[[#This Row],[Lamp / Luminaire Category]]&Table1323[[#This Row],[Rebate Category]],Table1[PrescribedSource - Rebate ID],0))/1000-Table1323[[#This Row],[LED Luminaire W by rebate]]/1000)*IF(Table1323[[#This Row],[Assumed hours from space type]]=\"user defined\",Table1323[[#This Row],[Baseline Operating hours]],Table1323[[#This Row],[Assumed hours from space type]])+Table1323[[#This Row],[Controls Rebate kWh Savings]]),0)","v":0},{"$f":"IFERROR(IF(Table1323[[#This Row],[Rebate kW Savings]]=0,Table1323[[#This Row],[Demand Savings, kW]],INDEX(Table1[Actual Savings],MATCH(Table1323[[#This Row],[Lamp / Luminaire Category]]&Table1323[[#This Row],[Rebate Category]],Table1[PrescribedSource - Rebate ID],0))*Table1323[[#This Row],[Quantity of luminaires]]/1000),0)","v":""},{"$f":"IFERROR(Table1323[[#This Row],[BC Housing Site kW Savings]]*IF(Table1323[[#This Row],[Assumed hours from space type]]=\"user defined\",Table1323[[#This Row],[Baseline Operating hours]],Table1323[[#This Row],[Assumed hours from space type]])+Table1323[[#This Row],[Controls Rebate kWh Savings]],0)","v":0},{"$f":"IFERROR(IF(Table1323[[#This Row],[Lamp / Luminaire Category]]=\"No eligible rebate\",Table1323[[#This Row],[Lighting Technology]]&\" retrofit with no rebate\",Table1323[[#This Row],[Rebate Category]]),\"\")","v":0},{"$f":"IF(Table1323[[#This Row],[Lamp / Luminaire Category]]=\"No eligible rebate\",1,0)","v":0},{"$f":"IFERROR(IF(IF(Table1323[[#This Row],[Assumed hours from space type]]=\"user defined\",Table1323[[#This Row],[Baseline Operating hours]],Table1323[[#This Row],[Assumed hours from space type]])<3600,0,IF(AND(IF(Table1323[[#This Row],[Assumed hours from space type]]=\"user defined\",Table1323[[#This Row],[Baseline Operating hours]],Table1323[[#This Row],[Assumed hours from space type]])>=3600,OR(Table1323[[#This Row],[Automatic Controls?]]=\"None\",Table1323[[#This Row],[Automatic Controls?]]=\"\")),IF(Table1323[[#This Row],[Lamp / Luminaire Category]]=\"No eligible rebate\",Table1323[[#This Row],[Baseline W defined by user]]-Table1323[[#This Row],[Retrofit W defined by user (no rebate)]],Table1323[[#This Row],[Assumed Baseline W by source]]-Table1323[[#This Row],[LED Luminaire W by rebate]]),IF(AND(IF(Table1323[[#This Row],[Assumed hours from space type]]=\"user defined\",Table1323[[#This Row],[Baseline Operating hours]],Table1323[[#This Row],[Assumed hours from space type]])>=(3600/0.8),OR(Table1323[[#This Row],[Automatic Controls?]]=\"Fixture integrated occupancy sensor\",Table1323[[#This Row],[Automatic Controls?]]=\"Ceiling / wall mounted occupancy sensor\")),IF(Table1323[[#This Row],[Lamp / Luminaire Category]]=\"No eligible rebate\",(Table1323[[#This Row],[Baseline W defined by user]]-Table1323[[#This Row],[Retrofit W defined by user (no rebate)]]),Table1323[[#This Row],[Assumed Baseline W by source]]-Table1323[[#This Row],[LED Luminaire W by rebate]]),IF(AND(IF(Table1323[[#This Row],[Assumed hours from space type]]=\"user defined\",Table1323[[#This Row],[Baseline Operating hours]],Table1323[[#This Row],[Assumed hours from space type]])<(3600/0.8),OR(Table1323[[#This Row],[Automatic Controls?]]=\"Fixture integrated occupancy sensor\",Table1323[[#This Row],[Automatic Controls?]]=\"Ceiling / wall mounted occupancy sensor\")),IF(Table1323[[#This Row],[Lamp / Luminaire Category]]=\"No eligible rebate\",Table1323[[#This Row],[Baseline W defined by user]],Table1323[[#This Row],[Assumed Baseline W by source]])))))*Table1323[[#This Row],[Quantity of luminaires]]/1000,\"\")","v":""},{"$f":"Table1323[[#This Row],[LED lamp/luminaire retrofit part '#]]","v":0},{"$f":"IF(Table1323[[#This Row],[Rebate Unit]]=\"per lamp\",INDEX(Table1[Number of Lamps],MATCH(Table1323[[#This Row],[Lamp / Luminaire Category]]&Table1323[[#This Row],[Rebate Category]],Table1[PrescribedSource - Rebate ID],0)),1)*Table1323[[#This Row],[Quantity of luminaires]]","v":0},{"$f":"IFERROR(IF(Table1323[[#This Row],[Lamp / Luminaire Category]]=\"No eligible rebate\",\"no eligible rebate\",INDEX(Table1[BC Hydro xRM ECM],MATCH(Table1323[[#This Row],[Lamp / Luminaire Category]]&Table1323[[#This Row],[Rebate Category]],Table1[PrescribedSource - Rebate ID],0))),\"\")","v":""}]
[null,{"$f":"IF(Table1323[[#This Row],[Space Type]]=\"\",\"\",\"L-\"&ROW(198:198))","v":""},null,null,null,null,null,null,null,{"$f":"IFERROR(IF(Table1323[[#This Row],[Space Type]]=\"\",\"\",IF(Table1323[[#This Row],[Lamp / Luminaire Category]]=\"No eligible rebate\",\"\",IF(Table1323[[#This Row],[Rebate Category]]=\"\",\"select rebate\",INDEX(Table1[Actual Baseline W],MATCH(Table1323[[#This Row],[Lamp / Luminaire Category]]&Table1323[[#This Row],[Rebate Category]],Table1[PrescribedSource - Rebate ID],0))))),\"\")","v":""},{"$f":"IFERROR(IF(Table1323[[#This Row],[No]]=\"\",\"\",IF(Table1323[[#This Row],[Space Type]]=\"\",\"select Space Type\",IF(Table1323[[#This Row],[Baseline Operating hours]]<>\"\",\"user defined\",INDEX(Table5[Hours],MATCH(Table1323[[#This Row],[Space Type]],Table5[Space Type],0))))),\"\")","v":""},null,{"$f":"IFERROR(INDEX(Table1[Rebate],MATCH(Table1323[[#This Row],[Lamp / Luminaire Category]]&Table1323[[#This Row],[Rebate Category]],Table1[PrescribedSource - Rebate ID],0)),\"\")","v":""},{"$f":"IFERROR(INDEX(Table1[Rebate Unit],MATCH(Table1323[[#This Row],[Lamp / Luminaire Category]]&Table1323[[#This Row],[Rebate Category]],Table1[PrescribedSource - Rebate ID],0)),\"\")","v":""},null,{"$f":"IFERROR(IF(Table1323[[#This Row],[Lamp / Luminaire Category]]=\"No eligible rebate\",\"no rebate\",INDEX(Table1[Retrofit W],MATCH(Table1323[[#This Row],[Lamp / Luminaire Category]]&Table1323[[#This Row],[Rebate Category]],Table1[PrescribedSource - Rebate ID],0))),\"\")","v":""},null,null,null,{"$f":"IFERROR(INDEX(Table1[Rebate],MATCH(Table1323[[#This Row],[Lamp / Luminaire Category]]&Table1323[[#This Row],[Rebate Category]],Table1[PrescribedSource - Rebate ID],0))*Table1323[[#This Row],[Quantity of luminaires]],0)","v":0},{"$f":"IF(OR(Table1323[[#This Row],[Automatic Controls?]]=\"Fixture integrated Occupancy / Daylight Harvesting sensor\",Table1323[[#This Row],[Automatic Controls?]]=\"Ceiling / wall mounted Occupancy / Daylight Harvesting sensor\",Table1323[[#This Row],[Automatic Controls?]]=\"Timer\"),45*Table1323[[#This Row],[Number of occupancy sensors]],\"\")","v":""},{"$f":"IFERROR(IF(Table1323[[#This Row],[Controls Rebate]]=\"\",0,Table1323[[#This Row],[Controls Rebate]])+Table1323[[#This Row],[Lighting Rebate]],\"\")","v":0},{"$f":"IFERROR(INDEX(Table1[Rebate Savings],MATCH(Table1323[[#This Row],[Lamp / Luminaire Category]]&Table1323[[#This Row],[Rebate Category]],Table1[PrescribedSource - Rebate ID],0))*Table1323[[#This Row],[Quantity of luminaires]]/1000,0)","v":0},{"$f":"IFERROR(Table1323[[#This Row],[Rebate kW Savings]]*IF(Table1323[[#This Row],[Assumed hours from space type]]=\"user defined\",Table1323[[#This Row],[Baseline Operating hours]],Table1323[[#This Row],[Assumed hours from space type]]),0)","v":0},{"$f":"IF(OR(Table1323[[#This Row],[Automatic Controls?]]=\"Fixture integrated occupancy sensor\",Table1323[[#This Row],[Automatic Controls?]]=\"Ceiling / wall mounted occupancy sensor\"),Table1323[[#This Row],[Quantity of luminaires]]*IF(Table1323[[#This Row],[Rebate Category]]<>\"\",INDEX(Table1[Retrofit W],MATCH(Table1323[[#This Row],[Rebate Category]],Table1[BC Hydro Rebate Category],0)),Table1323[[#This Row],[Retrofit W defined by user (no rebate)]])/1000*IF(Table1323[[#This Row],[Assumed hours from space type]]=\"user defined\",Table1323[[#This Row],[Baseline Operating hours]],Table1323[[#This Row],[Assumed hours from space type]])*0.2,0)","v":0},{"$f":"Table1323[[#This Row],[Rebate kWh savings]]+Table1323[[#This Row],[Controls Rebate kWh Savings]]","v":0},{"$f":"IFERROR(IF(Table1323[[#This Row],[Quantity of luminaires]]=\"\",\"\",IF(Table1323[[#This Row],[Lamp / Luminaire Category]]=\"No eligible rebate\",(Table1323[[#This Row],[Baseline W defined by user]]-Table1323[[#This Row],[Retrofit W defined by user (no rebate)]])*Table1323[[#This Row],[Quantity of luminaires]]/1000,(Table1323[[#This Row],[Assumed Baseline W by source]]-Table1323[[#This Row],[LED Luminaire W by rebate]])*Table1323[[#This Row],[Quantity of luminaires]]/1000)),0)","v":""},{"$f":"IFERROR(IF(Table1323[[#This Row],[Lamp / Luminaire Category]]=\"No eligible rebate\",Table1323[[#This Row],[Quantity of luminaires]]*(Table1323[[#This Row],[Baseline W defined by user]]-Table1323[[#This Row],[Retrofit W defined by user (no rebate)]])/1000*IF(Table1323[[#This Row],[Assumed hours from space type]]=\"user defined\",Table1323[[#This Row],[Baseline Operating hours]],Table1323[[#This Row],[Assumed hours from space type]])+Table1323[[#This Row],[Controls Rebate kWh Savings]],Table1323[[#This Row],[Quantity of luminaires]]*(INDEX(Table1[Actual Baseline W],MATCH(Table1323[[#This Row],[Lamp / Luminaire Category]]&Table1323[[#This Row],[Rebate Category]],Table1[PrescribedSource - Rebate ID],0))/1000-Table1323[[#This Row],[LED Luminaire W by rebate]]/1000)*IF(Table1323[[#This Row],[Assumed hours from space type]]=\"user defined\",Table1323[[#This Row],[Baseline Operating hours]],Table1323[[#This Row],[Assumed hours from space type]])+Table1323[[#This Row],[Controls Rebate kWh Savings]]),0)","v":0},{"$f":"IFERROR(IF(Table1323[[#This Row],[Rebate kW Savings]]=0,Table1323[[#This Row],[Demand Savings, kW]],INDEX(Table1[Actual Savings],MATCH(Table1323[[#This Row],[Lamp / Luminaire Category]]&Table1323[[#This Row],[Rebate Category]],Table1[PrescribedSource - Rebate ID],0))*Table1323[[#This Row],[Quantity of luminaires]]/1000),0)","v":""},{"$f":"IFERROR(Table1323[[#This Row],[BC Housing Site kW Savings]]*IF(Table1323[[#This Row],[Assumed hours from space type]]=\"user defined\",Table1323[[#This Row],[Baseline Operating hours]],Table1323[[#This Row],[Assumed hours from space type]])+Table1323[[#This Row],[Controls Rebate kWh Savings]],0)","v":0},{"$f":"IFERROR(IF(Table1323[[#This Row],[Lamp / Luminaire Category]]=\"No eligible rebate\",Table1323[[#This Row],[Lighting Technology]]&\" retrofit with no rebate\",Table1323[[#This Row],[Rebate Category]]),\"\")","v":0},{"$f":"IF(Table1323[[#This Row],[Lamp / Luminaire Category]]=\"No eligible rebate\",1,0)","v":0},{"$f":"IFERROR(IF(IF(Table1323[[#This Row],[Assumed hours from space type]]=\"user defined\",Table1323[[#This Row],[Baseline Operating hours]],Table1323[[#This Row],[Assumed hours from space type]])<3600,0,IF(AND(IF(Table1323[[#This Row],[Assumed hours from space type]]=\"user defined\",Table1323[[#This Row],[Baseline Operating hours]],Table1323[[#This Row],[Assumed hours from space type]])>=3600,OR(Table1323[[#This Row],[Automatic Controls?]]=\"None\",Table1323[[#This Row],[Automatic Controls?]]=\"\")),IF(Table1323[[#This Row],[Lamp / Luminaire Category]]=\"No eligible rebate\",Table1323[[#This Row],[Baseline W defined by user]]-Table1323[[#This Row],[Retrofit W defined by user (no rebate)]],Table1323[[#This Row],[Assumed Baseline W by source]]-Table1323[[#This Row],[LED Luminaire W by rebate]]),IF(AND(IF(Table1323[[#This Row],[Assumed hours from space type]]=\"user defined\",Table1323[[#This Row],[Baseline Operating hours]],Table1323[[#This Row],[Assumed hours from space type]])>=(3600/0.8),OR(Table1323[[#This Row],[Automatic Controls?]]=\"Fixture integrated occupancy sensor\",Table1323[[#This Row],[Automatic Controls?]]=\"Ceiling / wall mounted occupancy sensor\")),IF(Table1323[[#This Row],[Lamp / Luminaire Category]]=\"No eligible rebate\",(Table1323[[#This Row],[Baseline W defined by user]]-Table1323[[#This Row],[Retrofit W defined by user (no rebate)]]),Table1323[[#This Row],[Assumed Baseline W by source]]-Table1323[[#This Row],[LED Luminaire W by rebate]]),IF(AND(IF(Table1323[[#This Row],[Assumed hours from space type]]=\"user defined\",Table1323[[#This Row],[Baseline Operating hours]],Table1323[[#This Row],[Assumed hours from space type]])<(3600/0.8),OR(Table1323[[#This Row],[Automatic Controls?]]=\"Fixture integrated occupancy sensor\",Table1323[[#This Row],[Automatic Controls?]]=\"Ceiling / wall mounted occupancy sensor\")),IF(Table1323[[#This Row],[Lamp / Luminaire Category]]=\"No eligible rebate\",Table1323[[#This Row],[Baseline W defined by user]],Table1323[[#This Row],[Assumed Baseline W by source]])))))*Table1323[[#This Row],[Quantity of luminaires]]/1000,\"\")","v":""},{"$f":"Table1323[[#This Row],[LED lamp/luminaire retrofit part '#]]","v":0},{"$f":"IF(Table1323[[#This Row],[Rebate Unit]]=\"per lamp\",INDEX(Table1[Number of Lamps],MATCH(Table1323[[#This Row],[Lamp / Luminaire Category]]&Table1323[[#This Row],[Rebate Category]],Table1[PrescribedSource - Rebate ID],0)),1)*Table1323[[#This Row],[Quantity of luminaires]]","v":0},{"$f":"IFERROR(IF(Table1323[[#This Row],[Lamp / Luminaire Category]]=\"No eligible rebate\",\"no eligible rebate\",INDEX(Table1[BC Hydro xRM ECM],MATCH(Table1323[[#This Row],[Lamp / Luminaire Category]]&Table1323[[#This Row],[Rebate Category]],Table1[PrescribedSource - Rebate ID],0))),\"\")","v":""}]
[null,{"$f":"IF(Table1323[[#This Row],[Space Type]]=\"\",\"\",\"L-\"&ROW(199:199))","v":""},null,null,null,null,null,null,null,{"$f":"IFERROR(IF(Table1323[[#This Row],[Space Type]]=\"\",\"\",IF(Table1323[[#This Row],[Lamp / Luminaire Category]]=\"No eligible rebate\",\"\",IF(Table1323[[#This Row],[Rebate Category]]=\"\",\"select rebate\",INDEX(Table1[Actual Baseline W],MATCH(Table1323[[#This Row],[Lamp / Luminaire Category]]&Table1323[[#This Row],[Rebate Category]],Table1[PrescribedSource - Rebate ID],0))))),\"\")","v":""},{"$f":"IFERROR(IF(Table1323[[#This Row],[No]]=\"\",\"\",IF(Table1323[[#This Row],[Space Type]]=\"\",\"select Space Type\",IF(Table1323[[#This Row],[Baseline Operating hours]]<>\"\",\"user defined\",INDEX(Table5[Hours],MATCH(Table1323[[#This Row],[Space Type]],Table5[Space Type],0))))),\"\")","v":""},null,{"$f":"IFERROR(INDEX(Table1[Rebate],MATCH(Table1323[[#This Row],[Lamp / Luminaire Category]]&Table1323[[#This Row],[Rebate Category]],Table1[PrescribedSource - Rebate ID],0)),\"\")","v":""},{"$f":"IFERROR(INDEX(Table1[Rebate Unit],MATCH(Table1323[[#This Row],[Lamp / Luminaire Category]]&Table1323[[#This Row],[Rebate Category]],Table1[PrescribedSource - Rebate ID],0)),\"\")","v":""},null,{"$f":"IFERROR(IF(Table1323[[#This Row],[Lamp / Luminaire Category]]=\"No eligible rebate\",\"no rebate\",INDEX(Table1[Retrofit W],MATCH(Table1323[[#This Row],[Lamp / Luminaire Category]]&Table1323[[#This Row],[Rebate Category]],Table1[PrescribedSource - Rebate ID],0))),\"\")","v":""},null,null,null,{"$f":"IFERROR(INDEX(Table1[Rebate],MATCH(Table1323[[#This Row],[Lamp / Luminaire Category]]&Table1323[[#This Row],[Rebate Category]],Table1[PrescribedSource - Rebate ID],0))*Table1323[[#This Row],[Quantity of luminaires]],0)","v":0},{"$f":"IF(OR(Table1323[[#This Row],[Automatic Controls?]]=\"Fixture integrated Occupancy / Daylight Harvesting sensor\",Table1323[[#This Row],[Automatic Controls?]]=\"Ceiling / wall mounted Occupancy / Daylight Harvesting sensor\",Table1323[[#This Row],[Automatic Controls?]]=\"Timer\"),45*Table1323[[#This Row],[Number of occupancy sensors]],\"\")","v":""},{"$f":"IFERROR(IF(Table1323[[#This Row],[Controls Rebate]]=\"\",0,Table1323[[#This Row],[Controls Rebate]])+Table1323[[#This Row],[Lighting Rebate]],\"\")","v":0},{"$f":"IFERROR(INDEX(Table1[Rebate Savings],MATCH(Table1323[[#This Row],[Lamp / Luminaire Category]]&Table1323[[#This Row],[Rebate Category]],Table1[PrescribedSource - Rebate ID],0))*Table1323[[#This Row],[Quantity of luminaires]]/1000,0)","v":0},{"$f":"IFERROR(Table1323[[#This Row],[Rebate kW Savings]]*IF(Table1323[[#This Row],[Assumed hours from space type]]=\"user defined\",Table1323[[#This Row],[Baseline Operating hours]],Table1323[[#This Row],[Assumed hours from space type]]),0)","v":0},{"$f":"IF(OR(Table1323[[#This Row],[Automatic Controls?]]=\"Fixture integrated occupancy sensor\",Table1323[[#This Row],[Automatic Controls?]]=\"Ceiling / wall mounted occupancy sensor\"),Table1323[[#This Row],[Quantity of luminaires]]*IF(Table1323[[#This Row],[Rebate Category]]<>\"\",INDEX(Table1[Retrofit W],MATCH(Table1323[[#This Row],[Rebate Category]],Table1[BC Hydro Rebate Category],0)),Table1323[[#This Row],[Retrofit W defined by user (no rebate)]])/1000*IF(Table1323[[#This Row],[Assumed hours from space type]]=\"user defined\",Table1323[[#This Row],[Baseline Operating hours]],Table1323[[#This Row],[Assumed hours from space type]])*0.2,0)","v":0},{"$f":"Table1323[[#This Row],[Rebate kWh savings]]+Table1323[[#This Row],[Controls Rebate kWh Savings]]","v":0},{"$f":"IFERROR(IF(Table1323[[#This Row],[Quantity of luminaires]]=\"\",\"\",IF(Table1323[[#This Row],[Lamp / Luminaire Category]]=\"No eligible rebate\",(Table1323[[#This Row],[Baseline W defined by user]]-Table1323[[#This Row],[Retrofit W defined by user (no rebate)]])*Table1323[[#This Row],[Quantity of luminaires]]/1000,(Table1323[[#This Row],[Assumed Baseline W by source]]-Table1323[[#This Row],[LED Luminaire W by rebate]])*Table1323[[#This Row],[Quantity of luminaires]]/1000)),0)","v":""},{"$f":"IFERROR(IF(Table1323[[#This Row],[Lamp / Luminaire Category]]=\"No eligible rebate\",Table1323[[#This Row],[Quantity of luminaires]]*(Table1323[[#This Row],[Baseline W defined by user]]-Table1323[[#This Row],[Retrofit W defined by user (no rebate)]])/1000*IF(Table1323[[#This Row],[Assumed hours from space type]]=\"user defined\",Table1323[[#This Row],[Baseline Operating hours]],Table1323[[#This Row],[Assumed hours from space type]])+Table1323[[#This Row],[Controls Rebate kWh Savings]],Table1323[[#This Row],[Quantity of luminaires]]*(INDEX(Table1[Actual Baseline W],MATCH(Table1323[[#This Row],[Lamp / Luminaire Category]]&Table1323[[#This Row],[Rebate Category]],Table1[PrescribedSource - Rebate ID],0))/1000-Table1323[[#This Row],[LED Luminaire W by rebate]]/1000)*IF(Table1323[[#This Row],[Assumed hours from space type]]=\"user defined\",Table1323[[#This Row],[Baseline Operating hours]],Table1323[[#This Row],[Assumed hours from space type]])+Table1323[[#This Row],[Controls Rebate kWh Savings]]),0)","v":0},{"$f":"IFERROR(IF(Table1323[[#This Row],[Rebate kW Savings]]=0,Table1323[[#This Row],[Demand Savings, kW]],INDEX(Table1[Actual Savings],MATCH(Table1323[[#This Row],[Lamp / Luminaire Category]]&Table1323[[#This Row],[Rebate Category]],Table1[PrescribedSource - Rebate ID],0))*Table1323[[#This Row],[Quantity of luminaires]]/1000),0)","v":""},{"$f":"IFERROR(Table1323[[#This Row],[BC Housing Site kW Savings]]*IF(Table1323[[#This Row],[Assumed hours from space type]]=\"user defined\",Table1323[[#This Row],[Baseline Operating hours]],Table1323[[#This Row],[Assumed hours from space type]])+Table1323[[#This Row],[Controls Rebate kWh Savings]],0)","v":0},{"$f":"IFERROR(IF(Table1323[[#This Row],[Lamp / Luminaire Category]]=\"No eligible rebate\",Table1323[[#This Row],[Lighting Technology]]&\" retrofit with no rebate\",Table1323[[#This Row],[Rebate Category]]),\"\")","v":0},{"$f":"IF(Table1323[[#This Row],[Lamp / Luminaire Category]]=\"No eligible rebate\",1,0)","v":0},{"$f":"IFERROR(IF(IF(Table1323[[#This Row],[Assumed hours from space type]]=\"user defined\",Table1323[[#This Row],[Baseline Operating hours]],Table1323[[#This Row],[Assumed hours from space type]])<3600,0,IF(AND(IF(Table1323[[#This Row],[Assumed hours from space type]]=\"user defined\",Table1323[[#This Row],[Baseline Operating hours]],Table1323[[#This Row],[Assumed hours from space type]])>=3600,OR(Table1323[[#This Row],[Automatic Controls?]]=\"None\",Table1323[[#This Row],[Automatic Controls?]]=\"\")),IF(Table1323[[#This Row],[Lamp / Luminaire Category]]=\"No eligible rebate\",Table1323[[#This Row],[Baseline W defined by user]]-Table1323[[#This Row],[Retrofit W defined by user (no rebate)]],Table1323[[#This Row],[Assumed Baseline W by source]]-Table1323[[#This Row],[LED Luminaire W by rebate]]),IF(AND(IF(Table1323[[#This Row],[Assumed hours from space type]]=\"user defined\",Table1323[[#This Row],[Baseline Operating hours]],Table1323[[#This Row],[Assumed hours from space type]])>=(3600/0.8),OR(Table1323[[#This Row],[Automatic Controls?]]=\"Fixture integrated occupancy sensor\",Table1323[[#This Row],[Automatic Controls?]]=\"Ceiling / wall mounted occupancy sensor\")),IF(Table1323[[#This Row],[Lamp / Luminaire Category]]=\"No eligible rebate\",(Table1323[[#This Row],[Baseline W defined by user]]-Table1323[[#This Row],[Retrofit W defined by user (no rebate)]]),Table1323[[#This Row],[Assumed Baseline W by source]]-Table1323[[#This Row],[LED Luminaire W by rebate]]),IF(AND(IF(Table1323[[#This Row],[Assumed hours from space type]]=\"user defined\",Table1323[[#This Row],[Baseline Operating hours]],Table1323[[#This Row],[Assumed hours from space type]])<(3600/0.8),OR(Table1323[[#This Row],[Automatic Controls?]]=\"Fixture integrated occupancy sensor\",Table1323[[#This Row],[Automatic Controls?]]=\"Ceiling / wall mounted occupancy sensor\")),IF(Table1323[[#This Row],[Lamp / Luminaire Category]]=\"No eligible rebate\",Table1323[[#This Row],[Baseline W defined by user]],Table1323[[#This Row],[Assumed Baseline W by source]])))))*Table1323[[#This Row],[Quantity of luminaires]]/1000,\"\")","v":""},{"$f":"Table1323[[#This Row],[LED lamp/luminaire retrofit part '#]]","v":0},{"$f":"IF(Table1323[[#This Row],[Rebate Unit]]=\"per lamp\",INDEX(Table1[Number of Lamps],MATCH(Table1323[[#This Row],[Lamp / Luminaire Category]]&Table1323[[#This Row],[Rebate Category]],Table1[PrescribedSource - Rebate ID],0)),1)*Table1323[[#This Row],[Quantity of luminaires]]","v":0},{"$f":"IFERROR(IF(Table1323[[#This Row],[Lamp / Luminaire Category]]=\"No eligible rebate\",\"no eligible rebate\",INDEX(Table1[BC Hydro xRM ECM],MATCH(Table1323[[#This Row],[Lamp / Luminaire Category]]&Table1323[[#This Row],[Rebate Category]],Table1[PrescribedSource - Rebate ID],0))),\"\")","v":""}]
[null,{"$f":"IF(Table1323[[#This Row],[Space Type]]=\"\",\"\",\"L-\"&ROW(200:200))","v":""},null,null,null,null,null,null,null,{"$f":"IFERROR(IF(Table1323[[#This Row],[Space Type]]=\"\",\"\",IF(Table1323[[#This Row],[Lamp / Luminaire Category]]=\"No eligible rebate\",\"\",IF(Table1323[[#This Row],[Rebate Category]]=\"\",\"select rebate\",INDEX(Table1[Actual Baseline W],MATCH(Table1323[[#This Row],[Lamp / Luminaire Category]]&Table1323[[#This Row],[Rebate Category]],Table1[PrescribedSource - Rebate ID],0))))),\"\")","v":""},{"$f":"IFERROR(IF(Table1323[[#This Row],[No]]=\"\",\"\",IF(Table1323[[#This Row],[Space Type]]=\"\",\"select Space Type\",IF(Table1323[[#This Row],[Baseline Operating hours]]<>\"\",\"user defined\",INDEX(Table5[Hours],MATCH(Table1323[[#This Row],[Space Type]],Table5[Space Type],0))))),\"\")","v":""},null,{"$f":"IFERROR(INDEX(Table1[Rebate],MATCH(Table1323[[#This Row],[Lamp / Luminaire Category]]&Table1323[[#This Row],[Rebate Category]],Table1[PrescribedSource - Rebate ID],0)),\"\")","v":""},{"$f":"IFERROR(INDEX(Table1[Rebate Unit],MATCH(Table1323[[#This Row],[Lamp / Luminaire Category]]&Table1323[[#This Row],[Rebate Category]],Table1[PrescribedSource - Rebate ID],0)),\"\")","v":""},null,{"$f":"IFERROR(IF(Table1323[[#This Row],[Lamp / Luminaire Category]]=\"No eligible rebate\",\"no rebate\",INDEX(Table1[Retrofit W],MATCH(Table1323[[#This Row],[Lamp / Luminaire Category]]&Table1323[[#This Row],[Rebate Category]],Table1[PrescribedSource - Rebate ID],0))),\"\")","v":""},null,null,null,{"$f":"IFERROR(INDEX(Table1[Rebate],MATCH(Table1323[[#This Row],[Lamp / Luminaire Category]]&Table1323[[#This Row],[Rebate Category]],Table1[PrescribedSource - Rebate ID],0))*Table1323[[#This Row],[Quantity of luminaires]],0)","v":0},{"$f":"IF(OR(Table1323[[#This Row],[Automatic Controls?]]=\"Fixture integrated Occupancy / Daylight Harvesting sensor\",Table1323[[#This Row],[Automatic Controls?]]=\"Ceiling / wall mounted Occupancy / Daylight Harvesting sensor\",Table1323[[#This Row],[Automatic Controls?]]=\"Timer\"),45*Table1323[[#This Row],[Number of occupancy sensors]],\"\")","v":""},{"$f":"IFERROR(IF(Table1323[[#This Row],[Controls Rebate]]=\"\",0,Table1323[[#This Row],[Controls Rebate]])+Table1323[[#This Row],[Lighting Rebate]],\"\")","v":0},{"$f":"IFERROR(INDEX(Table1[Rebate Savings],MATCH(Table1323[[#This Row],[Lamp / Luminaire Category]]&Table1323[[#This Row],[Rebate Category]],Table1[PrescribedSource - Rebate ID],0))*Table1323[[#This Row],[Quantity of luminaires]]/1000,0)","v":0},{"$f":"IFERROR(Table1323[[#This Row],[Rebate kW Savings]]*IF(Table1323[[#This Row],[Assumed hours from space type]]=\"user defined\",Table1323[[#This Row],[Baseline Operating hours]],Table1323[[#This Row],[Assumed hours from space type]]),0)","v":0},{"$f":"IF(OR(Table1323[[#This Row],[Automatic Controls?]]=\"Fixture integrated occupancy sensor\",Table1323[[#This Row],[Automatic Controls?]]=\"Ceiling / wall mounted occupancy sensor\"),Table1323[[#This Row],[Quantity of luminaires]]*IF(Table1323[[#This Row],[Rebate Category]]<>\"\",INDEX(Table1[Retrofit W],MATCH(Table1323[[#This Row],[Rebate Category]],Table1[BC Hydro Rebate Category],0)),Table1323[[#This Row],[Retrofit W defined by user (no rebate)]])/1000*IF(Table1323[[#This Row],[Assumed hours from space type]]=\"user defined\",Table1323[[#This Row],[Baseline Operating hours]],Table1323[[#This Row],[Assumed hours from space type]])*0.2,0)","v":0},{"$f":"Table1323[[#This Row],[Rebate kWh savings]]+Table1323[[#This Row],[Controls Rebate kWh Savings]]","v":0},{"$f":"IFERROR(IF(Table1323[[#This Row],[Quantity of luminaires]]=\"\",\"\",IF(Table1323[[#This Row],[Lamp / Luminaire Category]]=\"No eligible rebate\",(Table1323[[#This Row],[Baseline W defined by user]]-Table1323[[#This Row],[Retrofit W defined by user (no rebate)]])*Table1323[[#This Row],[Quantity of luminaires]]/1000,(Table1323[[#This Row],[Assumed Baseline W by source]]-Table1323[[#This Row],[LED Luminaire W by rebate]])*Table1323[[#This Row],[Quantity of luminaires]]/1000)),0)","v":""},{"$f":"IFERROR(IF(Table1323[[#This Row],[Lamp / Luminaire Category]]=\"No eligible rebate\",Table1323[[#This Row],[Quantity of luminaires]]*(Table1323[[#This Row],[Baseline W defined by user]]-Table1323[[#This Row],[Retrofit W defined by user (no rebate)]])/1000*IF(Table1323[[#This Row],[Assumed hours from space type]]=\"user defined\",Table1323[[#This Row],[Baseline Operating hours]],Table1323[[#This Row],[Assumed hours from space type]])+Table1323[[#This Row],[Controls Rebate kWh Savings]],Table1323[[#This Row],[Quantity of luminaires]]*(INDEX(Table1[Actual Baseline W],MATCH(Table1323[[#This Row],[Lamp / Luminaire Category]]&Table1323[[#This Row],[Rebate Category]],Table1[PrescribedSource - Rebate ID],0))/1000-Table1323[[#This Row],[LED Luminaire W by rebate]]/1000)*IF(Table1323[[#This Row],[Assumed hours from space type]]=\"user defined\",Table1323[[#This Row],[Baseline Operating hours]],Table1323[[#This Row],[Assumed hours from space type]])+Table1323[[#This Row],[Controls Rebate kWh Savings]]),0)","v":0},{"$f":"IFERROR(IF(Table1323[[#This Row],[Rebate kW Savings]]=0,Table1323[[#This Row],[Demand Savings, kW]],INDEX(Table1[Actual Savings],MATCH(Table1323[[#This Row],[Lamp / Luminaire Category]]&Table1323[[#This Row],[Rebate Category]],Table1[PrescribedSource - Rebate ID],0))*Table1323[[#This Row],[Quantity of luminaires]]/1000),0)","v":""},{"$f":"IFERROR(Table1323[[#This Row],[BC Housing Site kW Savings]]*IF(Table1323[[#This Row],[Assumed hours from space type]]=\"user defined\",Table1323[[#This Row],[Baseline Operating hours]],Table1323[[#This Row],[Assumed hours from space type]])+Table1323[[#This Row],[Controls Rebate kWh Savings]],0)","v":0},{"$f":"IFERROR(IF(Table1323[[#This Row],[Lamp / Luminaire Category]]=\"No eligible rebate\",Table1323[[#This Row],[Lighting Technology]]&\" retrofit with no rebate\",Table1323[[#This Row],[Rebate Category]]),\"\")","v":0},{"$f":"IF(Table1323[[#This Row],[Lamp / Luminaire Category]]=\"No eligible rebate\",1,0)","v":0},{"$f":"IFERROR(IF(IF(Table1323[[#This Row],[Assumed hours from space type]]=\"user defined\",Table1323[[#This Row],[Baseline Operating hours]],Table1323[[#This Row],[Assumed hours from space type]])<3600,0,IF(AND(IF(Table1323[[#This Row],[Assumed hours from space type]]=\"user defined\",Table1323[[#This Row],[Baseline Operating hours]],Table1323[[#This Row],[Assumed hours from space type]])>=3600,OR(Table1323[[#This Row],[Automatic Controls?]]=\"None\",Table1323[[#This Row],[Automatic Controls?]]=\"\")),IF(Table1323[[#This Row],[Lamp / Luminaire Category]]=\"No eligible rebate\",Table1323[[#This Row],[Baseline W defined by user]]-Table1323[[#This Row],[Retrofit W defined by user (no rebate)]],Table1323[[#This Row],[Assumed Baseline W by source]]-Table1323[[#This Row],[LED Luminaire W by rebate]]),IF(AND(IF(Table1323[[#This Row],[Assumed hours from space type]]=\"user defined\",Table1323[[#This Row],[Baseline Operating hours]],Table1323[[#This Row],[Assumed hours from space type]])>=(3600/0.8),OR(Table1323[[#This Row],[Automatic Controls?]]=\"Fixture integrated occupancy sensor\",Table1323[[#This Row],[Automatic Controls?]]=\"Ceiling / wall mounted occupancy sensor\")),IF(Table1323[[#This Row],[Lamp / Luminaire Category]]=\"No eligible rebate\",(Table1323[[#This Row],[Baseline W defined by user]]-Table1323[[#This Row],[Retrofit W defined by user (no rebate)]]),Table1323[[#This Row],[Assumed Baseline W by source]]-Table1323[[#This Row],[LED Luminaire W by rebate]]),IF(AND(IF(Table1323[[#This Row],[Assumed hours from space type]]=\"user defined\",Table1323[[#This Row],[Baseline Operating hours]],Table1323[[#This Row],[Assumed hours from space type]])<(3600/0.8),OR(Table1323[[#This Row],[Automatic Controls?]]=\"Fixture integrated occupancy sensor\",Table1323[[#This Row],[Automatic Controls?]]=\"Ceiling / wall mounted occupancy sensor\")),IF(Table1323[[#This Row],[Lamp / Luminaire Category]]=\"No eligible rebate\",Table1323[[#This Row],[Baseline W defined by user]],Table1323[[#This Row],[Assumed Baseline W by source]])))))*Table1323[[#This Row],[Quantity of luminaires]]/1000,\"\")","v":""},{"$f":"Table1323[[#This Row],[LED lamp/luminaire retrofit part '#]]","v":0},{"$f":"IF(Table1323[[#This Row],[Rebate Unit]]=\"per lamp\",INDEX(Table1[Number of Lamps],MATCH(Table1323[[#This Row],[Lamp / Luminaire Category]]&Table1323[[#This Row],[Rebate Category]],Table1[PrescribedSource - Rebate ID],0)),1)*Table1323[[#This Row],[Quantity of luminaires]]","v":0},{"$f":"IFERROR(IF(Table1323[[#This Row],[Lamp / Luminaire Category]]=\"No eligible rebate\",\"no eligible rebate\",INDEX(Table1[BC Hydro xRM ECM],MATCH(Table1323[[#This Row],[Lamp / Luminaire Category]]&Table1323[[#This Row],[Rebate Category]],Table1[PrescribedSource - Rebate ID],0))),\"\")","v":""}]
[null,{"$f":"IF(Table1323[[#This Row],[Space Type]]=\"\",\"\",\"L-\"&ROW(201:201))","v":""},null,null,null,null,null,null,null,{"$f":"IFERROR(IF(Table1323[[#This Row],[Space Type]]=\"\",\"\",IF(Table1323[[#This Row],[Lamp / Luminaire Category]]=\"No eligible rebate\",\"\",IF(Table1323[[#This Row],[Rebate Category]]=\"\",\"select rebate\",INDEX(Table1[Actual Baseline W],MATCH(Table1323[[#This Row],[Lamp / Luminaire Category]]&Table1323[[#This Row],[Rebate Category]],Table1[PrescribedSource - Rebate ID],0))))),\"\")","v":""},{"$f":"IFERROR(IF(Table1323[[#This Row],[No]]=\"\",\"\",IF(Table1323[[#This Row],[Space Type]]=\"\",\"select Space Type\",IF(Table1323[[#This Row],[Baseline Operating hours]]<>\"\",\"user defined\",INDEX(Table5[Hours],MATCH(Table1323[[#This Row],[Space Type]],Table5[Space Type],0))))),\"\")","v":""},null,{"$f":"IFERROR(INDEX(Table1[Rebate],MATCH(Table1323[[#This Row],[Lamp / Luminaire Category]]&Table1323[[#This Row],[Rebate Category]],Table1[PrescribedSource - Rebate ID],0)),\"\")","v":""},{"$f":"IFERROR(INDEX(Table1[Rebate Unit],MATCH(Table1323[[#This Row],[Lamp / Luminaire Category]]&Table1323[[#This Row],[Rebate Category]],Table1[PrescribedSource - Rebate ID],0)),\"\")","v":""},null,{"$f":"IFERROR(IF(Table1323[[#This Row],[Lamp / Luminaire Category]]=\"No eligible rebate\",\"no rebate\",INDEX(Table1[Retrofit W],MATCH(Table1323[[#This Row],[Lamp / Luminaire Category]]&Table1323[[#This Row],[Rebate Category]],Table1[PrescribedSource - Rebate ID],0))),\"\")","v":""},null,null,null,{"$f":"IFERROR(INDEX(Table1[Rebate],MATCH(Table1323[[#This Row],[Lamp / Luminaire Category]]&Table1323[[#This Row],[Rebate Category]],Table1[PrescribedSource - Rebate ID],0))*Table1323[[#This Row],[Quantity of luminaires]],0)","v":0},{"$f":"IF(OR(Table1323[[#This Row],[Automatic Controls?]]=\"Fixture integrated Occupancy / Daylight Harvesting sensor\",Table1323[[#This Row],[Automatic Controls?]]=\"Ceiling / wall mounted Occupancy / Daylight Harvesting sensor\",Table1323[[#This Row],[Automatic Controls?]]=\"Timer\"),45*Table1323[[#This Row],[Number of occupancy sensors]],\"\")","v":""},{"$f":"IFERROR(IF(Table1323[[#This Row],[Controls Rebate]]=\"\",0,Table1323[[#This Row],[Controls Rebate]])+Table1323[[#This Row],[Lighting Rebate]],\"\")","v":0},{"$f":"IFERROR(INDEX(Table1[Rebate Savings],MATCH(Table1323[[#This Row],[Lamp / Luminaire Category]]&Table1323[[#This Row],[Rebate Category]],Table1[PrescribedSource - Rebate ID],0))*Table1323[[#This Row],[Quantity of luminaires]]/1000,0)","v":0},{"$f":"IFERROR(Table1323[[#This Row],[Rebate kW Savings]]*IF(Table1323[[#This Row],[Assumed hours from space type]]=\"user defined\",Table1323[[#This Row],[Baseline Operating hours]],Table1323[[#This Row],[Assumed hours from space type]]),0)","v":0},{"$f":"IF(OR(Table1323[[#This Row],[Automatic Controls?]]=\"Fixture integrated occupancy sensor\",Table1323[[#This Row],[Automatic Controls?]]=\"Ceiling / wall mounted occupancy sensor\"),Table1323[[#This Row],[Quantity of luminaires]]*IF(Table1323[[#This Row],[Rebate Category]]<>\"\",INDEX(Table1[Retrofit W],MATCH(Table1323[[#This Row],[Rebate Category]],Table1[BC Hydro Rebate Category],0)),Table1323[[#This Row],[Retrofit W defined by user (no rebate)]])/1000*IF(Table1323[[#This Row],[Assumed hours from space type]]=\"user defined\",Table1323[[#This Row],[Baseline Operating hours]],Table1323[[#This Row],[Assumed hours from space type]])*0.2,0)","v":0},{"$f":"Table1323[[#This Row],[Rebate kWh savings]]+Table1323[[#This Row],[Controls Rebate kWh Savings]]","v":0},{"$f":"IFERROR(IF(Table1323[[#This Row],[Quantity of luminaires]]=\"\",\"\",IF(Table1323[[#This Row],[Lamp / Luminaire Category]]=\"No eligible rebate\",(Table1323[[#This Row],[Baseline W defined by user]]-Table1323[[#This Row],[Retrofit W defined by user (no rebate)]])*Table1323[[#This Row],[Quantity of luminaires]]/1000,(Table1323[[#This Row],[Assumed Baseline W by source]]-Table1323[[#This Row],[LED Luminaire W by rebate]])*Table1323[[#This Row],[Quantity of luminaires]]/1000)),0)","v":""},{"$f":"IFERROR(IF(Table1323[[#This Row],[Lamp / Luminaire Category]]=\"No eligible rebate\",Table1323[[#This Row],[Quantity of luminaires]]*(Table1323[[#This Row],[Baseline W defined by user]]-Table1323[[#This Row],[Retrofit W defined by user (no rebate)]])/1000*IF(Table1323[[#This Row],[Assumed hours from space type]]=\"user defined\",Table1323[[#This Row],[Baseline Operating hours]],Table1323[[#This Row],[Assumed hours from space type]])+Table1323[[#This Row],[Controls Rebate kWh Savings]],Table1323[[#This Row],[Quantity of luminaires]]*(INDEX(Table1[Actual Baseline W],MATCH(Table1323[[#This Row],[Lamp / Luminaire Category]]&Table1323[[#This Row],[Rebate Category]],Table1[PrescribedSource - Rebate ID],0))/1000-Table1323[[#This Row],[LED Luminaire W by rebate]]/1000)*IF(Table1323[[#This Row],[Assumed hours from space type]]=\"user defined\",Table1323[[#This Row],[Baseline Operating hours]],Table1323[[#This Row],[Assumed hours from space type]])+Table1323[[#This Row],[Controls Rebate kWh Savings]]),0)","v":0},{"$f":"IFERROR(IF(Table1323[[#This Row],[Rebate kW Savings]]=0,Table1323[[#This Row],[Demand Savings, kW]],INDEX(Table1[Actual Savings],MATCH(Table1323[[#This Row],[Lamp / Luminaire Category]]&Table1323[[#This Row],[Rebate Category]],Table1[PrescribedSource - Rebate ID],0))*Table1323[[#This Row],[Quantity of luminaires]]/1000),0)","v":""},{"$f":"IFERROR(Table1323[[#This Row],[BC Housing Site kW Savings]]*IF(Table1323[[#This Row],[Assumed hours from space type]]=\"user defined\",Table1323[[#This Row],[Baseline Operating hours]],Table1323[[#This Row],[Assumed hours from space type]])+Table1323[[#This Row],[Controls Rebate kWh Savings]],0)","v":0},{"$f":"IFERROR(IF(Table1323[[#This Row],[Lamp / Luminaire Category]]=\"No eligible rebate\",Table1323[[#This Row],[Lighting Technology]]&\" retrofit with no rebate\",Table1323[[#This Row],[Rebate Category]]),\"\")","v":0},{"$f":"IF(Table1323[[#This Row],[Lamp / Luminaire Category]]=\"No eligible rebate\",1,0)","v":0},{"$f":"IFERROR(IF(IF(Table1323[[#This Row],[Assumed hours from space type]]=\"user defined\",Table1323[[#This Row],[Baseline Operating hours]],Table1323[[#This Row],[Assumed hours from space type]])<3600,0,IF(AND(IF(Table1323[[#This Row],[Assumed hours from space type]]=\"user defined\",Table1323[[#This Row],[Baseline Operating hours]],Table1323[[#This Row],[Assumed hours from space type]])>=3600,OR(Table1323[[#This Row],[Automatic Controls?]]=\"None\",Table1323[[#This Row],[Automatic Controls?]]=\"\")),IF(Table1323[[#This Row],[Lamp / Luminaire Category]]=\"No eligible rebate\",Table1323[[#This Row],[Baseline W defined by user]]-Table1323[[#This Row],[Retrofit W defined by user (no rebate)]],Table1323[[#This Row],[Assumed Baseline W by source]]-Table1323[[#This Row],[LED Luminaire W by rebate]]),IF(AND(IF(Table1323[[#This Row],[Assumed hours from space type]]=\"user defined\",Table1323[[#This Row],[Baseline Operating hours]],Table1323[[#This Row],[Assumed hours from space type]])>=(3600/0.8),OR(Table1323[[#This Row],[Automatic Controls?]]=\"Fixture integrated occupancy sensor\",Table1323[[#This Row],[Automatic Controls?]]=\"Ceiling / wall mounted occupancy sensor\")),IF(Table1323[[#This Row],[Lamp / Luminaire Category]]=\"No eligible rebate\",(Table1323[[#This Row],[Baseline W defined by user]]-Table1323[[#This Row],[Retrofit W defined by user (no rebate)]]),Table1323[[#This Row],[Assumed Baseline W by source]]-Table1323[[#This Row],[LED Luminaire W by rebate]]),IF(AND(IF(Table1323[[#This Row],[Assumed hours from space type]]=\"user defined\",Table1323[[#This Row],[Baseline Operating hours]],Table1323[[#This Row],[Assumed hours from space type]])<(3600/0.8),OR(Table1323[[#This Row],[Automatic Controls?]]=\"Fixture integrated occupancy sensor\",Table1323[[#This Row],[Automatic Controls?]]=\"Ceiling / wall mounted occupancy sensor\")),IF(Table1323[[#This Row],[Lamp / Luminaire Category]]=\"No eligible rebate\",Table1323[[#This Row],[Baseline W defined by user]],Table1323[[#This Row],[Assumed Baseline W by source]])))))*Table1323[[#This Row],[Quantity of luminaires]]/1000,\"\")","v":""},{"$f":"Table1323[[#This Row],[LED lamp/luminaire retrofit part '#]]","v":0},{"$f":"IF(Table1323[[#This Row],[Rebate Unit]]=\"per lamp\",INDEX(Table1[Number of Lamps],MATCH(Table1323[[#This Row],[Lamp / Luminaire Category]]&Table1323[[#This Row],[Rebate Category]],Table1[PrescribedSource - Rebate ID],0)),1)*Table1323[[#This Row],[Quantity of luminaires]]","v":0},{"$f":"IFERROR(IF(Table1323[[#This Row],[Lamp / Luminaire Category]]=\"No eligible rebate\",\"no eligible rebate\",INDEX(Table1[BC Hydro xRM ECM],MATCH(Table1323[[#This Row],[Lamp / Luminaire Category]]&Table1323[[#This Row],[Rebate Category]],Table1[PrescribedSource - Rebate ID],0))),\"\")","v":""}]
[null,{"$f":"IF(Table1323[[#This Row],[Space Type]]=\"\",\"\",\"L-\"&ROW(202:202))","v":""},null,null,null,null,null,null,null,{"$f":"IFERROR(IF(Table1323[[#This Row],[Space Type]]=\"\",\"\",IF(Table1323[[#This Row],[Lamp / Luminaire Category]]=\"No eligible rebate\",\"\",IF(Table1323[[#This Row],[Rebate Category]]=\"\",\"select rebate\",INDEX(Table1[Actual Baseline W],MATCH(Table1323[[#This Row],[Lamp / Luminaire Category]]&Table1323[[#This Row],[Rebate Category]],Table1[PrescribedSource - Rebate ID],0))))),\"\")","v":""},{"$f":"IFERROR(IF(Table1323[[#This Row],[No]]=\"\",\"\",IF(Table1323[[#This Row],[Space Type]]=\"\",\"select Space Type\",IF(Table1323[[#This Row],[Baseline Operating hours]]<>\"\",\"user defined\",INDEX(Table5[Hours],MATCH(Table1323[[#This Row],[Space Type]],Table5[Space Type],0))))),\"\")","v":""},null,{"$f":"IFERROR(INDEX(Table1[Rebate],MATCH(Table1323[[#This Row],[Lamp / Luminaire Category]]&Table1323[[#This Row],[Rebate Category]],Table1[PrescribedSource - Rebate ID],0)),\"\")","v":""},{"$f":"IFERROR(INDEX(Table1[Rebate Unit],MATCH(Table1323[[#This Row],[Lamp / Luminaire Category]]&Table1323[[#This Row],[Rebate Category]],Table1[PrescribedSource - Rebate ID],0)),\"\")","v":""},null,{"$f":"IFERROR(IF(Table1323[[#This Row],[Lamp / Luminaire Category]]=\"No eligible rebate\",\"no rebate\",INDEX(Table1[Retrofit W],MATCH(Table1323[[#This Row],[Lamp / Luminaire Category]]&Table1323[[#This Row],[Rebate Category]],Table1[PrescribedSource - Rebate ID],0))),\"\")","v":""},null,null,null,{"$f":"IFERROR(INDEX(Table1[Rebate],MATCH(Table1323[[#This Row],[Lamp / Luminaire Category]]&Table1323[[#This Row],[Rebate Category]],Table1[PrescribedSource - Rebate ID],0))*Table1323[[#This Row],[Quantity of luminaires]],0)","v":0},{"$f":"IF(OR(Table1323[[#This Row],[Automatic Controls?]]=\"Fixture integrated Occupancy / Daylight Harvesting sensor\",Table1323[[#This Row],[Automatic Controls?]]=\"Ceiling / wall mounted Occupancy / Daylight Harvesting sensor\",Table1323[[#This Row],[Automatic Controls?]]=\"Timer\"),45*Table1323[[#This Row],[Number of occupancy sensors]],\"\")","v":""},{"$f":"IFERROR(IF(Table1323[[#This Row],[Controls Rebate]]=\"\",0,Table1323[[#This Row],[Controls Rebate]])+Table1323[[#This Row],[Lighting Rebate]],\"\")","v":0},{"$f":"IFERROR(INDEX(Table1[Rebate Savings],MATCH(Table1323[[#This Row],[Lamp / Luminaire Category]]&Table1323[[#This Row],[Rebate Category]],Table1[PrescribedSource - Rebate ID],0))*Table1323[[#This Row],[Quantity of luminaires]]/1000,0)","v":0},{"$f":"IFERROR(Table1323[[#This Row],[Rebate kW Savings]]*IF(Table1323[[#This Row],[Assumed hours from space type]]=\"user defined\",Table1323[[#This Row],[Baseline Operating hours]],Table1323[[#This Row],[Assumed hours from space type]]),0)","v":0},{"$f":"IF(OR(Table1323[[#This Row],[Automatic Controls?]]=\"Fixture integrated occupancy sensor\",Table1323[[#This Row],[Automatic Controls?]]=\"Ceiling / wall mounted occupancy sensor\"),Table1323[[#This Row],[Quantity of luminaires]]*IF(Table1323[[#This Row],[Rebate Category]]<>\"\",INDEX(Table1[Retrofit W],MATCH(Table1323[[#This Row],[Rebate Category]],Table1[BC Hydro Rebate Category],0)),Table1323[[#This Row],[Retrofit W defined by user (no rebate)]])/1000*IF(Table1323[[#This Row],[Assumed hours from space type]]=\"user defined\",Table1323[[#This Row],[Baseline Operating hours]],Table1323[[#This Row],[Assumed hours from space type]])*0.2,0)","v":0},{"$f":"Table1323[[#This Row],[Rebate kWh savings]]+Table1323[[#This Row],[Controls Rebate kWh Savings]]","v":0},{"$f":"IFERROR(IF(Table1323[[#This Row],[Quantity of luminaires]]=\"\",\"\",IF(Table1323[[#This Row],[Lamp / Luminaire Category]]=\"No eligible rebate\",(Table1323[[#This Row],[Baseline W defined by user]]-Table1323[[#This Row],[Retrofit W defined by user (no rebate)]])*Table1323[[#This Row],[Quantity of luminaires]]/1000,(Table1323[[#This Row],[Assumed Baseline W by source]]-Table1323[[#This Row],[LED Luminaire W by rebate]])*Table1323[[#This Row],[Quantity of luminaires]]/1000)),0)","v":""},{"$f":"IFERROR(IF(Table1323[[#This Row],[Lamp / Luminaire Category]]=\"No eligible rebate\",Table1323[[#This Row],[Quantity of luminaires]]*(Table1323[[#This Row],[Baseline W defined by user]]-Table1323[[#This Row],[Retrofit W defined by user (no rebate)]])/1000*IF(Table1323[[#This Row],[Assumed hours from space type]]=\"user defined\",Table1323[[#This Row],[Baseline Operating hours]],Table1323[[#This Row],[Assumed hours from space type]])+Table1323[[#This Row],[Controls Rebate kWh Savings]],Table1323[[#This Row],[Quantity of luminaires]]*(INDEX(Table1[Actual Baseline W],MATCH(Table1323[[#This Row],[Lamp / Luminaire Category]]&Table1323[[#This Row],[Rebate Category]],Table1[PrescribedSource - Rebate ID],0))/1000-Table1323[[#This Row],[LED Luminaire W by rebate]]/1000)*IF(Table1323[[#This Row],[Assumed hours from space type]]=\"user defined\",Table1323[[#This Row],[Baseline Operating hours]],Table1323[[#This Row],[Assumed hours from space type]])+Table1323[[#This Row],[Controls Rebate kWh Savings]]),0)","v":0},{"$f":"IFERROR(IF(Table1323[[#This Row],[Rebate kW Savings]]=0,Table1323[[#This Row],[Demand Savings, kW]],INDEX(Table1[Actual Savings],MATCH(Table1323[[#This Row],[Lamp / Luminaire Category]]&Table1323[[#This Row],[Rebate Category]],Table1[PrescribedSource - Rebate ID],0))*Table1323[[#This Row],[Quantity of luminaires]]/1000),0)","v":""},{"$f":"IFERROR(Table1323[[#This Row],[BC Housing Site kW Savings]]*IF(Table1323[[#This Row],[Assumed hours from space type]]=\"user defined\",Table1323[[#This Row],[Baseline Operating hours]],Table1323[[#This Row],[Assumed hours from space type]])+Table1323[[#This Row],[Controls Rebate kWh Savings]],0)","v":0},{"$f":"IFERROR(IF(Table1323[[#This Row],[Lamp / Luminaire Category]]=\"No eligible rebate\",Table1323[[#This Row],[Lighting Technology]]&\" retrofit with no rebate\",Table1323[[#This Row],[Rebate Category]]),\"\")","v":0},{"$f":"IF(Table1323[[#This Row],[Lamp / Luminaire Category]]=\"No eligible rebate\",1,0)","v":0},{"$f":"IFERROR(IF(IF(Table1323[[#This Row],[Assumed hours from space type]]=\"user defined\",Table1323[[#This Row],[Baseline Operating hours]],Table1323[[#This Row],[Assumed hours from space type]])<3600,0,IF(AND(IF(Table1323[[#This Row],[Assumed hours from space type]]=\"user defined\",Table1323[[#This Row],[Baseline Operating hours]],Table1323[[#This Row],[Assumed hours from space type]])>=3600,OR(Table1323[[#This Row],[Automatic Controls?]]=\"None\",Table1323[[#This Row],[Automatic Controls?]]=\"\")),IF(Table1323[[#This Row],[Lamp / Luminaire Category]]=\"No eligible rebate\",Table1323[[#This Row],[Baseline W defined by user]]-Table1323[[#This Row],[Retrofit W defined by user (no rebate)]],Table1323[[#This Row],[Assumed Baseline W by source]]-Table1323[[#This Row],[LED Luminaire W by rebate]]),IF(AND(IF(Table1323[[#This Row],[Assumed hours from space type]]=\"user defined\",Table1323[[#This Row],[Baseline Operating hours]],Table1323[[#This Row],[Assumed hours from space type]])>=(3600/0.8),OR(Table1323[[#This Row],[Automatic Controls?]]=\"Fixture integrated occupancy sensor\",Table1323[[#This Row],[Automatic Controls?]]=\"Ceiling / wall mounted occupancy sensor\")),IF(Table1323[[#This Row],[Lamp / Luminaire Category]]=\"No eligible rebate\",(Table1323[[#This Row],[Baseline W defined by user]]-Table1323[[#This Row],[Retrofit W defined by user (no rebate)]]),Table1323[[#This Row],[Assumed Baseline W by source]]-Table1323[[#This Row],[LED Luminaire W by rebate]]),IF(AND(IF(Table1323[[#This Row],[Assumed hours from space type]]=\"user defined\",Table1323[[#This Row],[Baseline Operating hours]],Table1323[[#This Row],[Assumed hours from space type]])<(3600/0.8),OR(Table1323[[#This Row],[Automatic Controls?]]=\"Fixture integrated occupancy sensor\",Table1323[[#This Row],[Automatic Controls?]]=\"Ceiling / wall mounted occupancy sensor\")),IF(Table1323[[#This Row],[Lamp / Luminaire Category]]=\"No eligible rebate\",Table1323[[#This Row],[Baseline W defined by user]],Table1323[[#This Row],[Assumed Baseline W by source]])))))*Table1323[[#This Row],[Quantity of luminaires]]/1000,\"\")","v":""},{"$f":"Table1323[[#This Row],[LED lamp/luminaire retrofit part '#]]","v":0},{"$f":"IF(Table1323[[#This Row],[Rebate Unit]]=\"per lamp\",INDEX(Table1[Number of Lamps],MATCH(Table1323[[#This Row],[Lamp / Luminaire Category]]&Table1323[[#This Row],[Rebate Category]],Table1[PrescribedSource - Rebate ID],0)),1)*Table1323[[#This Row],[Quantity of luminaires]]","v":0},{"$f":"IFERROR(IF(Table1323[[#This Row],[Lamp / Luminaire Category]]=\"No eligible rebate\",\"no eligible rebate\",INDEX(Table1[BC Hydro xRM ECM],MATCH(Table1323[[#This Row],[Lamp / Luminaire Category]]&Table1323[[#This Row],[Rebate Category]],Table1[PrescribedSource - Rebate ID],0))),\"\")","v":""}]
[null,{"$f":"IF(Table1323[[#This Row],[Space Type]]=\"\",\"\",\"L-\"&ROW(203:203))","v":""},null,null,null,null,null,null,null,{"$f":"IFERROR(IF(Table1323[[#This Row],[Space Type]]=\"\",\"\",IF(Table1323[[#This Row],[Lamp / Luminaire Category]]=\"No eligible rebate\",\"\",IF(Table1323[[#This Row],[Rebate Category]]=\"\",\"select rebate\",INDEX(Table1[Actual Baseline W],MATCH(Table1323[[#This Row],[Lamp / Luminaire Category]]&Table1323[[#This Row],[Rebate Category]],Table1[PrescribedSource - Rebate ID],0))))),\"\")","v":""},{"$f":"IFERROR(IF(Table1323[[#This Row],[No]]=\"\",\"\",IF(Table1323[[#This Row],[Space Type]]=\"\",\"select Space Type\",IF(Table1323[[#This Row],[Baseline Operating hours]]<>\"\",\"user defined\",INDEX(Table5[Hours],MATCH(Table1323[[#This Row],[Space Type]],Table5[Space Type],0))))),\"\")","v":""},null,{"$f":"IFERROR(INDEX(Table1[Rebate],MATCH(Table1323[[#This Row],[Lamp / Luminaire Category]]&Table1323[[#This Row],[Rebate Category]],Table1[PrescribedSource - Rebate ID],0)),\"\")","v":""},{"$f":"IFERROR(INDEX(Table1[Rebate Unit],MATCH(Table1323[[#This Row],[Lamp / Luminaire Category]]&Table1323[[#This Row],[Rebate Category]],Table1[PrescribedSource - Rebate ID],0)),\"\")","v":""},null,{"$f":"IFERROR(IF(Table1323[[#This Row],[Lamp / Luminaire Category]]=\"No eligible rebate\",\"no rebate\",INDEX(Table1[Retrofit W],MATCH(Table1323[[#This Row],[Lamp / Luminaire Category]]&Table1323[[#This Row],[Rebate Category]],Table1[PrescribedSource - Rebate ID],0))),\"\")","v":""},null,null,null,{"$f":"IFERROR(INDEX(Table1[Rebate],MATCH(Table1323[[#This Row],[Lamp / Luminaire Category]]&Table1323[[#This Row],[Rebate Category]],Table1[PrescribedSource - Rebate ID],0))*Table1323[[#This Row],[Quantity of luminaires]],0)","v":0},{"$f":"IF(OR(Table1323[[#This Row],[Automatic Controls?]]=\"Fixture integrated Occupancy / Daylight Harvesting sensor\",Table1323[[#This Row],[Automatic Controls?]]=\"Ceiling / wall mounted Occupancy / Daylight Harvesting sensor\",Table1323[[#This Row],[Automatic Controls?]]=\"Timer\"),45*Table1323[[#This Row],[Number of occupancy sensors]],\"\")","v":""},{"$f":"IFERROR(IF(Table1323[[#This Row],[Controls Rebate]]=\"\",0,Table1323[[#This Row],[Controls Rebate]])+Table1323[[#This Row],[Lighting Rebate]],\"\")","v":0},{"$f":"IFERROR(INDEX(Table1[Rebate Savings],MATCH(Table1323[[#This Row],[Lamp / Luminaire Category]]&Table1323[[#This Row],[Rebate Category]],Table1[PrescribedSource - Rebate ID],0))*Table1323[[#This Row],[Quantity of luminaires]]/1000,0)","v":0},{"$f":"IFERROR(Table1323[[#This Row],[Rebate kW Savings]]*IF(Table1323[[#This Row],[Assumed hours from space type]]=\"user defined\",Table1323[[#This Row],[Baseline Operating hours]],Table1323[[#This Row],[Assumed hours from space type]]),0)","v":0},{"$f":"IF(OR(Table1323[[#This Row],[Automatic Controls?]]=\"Fixture integrated occupancy sensor\",Table1323[[#This Row],[Automatic Controls?]]=\"Ceiling / wall mounted occupancy sensor\"),Table1323[[#This Row],[Quantity of luminaires]]*IF(Table1323[[#This Row],[Rebate Category]]<>\"\",INDEX(Table1[Retrofit W],MATCH(Table1323[[#This Row],[Rebate Category]],Table1[BC Hydro Rebate Category],0)),Table1323[[#This Row],[Retrofit W defined by user (no rebate)]])/1000*IF(Table1323[[#This Row],[Assumed hours from space type]]=\"user defined\",Table1323[[#This Row],[Baseline Operating hours]],Table1323[[#This Row],[Assumed hours from space type]])*0.2,0)","v":0},{"$f":"Table1323[[#This Row],[Rebate kWh savings]]+Table1323[[#This Row],[Controls Rebate kWh Savings]]","v":0},{"$f":"IFERROR(IF(Table1323[[#This Row],[Quantity of luminaires]]=\"\",\"\",IF(Table1323[[#This Row],[Lamp / Luminaire Category]]=\"No eligible rebate\",(Table1323[[#This Row],[Baseline W defined by user]]-Table1323[[#This Row],[Retrofit W defined by user (no rebate)]])*Table1323[[#This Row],[Quantity of luminaires]]/1000,(Table1323[[#This Row],[Assumed Baseline W by source]]-Table1323[[#This Row],[LED Luminaire W by rebate]])*Table1323[[#This Row],[Quantity of luminaires]]/1000)),0)","v":""},{"$f":"IFERROR(IF(Table1323[[#This Row],[Lamp / Luminaire Category]]=\"No eligible rebate\",Table1323[[#This Row],[Quantity of luminaires]]*(Table1323[[#This Row],[Baseline W defined by user]]-Table1323[[#This Row],[Retrofit W defined by user (no rebate)]])/1000*IF(Table1323[[#This Row],[Assumed hours from space type]]=\"user defined\",Table1323[[#This Row],[Baseline Operating hours]],Table1323[[#This Row],[Assumed hours from space type]])+Table1323[[#This Row],[Controls Rebate kWh Savings]],Table1323[[#This Row],[Quantity of luminaires]]*(INDEX(Table1[Actual Baseline W],MATCH(Table1323[[#This Row],[Lamp / Luminaire Category]]&Table1323[[#This Row],[Rebate Category]],Table1[PrescribedSource - Rebate ID],0))/1000-Table1323[[#This Row],[LED Luminaire W by rebate]]/1000)*IF(Table1323[[#This Row],[Assumed hours from space type]]=\"user defined\",Table1323[[#This Row],[Baseline Operating hours]],Table1323[[#This Row],[Assumed hours from space type]])+Table1323[[#This Row],[Controls Rebate kWh Savings]]),0)","v":0},{"$f":"IFERROR(IF(Table1323[[#This Row],[Rebate kW Savings]]=0,Table1323[[#This Row],[Demand Savings, kW]],INDEX(Table1[Actual Savings],MATCH(Table1323[[#This Row],[Lamp / Luminaire Category]]&Table1323[[#This Row],[Rebate Category]],Table1[PrescribedSource - Rebate ID],0))*Table1323[[#This Row],[Quantity of luminaires]]/1000),0)","v":""},{"$f":"IFERROR(Table1323[[#This Row],[BC Housing Site kW Savings]]*IF(Table1323[[#This Row],[Assumed hours from space type]]=\"user defined\",Table1323[[#This Row],[Baseline Operating hours]],Table1323[[#This Row],[Assumed hours from space type]])+Table1323[[#This Row],[Controls Rebate kWh Savings]],0)","v":0},{"$f":"IFERROR(IF(Table1323[[#This Row],[Lamp / Luminaire Category]]=\"No eligible rebate\",Table1323[[#This Row],[Lighting Technology]]&\" retrofit with no rebate\",Table1323[[#This Row],[Rebate Category]]),\"\")","v":0},{"$f":"IF(Table1323[[#This Row],[Lamp / Luminaire Category]]=\"No eligible rebate\",1,0)","v":0},{"$f":"IFERROR(IF(IF(Table1323[[#This Row],[Assumed hours from space type]]=\"user defined\",Table1323[[#This Row],[Baseline Operating hours]],Table1323[[#This Row],[Assumed hours from space type]])<3600,0,IF(AND(IF(Table1323[[#This Row],[Assumed hours from space type]]=\"user defined\",Table1323[[#This Row],[Baseline Operating hours]],Table1323[[#This Row],[Assumed hours from space type]])>=3600,OR(Table1323[[#This Row],[Automatic Controls?]]=\"None\",Table1323[[#This Row],[Automatic Controls?]]=\"\")),IF(Table1323[[#This Row],[Lamp / Luminaire Category]]=\"No eligible rebate\",Table1323[[#This Row],[Baseline W defined by user]]-Table1323[[#This Row],[Retrofit W defined by user (no rebate)]],Table1323[[#This Row],[Assumed Baseline W by source]]-Table1323[[#This Row],[LED Luminaire W by rebate]]),IF(AND(IF(Table1323[[#This Row],[Assumed hours from space type]]=\"user defined\",Table1323[[#This Row],[Baseline Operating hours]],Table1323[[#This Row],[Assumed hours from space type]])>=(3600/0.8),OR(Table1323[[#This Row],[Automatic Controls?]]=\"Fixture integrated occupancy sensor\",Table1323[[#This Row],[Automatic Controls?]]=\"Ceiling / wall mounted occupancy sensor\")),IF(Table1323[[#This Row],[Lamp / Luminaire Category]]=\"No eligible rebate\",(Table1323[[#This Row],[Baseline W defined by user]]-Table1323[[#This Row],[Retrofit W defined by user (no rebate)]]),Table1323[[#This Row],[Assumed Baseline W by source]]-Table1323[[#This Row],[LED Luminaire W by rebate]]),IF(AND(IF(Table1323[[#This Row],[Assumed hours from space type]]=\"user defined\",Table1323[[#This Row],[Baseline Operating hours]],Table1323[[#This Row],[Assumed hours from space type]])<(3600/0.8),OR(Table1323[[#This Row],[Automatic Controls?]]=\"Fixture integrated occupancy sensor\",Table1323[[#This Row],[Automatic Controls?]]=\"Ceiling / wall mounted occupancy sensor\")),IF(Table1323[[#This Row],[Lamp / Luminaire Category]]=\"No eligible rebate\",Table1323[[#This Row],[Baseline W defined by user]],Table1323[[#This Row],[Assumed Baseline W by source]])))))*Table1323[[#This Row],[Quantity of luminaires]]/1000,\"\")","v":""},{"$f":"Table1323[[#This Row],[LED lamp/luminaire retrofit part '#]]","v":0},{"$f":"IF(Table1323[[#This Row],[Rebate Unit]]=\"per lamp\",INDEX(Table1[Number of Lamps],MATCH(Table1323[[#This Row],[Lamp / Luminaire Category]]&Table1323[[#This Row],[Rebate Category]],Table1[PrescribedSource - Rebate ID],0)),1)*Table1323[[#This Row],[Quantity of luminaires]]","v":0},{"$f":"IFERROR(IF(Table1323[[#This Row],[Lamp / Luminaire Category]]=\"No eligible rebate\",\"no eligible rebate\",INDEX(Table1[BC Hydro xRM ECM],MATCH(Table1323[[#This Row],[Lamp / Luminaire Category]]&Table1323[[#This Row],[Rebate Category]],Table1[PrescribedSource - Rebate ID],0))),\"\")","v":""}]
[null,{"$f":"IF(Table1323[[#This Row],[Space Type]]=\"\",\"\",\"L-\"&ROW(204:204))","v":""},null,null,null,null,null,null,null,{"$f":"IFERROR(IF(Table1323[[#This Row],[Space Type]]=\"\",\"\",IF(Table1323[[#This Row],[Lamp / Luminaire Category]]=\"No eligible rebate\",\"\",IF(Table1323[[#This Row],[Rebate Category]]=\"\",\"select rebate\",INDEX(Table1[Actual Baseline W],MATCH(Table1323[[#This Row],[Lamp / Luminaire Category]]&Table1323[[#This Row],[Rebate Category]],Table1[PrescribedSource - Rebate ID],0))))),\"\")","v":""},{"$f":"IFERROR(IF(Table1323[[#This Row],[No]]=\"\",\"\",IF(Table1323[[#This Row],[Space Type]]=\"\",\"select Space Type\",IF(Table1323[[#This Row],[Baseline Operating hours]]<>\"\",\"user defined\",INDEX(Table5[Hours],MATCH(Table1323[[#This Row],[Space Type]],Table5[Space Type],0))))),\"\")","v":""},null,{"$f":"IFERROR(INDEX(Table1[Rebate],MATCH(Table1323[[#This Row],[Lamp / Luminaire Category]]&Table1323[[#This Row],[Rebate Category]],Table1[PrescribedSource - Rebate ID],0)),\"\")","v":""},{"$f":"IFERROR(INDEX(Table1[Rebate Unit],MATCH(Table1323[[#This Row],[Lamp / Luminaire Category]]&Table1323[[#This Row],[Rebate Category]],Table1[PrescribedSource - Rebate ID],0)),\"\")","v":""},null,{"$f":"IFERROR(IF(Table1323[[#This Row],[Lamp / Luminaire Category]]=\"No eligible rebate\",\"no rebate\",INDEX(Table1[Retrofit W],MATCH(Table1323[[#This Row],[Lamp / Luminaire Category]]&Table1323[[#This Row],[Rebate Category]],Table1[PrescribedSource - Rebate ID],0))),\"\")","v":""},null,null,null,{"$f":"IFERROR(INDEX(Table1[Rebate],MATCH(Table1323[[#This Row],[Lamp / Luminaire Category]]&Table1323[[#This Row],[Rebate Category]],Table1[PrescribedSource - Rebate ID],0))*Table1323[[#This Row],[Quantity of luminaires]],0)","v":0},{"$f":"IF(OR(Table1323[[#This Row],[Automatic Controls?]]=\"Fixture integrated Occupancy / Daylight Harvesting sensor\",Table1323[[#This Row],[Automatic Controls?]]=\"Ceiling / wall mounted Occupancy / Daylight Harvesting sensor\",Table1323[[#This Row],[Automatic Controls?]]=\"Timer\"),45*Table1323[[#This Row],[Number of occupancy sensors]],\"\")","v":""},{"$f":"IFERROR(IF(Table1323[[#This Row],[Controls Rebate]]=\"\",0,Table1323[[#This Row],[Controls Rebate]])+Table1323[[#This Row],[Lighting Rebate]],\"\")","v":0},{"$f":"IFERROR(INDEX(Table1[Rebate Savings],MATCH(Table1323[[#This Row],[Lamp / Luminaire Category]]&Table1323[[#This Row],[Rebate Category]],Table1[PrescribedSource - Rebate ID],0))*Table1323[[#This Row],[Quantity of luminaires]]/1000,0)","v":0},{"$f":"IFERROR(Table1323[[#This Row],[Rebate kW Savings]]*IF(Table1323[[#This Row],[Assumed hours from space type]]=\"user defined\",Table1323[[#This Row],[Baseline Operating hours]],Table1323[[#This Row],[Assumed hours from space type]]),0)","v":0},{"$f":"IF(OR(Table1323[[#This Row],[Automatic Controls?]]=\"Fixture integrated occupancy sensor\",Table1323[[#This Row],[Automatic Controls?]]=\"Ceiling / wall mounted occupancy sensor\"),Table1323[[#This Row],[Quantity of luminaires]]*IF(Table1323[[#This Row],[Rebate Category]]<>\"\",INDEX(Table1[Retrofit W],MATCH(Table1323[[#This Row],[Rebate Category]],Table1[BC Hydro Rebate Category],0)),Table1323[[#This Row],[Retrofit W defined by user (no rebate)]])/1000*IF(Table1323[[#This Row],[Assumed hours from space type]]=\"user defined\",Table1323[[#This Row],[Baseline Operating hours]],Table1323[[#This Row],[Assumed hours from space type]])*0.2,0)","v":0},{"$f":"Table1323[[#This Row],[Rebate kWh savings]]+Table1323[[#This Row],[Controls Rebate kWh Savings]]","v":0},{"$f":"IFERROR(IF(Table1323[[#This Row],[Quantity of luminaires]]=\"\",\"\",IF(Table1323[[#This Row],[Lamp / Luminaire Category]]=\"No eligible rebate\",(Table1323[[#This Row],[Baseline W defined by user]]-Table1323[[#This Row],[Retrofit W defined by user (no rebate)]])*Table1323[[#This Row],[Quantity of luminaires]]/1000,(Table1323[[#This Row],[Assumed Baseline W by source]]-Table1323[[#This Row],[LED Luminaire W by rebate]])*Table1323[[#This Row],[Quantity of luminaires]]/1000)),0)","v":""},{"$f":"IFERROR(IF(Table1323[[#This Row],[Lamp / Luminaire Category]]=\"No eligible rebate\",Table1323[[#This Row],[Quantity of luminaires]]*(Table1323[[#This Row],[Baseline W defined by user]]-Table1323[[#This Row],[Retrofit W defined by user (no rebate)]])/1000*IF(Table1323[[#This Row],[Assumed hours from space type]]=\"user defined\",Table1323[[#This Row],[Baseline Operating hours]],Table1323[[#This Row],[Assumed hours from space type]])+Table1323[[#This Row],[Controls Rebate kWh Savings]],Table1323[[#This Row],[Quantity of luminaires]]*(INDEX(Table1[Actual Baseline W],MATCH(Table1323[[#This Row],[Lamp / Luminaire Category]]&Table1323[[#This Row],[Rebate Category]],Table1[PrescribedSource - Rebate ID],0))/1000-Table1323[[#This Row],[LED Luminaire W by rebate]]/1000)*IF(Table1323[[#This Row],[Assumed hours from space type]]=\"user defined\",Table1323[[#This Row],[Baseline Operating hours]],Table1323[[#This Row],[Assumed hours from space type]])+Table1323[[#This Row],[Controls Rebate kWh Savings]]),0)","v":0},{"$f":"IFERROR(IF(Table1323[[#This Row],[Rebate kW Savings]]=0,Table1323[[#This Row],[Demand Savings, kW]],INDEX(Table1[Actual Savings],MATCH(Table1323[[#This Row],[Lamp / Luminaire Category]]&Table1323[[#This Row],[Rebate Category]],Table1[PrescribedSource - Rebate ID],0))*Table1323[[#This Row],[Quantity of luminaires]]/1000),0)","v":""},{"$f":"IFERROR(Table1323[[#This Row],[BC Housing Site kW Savings]]*IF(Table1323[[#This Row],[Assumed hours from space type]]=\"user defined\",Table1323[[#This Row],[Baseline Operating hours]],Table1323[[#This Row],[Assumed hours from space type]])+Table1323[[#This Row],[Controls Rebate kWh Savings]],0)","v":0},{"$f":"IFERROR(IF(Table1323[[#This Row],[Lamp / Luminaire Category]]=\"No eligible rebate\",Table1323[[#This Row],[Lighting Technology]]&\" retrofit with no rebate\",Table1323[[#This Row],[Rebate Category]]),\"\")","v":0},{"$f":"IF(Table1323[[#This Row],[Lamp / Luminaire Category]]=\"No eligible rebate\",1,0)","v":0},{"$f":"IFERROR(IF(IF(Table1323[[#This Row],[Assumed hours from space type]]=\"user defined\",Table1323[[#This Row],[Baseline Operating hours]],Table1323[[#This Row],[Assumed hours from space type]])<3600,0,IF(AND(IF(Table1323[[#This Row],[Assumed hours from space type]]=\"user defined\",Table1323[[#This Row],[Baseline Operating hours]],Table1323[[#This Row],[Assumed hours from space type]])>=3600,OR(Table1323[[#This Row],[Automatic Controls?]]=\"None\",Table1323[[#This Row],[Automatic Controls?]]=\"\")),IF(Table1323[[#This Row],[Lamp / Luminaire Category]]=\"No eligible rebate\",Table1323[[#This Row],[Baseline W defined by user]]-Table1323[[#This Row],[Retrofit W defined by user (no rebate)]],Table1323[[#This Row],[Assumed Baseline W by source]]-Table1323[[#This Row],[LED Luminaire W by rebate]]),IF(AND(IF(Table1323[[#This Row],[Assumed hours from space type]]=\"user defined\",Table1323[[#This Row],[Baseline Operating hours]],Table1323[[#This Row],[Assumed hours from space type]])>=(3600/0.8),OR(Table1323[[#This Row],[Automatic Controls?]]=\"Fixture integrated occupancy sensor\",Table1323[[#This Row],[Automatic Controls?]]=\"Ceiling / wall mounted occupancy sensor\")),IF(Table1323[[#This Row],[Lamp / Luminaire Category]]=\"No eligible rebate\",(Table1323[[#This Row],[Baseline W defined by user]]-Table1323[[#This Row],[Retrofit W defined by user (no rebate)]]),Table1323[[#This Row],[Assumed Baseline W by source]]-Table1323[[#This Row],[LED Luminaire W by rebate]]),IF(AND(IF(Table1323[[#This Row],[Assumed hours from space type]]=\"user defined\",Table1323[[#This Row],[Baseline Operating hours]],Table1323[[#This Row],[Assumed hours from space type]])<(3600/0.8),OR(Table1323[[#This Row],[Automatic Controls?]]=\"Fixture integrated occupancy sensor\",Table1323[[#This Row],[Automatic Controls?]]=\"Ceiling / wall mounted occupancy sensor\")),IF(Table1323[[#This Row],[Lamp / Luminaire Category]]=\"No eligible rebate\",Table1323[[#This Row],[Baseline W defined by user]],Table1323[[#This Row],[Assumed Baseline W by source]])))))*Table1323[[#This Row],[Quantity of luminaires]]/1000,\"\")","v":""},{"$f":"Table1323[[#This Row],[LED lamp/luminaire retrofit part '#]]","v":0},{"$f":"IF(Table1323[[#This Row],[Rebate Unit]]=\"per lamp\",INDEX(Table1[Number of Lamps],MATCH(Table1323[[#This Row],[Lamp / Luminaire Category]]&Table1323[[#This Row],[Rebate Category]],Table1[PrescribedSource - Rebate ID],0)),1)*Table1323[[#This Row],[Quantity of luminaires]]","v":0},{"$f":"IFERROR(IF(Table1323[[#This Row],[Lamp / Luminaire Category]]=\"No eligible rebate\",\"no eligible rebate\",INDEX(Table1[BC Hydro xRM ECM],MATCH(Table1323[[#This Row],[Lamp / Luminaire Category]]&Table1323[[#This Row],[Rebate Category]],Table1[PrescribedSource - Rebate ID],0))),\"\")","v":""}]
[null,{"$f":"IF(Table1323[[#This Row],[Space Type]]=\"\",\"\",\"L-\"&ROW(205:205))","v":""},null,null,null,null,null,null,null,{"$f":"IFERROR(IF(Table1323[[#This Row],[Space Type]]=\"\",\"\",IF(Table1323[[#This Row],[Lamp / Luminaire Category]]=\"No eligible rebate\",\"\",IF(Table1323[[#This Row],[Rebate Category]]=\"\",\"select rebate\",INDEX(Table1[Actual Baseline W],MATCH(Table1323[[#This Row],[Lamp / Luminaire Category]]&Table1323[[#This Row],[Rebate Category]],Table1[PrescribedSource - Rebate ID],0))))),\"\")","v":""},{"$f":"IFERROR(IF(Table1323[[#This Row],[No]]=\"\",\"\",IF(Table1323[[#This Row],[Space Type]]=\"\",\"select Space Type\",IF(Table1323[[#This Row],[Baseline Operating hours]]<>\"\",\"user defined\",INDEX(Table5[Hours],MATCH(Table1323[[#This Row],[Space Type]],Table5[Space Type],0))))),\"\")","v":""},null,{"$f":"IFERROR(INDEX(Table1[Rebate],MATCH(Table1323[[#This Row],[Lamp / Luminaire Category]]&Table1323[[#This Row],[Rebate Category]],Table1[PrescribedSource - Rebate ID],0)),\"\")","v":""},{"$f":"IFERROR(INDEX(Table1[Rebate Unit],MATCH(Table1323[[#This Row],[Lamp / Luminaire Category]]&Table1323[[#This Row],[Rebate Category]],Table1[PrescribedSource - Rebate ID],0)),\"\")","v":""},null,{"$f":"IFERROR(IF(Table1323[[#This Row],[Lamp / Luminaire Category]]=\"No eligible rebate\",\"no rebate\",INDEX(Table1[Retrofit W],MATCH(Table1323[[#This Row],[Lamp / Luminaire Category]]&Table1323[[#This Row],[Rebate Category]],Table1[PrescribedSource - Rebate ID],0))),\"\")","v":""},null,null,null,{"$f":"IFERROR(INDEX(Table1[Rebate],MATCH(Table1323[[#This Row],[Lamp / Luminaire Category]]&Table1323[[#This Row],[Rebate Category]],Table1[PrescribedSource - Rebate ID],0))*Table1323[[#This Row],[Quantity of luminaires]],0)","v":0},{"$f":"IF(OR(Table1323[[#This Row],[Automatic Controls?]]=\"Fixture integrated Occupancy / Daylight Harvesting sensor\",Table1323[[#This Row],[Automatic Controls?]]=\"Ceiling / wall mounted Occupancy / Daylight Harvesting sensor\",Table1323[[#This Row],[Automatic Controls?]]=\"Timer\"),45*Table1323[[#This Row],[Number of occupancy sensors]],\"\")","v":""},{"$f":"IFERROR(IF(Table1323[[#This Row],[Controls Rebate]]=\"\",0,Table1323[[#This Row],[Controls Rebate]])+Table1323[[#This Row],[Lighting Rebate]],\"\")","v":0},{"$f":"IFERROR(INDEX(Table1[Rebate Savings],MATCH(Table1323[[#This Row],[Lamp / Luminaire Category]]&Table1323[[#This Row],[Rebate Category]],Table1[PrescribedSource - Rebate ID],0))*Table1323[[#This Row],[Quantity of luminaires]]/1000,0)","v":0},{"$f":"IFERROR(Table1323[[#This Row],[Rebate kW Savings]]*IF(Table1323[[#This Row],[Assumed hours from space type]]=\"user defined\",Table1323[[#This Row],[Baseline Operating hours]],Table1323[[#This Row],[Assumed hours from space type]]),0)","v":0},{"$f":"IF(OR(Table1323[[#This Row],[Automatic Controls?]]=\"Fixture integrated occupancy sensor\",Table1323[[#This Row],[Automatic Controls?]]=\"Ceiling / wall mounted occupancy sensor\"),Table1323[[#This Row],[Quantity of luminaires]]*IF(Table1323[[#This Row],[Rebate Category]]<>\"\",INDEX(Table1[Retrofit W],MATCH(Table1323[[#This Row],[Rebate Category]],Table1[BC Hydro Rebate Category],0)),Table1323[[#This Row],[Retrofit W defined by user (no rebate)]])/1000*IF(Table1323[[#This Row],[Assumed hours from space type]]=\"user defined\",Table1323[[#This Row],[Baseline Operating hours]],Table1323[[#This Row],[Assumed hours from space type]])*0.2,0)","v":0},{"$f":"Table1323[[#This Row],[Rebate kWh savings]]+Table1323[[#This Row],[Controls Rebate kWh Savings]]","v":0},{"$f":"IFERROR(IF(Table1323[[#This Row],[Quantity of luminaires]]=\"\",\"\",IF(Table1323[[#This Row],[Lamp / Luminaire Category]]=\"No eligible rebate\",(Table1323[[#This Row],[Baseline W defined by user]]-Table1323[[#This Row],[Retrofit W defined by user (no rebate)]])*Table1323[[#This Row],[Quantity of luminaires]]/1000,(Table1323[[#This Row],[Assumed Baseline W by source]]-Table1323[[#This Row],[LED Luminaire W by rebate]])*Table1323[[#This Row],[Quantity of luminaires]]/1000)),0)","v":""},{"$f":"IFERROR(IF(Table1323[[#This Row],[Lamp / Luminaire Category]]=\"No eligible rebate\",Table1323[[#This Row],[Quantity of luminaires]]*(Table1323[[#This Row],[Baseline W defined by user]]-Table1323[[#This Row],[Retrofit W defined by user (no rebate)]])/1000*IF(Table1323[[#This Row],[Assumed hours from space type]]=\"user defined\",Table1323[[#This Row],[Baseline Operating hours]],Table1323[[#This Row],[Assumed hours from space type]])+Table1323[[#This Row],[Controls Rebate kWh Savings]],Table1323[[#This Row],[Quantity of luminaires]]*(INDEX(Table1[Actual Baseline W],MATCH(Table1323[[#This Row],[Lamp / Luminaire Category]]&Table1323[[#This Row],[Rebate Category]],Table1[PrescribedSource - Rebate ID],0))/1000-Table1323[[#This Row],[LED Luminaire W by rebate]]/1000)*IF(Table1323[[#This Row],[Assumed hours from space type]]=\"user defined\",Table1323[[#This Row],[Baseline Operating hours]],Table1323[[#This Row],[Assumed hours from space type]])+Table1323[[#This Row],[Controls Rebate kWh Savings]]),0)","v":0},{"$f":"IFERROR(IF(Table1323[[#This Row],[Rebate kW Savings]]=0,Table1323[[#This Row],[Demand Savings, kW]],INDEX(Table1[Actual Savings],MATCH(Table1323[[#This Row],[Lamp / Luminaire Category]]&Table1323[[#This Row],[Rebate Category]],Table1[PrescribedSource - Rebate ID],0))*Table1323[[#This Row],[Quantity of luminaires]]/1000),0)","v":""},{"$f":"IFERROR(Table1323[[#This Row],[BC Housing Site kW Savings]]*IF(Table1323[[#This Row],[Assumed hours from space type]]=\"user defined\",Table1323[[#This Row],[Baseline Operating hours]],Table1323[[#This Row],[Assumed hours from space type]])+Table1323[[#This Row],[Controls Rebate kWh Savings]],0)","v":0},{"$f":"IFERROR(IF(Table1323[[#This Row],[Lamp / Luminaire Category]]=\"No eligible rebate\",Table1323[[#This Row],[Lighting Technology]]&\" retrofit with no rebate\",Table1323[[#This Row],[Rebate Category]]),\"\")","v":0},{"$f":"IF(Table1323[[#This Row],[Lamp / Luminaire Category]]=\"No eligible rebate\",1,0)","v":0},{"$f":"IFERROR(IF(IF(Table1323[[#This Row],[Assumed hours from space type]]=\"user defined\",Table1323[[#This Row],[Baseline Operating hours]],Table1323[[#This Row],[Assumed hours from space type]])<3600,0,IF(AND(IF(Table1323[[#This Row],[Assumed hours from space type]]=\"user defined\",Table1323[[#This Row],[Baseline Operating hours]],Table1323[[#This Row],[Assumed hours from space type]])>=3600,OR(Table1323[[#This Row],[Automatic Controls?]]=\"None\",Table1323[[#This Row],[Automatic Controls?]]=\"\")),IF(Table1323[[#This Row],[Lamp / Luminaire Category]]=\"No eligible rebate\",Table1323[[#This Row],[Baseline W defined by user]]-Table1323[[#This Row],[Retrofit W defined by user (no rebate)]],Table1323[[#This Row],[Assumed Baseline W by source]]-Table1323[[#This Row],[LED Luminaire W by rebate]]),IF(AND(IF(Table1323[[#This Row],[Assumed hours from space type]]=\"user defined\",Table1323[[#This Row],[Baseline Operating hours]],Table1323[[#This Row],[Assumed hours from space type]])>=(3600/0.8),OR(Table1323[[#This Row],[Automatic Controls?]]=\"Fixture integrated occupancy sensor\",Table1323[[#This Row],[Automatic Controls?]]=\"Ceiling / wall mounted occupancy sensor\")),IF(Table1323[[#This Row],[Lamp / Luminaire Category]]=\"No eligible rebate\",(Table1323[[#This Row],[Baseline W defined by user]]-Table1323[[#This Row],[Retrofit W defined by user (no rebate)]]),Table1323[[#This Row],[Assumed Baseline W by source]]-Table1323[[#This Row],[LED Luminaire W by rebate]]),IF(AND(IF(Table1323[[#This Row],[Assumed hours from space type]]=\"user defined\",Table1323[[#This Row],[Baseline Operating hours]],Table1323[[#This Row],[Assumed hours from space type]])<(3600/0.8),OR(Table1323[[#This Row],[Automatic Controls?]]=\"Fixture integrated occupancy sensor\",Table1323[[#This Row],[Automatic Controls?]]=\"Ceiling / wall mounted occupancy sensor\")),IF(Table1323[[#This Row],[Lamp / Luminaire Category]]=\"No eligible rebate\",Table1323[[#This Row],[Baseline W defined by user]],Table1323[[#This Row],[Assumed Baseline W by source]])))))*Table1323[[#This Row],[Quantity of luminaires]]/1000,\"\")","v":""},{"$f":"Table1323[[#This Row],[LED lamp/luminaire retrofit part '#]]","v":0},{"$f":"IF(Table1323[[#This Row],[Rebate Unit]]=\"per lamp\",INDEX(Table1[Number of Lamps],MATCH(Table1323[[#This Row],[Lamp / Luminaire Category]]&Table1323[[#This Row],[Rebate Category]],Table1[PrescribedSource - Rebate ID],0)),1)*Table1323[[#This Row],[Quantity of luminaires]]","v":0},{"$f":"IFERROR(IF(Table1323[[#This Row],[Lamp / Luminaire Category]]=\"No eligible rebate\",\"no eligible rebate\",INDEX(Table1[BC Hydro xRM ECM],MATCH(Table1323[[#This Row],[Lamp / Luminaire Category]]&Table1323[[#This Row],[Rebate Category]],Table1[PrescribedSource - Rebate ID],0))),\"\")","v":""}]
[null,{"$f":"IF(Table1323[[#This Row],[Space Type]]=\"\",\"\",\"L-\"&ROW(206:206))","v":""},null,null,null,null,null,null,null,{"$f":"IFERROR(IF(Table1323[[#This Row],[Space Type]]=\"\",\"\",IF(Table1323[[#This Row],[Lamp / Luminaire Category]]=\"No eligible rebate\",\"\",IF(Table1323[[#This Row],[Rebate Category]]=\"\",\"select rebate\",INDEX(Table1[Actual Baseline W],MATCH(Table1323[[#This Row],[Lamp / Luminaire Category]]&Table1323[[#This Row],[Rebate Category]],Table1[PrescribedSource - Rebate ID],0))))),\"\")","v":""},{"$f":"IFERROR(IF(Table1323[[#This Row],[No]]=\"\",\"\",IF(Table1323[[#This Row],[Space Type]]=\"\",\"select Space Type\",IF(Table1323[[#This Row],[Baseline Operating hours]]<>\"\",\"user defined\",INDEX(Table5[Hours],MATCH(Table1323[[#This Row],[Space Type]],Table5[Space Type],0))))),\"\")","v":""},null,{"$f":"IFERROR(INDEX(Table1[Rebate],MATCH(Table1323[[#This Row],[Lamp / Luminaire Category]]&Table1323[[#This Row],[Rebate Category]],Table1[PrescribedSource - Rebate ID],0)),\"\")","v":""},{"$f":"IFERROR(INDEX(Table1[Rebate Unit],MATCH(Table1323[[#This Row],[Lamp / Luminaire Category]]&Table1323[[#This Row],[Rebate Category]],Table1[PrescribedSource - Rebate ID],0)),\"\")","v":""},null,{"$f":"IFERROR(IF(Table1323[[#This Row],[Lamp / Luminaire Category]]=\"No eligible rebate\",\"no rebate\",INDEX(Table1[Retrofit W],MATCH(Table1323[[#This Row],[Lamp / Luminaire Category]]&Table1323[[#This Row],[Rebate Category]],Table1[PrescribedSource - Rebate ID],0))),\"\")","v":""},null,null,null,{"$f":"IFERROR(INDEX(Table1[Rebate],MATCH(Table1323[[#This Row],[Lamp / Luminaire Category]]&Table1323[[#This Row],[Rebate Category]],Table1[PrescribedSource - Rebate ID],0))*Table1323[[#This Row],[Quantity of luminaires]],0)","v":0},{"$f":"IF(OR(Table1323[[#This Row],[Automatic Controls?]]=\"Fixture integrated Occupancy / Daylight Harvesting sensor\",Table1323[[#This Row],[Automatic Controls?]]=\"Ceiling / wall mounted Occupancy / Daylight Harvesting sensor\",Table1323[[#This Row],[Automatic Controls?]]=\"Timer\"),45*Table1323[[#This Row],[Number of occupancy sensors]],\"\")","v":""},{"$f":"IFERROR(IF(Table1323[[#This Row],[Controls Rebate]]=\"\",0,Table1323[[#This Row],[Controls Rebate]])+Table1323[[#This Row],[Lighting Rebate]],\"\")","v":0},{"$f":"IFERROR(INDEX(Table1[Rebate Savings],MATCH(Table1323[[#This Row],[Lamp / Luminaire Category]]&Table1323[[#This Row],[Rebate Category]],Table1[PrescribedSource - Rebate ID],0))*Table1323[[#This Row],[Quantity of luminaires]]/1000,0)","v":0},{"$f":"IFERROR(Table1323[[#This Row],[Rebate kW Savings]]*IF(Table1323[[#This Row],[Assumed hours from space type]]=\"user defined\",Table1323[[#This Row],[Baseline Operating hours]],Table1323[[#This Row],[Assumed hours from space type]]),0)","v":0},{"$f":"IF(OR(Table1323[[#This Row],[Automatic Controls?]]=\"Fixture integrated occupancy sensor\",Table1323[[#This Row],[Automatic Controls?]]=\"Ceiling / wall mounted occupancy sensor\"),Table1323[[#This Row],[Quantity of luminaires]]*IF(Table1323[[#This Row],[Rebate Category]]<>\"\",INDEX(Table1[Retrofit W],MATCH(Table1323[[#This Row],[Rebate Category]],Table1[BC Hydro Rebate Category],0)),Table1323[[#This Row],[Retrofit W defined by user (no rebate)]])/1000*IF(Table1323[[#This Row],[Assumed hours from space type]]=\"user defined\",Table1323[[#This Row],[Baseline Operating hours]],Table1323[[#This Row],[Assumed hours from space type]])*0.2,0)","v":0},{"$f":"Table1323[[#This Row],[Rebate kWh savings]]+Table1323[[#This Row],[Controls Rebate kWh Savings]]","v":0},{"$f":"IFERROR(IF(Table1323[[#This Row],[Quantity of luminaires]]=\"\",\"\",IF(Table1323[[#This Row],[Lamp / Luminaire Category]]=\"No eligible rebate\",(Table1323[[#This Row],[Baseline W defined by user]]-Table1323[[#This Row],[Retrofit W defined by user (no rebate)]])*Table1323[[#This Row],[Quantity of luminaires]]/1000,(Table1323[[#This Row],[Assumed Baseline W by source]]-Table1323[[#This Row],[LED Luminaire W by rebate]])*Table1323[[#This Row],[Quantity of luminaires]]/1000)),0)","v":""},{"$f":"IFERROR(IF(Table1323[[#This Row],[Lamp / Luminaire Category]]=\"No eligible rebate\",Table1323[[#This Row],[Quantity of luminaires]]*(Table1323[[#This Row],[Baseline W defined by user]]-Table1323[[#This Row],[Retrofit W defined by user (no rebate)]])/1000*IF(Table1323[[#This Row],[Assumed hours from space type]]=\"user defined\",Table1323[[#This Row],[Baseline Operating hours]],Table1323[[#This Row],[Assumed hours from space type]])+Table1323[[#This Row],[Controls Rebate kWh Savings]],Table1323[[#This Row],[Quantity of luminaires]]*(INDEX(Table1[Actual Baseline W],MATCH(Table1323[[#This Row],[Lamp / Luminaire Category]]&Table1323[[#This Row],[Rebate Category]],Table1[PrescribedSource - Rebate ID],0))/1000-Table1323[[#This Row],[LED Luminaire W by rebate]]/1000)*IF(Table1323[[#This Row],[Assumed hours from space type]]=\"user defined\",Table1323[[#This Row],[Baseline Operating hours]],Table1323[[#This Row],[Assumed hours from space type]])+Table1323[[#This Row],[Controls Rebate kWh Savings]]),0)","v":0},{"$f":"IFERROR(IF(Table1323[[#This Row],[Rebate kW Savings]]=0,Table1323[[#This Row],[Demand Savings, kW]],INDEX(Table1[Actual Savings],MATCH(Table1323[[#This Row],[Lamp / Luminaire Category]]&Table1323[[#This Row],[Rebate Category]],Table1[PrescribedSource - Rebate ID],0))*Table1323[[#This Row],[Quantity of luminaires]]/1000),0)","v":""},{"$f":"IFERROR(Table1323[[#This Row],[BC Housing Site kW Savings]]*IF(Table1323[[#This Row],[Assumed hours from space type]]=\"user defined\",Table1323[[#This Row],[Baseline Operating hours]],Table1323[[#This Row],[Assumed hours from space type]])+Table1323[[#This Row],[Controls Rebate kWh Savings]],0)","v":0},{"$f":"IFERROR(IF(Table1323[[#This Row],[Lamp / Luminaire Category]]=\"No eligible rebate\",Table1323[[#This Row],[Lighting Technology]]&\" retrofit with no rebate\",Table1323[[#This Row],[Rebate Category]]),\"\")","v":0},{"$f":"IF(Table1323[[#This Row],[Lamp / Luminaire Category]]=\"No eligible rebate\",1,0)","v":0},{"$f":"IFERROR(IF(IF(Table1323[[#This Row],[Assumed hours from space type]]=\"user defined\",Table1323[[#This Row],[Baseline Operating hours]],Table1323[[#This Row],[Assumed hours from space type]])<3600,0,IF(AND(IF(Table1323[[#This Row],[Assumed hours from space type]]=\"user defined\",Table1323[[#This Row],[Baseline Operating hours]],Table1323[[#This Row],[Assumed hours from space type]])>=3600,OR(Table1323[[#This Row],[Automatic Controls?]]=\"None\",Table1323[[#This Row],[Automatic Controls?]]=\"\")),IF(Table1323[[#This Row],[Lamp / Luminaire Category]]=\"No eligible rebate\",Table1323[[#This Row],[Baseline W defined by user]]-Table1323[[#This Row],[Retrofit W defined by user (no rebate)]],Table1323[[#This Row],[Assumed Baseline W by source]]-Table1323[[#This Row],[LED Luminaire W by rebate]]),IF(AND(IF(Table1323[[#This Row],[Assumed hours from space type]]=\"user defined\",Table1323[[#This Row],[Baseline Operating hours]],Table1323[[#This Row],[Assumed hours from space type]])>=(3600/0.8),OR(Table1323[[#This Row],[Automatic Controls?]]=\"Fixture integrated occupancy sensor\",Table1323[[#This Row],[Automatic Controls?]]=\"Ceiling / wall mounted occupancy sensor\")),IF(Table1323[[#This Row],[Lamp / Luminaire Category]]=\"No eligible rebate\",(Table1323[[#This Row],[Baseline W defined by user]]-Table1323[[#This Row],[Retrofit W defined by user (no rebate)]]),Table1323[[#This Row],[Assumed Baseline W by source]]-Table1323[[#This Row],[LED Luminaire W by rebate]]),IF(AND(IF(Table1323[[#This Row],[Assumed hours from space type]]=\"user defined\",Table1323[[#This Row],[Baseline Operating hours]],Table1323[[#This Row],[Assumed hours from space type]])<(3600/0.8),OR(Table1323[[#This Row],[Automatic Controls?]]=\"Fixture integrated occupancy sensor\",Table1323[[#This Row],[Automatic Controls?]]=\"Ceiling / wall mounted occupancy sensor\")),IF(Table1323[[#This Row],[Lamp / Luminaire Category]]=\"No eligible rebate\",Table1323[[#This Row],[Baseline W defined by user]],Table1323[[#This Row],[Assumed Baseline W by source]])))))*Table1323[[#This Row],[Quantity of luminaires]]/1000,\"\")","v":""},{"$f":"Table1323[[#This Row],[LED lamp/luminaire retrofit part '#]]","v":0},{"$f":"IF(Table1323[[#This Row],[Rebate Unit]]=\"per lamp\",INDEX(Table1[Number of Lamps],MATCH(Table1323[[#This Row],[Lamp / Luminaire Category]]&Table1323[[#This Row],[Rebate Category]],Table1[PrescribedSource - Rebate ID],0)),1)*Table1323[[#This Row],[Quantity of luminaires]]","v":0},{"$f":"IFERROR(IF(Table1323[[#This Row],[Lamp / Luminaire Category]]=\"No eligible rebate\",\"no eligible rebate\",INDEX(Table1[BC Hydro xRM ECM],MATCH(Table1323[[#This Row],[Lamp / Luminaire Category]]&Table1323[[#This Row],[Rebate Category]],Table1[PrescribedSource - Rebate ID],0))),\"\")","v":""}]
[null,{"$f":"IF(Table1323[[#This Row],[Space Type]]=\"\",\"\",\"L-\"&ROW(207:207))","v":""},null,null,null,null,null,null,null,{"$f":"IFERROR(IF(Table1323[[#This Row],[Space Type]]=\"\",\"\",IF(Table1323[[#This Row],[Lamp / Luminaire Category]]=\"No eligible rebate\",\"\",IF(Table1323[[#This Row],[Rebate Category]]=\"\",\"select rebate\",INDEX(Table1[Actual Baseline W],MATCH(Table1323[[#This Row],[Lamp / Luminaire Category]]&Table1323[[#This Row],[Rebate Category]],Table1[PrescribedSource - Rebate ID],0))))),\"\")","v":""},{"$f":"IFERROR(IF(Table1323[[#This Row],[No]]=\"\",\"\",IF(Table1323[[#This Row],[Space Type]]=\"\",\"select Space Type\",IF(Table1323[[#This Row],[Baseline Operating hours]]<>\"\",\"user defined\",INDEX(Table5[Hours],MATCH(Table1323[[#This Row],[Space Type]],Table5[Space Type],0))))),\"\")","v":""},null,{"$f":"IFERROR(INDEX(Table1[Rebate],MATCH(Table1323[[#This Row],[Lamp / Luminaire Category]]&Table1323[[#This Row],[Rebate Category]],Table1[PrescribedSource - Rebate ID],0)),\"\")","v":""},{"$f":"IFERROR(INDEX(Table1[Rebate Unit],MATCH(Table1323[[#This Row],[Lamp / Luminaire Category]]&Table1323[[#This Row],[Rebate Category]],Table1[PrescribedSource - Rebate ID],0)),\"\")","v":""},null,{"$f":"IFERROR(IF(Table1323[[#This Row],[Lamp / Luminaire Category]]=\"No eligible rebate\",\"no rebate\",INDEX(Table1[Retrofit W],MATCH(Table1323[[#This Row],[Lamp / Luminaire Category]]&Table1323[[#This Row],[Rebate Category]],Table1[PrescribedSource - Rebate ID],0))),\"\")","v":""},null,null,null,{"$f":"IFERROR(INDEX(Table1[Rebate],MATCH(Table1323[[#This Row],[Lamp / Luminaire Category]]&Table1323[[#This Row],[Rebate Category]],Table1[PrescribedSource - Rebate ID],0))*Table1323[[#This Row],[Quantity of luminaires]],0)","v":0},{"$f":"IF(OR(Table1323[[#This Row],[Automatic Controls?]]=\"Fixture integrated Occupancy / Daylight Harvesting sensor\",Table1323[[#This Row],[Automatic Controls?]]=\"Ceiling / wall mounted Occupancy / Daylight Harvesting sensor\",Table1323[[#This Row],[Automatic Controls?]]=\"Timer\"),45*Table1323[[#This Row],[Number of occupancy sensors]],\"\")","v":""},{"$f":"IFERROR(IF(Table1323[[#This Row],[Controls Rebate]]=\"\",0,Table1323[[#This Row],[Controls Rebate]])+Table1323[[#This Row],[Lighting Rebate]],\"\")","v":0},{"$f":"IFERROR(INDEX(Table1[Rebate Savings],MATCH(Table1323[[#This Row],[Lamp / Luminaire Category]]&Table1323[[#This Row],[Rebate Category]],Table1[PrescribedSource - Rebate ID],0))*Table1323[[#This Row],[Quantity of luminaires]]/1000,0)","v":0},{"$f":"IFERROR(Table1323[[#This Row],[Rebate kW Savings]]*IF(Table1323[[#This Row],[Assumed hours from space type]]=\"user defined\",Table1323[[#This Row],[Baseline Operating hours]],Table1323[[#This Row],[Assumed hours from space type]]),0)","v":0},{"$f":"IF(OR(Table1323[[#This Row],[Automatic Controls?]]=\"Fixture integrated occupancy sensor\",Table1323[[#This Row],[Automatic Controls?]]=\"Ceiling / wall mounted occupancy sensor\"),Table1323[[#This Row],[Quantity of luminaires]]*IF(Table1323[[#This Row],[Rebate Category]]<>\"\",INDEX(Table1[Retrofit W],MATCH(Table1323[[#This Row],[Rebate Category]],Table1[BC Hydro Rebate Category],0)),Table1323[[#This Row],[Retrofit W defined by user (no rebate)]])/1000*IF(Table1323[[#This Row],[Assumed hours from space type]]=\"user defined\",Table1323[[#This Row],[Baseline Operating hours]],Table1323[[#This Row],[Assumed hours from space type]])*0.2,0)","v":0},{"$f":"Table1323[[#This Row],[Rebate kWh savings]]+Table1323[[#This Row],[Controls Rebate kWh Savings]]","v":0},{"$f":"IFERROR(IF(Table1323[[#This Row],[Quantity of luminaires]]=\"\",\"\",IF(Table1323[[#This Row],[Lamp / Luminaire Category]]=\"No eligible rebate\",(Table1323[[#This Row],[Baseline W defined by user]]-Table1323[[#This Row],[Retrofit W defined by user (no rebate)]])*Table1323[[#This Row],[Quantity of luminaires]]/1000,(Table1323[[#This Row],[Assumed Baseline W by source]]-Table1323[[#This Row],[LED Luminaire W by rebate]])*Table1323[[#This Row],[Quantity of luminaires]]/1000)),0)","v":""},{"$f":"IFERROR(IF(Table1323[[#This Row],[Lamp / Luminaire Category]]=\"No eligible rebate\",Table1323[[#This Row],[Quantity of luminaires]]*(Table1323[[#This Row],[Baseline W defined by user]]-Table1323[[#This Row],[Retrofit W defined by user (no rebate)]])/1000*IF(Table1323[[#This Row],[Assumed hours from space type]]=\"user defined\",Table1323[[#This Row],[Baseline Operating hours]],Table1323[[#This Row],[Assumed hours from space type]])+Table1323[[#This Row],[Controls Rebate kWh Savings]],Table1323[[#This Row],[Quantity of luminaires]]*(INDEX(Table1[Actual Baseline W],MATCH(Table1323[[#This Row],[Lamp / Luminaire Category]]&Table1323[[#This Row],[Rebate Category]],Table1[PrescribedSource - Rebate ID],0))/1000-Table1323[[#This Row],[LED Luminaire W by rebate]]/1000)*IF(Table1323[[#This Row],[Assumed hours from space type]]=\"user defined\",Table1323[[#This Row],[Baseline Operating hours]],Table1323[[#This Row],[Assumed hours from space type]])+Table1323[[#This Row],[Controls Rebate kWh Savings]]),0)","v":0},{"$f":"IFERROR(IF(Table1323[[#This Row],[Rebate kW Savings]]=0,Table1323[[#This Row],[Demand Savings, kW]],INDEX(Table1[Actual Savings],MATCH(Table1323[[#This Row],[Lamp / Luminaire Category]]&Table1323[[#This Row],[Rebate Category]],Table1[PrescribedSource - Rebate ID],0))*Table1323[[#This Row],[Quantity of luminaires]]/1000),0)","v":""},{"$f":"IFERROR(Table1323[[#This Row],[BC Housing Site kW Savings]]*IF(Table1323[[#This Row],[Assumed hours from space type]]=\"user defined\",Table1323[[#This Row],[Baseline Operating hours]],Table1323[[#This Row],[Assumed hours from space type]])+Table1323[[#This Row],[Controls Rebate kWh Savings]],0)","v":0},{"$f":"IFERROR(IF(Table1323[[#This Row],[Lamp / Luminaire Category]]=\"No eligible rebate\",Table1323[[#This Row],[Lighting Technology]]&\" retrofit with no rebate\",Table1323[[#This Row],[Rebate Category]]),\"\")","v":0},{"$f":"IF(Table1323[[#This Row],[Lamp / Luminaire Category]]=\"No eligible rebate\",1,0)","v":0},{"$f":"IFERROR(IF(IF(Table1323[[#This Row],[Assumed hours from space type]]=\"user defined\",Table1323[[#This Row],[Baseline Operating hours]],Table1323[[#This Row],[Assumed hours from space type]])<3600,0,IF(AND(IF(Table1323[[#This Row],[Assumed hours from space type]]=\"user defined\",Table1323[[#This Row],[Baseline Operating hours]],Table1323[[#This Row],[Assumed hours from space type]])>=3600,OR(Table1323[[#This Row],[Automatic Controls?]]=\"None\",Table1323[[#This Row],[Automatic Controls?]]=\"\")),IF(Table1323[[#This Row],[Lamp / Luminaire Category]]=\"No eligible rebate\",Table1323[[#This Row],[Baseline W defined by user]]-Table1323[[#This Row],[Retrofit W defined by user (no rebate)]],Table1323[[#This Row],[Assumed Baseline W by source]]-Table1323[[#This Row],[LED Luminaire W by rebate]]),IF(AND(IF(Table1323[[#This Row],[Assumed hours from space type]]=\"user defined\",Table1323[[#This Row],[Baseline Operating hours]],Table1323[[#This Row],[Assumed hours from space type]])>=(3600/0.8),OR(Table1323[[#This Row],[Automatic Controls?]]=\"Fixture integrated occupancy sensor\",Table1323[[#This Row],[Automatic Controls?]]=\"Ceiling / wall mounted occupancy sensor\")),IF(Table1323[[#This Row],[Lamp / Luminaire Category]]=\"No eligible rebate\",(Table1323[[#This Row],[Baseline W defined by user]]-Table1323[[#This Row],[Retrofit W defined by user (no rebate)]]),Table1323[[#This Row],[Assumed Baseline W by source]]-Table1323[[#This Row],[LED Luminaire W by rebate]]),IF(AND(IF(Table1323[[#This Row],[Assumed hours from space type]]=\"user defined\",Table1323[[#This Row],[Baseline Operating hours]],Table1323[[#This Row],[Assumed hours from space type]])<(3600/0.8),OR(Table1323[[#This Row],[Automatic Controls?]]=\"Fixture integrated occupancy sensor\",Table1323[[#This Row],[Automatic Controls?]]=\"Ceiling / wall mounted occupancy sensor\")),IF(Table1323[[#This Row],[Lamp / Luminaire Category]]=\"No eligible rebate\",Table1323[[#This Row],[Baseline W defined by user]],Table1323[[#This Row],[Assumed Baseline W by source]])))))*Table1323[[#This Row],[Quantity of luminaires]]/1000,\"\")","v":""},{"$f":"Table1323[[#This Row],[LED lamp/luminaire retrofit part '#]]","v":0},{"$f":"IF(Table1323[[#This Row],[Rebate Unit]]=\"per lamp\",INDEX(Table1[Number of Lamps],MATCH(Table1323[[#This Row],[Lamp / Luminaire Category]]&Table1323[[#This Row],[Rebate Category]],Table1[PrescribedSource - Rebate ID],0)),1)*Table1323[[#This Row],[Quantity of luminaires]]","v":0},{"$f":"IFERROR(IF(Table1323[[#This Row],[Lamp / Luminaire Category]]=\"No eligible rebate\",\"no eligible rebate\",INDEX(Table1[BC Hydro xRM ECM],MATCH(Table1323[[#This Row],[Lamp / Luminaire Category]]&Table1323[[#This Row],[Rebate Category]],Table1[PrescribedSource - Rebate ID],0))),\"\")","v":""}]
[null,{"$f":"IF(Table1323[[#This Row],[Space Type]]=\"\",\"\",\"L-\"&ROW(208:208))","v":""},null,null,null,null,null,null,null,{"$f":"IFERROR(IF(Table1323[[#This Row],[Space Type]]=\"\",\"\",IF(Table1323[[#This Row],[Lamp / Luminaire Category]]=\"No eligible rebate\",\"\",IF(Table1323[[#This Row],[Rebate Category]]=\"\",\"select rebate\",INDEX(Table1[Actual Baseline W],MATCH(Table1323[[#This Row],[Lamp / Luminaire Category]]&Table1323[[#This Row],[Rebate Category]],Table1[PrescribedSource - Rebate ID],0))))),\"\")","v":""},{"$f":"IFERROR(IF(Table1323[[#This Row],[No]]=\"\",\"\",IF(Table1323[[#This Row],[Space Type]]=\"\",\"select Space Type\",IF(Table1323[[#This Row],[Baseline Operating hours]]<>\"\",\"user defined\",INDEX(Table5[Hours],MATCH(Table1323[[#This Row],[Space Type]],Table5[Space Type],0))))),\"\")","v":""},null,{"$f":"IFERROR(INDEX(Table1[Rebate],MATCH(Table1323[[#This Row],[Lamp / Luminaire Category]]&Table1323[[#This Row],[Rebate Category]],Table1[PrescribedSource - Rebate ID],0)),\"\")","v":""},{"$f":"IFERROR(INDEX(Table1[Rebate Unit],MATCH(Table1323[[#This Row],[Lamp / Luminaire Category]]&Table1323[[#This Row],[Rebate Category]],Table1[PrescribedSource - Rebate ID],0)),\"\")","v":""},null,{"$f":"IFERROR(IF(Table1323[[#This Row],[Lamp / Luminaire Category]]=\"No eligible rebate\",\"no rebate\",INDEX(Table1[Retrofit W],MATCH(Table1323[[#This Row],[Lamp / Luminaire Category]]&Table1323[[#This Row],[Rebate Category]],Table1[PrescribedSource - Rebate ID],0))),\"\")","v":""},null,null,null,{"$f":"IFERROR(INDEX(Table1[Rebate],MATCH(Table1323[[#This Row],[Lamp / Luminaire Category]]&Table1323[[#This Row],[Rebate Category]],Table1[PrescribedSource - Rebate ID],0))*Table1323[[#This Row],[Quantity of luminaires]],0)","v":0},{"$f":"IF(OR(Table1323[[#This Row],[Automatic Controls?]]=\"Fixture integrated Occupancy / Daylight Harvesting sensor\",Table1323[[#This Row],[Automatic Controls?]]=\"Ceiling / wall mounted Occupancy / Daylight Harvesting sensor\",Table1323[[#This Row],[Automatic Controls?]]=\"Timer\"),45*Table1323[[#This Row],[Number of occupancy sensors]],\"\")","v":""},{"$f":"IFERROR(IF(Table1323[[#This Row],[Controls Rebate]]=\"\",0,Table1323[[#This Row],[Controls Rebate]])+Table1323[[#This Row],[Lighting Rebate]],\"\")","v":0},{"$f":"IFERROR(INDEX(Table1[Rebate Savings],MATCH(Table1323[[#This Row],[Lamp / Luminaire Category]]&Table1323[[#This Row],[Rebate Category]],Table1[PrescribedSource - Rebate ID],0))*Table1323[[#This Row],[Quantity of luminaires]]/1000,0)","v":0},{"$f":"IFERROR(Table1323[[#This Row],[Rebate kW Savings]]*IF(Table1323[[#This Row],[Assumed hours from space type]]=\"user defined\",Table1323[[#This Row],[Baseline Operating hours]],Table1323[[#This Row],[Assumed hours from space type]]),0)","v":0},{"$f":"IF(OR(Table1323[[#This Row],[Automatic Controls?]]=\"Fixture integrated occupancy sensor\",Table1323[[#This Row],[Automatic Controls?]]=\"Ceiling / wall mounted occupancy sensor\"),Table1323[[#This Row],[Quantity of luminaires]]*IF(Table1323[[#This Row],[Rebate Category]]<>\"\",INDEX(Table1[Retrofit W],MATCH(Table1323[[#This Row],[Rebate Category]],Table1[BC Hydro Rebate Category],0)),Table1323[[#This Row],[Retrofit W defined by user (no rebate)]])/1000*IF(Table1323[[#This Row],[Assumed hours from space type]]=\"user defined\",Table1323[[#This Row],[Baseline Operating hours]],Table1323[[#This Row],[Assumed hours from space type]])*0.2,0)","v":0},{"$f":"Table1323[[#This Row],[Rebate kWh savings]]+Table1323[[#This Row],[Controls Rebate kWh Savings]]","v":0},{"$f":"IFERROR(IF(Table1323[[#This Row],[Quantity of luminaires]]=\"\",\"\",IF(Table1323[[#This Row],[Lamp / Luminaire Category]]=\"No eligible rebate\",(Table1323[[#This Row],[Baseline W defined by user]]-Table1323[[#This Row],[Retrofit W defined by user (no rebate)]])*Table1323[[#This Row],[Quantity of luminaires]]/1000,(Table1323[[#This Row],[Assumed Baseline W by source]]-Table1323[[#This Row],[LED Luminaire W by rebate]])*Table1323[[#This Row],[Quantity of luminaires]]/1000)),0)","v":""},{"$f":"IFERROR(IF(Table1323[[#This Row],[Lamp / Luminaire Category]]=\"No eligible rebate\",Table1323[[#This Row],[Quantity of luminaires]]*(Table1323[[#This Row],[Baseline W defined by user]]-Table1323[[#This Row],[Retrofit W defined by user (no rebate)]])/1000*IF(Table1323[[#This Row],[Assumed hours from space type]]=\"user defined\",Table1323[[#This Row],[Baseline Operating hours]],Table1323[[#This Row],[Assumed hours from space type]])+Table1323[[#This Row],[Controls Rebate kWh Savings]],Table1323[[#This Row],[Quantity of luminaires]]*(INDEX(Table1[Actual Baseline W],MATCH(Table1323[[#This Row],[Lamp / Luminaire Category]]&Table1323[[#This Row],[Rebate Category]],Table1[PrescribedSource - Rebate ID],0))/1000-Table1323[[#This Row],[LED Luminaire W by rebate]]/1000)*IF(Table1323[[#This Row],[Assumed hours from space type]]=\"user defined\",Table1323[[#This Row],[Baseline Operating hours]],Table1323[[#This Row],[Assumed hours from space type]])+Table1323[[#This Row],[Controls Rebate kWh Savings]]),0)","v":0},{"$f":"IFERROR(IF(Table1323[[#This Row],[Rebate kW Savings]]=0,Table1323[[#This Row],[Demand Savings, kW]],INDEX(Table1[Actual Savings],MATCH(Table1323[[#This Row],[Lamp / Luminaire Category]]&Table1323[[#This Row],[Rebate Category]],Table1[PrescribedSource - Rebate ID],0))*Table1323[[#This Row],[Quantity of luminaires]]/1000),0)","v":""},{"$f":"IFERROR(Table1323[[#This Row],[BC Housing Site kW Savings]]*IF(Table1323[[#This Row],[Assumed hours from space type]]=\"user defined\",Table1323[[#This Row],[Baseline Operating hours]],Table1323[[#This Row],[Assumed hours from space type]])+Table1323[[#This Row],[Controls Rebate kWh Savings]],0)","v":0},{"$f":"IFERROR(IF(Table1323[[#This Row],[Lamp / Luminaire Category]]=\"No eligible rebate\",Table1323[[#This Row],[Lighting Technology]]&\" retrofit with no rebate\",Table1323[[#This Row],[Rebate Category]]),\"\")","v":0},{"$f":"IF(Table1323[[#This Row],[Lamp / Luminaire Category]]=\"No eligible rebate\",1,0)","v":0},{"$f":"IFERROR(IF(IF(Table1323[[#This Row],[Assumed hours from space type]]=\"user defined\",Table1323[[#This Row],[Baseline Operating hours]],Table1323[[#This Row],[Assumed hours from space type]])<3600,0,IF(AND(IF(Table1323[[#This Row],[Assumed hours from space type]]=\"user defined\",Table1323[[#This Row],[Baseline Operating hours]],Table1323[[#This Row],[Assumed hours from space type]])>=3600,OR(Table1323[[#This Row],[Automatic Controls?]]=\"None\",Table1323[[#This Row],[Automatic Controls?]]=\"\")),IF(Table1323[[#This Row],[Lamp / Luminaire Category]]=\"No eligible rebate\",Table1323[[#This Row],[Baseline W defined by user]]-Table1323[[#This Row],[Retrofit W defined by user (no rebate)]],Table1323[[#This Row],[Assumed Baseline W by source]]-Table1323[[#This Row],[LED Luminaire W by rebate]]),IF(AND(IF(Table1323[[#This Row],[Assumed hours from space type]]=\"user defined\",Table1323[[#This Row],[Baseline Operating hours]],Table1323[[#This Row],[Assumed hours from space type]])>=(3600/0.8),OR(Table1323[[#This Row],[Automatic Controls?]]=\"Fixture integrated occupancy sensor\",Table1323[[#This Row],[Automatic Controls?]]=\"Ceiling / wall mounted occupancy sensor\")),IF(Table1323[[#This Row],[Lamp / Luminaire Category]]=\"No eligible rebate\",(Table1323[[#This Row],[Baseline W defined by user]]-Table1323[[#This Row],[Retrofit W defined by user (no rebate)]]),Table1323[[#This Row],[Assumed Baseline W by source]]-Table1323[[#This Row],[LED Luminaire W by rebate]]),IF(AND(IF(Table1323[[#This Row],[Assumed hours from space type]]=\"user defined\",Table1323[[#This Row],[Baseline Operating hours]],Table1323[[#This Row],[Assumed hours from space type]])<(3600/0.8),OR(Table1323[[#This Row],[Automatic Controls?]]=\"Fixture integrated occupancy sensor\",Table1323[[#This Row],[Automatic Controls?]]=\"Ceiling / wall mounted occupancy sensor\")),IF(Table1323[[#This Row],[Lamp / Luminaire Category]]=\"No eligible rebate\",Table1323[[#This Row],[Baseline W defined by user]],Table1323[[#This Row],[Assumed Baseline W by source]])))))*Table1323[[#This Row],[Quantity of luminaires]]/1000,\"\")","v":""},{"$f":"Table1323[[#This Row],[LED lamp/luminaire retrofit part '#]]","v":0},{"$f":"IF(Table1323[[#This Row],[Rebate Unit]]=\"per lamp\",INDEX(Table1[Number of Lamps],MATCH(Table1323[[#This Row],[Lamp / Luminaire Category]]&Table1323[[#This Row],[Rebate Category]],Table1[PrescribedSource - Rebate ID],0)),1)*Table1323[[#This Row],[Quantity of luminaires]]","v":0},{"$f":"IFERROR(IF(Table1323[[#This Row],[Lamp / Luminaire Category]]=\"No eligible rebate\",\"no eligible rebate\",INDEX(Table1[BC Hydro xRM ECM],MATCH(Table1323[[#This Row],[Lamp / Luminaire Category]]&Table1323[[#This Row],[Rebate Category]],Table1[PrescribedSource - Rebate ID],0))),\"\")","v":""}]
[null,{"$f":"IF(Table1323[[#This Row],[Space Type]]=\"\",\"\",\"L-\"&ROW(209:209))","v":""},null,null,null,null,null,null,null,{"$f":"IFERROR(IF(Table1323[[#This Row],[Space Type]]=\"\",\"\",IF(Table1323[[#This Row],[Lamp / Luminaire Category]]=\"No eligible rebate\",\"\",IF(Table1323[[#This Row],[Rebate Category]]=\"\",\"select rebate\",INDEX(Table1[Actual Baseline W],MATCH(Table1323[[#This Row],[Lamp / Luminaire Category]]&Table1323[[#This Row],[Rebate Category]],Table1[PrescribedSource - Rebate ID],0))))),\"\")","v":""},{"$f":"IFERROR(IF(Table1323[[#This Row],[No]]=\"\",\"\",IF(Table1323[[#This Row],[Space Type]]=\"\",\"select Space Type\",IF(Table1323[[#This Row],[Baseline Operating hours]]<>\"\",\"user defined\",INDEX(Table5[Hours],MATCH(Table1323[[#This Row],[Space Type]],Table5[Space Type],0))))),\"\")","v":""},null,{"$f":"IFERROR(INDEX(Table1[Rebate],MATCH(Table1323[[#This Row],[Lamp / Luminaire Category]]&Table1323[[#This Row],[Rebate Category]],Table1[PrescribedSource - Rebate ID],0)),\"\")","v":""},{"$f":"IFERROR(INDEX(Table1[Rebate Unit],MATCH(Table1323[[#This Row],[Lamp / Luminaire Category]]&Table1323[[#This Row],[Rebate Category]],Table1[PrescribedSource - Rebate ID],0)),\"\")","v":""},null,{"$f":"IFERROR(IF(Table1323[[#This Row],[Lamp / Luminaire Category]]=\"No eligible rebate\",\"no rebate\",INDEX(Table1[Retrofit W],MATCH(Table1323[[#This Row],[Lamp / Luminaire Category]]&Table1323[[#This Row],[Rebate Category]],Table1[PrescribedSource - Rebate ID],0))),\"\")","v":""},null,null,null,{"$f":"IFERROR(INDEX(Table1[Rebate],MATCH(Table1323[[#This Row],[Lamp / Luminaire Category]]&Table1323[[#This Row],[Rebate Category]],Table1[PrescribedSource - Rebate ID],0))*Table1323[[#This Row],[Quantity of luminaires]],0)","v":0},{"$f":"IF(OR(Table1323[[#This Row],[Automatic Controls?]]=\"Fixture integrated Occupancy / Daylight Harvesting sensor\",Table1323[[#This Row],[Automatic Controls?]]=\"Ceiling / wall mounted Occupancy / Daylight Harvesting sensor\",Table1323[[#This Row],[Automatic Controls?]]=\"Timer\"),45*Table1323[[#This Row],[Number of occupancy sensors]],\"\")","v":""},{"$f":"IFERROR(IF(Table1323[[#This Row],[Controls Rebate]]=\"\",0,Table1323[[#This Row],[Controls Rebate]])+Table1323[[#This Row],[Lighting Rebate]],\"\")","v":0},{"$f":"IFERROR(INDEX(Table1[Rebate Savings],MATCH(Table1323[[#This Row],[Lamp / Luminaire Category]]&Table1323[[#This Row],[Rebate Category]],Table1[PrescribedSource - Rebate ID],0))*Table1323[[#This Row],[Quantity of luminaires]]/1000,0)","v":0},{"$f":"IFERROR(Table1323[[#This Row],[Rebate kW Savings]]*IF(Table1323[[#This Row],[Assumed hours from space type]]=\"user defined\",Table1323[[#This Row],[Baseline Operating hours]],Table1323[[#This Row],[Assumed hours from space type]]),0)","v":0},{"$f":"IF(OR(Table1323[[#This Row],[Automatic Controls?]]=\"Fixture integrated occupancy sensor\",Table1323[[#This Row],[Automatic Controls?]]=\"Ceiling / wall mounted occupancy sensor\"),Table1323[[#This Row],[Quantity of luminaires]]*IF(Table1323[[#This Row],[Rebate Category]]<>\"\",INDEX(Table1[Retrofit W],MATCH(Table1323[[#This Row],[Rebate Category]],Table1[BC Hydro Rebate Category],0)),Table1323[[#This Row],[Retrofit W defined by user (no rebate)]])/1000*IF(Table1323[[#This Row],[Assumed hours from space type]]=\"user defined\",Table1323[[#This Row],[Baseline Operating hours]],Table1323[[#This Row],[Assumed hours from space type]])*0.2,0)","v":0},{"$f":"Table1323[[#This Row],[Rebate kWh savings]]+Table1323[[#This Row],[Controls Rebate kWh Savings]]","v":0},{"$f":"IFERROR(IF(Table1323[[#This Row],[Quantity of luminaires]]=\"\",\"\",IF(Table1323[[#This Row],[Lamp / Luminaire Category]]=\"No eligible rebate\",(Table1323[[#This Row],[Baseline W defined by user]]-Table1323[[#This Row],[Retrofit W defined by user (no rebate)]])*Table1323[[#This Row],[Quantity of luminaires]]/1000,(Table1323[[#This Row],[Assumed Baseline W by source]]-Table1323[[#This Row],[LED Luminaire W by rebate]])*Table1323[[#This Row],[Quantity of luminaires]]/1000)),0)","v":""},{"$f":"IFERROR(IF(Table1323[[#This Row],[Lamp / Luminaire Category]]=\"No eligible rebate\",Table1323[[#This Row],[Quantity of luminaires]]*(Table1323[[#This Row],[Baseline W defined by user]]-Table1323[[#This Row],[Retrofit W defined by user (no rebate)]])/1000*IF(Table1323[[#This Row],[Assumed hours from space type]]=\"user defined\",Table1323[[#This Row],[Baseline Operating hours]],Table1323[[#This Row],[Assumed hours from space type]])+Table1323[[#This Row],[Controls Rebate kWh Savings]],Table1323[[#This Row],[Quantity of luminaires]]*(INDEX(Table1[Actual Baseline W],MATCH(Table1323[[#This Row],[Lamp / Luminaire Category]]&Table1323[[#This Row],[Rebate Category]],Table1[PrescribedSource - Rebate ID],0))/1000-Table1323[[#This Row],[LED Luminaire W by rebate]]/1000)*IF(Table1323[[#This Row],[Assumed hours from space type]]=\"user defined\",Table1323[[#This Row],[Baseline Operating hours]],Table1323[[#This Row],[Assumed hours from space type]])+Table1323[[#This Row],[Controls Rebate kWh Savings]]),0)","v":0},{"$f":"IFERROR(IF(Table1323[[#This Row],[Rebate kW Savings]]=0,Table1323[[#This Row],[Demand Savings, kW]],INDEX(Table1[Actual Savings],MATCH(Table1323[[#This Row],[Lamp / Luminaire Category]]&Table1323[[#This Row],[Rebate Category]],Table1[PrescribedSource - Rebate ID],0))*Table1323[[#This Row],[Quantity of luminaires]]/1000),0)","v":""},{"$f":"IFERROR(Table1323[[#This Row],[BC Housing Site kW Savings]]*IF(Table1323[[#This Row],[Assumed hours from space type]]=\"user defined\",Table1323[[#This Row],[Baseline Operating hours]],Table1323[[#This Row],[Assumed hours from space type]])+Table1323[[#This Row],[Controls Rebate kWh Savings]],0)","v":0},{"$f":"IFERROR(IF(Table1323[[#This Row],[Lamp / Luminaire Category]]=\"No eligible rebate\",Table1323[[#This Row],[Lighting Technology]]&\" retrofit with no rebate\",Table1323[[#This Row],[Rebate Category]]),\"\")","v":0},{"$f":"IF(Table1323[[#This Row],[Lamp / Luminaire Category]]=\"No eligible rebate\",1,0)","v":0},{"$f":"IFERROR(IF(IF(Table1323[[#This Row],[Assumed hours from space type]]=\"user defined\",Table1323[[#This Row],[Baseline Operating hours]],Table1323[[#This Row],[Assumed hours from space type]])<3600,0,IF(AND(IF(Table1323[[#This Row],[Assumed hours from space type]]=\"user defined\",Table1323[[#This Row],[Baseline Operating hours]],Table1323[[#This Row],[Assumed hours from space type]])>=3600,OR(Table1323[[#This Row],[Automatic Controls?]]=\"None\",Table1323[[#This Row],[Automatic Controls?]]=\"\")),IF(Table1323[[#This Row],[Lamp / Luminaire Category]]=\"No eligible rebate\",Table1323[[#This Row],[Baseline W defined by user]]-Table1323[[#This Row],[Retrofit W defined by user (no rebate)]],Table1323[[#This Row],[Assumed Baseline W by source]]-Table1323[[#This Row],[LED Luminaire W by rebate]]),IF(AND(IF(Table1323[[#This Row],[Assumed hours from space type]]=\"user defined\",Table1323[[#This Row],[Baseline Operating hours]],Table1323[[#This Row],[Assumed hours from space type]])>=(3600/0.8),OR(Table1323[[#This Row],[Automatic Controls?]]=\"Fixture integrated occupancy sensor\",Table1323[[#This Row],[Automatic Controls?]]=\"Ceiling / wall mounted occupancy sensor\")),IF(Table1323[[#This Row],[Lamp / Luminaire Category]]=\"No eligible rebate\",(Table1323[[#This Row],[Baseline W defined by user]]-Table1323[[#This Row],[Retrofit W defined by user (no rebate)]]),Table1323[[#This Row],[Assumed Baseline W by source]]-Table1323[[#This Row],[LED Luminaire W by rebate]]),IF(AND(IF(Table1323[[#This Row],[Assumed hours from space type]]=\"user defined\",Table1323[[#This Row],[Baseline Operating hours]],Table1323[[#This Row],[Assumed hours from space type]])<(3600/0.8),OR(Table1323[[#This Row],[Automatic Controls?]]=\"Fixture integrated occupancy sensor\",Table1323[[#This Row],[Automatic Controls?]]=\"Ceiling / wall mounted occupancy sensor\")),IF(Table1323[[#This Row],[Lamp / Luminaire Category]]=\"No eligible rebate\",Table1323[[#This Row],[Baseline W defined by user]],Table1323[[#This Row],[Assumed Baseline W by source]])))))*Table1323[[#This Row],[Quantity of luminaires]]/1000,\"\")","v":""},{"$f":"Table1323[[#This Row],[LED lamp/luminaire retrofit part '#]]","v":0},{"$f":"IF(Table1323[[#This Row],[Rebate Unit]]=\"per lamp\",INDEX(Table1[Number of Lamps],MATCH(Table1323[[#This Row],[Lamp / Luminaire Category]]&Table1323[[#This Row],[Rebate Category]],Table1[PrescribedSource - Rebate ID],0)),1)*Table1323[[#This Row],[Quantity of luminaires]]","v":0},{"$f":"IFERROR(IF(Table1323[[#This Row],[Lamp / Luminaire Category]]=\"No eligible rebate\",\"no eligible rebate\",INDEX(Table1[BC Hydro xRM ECM],MATCH(Table1323[[#This Row],[Lamp / Luminaire Category]]&Table1323[[#This Row],[Rebate Category]],Table1[PrescribedSource - Rebate ID],0))),\"\")","v":""}]
[null,{"$f":"IF(Table1323[[#This Row],[Space Type]]=\"\",\"\",\"L-\"&ROW(210:210))","v":""},null,null,null,null,null,null,null,{"$f":"IFERROR(IF(Table1323[[#This Row],[Space Type]]=\"\",\"\",IF(Table1323[[#This Row],[Lamp / Luminaire Category]]=\"No eligible rebate\",\"\",IF(Table1323[[#This Row],[Rebate Category]]=\"\",\"select rebate\",INDEX(Table1[Actual Baseline W],MATCH(Table1323[[#This Row],[Lamp / Luminaire Category]]&Table1323[[#This Row],[Rebate Category]],Table1[PrescribedSource - Rebate ID],0))))),\"\")","v":""},{"$f":"IFERROR(IF(Table1323[[#This Row],[No]]=\"\",\"\",IF(Table1323[[#This Row],[Space Type]]=\"\",\"select Space Type\",IF(Table1323[[#This Row],[Baseline Operating hours]]<>\"\",\"user defined\",INDEX(Table5[Hours],MATCH(Table1323[[#This Row],[Space Type]],Table5[Space Type],0))))),\"\")","v":""},null,{"$f":"IFERROR(INDEX(Table1[Rebate],MATCH(Table1323[[#This Row],[Lamp / Luminaire Category]]&Table1323[[#This Row],[Rebate Category]],Table1[PrescribedSource - Rebate ID],0)),\"\")","v":""},{"$f":"IFERROR(INDEX(Table1[Rebate Unit],MATCH(Table1323[[#This Row],[Lamp / Luminaire Category]]&Table1323[[#This Row],[Rebate Category]],Table1[PrescribedSource - Rebate ID],0)),\"\")","v":""},null,{"$f":"IFERROR(IF(Table1323[[#This Row],[Lamp / Luminaire Category]]=\"No eligible rebate\",\"no rebate\",INDEX(Table1[Retrofit W],MATCH(Table1323[[#This Row],[Lamp / Luminaire Category]]&Table1323[[#This Row],[Rebate Category]],Table1[PrescribedSource - Rebate ID],0))),\"\")","v":""},null,null,null,{"$f":"IFERROR(INDEX(Table1[Rebate],MATCH(Table1323[[#This Row],[Lamp / Luminaire Category]]&Table1323[[#This Row],[Rebate Category]],Table1[PrescribedSource - Rebate ID],0))*Table1323[[#This Row],[Quantity of luminaires]],0)","v":0},{"$f":"IF(OR(Table1323[[#This Row],[Automatic Controls?]]=\"Fixture integrated Occupancy / Daylight Harvesting sensor\",Table1323[[#This Row],[Automatic Controls?]]=\"Ceiling / wall mounted Occupancy / Daylight Harvesting sensor\",Table1323[[#This Row],[Automatic Controls?]]=\"Timer\"),45*Table1323[[#This Row],[Number of occupancy sensors]],\"\")","v":""},{"$f":"IFERROR(IF(Table1323[[#This Row],[Controls Rebate]]=\"\",0,Table1323[[#This Row],[Controls Rebate]])+Table1323[[#This Row],[Lighting Rebate]],\"\")","v":0},{"$f":"IFERROR(INDEX(Table1[Rebate Savings],MATCH(Table1323[[#This Row],[Lamp / Luminaire Category]]&Table1323[[#This Row],[Rebate Category]],Table1[PrescribedSource - Rebate ID],0))*Table1323[[#This Row],[Quantity of luminaires]]/1000,0)","v":0},{"$f":"IFERROR(Table1323[[#This Row],[Rebate kW Savings]]*IF(Table1323[[#This Row],[Assumed hours from space type]]=\"user defined\",Table1323[[#This Row],[Baseline Operating hours]],Table1323[[#This Row],[Assumed hours from space type]]),0)","v":0},{"$f":"IF(OR(Table1323[[#This Row],[Automatic Controls?]]=\"Fixture integrated occupancy sensor\",Table1323[[#This Row],[Automatic Controls?]]=\"Ceiling / wall mounted occupancy sensor\"),Table1323[[#This Row],[Quantity of luminaires]]*IF(Table1323[[#This Row],[Rebate Category]]<>\"\",INDEX(Table1[Retrofit W],MATCH(Table1323[[#This Row],[Rebate Category]],Table1[BC Hydro Rebate Category],0)),Table1323[[#This Row],[Retrofit W defined by user (no rebate)]])/1000*IF(Table1323[[#This Row],[Assumed hours from space type]]=\"user defined\",Table1323[[#This Row],[Baseline Operating hours]],Table1323[[#This Row],[Assumed hours from space type]])*0.2,0)","v":0},{"$f":"Table1323[[#This Row],[Rebate kWh savings]]+Table1323[[#This Row],[Controls Rebate kWh Savings]]","v":0},{"$f":"IFERROR(IF(Table1323[[#This Row],[Quantity of luminaires]]=\"\",\"\",IF(Table1323[[#This Row],[Lamp / Luminaire Category]]=\"No eligible rebate\",(Table1323[[#This Row],[Baseline W defined by user]]-Table1323[[#This Row],[Retrofit W defined by user (no rebate)]])*Table1323[[#This Row],[Quantity of luminaires]]/1000,(Table1323[[#This Row],[Assumed Baseline W by source]]-Table1323[[#This Row],[LED Luminaire W by rebate]])*Table1323[[#This Row],[Quantity of luminaires]]/1000)),0)","v":""},{"$f":"IFERROR(IF(Table1323[[#This Row],[Lamp / Luminaire Category]]=\"No eligible rebate\",Table1323[[#This Row],[Quantity of luminaires]]*(Table1323[[#This Row],[Baseline W defined by user]]-Table1323[[#This Row],[Retrofit W defined by user (no rebate)]])/1000*IF(Table1323[[#This Row],[Assumed hours from space type]]=\"user defined\",Table1323[[#This Row],[Baseline Operating hours]],Table1323[[#This Row],[Assumed hours from space type]])+Table1323[[#This Row],[Controls Rebate kWh Savings]],Table1323[[#This Row],[Quantity of luminaires]]*(INDEX(Table1[Actual Baseline W],MATCH(Table1323[[#This Row],[Lamp / Luminaire Category]]&Table1323[[#This Row],[Rebate Category]],Table1[PrescribedSource - Rebate ID],0))/1000-Table1323[[#This Row],[LED Luminaire W by rebate]]/1000)*IF(Table1323[[#This Row],[Assumed hours from space type]]=\"user defined\",Table1323[[#This Row],[Baseline Operating hours]],Table1323[[#This Row],[Assumed hours from space type]])+Table1323[[#This Row],[Controls Rebate kWh Savings]]),0)","v":0},{"$f":"IFERROR(IF(Table1323[[#This Row],[Rebate kW Savings]]=0,Table1323[[#This Row],[Demand Savings, kW]],INDEX(Table1[Actual Savings],MATCH(Table1323[[#This Row],[Lamp / Luminaire Category]]&Table1323[[#This Row],[Rebate Category]],Table1[PrescribedSource - Rebate ID],0))*Table1323[[#This Row],[Quantity of luminaires]]/1000),0)","v":""},{"$f":"IFERROR(Table1323[[#This Row],[BC Housing Site kW Savings]]*IF(Table1323[[#This Row],[Assumed hours from space type]]=\"user defined\",Table1323[[#This Row],[Baseline Operating hours]],Table1323[[#This Row],[Assumed hours from space type]])+Table1323[[#This Row],[Controls Rebate kWh Savings]],0)","v":0},{"$f":"IFERROR(IF(Table1323[[#This Row],[Lamp / Luminaire Category]]=\"No eligible rebate\",Table1323[[#This Row],[Lighting Technology]]&\" retrofit with no rebate\",Table1323[[#This Row],[Rebate Category]]),\"\")","v":0},{"$f":"IF(Table1323[[#This Row],[Lamp / Luminaire Category]]=\"No eligible rebate\",1,0)","v":0},{"$f":"IFERROR(IF(IF(Table1323[[#This Row],[Assumed hours from space type]]=\"user defined\",Table1323[[#This Row],[Baseline Operating hours]],Table1323[[#This Row],[Assumed hours from space type]])<3600,0,IF(AND(IF(Table1323[[#This Row],[Assumed hours from space type]]=\"user defined\",Table1323[[#This Row],[Baseline Operating hours]],Table1323[[#This Row],[Assumed hours from space type]])>=3600,OR(Table1323[[#This Row],[Automatic Controls?]]=\"None\",Table1323[[#This Row],[Automatic Controls?]]=\"\")),IF(Table1323[[#This Row],[Lamp / Luminaire Category]]=\"No eligible rebate\",Table1323[[#This Row],[Baseline W defined by user]]-Table1323[[#This Row],[Retrofit W defined by user (no rebate)]],Table1323[[#This Row],[Assumed Baseline W by source]]-Table1323[[#This Row],[LED Luminaire W by rebate]]),IF(AND(IF(Table1323[[#This Row],[Assumed hours from space type]]=\"user defined\",Table1323[[#This Row],[Baseline Operating hours]],Table1323[[#This Row],[Assumed hours from space type]])>=(3600/0.8),OR(Table1323[[#This Row],[Automatic Controls?]]=\"Fixture integrated occupancy sensor\",Table1323[[#This Row],[Automatic Controls?]]=\"Ceiling / wall mounted occupancy sensor\")),IF(Table1323[[#This Row],[Lamp / Luminaire Category]]=\"No eligible rebate\",(Table1323[[#This Row],[Baseline W defined by user]]-Table1323[[#This Row],[Retrofit W defined by user (no rebate)]]),Table1323[[#This Row],[Assumed Baseline W by source]]-Table1323[[#This Row],[LED Luminaire W by rebate]]),IF(AND(IF(Table1323[[#This Row],[Assumed hours from space type]]=\"user defined\",Table1323[[#This Row],[Baseline Operating hours]],Table1323[[#This Row],[Assumed hours from space type]])<(3600/0.8),OR(Table1323[[#This Row],[Automatic Controls?]]=\"Fixture integrated occupancy sensor\",Table1323[[#This Row],[Automatic Controls?]]=\"Ceiling / wall mounted occupancy sensor\")),IF(Table1323[[#This Row],[Lamp / Luminaire Category]]=\"No eligible rebate\",Table1323[[#This Row],[Baseline W defined by user]],Table1323[[#This Row],[Assumed Baseline W by source]])))))*Table1323[[#This Row],[Quantity of luminaires]]/1000,\"\")","v":""},{"$f":"Table1323[[#This Row],[LED lamp/luminaire retrofit part '#]]","v":0},{"$f":"IF(Table1323[[#This Row],[Rebate Unit]]=\"per lamp\",INDEX(Table1[Number of Lamps],MATCH(Table1323[[#This Row],[Lamp / Luminaire Category]]&Table1323[[#This Row],[Rebate Category]],Table1[PrescribedSource - Rebate ID],0)),1)*Table1323[[#This Row],[Quantity of luminaires]]","v":0},{"$f":"IFERROR(IF(Table1323[[#This Row],[Lamp / Luminaire Category]]=\"No eligible rebate\",\"no eligible rebate\",INDEX(Table1[BC Hydro xRM ECM],MATCH(Table1323[[#This Row],[Lamp / Luminaire Category]]&Table1323[[#This Row],[Rebate Category]],Table1[PrescribedSource - Rebate ID],0))),\"\")","v":""}]
[null,{"$f":"IF(Table1323[[#This Row],[Space Type]]=\"\",\"\",\"L-\"&ROW(211:211))","v":""},null,null,null,null,null,null,null,{"$f":"IFERROR(IF(Table1323[[#This Row],[Space Type]]=\"\",\"\",IF(Table1323[[#This Row],[Lamp / Luminaire Category]]=\"No eligible rebate\",\"\",IF(Table1323[[#This Row],[Rebate Category]]=\"\",\"select rebate\",INDEX(Table1[Actual Baseline W],MATCH(Table1323[[#This Row],[Lamp / Luminaire Category]]&Table1323[[#This Row],[Rebate Category]],Table1[PrescribedSource - Rebate ID],0))))),\"\")","v":""},{"$f":"IFERROR(IF(Table1323[[#This Row],[No]]=\"\",\"\",IF(Table1323[[#This Row],[Space Type]]=\"\",\"select Space Type\",IF(Table1323[[#This Row],[Baseline Operating hours]]<>\"\",\"user defined\",INDEX(Table5[Hours],MATCH(Table1323[[#This Row],[Space Type]],Table5[Space Type],0))))),\"\")","v":""},null,{"$f":"IFERROR(INDEX(Table1[Rebate],MATCH(Table1323[[#This Row],[Lamp / Luminaire Category]]&Table1323[[#This Row],[Rebate Category]],Table1[PrescribedSource - Rebate ID],0)),\"\")","v":""},{"$f":"IFERROR(INDEX(Table1[Rebate Unit],MATCH(Table1323[[#This Row],[Lamp / Luminaire Category]]&Table1323[[#This Row],[Rebate Category]],Table1[PrescribedSource - Rebate ID],0)),\"\")","v":""},null,{"$f":"IFERROR(IF(Table1323[[#This Row],[Lamp / Luminaire Category]]=\"No eligible rebate\",\"no rebate\",INDEX(Table1[Retrofit W],MATCH(Table1323[[#This Row],[Lamp / Luminaire Category]]&Table1323[[#This Row],[Rebate Category]],Table1[PrescribedSource - Rebate ID],0))),\"\")","v":""},null,null,null,{"$f":"IFERROR(INDEX(Table1[Rebate],MATCH(Table1323[[#This Row],[Lamp / Luminaire Category]]&Table1323[[#This Row],[Rebate Category]],Table1[PrescribedSource - Rebate ID],0))*Table1323[[#This Row],[Quantity of luminaires]],0)","v":0},{"$f":"IF(OR(Table1323[[#This Row],[Automatic Controls?]]=\"Fixture integrated Occupancy / Daylight Harvesting sensor\",Table1323[[#This Row],[Automatic Controls?]]=\"Ceiling / wall mounted Occupancy / Daylight Harvesting sensor\",Table1323[[#This Row],[Automatic Controls?]]=\"Timer\"),45*Table1323[[#This Row],[Number of occupancy sensors]],\"\")","v":""},{"$f":"IFERROR(IF(Table1323[[#This Row],[Controls Rebate]]=\"\",0,Table1323[[#This Row],[Controls Rebate]])+Table1323[[#This Row],[Lighting Rebate]],\"\")","v":0},{"$f":"IFERROR(INDEX(Table1[Rebate Savings],MATCH(Table1323[[#This Row],[Lamp / Luminaire Category]]&Table1323[[#This Row],[Rebate Category]],Table1[PrescribedSource - Rebate ID],0))*Table1323[[#This Row],[Quantity of luminaires]]/1000,0)","v":0},{"$f":"IFERROR(Table1323[[#This Row],[Rebate kW Savings]]*IF(Table1323[[#This Row],[Assumed hours from space type]]=\"user defined\",Table1323[[#This Row],[Baseline Operating hours]],Table1323[[#This Row],[Assumed hours from space type]]),0)","v":0},{"$f":"IF(OR(Table1323[[#This Row],[Automatic Controls?]]=\"Fixture integrated occupancy sensor\",Table1323[[#This Row],[Automatic Controls?]]=\"Ceiling / wall mounted occupancy sensor\"),Table1323[[#This Row],[Quantity of luminaires]]*IF(Table1323[[#This Row],[Rebate Category]]<>\"\",INDEX(Table1[Retrofit W],MATCH(Table1323[[#This Row],[Rebate Category]],Table1[BC Hydro Rebate Category],0)),Table1323[[#This Row],[Retrofit W defined by user (no rebate)]])/1000*IF(Table1323[[#This Row],[Assumed hours from space type]]=\"user defined\",Table1323[[#This Row],[Baseline Operating hours]],Table1323[[#This Row],[Assumed hours from space type]])*0.2,0)","v":0},{"$f":"Table1323[[#This Row],[Rebate kWh savings]]+Table1323[[#This Row],[Controls Rebate kWh Savings]]","v":0},{"$f":"IFERROR(IF(Table1323[[#This Row],[Quantity of luminaires]]=\"\",\"\",IF(Table1323[[#This Row],[Lamp / Luminaire Category]]=\"No eligible rebate\",(Table1323[[#This Row],[Baseline W defined by user]]-Table1323[[#This Row],[Retrofit W defined by user (no rebate)]])*Table1323[[#This Row],[Quantity of luminaires]]/1000,(Table1323[[#This Row],[Assumed Baseline W by source]]-Table1323[[#This Row],[LED Luminaire W by rebate]])*Table1323[[#This Row],[Quantity of luminaires]]/1000)),0)","v":""},{"$f":"IFERROR(IF(Table1323[[#This Row],[Lamp / Luminaire Category]]=\"No eligible rebate\",Table1323[[#This Row],[Quantity of luminaires]]*(Table1323[[#This Row],[Baseline W defined by user]]-Table1323[[#This Row],[Retrofit W defined by user (no rebate)]])/1000*IF(Table1323[[#This Row],[Assumed hours from space type]]=\"user defined\",Table1323[[#This Row],[Baseline Operating hours]],Table1323[[#This Row],[Assumed hours from space type]])+Table1323[[#This Row],[Controls Rebate kWh Savings]],Table1323[[#This Row],[Quantity of luminaires]]*(INDEX(Table1[Actual Baseline W],MATCH(Table1323[[#This Row],[Lamp / Luminaire Category]]&Table1323[[#This Row],[Rebate Category]],Table1[PrescribedSource - Rebate ID],0))/1000-Table1323[[#This Row],[LED Luminaire W by rebate]]/1000)*IF(Table1323[[#This Row],[Assumed hours from space type]]=\"user defined\",Table1323[[#This Row],[Baseline Operating hours]],Table1323[[#This Row],[Assumed hours from space type]])+Table1323[[#This Row],[Controls Rebate kWh Savings]]),0)","v":0},{"$f":"IFERROR(IF(Table1323[[#This Row],[Rebate kW Savings]]=0,Table1323[[#This Row],[Demand Savings, kW]],INDEX(Table1[Actual Savings],MATCH(Table1323[[#This Row],[Lamp / Luminaire Category]]&Table1323[[#This Row],[Rebate Category]],Table1[PrescribedSource - Rebate ID],0))*Table1323[[#This Row],[Quantity of luminaires]]/1000),0)","v":""},{"$f":"IFERROR(Table1323[[#This Row],[BC Housing Site kW Savings]]*IF(Table1323[[#This Row],[Assumed hours from space type]]=\"user defined\",Table1323[[#This Row],[Baseline Operating hours]],Table1323[[#This Row],[Assumed hours from space type]])+Table1323[[#This Row],[Controls Rebate kWh Savings]],0)","v":0},{"$f":"IFERROR(IF(Table1323[[#This Row],[Lamp / Luminaire Category]]=\"No eligible rebate\",Table1323[[#This Row],[Lighting Technology]]&\" retrofit with no rebate\",Table1323[[#This Row],[Rebate Category]]),\"\")","v":0},{"$f":"IF(Table1323[[#This Row],[Lamp / Luminaire Category]]=\"No eligible rebate\",1,0)","v":0},{"$f":"IFERROR(IF(IF(Table1323[[#This Row],[Assumed hours from space type]]=\"user defined\",Table1323[[#This Row],[Baseline Operating hours]],Table1323[[#This Row],[Assumed hours from space type]])<3600,0,IF(AND(IF(Table1323[[#This Row],[Assumed hours from space type]]=\"user defined\",Table1323[[#This Row],[Baseline Operating hours]],Table1323[[#This Row],[Assumed hours from space type]])>=3600,OR(Table1323[[#This Row],[Automatic Controls?]]=\"None\",Table1323[[#This Row],[Automatic Controls?]]=\"\")),IF(Table1323[[#This Row],[Lamp / Luminaire Category]]=\"No eligible rebate\",Table1323[[#This Row],[Baseline W defined by user]]-Table1323[[#This Row],[Retrofit W defined by user (no rebate)]],Table1323[[#This Row],[Assumed Baseline W by source]]-Table1323[[#This Row],[LED Luminaire W by rebate]]),IF(AND(IF(Table1323[[#This Row],[Assumed hours from space type]]=\"user defined\",Table1323[[#This Row],[Baseline Operating hours]],Table1323[[#This Row],[Assumed hours from space type]])>=(3600/0.8),OR(Table1323[[#This Row],[Automatic Controls?]]=\"Fixture integrated occupancy sensor\",Table1323[[#This Row],[Automatic Controls?]]=\"Ceiling / wall mounted occupancy sensor\")),IF(Table1323[[#This Row],[Lamp / Luminaire Category]]=\"No eligible rebate\",(Table1323[[#This Row],[Baseline W defined by user]]-Table1323[[#This Row],[Retrofit W defined by user (no rebate)]]),Table1323[[#This Row],[Assumed Baseline W by source]]-Table1323[[#This Row],[LED Luminaire W by rebate]]),IF(AND(IF(Table1323[[#This Row],[Assumed hours from space type]]=\"user defined\",Table1323[[#This Row],[Baseline Operating hours]],Table1323[[#This Row],[Assumed hours from space type]])<(3600/0.8),OR(Table1323[[#This Row],[Automatic Controls?]]=\"Fixture integrated occupancy sensor\",Table1323[[#This Row],[Automatic Controls?]]=\"Ceiling / wall mounted occupancy sensor\")),IF(Table1323[[#This Row],[Lamp / Luminaire Category]]=\"No eligible rebate\",Table1323[[#This Row],[Baseline W defined by user]],Table1323[[#This Row],[Assumed Baseline W by source]])))))*Table1323[[#This Row],[Quantity of luminaires]]/1000,\"\")","v":""},{"$f":"Table1323[[#This Row],[LED lamp/luminaire retrofit part '#]]","v":0},{"$f":"IF(Table1323[[#This Row],[Rebate Unit]]=\"per lamp\",INDEX(Table1[Number of Lamps],MATCH(Table1323[[#This Row],[Lamp / Luminaire Category]]&Table1323[[#This Row],[Rebate Category]],Table1[PrescribedSource - Rebate ID],0)),1)*Table1323[[#This Row],[Quantity of luminaires]]","v":0},{"$f":"IFERROR(IF(Table1323[[#This Row],[Lamp / Luminaire Category]]=\"No eligible rebate\",\"no eligible rebate\",INDEX(Table1[BC Hydro xRM ECM],MATCH(Table1323[[#This Row],[Lamp / Luminaire Category]]&Table1323[[#This Row],[Rebate Category]],Table1[PrescribedSource - Rebate ID],0))),\"\")","v":""}]
[null,{"$f":"IF(Table1323[[#This Row],[Space Type]]=\"\",\"\",\"L-\"&ROW(212:212))","v":""},null,null,null,null,null,null,null,{"$f":"IFERROR(IF(Table1323[[#This Row],[Space Type]]=\"\",\"\",IF(Table1323[[#This Row],[Lamp / Luminaire Category]]=\"No eligible rebate\",\"\",IF(Table1323[[#This Row],[Rebate Category]]=\"\",\"select rebate\",INDEX(Table1[Actual Baseline W],MATCH(Table1323[[#This Row],[Lamp / Luminaire Category]]&Table1323[[#This Row],[Rebate Category]],Table1[PrescribedSource - Rebate ID],0))))),\"\")","v":""},{"$f":"IFERROR(IF(Table1323[[#This Row],[No]]=\"\",\"\",IF(Table1323[[#This Row],[Space Type]]=\"\",\"select Space Type\",IF(Table1323[[#This Row],[Baseline Operating hours]]<>\"\",\"user defined\",INDEX(Table5[Hours],MATCH(Table1323[[#This Row],[Space Type]],Table5[Space Type],0))))),\"\")","v":""},null,{"$f":"IFERROR(INDEX(Table1[Rebate],MATCH(Table1323[[#This Row],[Lamp / Luminaire Category]]&Table1323[[#This Row],[Rebate Category]],Table1[PrescribedSource - Rebate ID],0)),\"\")","v":""},{"$f":"IFERROR(INDEX(Table1[Rebate Unit],MATCH(Table1323[[#This Row],[Lamp / Luminaire Category]]&Table1323[[#This Row],[Rebate Category]],Table1[PrescribedSource - Rebate ID],0)),\"\")","v":""},null,{"$f":"IFERROR(IF(Table1323[[#This Row],[Lamp / Luminaire Category]]=\"No eligible rebate\",\"no rebate\",INDEX(Table1[Retrofit W],MATCH(Table1323[[#This Row],[Lamp / Luminaire Category]]&Table1323[[#This Row],[Rebate Category]],Table1[PrescribedSource - Rebate ID],0))),\"\")","v":""},null,null,null,{"$f":"IFERROR(INDEX(Table1[Rebate],MATCH(Table1323[[#This Row],[Lamp / Luminaire Category]]&Table1323[[#This Row],[Rebate Category]],Table1[PrescribedSource - Rebate ID],0))*Table1323[[#This Row],[Quantity of luminaires]],0)","v":0},{"$f":"IF(OR(Table1323[[#This Row],[Automatic Controls?]]=\"Fixture integrated Occupancy / Daylight Harvesting sensor\",Table1323[[#This Row],[Automatic Controls?]]=\"Ceiling / wall mounted Occupancy / Daylight Harvesting sensor\",Table1323[[#This Row],[Automatic Controls?]]=\"Timer\"),45*Table1323[[#This Row],[Number of occupancy sensors]],\"\")","v":""},{"$f":"IFERROR(IF(Table1323[[#This Row],[Controls Rebate]]=\"\",0,Table1323[[#This Row],[Controls Rebate]])+Table1323[[#This Row],[Lighting Rebate]],\"\")","v":0},{"$f":"IFERROR(INDEX(Table1[Rebate Savings],MATCH(Table1323[[#This Row],[Lamp / Luminaire Category]]&Table1323[[#This Row],[Rebate Category]],Table1[PrescribedSource - Rebate ID],0))*Table1323[[#This Row],[Quantity of luminaires]]/1000,0)","v":0},{"$f":"IFERROR(Table1323[[#This Row],[Rebate kW Savings]]*IF(Table1323[[#This Row],[Assumed hours from space type]]=\"user defined\",Table1323[[#This Row],[Baseline Operating hours]],Table1323[[#This Row],[Assumed hours from space type]]),0)","v":0},{"$f":"IF(OR(Table1323[[#This Row],[Automatic Controls?]]=\"Fixture integrated occupancy sensor\",Table1323[[#This Row],[Automatic Controls?]]=\"Ceiling / wall mounted occupancy sensor\"),Table1323[[#This Row],[Quantity of luminaires]]*IF(Table1323[[#This Row],[Rebate Category]]<>\"\",INDEX(Table1[Retrofit W],MATCH(Table1323[[#This Row],[Rebate Category]],Table1[BC Hydro Rebate Category],0)),Table1323[[#This Row],[Retrofit W defined by user (no rebate)]])/1000*IF(Table1323[[#This Row],[Assumed hours from space type]]=\"user defined\",Table1323[[#This Row],[Baseline Operating hours]],Table1323[[#This Row],[Assumed hours from space type]])*0.2,0)","v":0},{"$f":"Table1323[[#This Row],[Rebate kWh savings]]+Table1323[[#This Row],[Controls Rebate kWh Savings]]","v":0},{"$f":"IFERROR(IF(Table1323[[#This Row],[Quantity of luminaires]]=\"\",\"\",IF(Table1323[[#This Row],[Lamp / Luminaire Category]]=\"No eligible rebate\",(Table1323[[#This Row],[Baseline W defined by user]]-Table1323[[#This Row],[Retrofit W defined by user (no rebate)]])*Table1323[[#This Row],[Quantity of luminaires]]/1000,(Table1323[[#This Row],[Assumed Baseline W by source]]-Table1323[[#This Row],[LED Luminaire W by rebate]])*Table1323[[#This Row],[Quantity of luminaires]]/1000)),0)","v":""},{"$f":"IFERROR(IF(Table1323[[#This Row],[Lamp / Luminaire Category]]=\"No eligible rebate\",Table1323[[#This Row],[Quantity of luminaires]]*(Table1323[[#This Row],[Baseline W defined by user]]-Table1323[[#This Row],[Retrofit W defined by user (no rebate)]])/1000*IF(Table1323[[#This Row],[Assumed hours from space type]]=\"user defined\",Table1323[[#This Row],[Baseline Operating hours]],Table1323[[#This Row],[Assumed hours from space type]])+Table1323[[#This Row],[Controls Rebate kWh Savings]],Table1323[[#This Row],[Quantity of luminaires]]*(INDEX(Table1[Actual Baseline W],MATCH(Table1323[[#This Row],[Lamp / Luminaire Category]]&Table1323[[#This Row],[Rebate Category]],Table1[PrescribedSource - Rebate ID],0))/1000-Table1323[[#This Row],[LED Luminaire W by rebate]]/1000)*IF(Table1323[[#This Row],[Assumed hours from space type]]=\"user defined\",Table1323[[#This Row],[Baseline Operating hours]],Table1323[[#This Row],[Assumed hours from space type]])+Table1323[[#This Row],[Controls Rebate kWh Savings]]),0)","v":0},{"$f":"IFERROR(IF(Table1323[[#This Row],[Rebate kW Savings]]=0,Table1323[[#This Row],[Demand Savings, kW]],INDEX(Table1[Actual Savings],MATCH(Table1323[[#This Row],[Lamp / Luminaire Category]]&Table1323[[#This Row],[Rebate Category]],Table1[PrescribedSource - Rebate ID],0))*Table1323[[#This Row],[Quantity of luminaires]]/1000),0)","v":""},{"$f":"IFERROR(Table1323[[#This Row],[BC Housing Site kW Savings]]*IF(Table1323[[#This Row],[Assumed hours from space type]]=\"user defined\",Table1323[[#This Row],[Baseline Operating hours]],Table1323[[#This Row],[Assumed hours from space type]])+Table1323[[#This Row],[Controls Rebate kWh Savings]],0)","v":0},{"$f":"IFERROR(IF(Table1323[[#This Row],[Lamp / Luminaire Category]]=\"No eligible rebate\",Table1323[[#This Row],[Lighting Technology]]&\" retrofit with no rebate\",Table1323[[#This Row],[Rebate Category]]),\"\")","v":0},{"$f":"IF(Table1323[[#This Row],[Lamp / Luminaire Category]]=\"No eligible rebate\",1,0)","v":0},{"$f":"IFERROR(IF(IF(Table1323[[#This Row],[Assumed hours from space type]]=\"user defined\",Table1323[[#This Row],[Baseline Operating hours]],Table1323[[#This Row],[Assumed hours from space type]])<3600,0,IF(AND(IF(Table1323[[#This Row],[Assumed hours from space type]]=\"user defined\",Table1323[[#This Row],[Baseline Operating hours]],Table1323[[#This Row],[Assumed hours from space type]])>=3600,OR(Table1323[[#This Row],[Automatic Controls?]]=\"None\",Table1323[[#This Row],[Automatic Controls?]]=\"\")),IF(Table1323[[#This Row],[Lamp / Luminaire Category]]=\"No eligible rebate\",Table1323[[#This Row],[Baseline W defined by user]]-Table1323[[#This Row],[Retrofit W defined by user (no rebate)]],Table1323[[#This Row],[Assumed Baseline W by source]]-Table1323[[#This Row],[LED Luminaire W by rebate]]),IF(AND(IF(Table1323[[#This Row],[Assumed hours from space type]]=\"user defined\",Table1323[[#This Row],[Baseline Operating hours]],Table1323[[#This Row],[Assumed hours from space type]])>=(3600/0.8),OR(Table1323[[#This Row],[Automatic Controls?]]=\"Fixture integrated occupancy sensor\",Table1323[[#This Row],[Automatic Controls?]]=\"Ceiling / wall mounted occupancy sensor\")),IF(Table1323[[#This Row],[Lamp / Luminaire Category]]=\"No eligible rebate\",(Table1323[[#This Row],[Baseline W defined by user]]-Table1323[[#This Row],[Retrofit W defined by user (no rebate)]]),Table1323[[#This Row],[Assumed Baseline W by source]]-Table1323[[#This Row],[LED Luminaire W by rebate]]),IF(AND(IF(Table1323[[#This Row],[Assumed hours from space type]]=\"user defined\",Table1323[[#This Row],[Baseline Operating hours]],Table1323[[#This Row],[Assumed hours from space type]])<(3600/0.8),OR(Table1323[[#This Row],[Automatic Controls?]]=\"Fixture integrated occupancy sensor\",Table1323[[#This Row],[Automatic Controls?]]=\"Ceiling / wall mounted occupancy sensor\")),IF(Table1323[[#This Row],[Lamp / Luminaire Category]]=\"No eligible rebate\",Table1323[[#This Row],[Baseline W defined by user]],Table1323[[#This Row],[Assumed Baseline W by source]])))))*Table1323[[#This Row],[Quantity of luminaires]]/1000,\"\")","v":""},{"$f":"Table1323[[#This Row],[LED lamp/luminaire retrofit part '#]]","v":0},{"$f":"IF(Table1323[[#This Row],[Rebate Unit]]=\"per lamp\",INDEX(Table1[Number of Lamps],MATCH(Table1323[[#This Row],[Lamp / Luminaire Category]]&Table1323[[#This Row],[Rebate Category]],Table1[PrescribedSource - Rebate ID],0)),1)*Table1323[[#This Row],[Quantity of luminaires]]","v":0},{"$f":"IFERROR(IF(Table1323[[#This Row],[Lamp / Luminaire Category]]=\"No eligible rebate\",\"no eligible rebate\",INDEX(Table1[BC Hydro xRM ECM],MATCH(Table1323[[#This Row],[Lamp / Luminaire Category]]&Table1323[[#This Row],[Rebate Category]],Table1[PrescribedSource - Rebate ID],0))),\"\")","v":""}]
[null,{"$f":"IF(Table1323[[#This Row],[Space Type]]=\"\",\"\",\"L-\"&ROW(213:213))","v":""},null,null,null,null,null,null,null,{"$f":"IFERROR(IF(Table1323[[#This Row],[Space Type]]=\"\",\"\",IF(Table1323[[#This Row],[Lamp / Luminaire Category]]=\"No eligible rebate\",\"\",IF(Table1323[[#This Row],[Rebate Category]]=\"\",\"select rebate\",INDEX(Table1[Actual Baseline W],MATCH(Table1323[[#This Row],[Lamp / Luminaire Category]]&Table1323[[#This Row],[Rebate Category]],Table1[PrescribedSource - Rebate ID],0))))),\"\")","v":""},{"$f":"IFERROR(IF(Table1323[[#This Row],[No]]=\"\",\"\",IF(Table1323[[#This Row],[Space Type]]=\"\",\"select Space Type\",IF(Table1323[[#This Row],[Baseline Operating hours]]<>\"\",\"user defined\",INDEX(Table5[Hours],MATCH(Table1323[[#This Row],[Space Type]],Table5[Space Type],0))))),\"\")","v":""},null,{"$f":"IFERROR(INDEX(Table1[Rebate],MATCH(Table1323[[#This Row],[Lamp / Luminaire Category]]&Table1323[[#This Row],[Rebate Category]],Table1[PrescribedSource - Rebate ID],0)),\"\")","v":""},{"$f":"IFERROR(INDEX(Table1[Rebate Unit],MATCH(Table1323[[#This Row],[Lamp / Luminaire Category]]&Table1323[[#This Row],[Rebate Category]],Table1[PrescribedSource - Rebate ID],0)),\"\")","v":""},null,{"$f":"IFERROR(IF(Table1323[[#This Row],[Lamp / Luminaire Category]]=\"No eligible rebate\",\"no rebate\",INDEX(Table1[Retrofit W],MATCH(Table1323[[#This Row],[Lamp / Luminaire Category]]&Table1323[[#This Row],[Rebate Category]],Table1[PrescribedSource - Rebate ID],0))),\"\")","v":""},null,null,null,{"$f":"IFERROR(INDEX(Table1[Rebate],MATCH(Table1323[[#This Row],[Lamp / Luminaire Category]]&Table1323[[#This Row],[Rebate Category]],Table1[PrescribedSource - Rebate ID],0))*Table1323[[#This Row],[Quantity of luminaires]],0)","v":0},{"$f":"IF(OR(Table1323[[#This Row],[Automatic Controls?]]=\"Fixture integrated Occupancy / Daylight Harvesting sensor\",Table1323[[#This Row],[Automatic Controls?]]=\"Ceiling / wall mounted Occupancy / Daylight Harvesting sensor\",Table1323[[#This Row],[Automatic Controls?]]=\"Timer\"),45*Table1323[[#This Row],[Number of occupancy sensors]],\"\")","v":""},{"$f":"IFERROR(IF(Table1323[[#This Row],[Controls Rebate]]=\"\",0,Table1323[[#This Row],[Controls Rebate]])+Table1323[[#This Row],[Lighting Rebate]],\"\")","v":0},{"$f":"IFERROR(INDEX(Table1[Rebate Savings],MATCH(Table1323[[#This Row],[Lamp / Luminaire Category]]&Table1323[[#This Row],[Rebate Category]],Table1[PrescribedSource - Rebate ID],0))*Table1323[[#This Row],[Quantity of luminaires]]/1000,0)","v":0},{"$f":"IFERROR(Table1323[[#This Row],[Rebate kW Savings]]*IF(Table1323[[#This Row],[Assumed hours from space type]]=\"user defined\",Table1323[[#This Row],[Baseline Operating hours]],Table1323[[#This Row],[Assumed hours from space type]]),0)","v":0},{"$f":"IF(OR(Table1323[[#This Row],[Automatic Controls?]]=\"Fixture integrated occupancy sensor\",Table1323[[#This Row],[Automatic Controls?]]=\"Ceiling / wall mounted occupancy sensor\"),Table1323[[#This Row],[Quantity of luminaires]]*IF(Table1323[[#This Row],[Rebate Category]]<>\"\",INDEX(Table1[Retrofit W],MATCH(Table1323[[#This Row],[Rebate Category]],Table1[BC Hydro Rebate Category],0)),Table1323[[#This Row],[Retrofit W defined by user (no rebate)]])/1000*IF(Table1323[[#This Row],[Assumed hours from space type]]=\"user defined\",Table1323[[#This Row],[Baseline Operating hours]],Table1323[[#This Row],[Assumed hours from space type]])*0.2,0)","v":0},{"$f":"Table1323[[#This Row],[Rebate kWh savings]]+Table1323[[#This Row],[Controls Rebate kWh Savings]]","v":0},{"$f":"IFERROR(IF(Table1323[[#This Row],[Quantity of luminaires]]=\"\",\"\",IF(Table1323[[#This Row],[Lamp / Luminaire Category]]=\"No eligible rebate\",(Table1323[[#This Row],[Baseline W defined by user]]-Table1323[[#This Row],[Retrofit W defined by user (no rebate)]])*Table1323[[#This Row],[Quantity of luminaires]]/1000,(Table1323[[#This Row],[Assumed Baseline W by source]]-Table1323[[#This Row],[LED Luminaire W by rebate]])*Table1323[[#This Row],[Quantity of luminaires]]/1000)),0)","v":""},{"$f":"IFERROR(IF(Table1323[[#This Row],[Lamp / Luminaire Category]]=\"No eligible rebate\",Table1323[[#This Row],[Quantity of luminaires]]*(Table1323[[#This Row],[Baseline W defined by user]]-Table1323[[#This Row],[Retrofit W defined by user (no rebate)]])/1000*IF(Table1323[[#This Row],[Assumed hours from space type]]=\"user defined\",Table1323[[#This Row],[Baseline Operating hours]],Table1323[[#This Row],[Assumed hours from space type]])+Table1323[[#This Row],[Controls Rebate kWh Savings]],Table1323[[#This Row],[Quantity of luminaires]]*(INDEX(Table1[Actual Baseline W],MATCH(Table1323[[#This Row],[Lamp / Luminaire Category]]&Table1323[[#This Row],[Rebate Category]],Table1[PrescribedSource - Rebate ID],0))/1000-Table1323[[#This Row],[LED Luminaire W by rebate]]/1000)*IF(Table1323[[#This Row],[Assumed hours from space type]]=\"user defined\",Table1323[[#This Row],[Baseline Operating hours]],Table1323[[#This Row],[Assumed hours from space type]])+Table1323[[#This Row],[Controls Rebate kWh Savings]]),0)","v":0},{"$f":"IFERROR(IF(Table1323[[#This Row],[Rebate kW Savings]]=0,Table1323[[#This Row],[Demand Savings, kW]],INDEX(Table1[Actual Savings],MATCH(Table1323[[#This Row],[Lamp / Luminaire Category]]&Table1323[[#This Row],[Rebate Category]],Table1[PrescribedSource - Rebate ID],0))*Table1323[[#This Row],[Quantity of luminaires]]/1000),0)","v":""},{"$f":"IFERROR(Table1323[[#This Row],[BC Housing Site kW Savings]]*IF(Table1323[[#This Row],[Assumed hours from space type]]=\"user defined\",Table1323[[#This Row],[Baseline Operating hours]],Table1323[[#This Row],[Assumed hours from space type]])+Table1323[[#This Row],[Controls Rebate kWh Savings]],0)","v":0},{"$f":"IFERROR(IF(Table1323[[#This Row],[Lamp / Luminaire Category]]=\"No eligible rebate\",Table1323[[#This Row],[Lighting Technology]]&\" retrofit with no rebate\",Table1323[[#This Row],[Rebate Category]]),\"\")","v":0},{"$f":"IF(Table1323[[#This Row],[Lamp / Luminaire Category]]=\"No eligible rebate\",1,0)","v":0},{"$f":"IFERROR(IF(IF(Table1323[[#This Row],[Assumed hours from space type]]=\"user defined\",Table1323[[#This Row],[Baseline Operating hours]],Table1323[[#This Row],[Assumed hours from space type]])<3600,0,IF(AND(IF(Table1323[[#This Row],[Assumed hours from space type]]=\"user defined\",Table1323[[#This Row],[Baseline Operating hours]],Table1323[[#This Row],[Assumed hours from space type]])>=3600,OR(Table1323[[#This Row],[Automatic Controls?]]=\"None\",Table1323[[#This Row],[Automatic Controls?]]=\"\")),IF(Table1323[[#This Row],[Lamp / Luminaire Category]]=\"No eligible rebate\",Table1323[[#This Row],[Baseline W defined by user]]-Table1323[[#This Row],[Retrofit W defined by user (no rebate)]],Table1323[[#This Row],[Assumed Baseline W by source]]-Table1323[[#This Row],[LED Luminaire W by rebate]]),IF(AND(IF(Table1323[[#This Row],[Assumed hours from space type]]=\"user defined\",Table1323[[#This Row],[Baseline Operating hours]],Table1323[[#This Row],[Assumed hours from space type]])>=(3600/0.8),OR(Table1323[[#This Row],[Automatic Controls?]]=\"Fixture integrated occupancy sensor\",Table1323[[#This Row],[Automatic Controls?]]=\"Ceiling / wall mounted occupancy sensor\")),IF(Table1323[[#This Row],[Lamp / Luminaire Category]]=\"No eligible rebate\",(Table1323[[#This Row],[Baseline W defined by user]]-Table1323[[#This Row],[Retrofit W defined by user (no rebate)]]),Table1323[[#This Row],[Assumed Baseline W by source]]-Table1323[[#This Row],[LED Luminaire W by rebate]]),IF(AND(IF(Table1323[[#This Row],[Assumed hours from space type]]=\"user defined\",Table1323[[#This Row],[Baseline Operating hours]],Table1323[[#This Row],[Assumed hours from space type]])<(3600/0.8),OR(Table1323[[#This Row],[Automatic Controls?]]=\"Fixture integrated occupancy sensor\",Table1323[[#This Row],[Automatic Controls?]]=\"Ceiling / wall mounted occupancy sensor\")),IF(Table1323[[#This Row],[Lamp / Luminaire Category]]=\"No eligible rebate\",Table1323[[#This Row],[Baseline W defined by user]],Table1323[[#This Row],[Assumed Baseline W by source]])))))*Table1323[[#This Row],[Quantity of luminaires]]/1000,\"\")","v":""},{"$f":"Table1323[[#This Row],[LED lamp/luminaire retrofit part '#]]","v":0},{"$f":"IF(Table1323[[#This Row],[Rebate Unit]]=\"per lamp\",INDEX(Table1[Number of Lamps],MATCH(Table1323[[#This Row],[Lamp / Luminaire Category]]&Table1323[[#This Row],[Rebate Category]],Table1[PrescribedSource - Rebate ID],0)),1)*Table1323[[#This Row],[Quantity of luminaires]]","v":0},{"$f":"IFERROR(IF(Table1323[[#This Row],[Lamp / Luminaire Category]]=\"No eligible rebate\",\"no eligible rebate\",INDEX(Table1[BC Hydro xRM ECM],MATCH(Table1323[[#This Row],[Lamp / Luminaire Category]]&Table1323[[#This Row],[Rebate Category]],Table1[PrescribedSource - Rebate ID],0))),\"\")","v":""}]
[null,{"$f":"IF(Table1323[[#This Row],[Space Type]]=\"\",\"\",\"L-\"&ROW(214:214))","v":""},null,null,null,null,null,null,null,{"$f":"IFERROR(IF(Table1323[[#This Row],[Space Type]]=\"\",\"\",IF(Table1323[[#This Row],[Lamp / Luminaire Category]]=\"No eligible rebate\",\"\",IF(Table1323[[#This Row],[Rebate Category]]=\"\",\"select rebate\",INDEX(Table1[Actual Baseline W],MATCH(Table1323[[#This Row],[Lamp / Luminaire Category]]&Table1323[[#This Row],[Rebate Category]],Table1[PrescribedSource - Rebate ID],0))))),\"\")","v":""},{"$f":"IFERROR(IF(Table1323[[#This Row],[No]]=\"\",\"\",IF(Table1323[[#This Row],[Space Type]]=\"\",\"select Space Type\",IF(Table1323[[#This Row],[Baseline Operating hours]]<>\"\",\"user defined\",INDEX(Table5[Hours],MATCH(Table1323[[#This Row],[Space Type]],Table5[Space Type],0))))),\"\")","v":""},null,{"$f":"IFERROR(INDEX(Table1[Rebate],MATCH(Table1323[[#This Row],[Lamp / Luminaire Category]]&Table1323[[#This Row],[Rebate Category]],Table1[PrescribedSource - Rebate ID],0)),\"\")","v":""},{"$f":"IFERROR(INDEX(Table1[Rebate Unit],MATCH(Table1323[[#This Row],[Lamp / Luminaire Category]]&Table1323[[#This Row],[Rebate Category]],Table1[PrescribedSource - Rebate ID],0)),\"\")","v":""},null,{"$f":"IFERROR(IF(Table1323[[#This Row],[Lamp / Luminaire Category]]=\"No eligible rebate\",\"no rebate\",INDEX(Table1[Retrofit W],MATCH(Table1323[[#This Row],[Lamp / Luminaire Category]]&Table1323[[#This Row],[Rebate Category]],Table1[PrescribedSource - Rebate ID],0))),\"\")","v":""},null,null,null,{"$f":"IFERROR(INDEX(Table1[Rebate],MATCH(Table1323[[#This Row],[Lamp / Luminaire Category]]&Table1323[[#This Row],[Rebate Category]],Table1[PrescribedSource - Rebate ID],0))*Table1323[[#This Row],[Quantity of luminaires]],0)","v":0},{"$f":"IF(OR(Table1323[[#This Row],[Automatic Controls?]]=\"Fixture integrated Occupancy / Daylight Harvesting sensor\",Table1323[[#This Row],[Automatic Controls?]]=\"Ceiling / wall mounted Occupancy / Daylight Harvesting sensor\",Table1323[[#This Row],[Automatic Controls?]]=\"Timer\"),45*Table1323[[#This Row],[Number of occupancy sensors]],\"\")","v":""},{"$f":"IFERROR(IF(Table1323[[#This Row],[Controls Rebate]]=\"\",0,Table1323[[#This Row],[Controls Rebate]])+Table1323[[#This Row],[Lighting Rebate]],\"\")","v":0},{"$f":"IFERROR(INDEX(Table1[Rebate Savings],MATCH(Table1323[[#This Row],[Lamp / Luminaire Category]]&Table1323[[#This Row],[Rebate Category]],Table1[PrescribedSource - Rebate ID],0))*Table1323[[#This Row],[Quantity of luminaires]]/1000,0)","v":0},{"$f":"IFERROR(Table1323[[#This Row],[Rebate kW Savings]]*IF(Table1323[[#This Row],[Assumed hours from space type]]=\"user defined\",Table1323[[#This Row],[Baseline Operating hours]],Table1323[[#This Row],[Assumed hours from space type]]),0)","v":0},{"$f":"IF(OR(Table1323[[#This Row],[Automatic Controls?]]=\"Fixture integrated occupancy sensor\",Table1323[[#This Row],[Automatic Controls?]]=\"Ceiling / wall mounted occupancy sensor\"),Table1323[[#This Row],[Quantity of luminaires]]*IF(Table1323[[#This Row],[Rebate Category]]<>\"\",INDEX(Table1[Retrofit W],MATCH(Table1323[[#This Row],[Rebate Category]],Table1[BC Hydro Rebate Category],0)),Table1323[[#This Row],[Retrofit W defined by user (no rebate)]])/1000*IF(Table1323[[#This Row],[Assumed hours from space type]]=\"user defined\",Table1323[[#This Row],[Baseline Operating hours]],Table1323[[#This Row],[Assumed hours from space type]])*0.2,0)","v":0},{"$f":"Table1323[[#This Row],[Rebate kWh savings]]+Table1323[[#This Row],[Controls Rebate kWh Savings]]","v":0},{"$f":"IFERROR(IF(Table1323[[#This Row],[Quantity of luminaires]]=\"\",\"\",IF(Table1323[[#This Row],[Lamp / Luminaire Category]]=\"No eligible rebate\",(Table1323[[#This Row],[Baseline W defined by user]]-Table1323[[#This Row],[Retrofit W defined by user (no rebate)]])*Table1323[[#This Row],[Quantity of luminaires]]/1000,(Table1323[[#This Row],[Assumed Baseline W by source]]-Table1323[[#This Row],[LED Luminaire W by rebate]])*Table1323[[#This Row],[Quantity of luminaires]]/1000)),0)","v":""},{"$f":"IFERROR(IF(Table1323[[#This Row],[Lamp / Luminaire Category]]=\"No eligible rebate\",Table1323[[#This Row],[Quantity of luminaires]]*(Table1323[[#This Row],[Baseline W defined by user]]-Table1323[[#This Row],[Retrofit W defined by user (no rebate)]])/1000*IF(Table1323[[#This Row],[Assumed hours from space type]]=\"user defined\",Table1323[[#This Row],[Baseline Operating hours]],Table1323[[#This Row],[Assumed hours from space type]])+Table1323[[#This Row],[Controls Rebate kWh Savings]],Table1323[[#This Row],[Quantity of luminaires]]*(INDEX(Table1[Actual Baseline W],MATCH(Table1323[[#This Row],[Lamp / Luminaire Category]]&Table1323[[#This Row],[Rebate Category]],Table1[PrescribedSource - Rebate ID],0))/1000-Table1323[[#This Row],[LED Luminaire W by rebate]]/1000)*IF(Table1323[[#This Row],[Assumed hours from space type]]=\"user defined\",Table1323[[#This Row],[Baseline Operating hours]],Table1323[[#This Row],[Assumed hours from space type]])+Table1323[[#This Row],[Controls Rebate kWh Savings]]),0)","v":0},{"$f":"IFERROR(IF(Table1323[[#This Row],[Rebate kW Savings]]=0,Table1323[[#This Row],[Demand Savings, kW]],INDEX(Table1[Actual Savings],MATCH(Table1323[[#This Row],[Lamp / Luminaire Category]]&Table1323[[#This Row],[Rebate Category]],Table1[PrescribedSource - Rebate ID],0))*Table1323[[#This Row],[Quantity of luminaires]]/1000),0)","v":""},{"$f":"IFERROR(Table1323[[#This Row],[BC Housing Site kW Savings]]*IF(Table1323[[#This Row],[Assumed hours from space type]]=\"user defined\",Table1323[[#This Row],[Baseline Operating hours]],Table1323[[#This Row],[Assumed hours from space type]])+Table1323[[#This Row],[Controls Rebate kWh Savings]],0)","v":0},{"$f":"IFERROR(IF(Table1323[[#This Row],[Lamp / Luminaire Category]]=\"No eligible rebate\",Table1323[[#This Row],[Lighting Technology]]&\" retrofit with no rebate\",Table1323[[#This Row],[Rebate Category]]),\"\")","v":0},{"$f":"IF(Table1323[[#This Row],[Lamp / Luminaire Category]]=\"No eligible rebate\",1,0)","v":0},{"$f":"IFERROR(IF(IF(Table1323[[#This Row],[Assumed hours from space type]]=\"user defined\",Table1323[[#This Row],[Baseline Operating hours]],Table1323[[#This Row],[Assumed hours from space type]])<3600,0,IF(AND(IF(Table1323[[#This Row],[Assumed hours from space type]]=\"user defined\",Table1323[[#This Row],[Baseline Operating hours]],Table1323[[#This Row],[Assumed hours from space type]])>=3600,OR(Table1323[[#This Row],[Automatic Controls?]]=\"None\",Table1323[[#This Row],[Automatic Controls?]]=\"\")),IF(Table1323[[#This Row],[Lamp / Luminaire Category]]=\"No eligible rebate\",Table1323[[#This Row],[Baseline W defined by user]]-Table1323[[#This Row],[Retrofit W defined by user (no rebate)]],Table1323[[#This Row],[Assumed Baseline W by source]]-Table1323[[#This Row],[LED Luminaire W by rebate]]),IF(AND(IF(Table1323[[#This Row],[Assumed hours from space type]]=\"user defined\",Table1323[[#This Row],[Baseline Operating hours]],Table1323[[#This Row],[Assumed hours from space type]])>=(3600/0.8),OR(Table1323[[#This Row],[Automatic Controls?]]=\"Fixture integrated occupancy sensor\",Table1323[[#This Row],[Automatic Controls?]]=\"Ceiling / wall mounted occupancy sensor\")),IF(Table1323[[#This Row],[Lamp / Luminaire Category]]=\"No eligible rebate\",(Table1323[[#This Row],[Baseline W defined by user]]-Table1323[[#This Row],[Retrofit W defined by user (no rebate)]]),Table1323[[#This Row],[Assumed Baseline W by source]]-Table1323[[#This Row],[LED Luminaire W by rebate]]),IF(AND(IF(Table1323[[#This Row],[Assumed hours from space type]]=\"user defined\",Table1323[[#This Row],[Baseline Operating hours]],Table1323[[#This Row],[Assumed hours from space type]])<(3600/0.8),OR(Table1323[[#This Row],[Automatic Controls?]]=\"Fixture integrated occupancy sensor\",Table1323[[#This Row],[Automatic Controls?]]=\"Ceiling / wall mounted occupancy sensor\")),IF(Table1323[[#This Row],[Lamp / Luminaire Category]]=\"No eligible rebate\",Table1323[[#This Row],[Baseline W defined by user]],Table1323[[#This Row],[Assumed Baseline W by source]])))))*Table1323[[#This Row],[Quantity of luminaires]]/1000,\"\")","v":""},{"$f":"Table1323[[#This Row],[LED lamp/luminaire retrofit part '#]]","v":0},{"$f":"IF(Table1323[[#This Row],[Rebate Unit]]=\"per lamp\",INDEX(Table1[Number of Lamps],MATCH(Table1323[[#This Row],[Lamp / Luminaire Category]]&Table1323[[#This Row],[Rebate Category]],Table1[PrescribedSource - Rebate ID],0)),1)*Table1323[[#This Row],[Quantity of luminaires]]","v":0},{"$f":"IFERROR(IF(Table1323[[#This Row],[Lamp / Luminaire Category]]=\"No eligible rebate\",\"no eligible rebate\",INDEX(Table1[BC Hydro xRM ECM],MATCH(Table1323[[#This Row],[Lamp / Luminaire Category]]&Table1323[[#This Row],[Rebate Category]],Table1[PrescribedSource - Rebate ID],0))),\"\")","v":""}]
[null,{"$f":"IF(Table1323[[#This Row],[Space Type]]=\"\",\"\",\"L-\"&ROW(215:215))","v":""},null,null,null,null,null,null,null,{"$f":"IFERROR(IF(Table1323[[#This Row],[Space Type]]=\"\",\"\",IF(Table1323[[#This Row],[Lamp / Luminaire Category]]=\"No eligible rebate\",\"\",IF(Table1323[[#This Row],[Rebate Category]]=\"\",\"select rebate\",INDEX(Table1[Actual Baseline W],MATCH(Table1323[[#This Row],[Lamp / Luminaire Category]]&Table1323[[#This Row],[Rebate Category]],Table1[PrescribedSource - Rebate ID],0))))),\"\")","v":""},{"$f":"IFERROR(IF(Table1323[[#This Row],[No]]=\"\",\"\",IF(Table1323[[#This Row],[Space Type]]=\"\",\"select Space Type\",IF(Table1323[[#This Row],[Baseline Operating hours]]<>\"\",\"user defined\",INDEX(Table5[Hours],MATCH(Table1323[[#This Row],[Space Type]],Table5[Space Type],0))))),\"\")","v":""},null,{"$f":"IFERROR(INDEX(Table1[Rebate],MATCH(Table1323[[#This Row],[Lamp / Luminaire Category]]&Table1323[[#This Row],[Rebate Category]],Table1[PrescribedSource - Rebate ID],0)),\"\")","v":""},{"$f":"IFERROR(INDEX(Table1[Rebate Unit],MATCH(Table1323[[#This Row],[Lamp / Luminaire Category]]&Table1323[[#This Row],[Rebate Category]],Table1[PrescribedSource - Rebate ID],0)),\"\")","v":""},null,{"$f":"IFERROR(IF(Table1323[[#This Row],[Lamp / Luminaire Category]]=\"No eligible rebate\",\"no rebate\",INDEX(Table1[Retrofit W],MATCH(Table1323[[#This Row],[Lamp / Luminaire Category]]&Table1323[[#This Row],[Rebate Category]],Table1[PrescribedSource - Rebate ID],0))),\"\")","v":""},null,null,null,{"$f":"IFERROR(INDEX(Table1[Rebate],MATCH(Table1323[[#This Row],[Lamp / Luminaire Category]]&Table1323[[#This Row],[Rebate Category]],Table1[PrescribedSource - Rebate ID],0))*Table1323[[#This Row],[Quantity of luminaires]],0)","v":0},{"$f":"IF(OR(Table1323[[#This Row],[Automatic Controls?]]=\"Fixture integrated Occupancy / Daylight Harvesting sensor\",Table1323[[#This Row],[Automatic Controls?]]=\"Ceiling / wall mounted Occupancy / Daylight Harvesting sensor\",Table1323[[#This Row],[Automatic Controls?]]=\"Timer\"),45*Table1323[[#This Row],[Number of occupancy sensors]],\"\")","v":""},{"$f":"IFERROR(IF(Table1323[[#This Row],[Controls Rebate]]=\"\",0,Table1323[[#This Row],[Controls Rebate]])+Table1323[[#This Row],[Lighting Rebate]],\"\")","v":0},{"$f":"IFERROR(INDEX(Table1[Rebate Savings],MATCH(Table1323[[#This Row],[Lamp / Luminaire Category]]&Table1323[[#This Row],[Rebate Category]],Table1[PrescribedSource - Rebate ID],0))*Table1323[[#This Row],[Quantity of luminaires]]/1000,0)","v":0},{"$f":"IFERROR(Table1323[[#This Row],[Rebate kW Savings]]*IF(Table1323[[#This Row],[Assumed hours from space type]]=\"user defined\",Table1323[[#This Row],[Baseline Operating hours]],Table1323[[#This Row],[Assumed hours from space type]]),0)","v":0},{"$f":"IF(OR(Table1323[[#This Row],[Automatic Controls?]]=\"Fixture integrated occupancy sensor\",Table1323[[#This Row],[Automatic Controls?]]=\"Ceiling / wall mounted occupancy sensor\"),Table1323[[#This Row],[Quantity of luminaires]]*IF(Table1323[[#This Row],[Rebate Category]]<>\"\",INDEX(Table1[Retrofit W],MATCH(Table1323[[#This Row],[Rebate Category]],Table1[BC Hydro Rebate Category],0)),Table1323[[#This Row],[Retrofit W defined by user (no rebate)]])/1000*IF(Table1323[[#This Row],[Assumed hours from space type]]=\"user defined\",Table1323[[#This Row],[Baseline Operating hours]],Table1323[[#This Row],[Assumed hours from space type]])*0.2,0)","v":0},{"$f":"Table1323[[#This Row],[Rebate kWh savings]]+Table1323[[#This Row],[Controls Rebate kWh Savings]]","v":0},{"$f":"IFERROR(IF(Table1323[[#This Row],[Quantity of luminaires]]=\"\",\"\",IF(Table1323[[#This Row],[Lamp / Luminaire Category]]=\"No eligible rebate\",(Table1323[[#This Row],[Baseline W defined by user]]-Table1323[[#This Row],[Retrofit W defined by user (no rebate)]])*Table1323[[#This Row],[Quantity of luminaires]]/1000,(Table1323[[#This Row],[Assumed Baseline W by source]]-Table1323[[#This Row],[LED Luminaire W by rebate]])*Table1323[[#This Row],[Quantity of luminaires]]/1000)),0)","v":""},{"$f":"IFERROR(IF(Table1323[[#This Row],[Lamp / Luminaire Category]]=\"No eligible rebate\",Table1323[[#This Row],[Quantity of luminaires]]*(Table1323[[#This Row],[Baseline W defined by user]]-Table1323[[#This Row],[Retrofit W defined by user (no rebate)]])/1000*IF(Table1323[[#This Row],[Assumed hours from space type]]=\"user defined\",Table1323[[#This Row],[Baseline Operating hours]],Table1323[[#This Row],[Assumed hours from space type]])+Table1323[[#This Row],[Controls Rebate kWh Savings]],Table1323[[#This Row],[Quantity of luminaires]]*(INDEX(Table1[Actual Baseline W],MATCH(Table1323[[#This Row],[Lamp / Luminaire Category]]&Table1323[[#This Row],[Rebate Category]],Table1[PrescribedSource - Rebate ID],0))/1000-Table1323[[#This Row],[LED Luminaire W by rebate]]/1000)*IF(Table1323[[#This Row],[Assumed hours from space type]]=\"user defined\",Table1323[[#This Row],[Baseline Operating hours]],Table1323[[#This Row],[Assumed hours from space type]])+Table1323[[#This Row],[Controls Rebate kWh Savings]]),0)","v":0},{"$f":"IFERROR(IF(Table1323[[#This Row],[Rebate kW Savings]]=0,Table1323[[#This Row],[Demand Savings, kW]],INDEX(Table1[Actual Savings],MATCH(Table1323[[#This Row],[Lamp / Luminaire Category]]&Table1323[[#This Row],[Rebate Category]],Table1[PrescribedSource - Rebate ID],0))*Table1323[[#This Row],[Quantity of luminaires]]/1000),0)","v":""},{"$f":"IFERROR(Table1323[[#This Row],[BC Housing Site kW Savings]]*IF(Table1323[[#This Row],[Assumed hours from space type]]=\"user defined\",Table1323[[#This Row],[Baseline Operating hours]],Table1323[[#This Row],[Assumed hours from space type]])+Table1323[[#This Row],[Controls Rebate kWh Savings]],0)","v":0},{"$f":"IFERROR(IF(Table1323[[#This Row],[Lamp / Luminaire Category]]=\"No eligible rebate\",Table1323[[#This Row],[Lighting Technology]]&\" retrofit with no rebate\",Table1323[[#This Row],[Rebate Category]]),\"\")","v":0},{"$f":"IF(Table1323[[#This Row],[Lamp / Luminaire Category]]=\"No eligible rebate\",1,0)","v":0},{"$f":"IFERROR(IF(IF(Table1323[[#This Row],[Assumed hours from space type]]=\"user defined\",Table1323[[#This Row],[Baseline Operating hours]],Table1323[[#This Row],[Assumed hours from space type]])<3600,0,IF(AND(IF(Table1323[[#This Row],[Assumed hours from space type]]=\"user defined\",Table1323[[#This Row],[Baseline Operating hours]],Table1323[[#This Row],[Assumed hours from space type]])>=3600,OR(Table1323[[#This Row],[Automatic Controls?]]=\"None\",Table1323[[#This Row],[Automatic Controls?]]=\"\")),IF(Table1323[[#This Row],[Lamp / Luminaire Category]]=\"No eligible rebate\",Table1323[[#This Row],[Baseline W defined by user]]-Table1323[[#This Row],[Retrofit W defined by user (no rebate)]],Table1323[[#This Row],[Assumed Baseline W by source]]-Table1323[[#This Row],[LED Luminaire W by rebate]]),IF(AND(IF(Table1323[[#This Row],[Assumed hours from space type]]=\"user defined\",Table1323[[#This Row],[Baseline Operating hours]],Table1323[[#This Row],[Assumed hours from space type]])>=(3600/0.8),OR(Table1323[[#This Row],[Automatic Controls?]]=\"Fixture integrated occupancy sensor\",Table1323[[#This Row],[Automatic Controls?]]=\"Ceiling / wall mounted occupancy sensor\")),IF(Table1323[[#This Row],[Lamp / Luminaire Category]]=\"No eligible rebate\",(Table1323[[#This Row],[Baseline W defined by user]]-Table1323[[#This Row],[Retrofit W defined by user (no rebate)]]),Table1323[[#This Row],[Assumed Baseline W by source]]-Table1323[[#This Row],[LED Luminaire W by rebate]]),IF(AND(IF(Table1323[[#This Row],[Assumed hours from space type]]=\"user defined\",Table1323[[#This Row],[Baseline Operating hours]],Table1323[[#This Row],[Assumed hours from space type]])<(3600/0.8),OR(Table1323[[#This Row],[Automatic Controls?]]=\"Fixture integrated occupancy sensor\",Table1323[[#This Row],[Automatic Controls?]]=\"Ceiling / wall mounted occupancy sensor\")),IF(Table1323[[#This Row],[Lamp / Luminaire Category]]=\"No eligible rebate\",Table1323[[#This Row],[Baseline W defined by user]],Table1323[[#This Row],[Assumed Baseline W by source]])))))*Table1323[[#This Row],[Quantity of luminaires]]/1000,\"\")","v":""},{"$f":"Table1323[[#This Row],[LED lamp/luminaire retrofit part '#]]","v":0},{"$f":"IF(Table1323[[#This Row],[Rebate Unit]]=\"per lamp\",INDEX(Table1[Number of Lamps],MATCH(Table1323[[#This Row],[Lamp / Luminaire Category]]&Table1323[[#This Row],[Rebate Category]],Table1[PrescribedSource - Rebate ID],0)),1)*Table1323[[#This Row],[Quantity of luminaires]]","v":0},{"$f":"IFERROR(IF(Table1323[[#This Row],[Lamp / Luminaire Category]]=\"No eligible rebate\",\"no eligible rebate\",INDEX(Table1[BC Hydro xRM ECM],MATCH(Table1323[[#This Row],[Lamp / Luminaire Category]]&Table1323[[#This Row],[Rebate Category]],Table1[PrescribedSource - Rebate ID],0))),\"\")","v":""}]
[null,{"$f":"IF(Table1323[[#This Row],[Space Type]]=\"\",\"\",\"L-\"&ROW(216:216))","v":""},null,null,null,null,null,null,null,{"$f":"IFERROR(IF(Table1323[[#This Row],[Space Type]]=\"\",\"\",IF(Table1323[[#This Row],[Lamp / Luminaire Category]]=\"No eligible rebate\",\"\",IF(Table1323[[#This Row],[Rebate Category]]=\"\",\"select rebate\",INDEX(Table1[Actual Baseline W],MATCH(Table1323[[#This Row],[Lamp / Luminaire Category]]&Table1323[[#This Row],[Rebate Category]],Table1[PrescribedSource - Rebate ID],0))))),\"\")","v":""},{"$f":"IFERROR(IF(Table1323[[#This Row],[No]]=\"\",\"\",IF(Table1323[[#This Row],[Space Type]]=\"\",\"select Space Type\",IF(Table1323[[#This Row],[Baseline Operating hours]]<>\"\",\"user defined\",INDEX(Table5[Hours],MATCH(Table1323[[#This Row],[Space Type]],Table5[Space Type],0))))),\"\")","v":""},null,{"$f":"IFERROR(INDEX(Table1[Rebate],MATCH(Table1323[[#This Row],[Lamp / Luminaire Category]]&Table1323[[#This Row],[Rebate Category]],Table1[PrescribedSource - Rebate ID],0)),\"\")","v":""},{"$f":"IFERROR(INDEX(Table1[Rebate Unit],MATCH(Table1323[[#This Row],[Lamp / Luminaire Category]]&Table1323[[#This Row],[Rebate Category]],Table1[PrescribedSource - Rebate ID],0)),\"\")","v":""},null,{"$f":"IFERROR(IF(Table1323[[#This Row],[Lamp / Luminaire Category]]=\"No eligible rebate\",\"no rebate\",INDEX(Table1[Retrofit W],MATCH(Table1323[[#This Row],[Lamp / Luminaire Category]]&Table1323[[#This Row],[Rebate Category]],Table1[PrescribedSource - Rebate ID],0))),\"\")","v":""},null,null,null,{"$f":"IFERROR(INDEX(Table1[Rebate],MATCH(Table1323[[#This Row],[Lamp / Luminaire Category]]&Table1323[[#This Row],[Rebate Category]],Table1[PrescribedSource - Rebate ID],0))*Table1323[[#This Row],[Quantity of luminaires]],0)","v":0},{"$f":"IF(OR(Table1323[[#This Row],[Automatic Controls?]]=\"Fixture integrated Occupancy / Daylight Harvesting sensor\",Table1323[[#This Row],[Automatic Controls?]]=\"Ceiling / wall mounted Occupancy / Daylight Harvesting sensor\",Table1323[[#This Row],[Automatic Controls?]]=\"Timer\"),45*Table1323[[#This Row],[Number of occupancy sensors]],\"\")","v":""},{"$f":"IFERROR(IF(Table1323[[#This Row],[Controls Rebate]]=\"\",0,Table1323[[#This Row],[Controls Rebate]])+Table1323[[#This Row],[Lighting Rebate]],\"\")","v":0},{"$f":"IFERROR(INDEX(Table1[Rebate Savings],MATCH(Table1323[[#This Row],[Lamp / Luminaire Category]]&Table1323[[#This Row],[Rebate Category]],Table1[PrescribedSource - Rebate ID],0))*Table1323[[#This Row],[Quantity of luminaires]]/1000,0)","v":0},{"$f":"IFERROR(Table1323[[#This Row],[Rebate kW Savings]]*IF(Table1323[[#This Row],[Assumed hours from space type]]=\"user defined\",Table1323[[#This Row],[Baseline Operating hours]],Table1323[[#This Row],[Assumed hours from space type]]),0)","v":0},{"$f":"IF(OR(Table1323[[#This Row],[Automatic Controls?]]=\"Fixture integrated occupancy sensor\",Table1323[[#This Row],[Automatic Controls?]]=\"Ceiling / wall mounted occupancy sensor\"),Table1323[[#This Row],[Quantity of luminaires]]*IF(Table1323[[#This Row],[Rebate Category]]<>\"\",INDEX(Table1[Retrofit W],MATCH(Table1323[[#This Row],[Rebate Category]],Table1[BC Hydro Rebate Category],0)),Table1323[[#This Row],[Retrofit W defined by user (no rebate)]])/1000*IF(Table1323[[#This Row],[Assumed hours from space type]]=\"user defined\",Table1323[[#This Row],[Baseline Operating hours]],Table1323[[#This Row],[Assumed hours from space type]])*0.2,0)","v":0},{"$f":"Table1323[[#This Row],[Rebate kWh savings]]+Table1323[[#This Row],[Controls Rebate kWh Savings]]","v":0},{"$f":"IFERROR(IF(Table1323[[#This Row],[Quantity of luminaires]]=\"\",\"\",IF(Table1323[[#This Row],[Lamp / Luminaire Category]]=\"No eligible rebate\",(Table1323[[#This Row],[Baseline W defined by user]]-Table1323[[#This Row],[Retrofit W defined by user (no rebate)]])*Table1323[[#This Row],[Quantity of luminaires]]/1000,(Table1323[[#This Row],[Assumed Baseline W by source]]-Table1323[[#This Row],[LED Luminaire W by rebate]])*Table1323[[#This Row],[Quantity of luminaires]]/1000)),0)","v":""},{"$f":"IFERROR(IF(Table1323[[#This Row],[Lamp / Luminaire Category]]=\"No eligible rebate\",Table1323[[#This Row],[Quantity of luminaires]]*(Table1323[[#This Row],[Baseline W defined by user]]-Table1323[[#This Row],[Retrofit W defined by user (no rebate)]])/1000*IF(Table1323[[#This Row],[Assumed hours from space type]]=\"user defined\",Table1323[[#This Row],[Baseline Operating hours]],Table1323[[#This Row],[Assumed hours from space type]])+Table1323[[#This Row],[Controls Rebate kWh Savings]],Table1323[[#This Row],[Quantity of luminaires]]*(INDEX(Table1[Actual Baseline W],MATCH(Table1323[[#This Row],[Lamp / Luminaire Category]]&Table1323[[#This Row],[Rebate Category]],Table1[PrescribedSource - Rebate ID],0))/1000-Table1323[[#This Row],[LED Luminaire W by rebate]]/1000)*IF(Table1323[[#This Row],[Assumed hours from space type]]=\"user defined\",Table1323[[#This Row],[Baseline Operating hours]],Table1323[[#This Row],[Assumed hours from space type]])+Table1323[[#This Row],[Controls Rebate kWh Savings]]),0)","v":0},{"$f":"IFERROR(IF(Table1323[[#This Row],[Rebate kW Savings]]=0,Table1323[[#This Row],[Demand Savings, kW]],INDEX(Table1[Actual Savings],MATCH(Table1323[[#This Row],[Lamp / Luminaire Category]]&Table1323[[#This Row],[Rebate Category]],Table1[PrescribedSource - Rebate ID],0))*Table1323[[#This Row],[Quantity of luminaires]]/1000),0)","v":""},{"$f":"IFERROR(Table1323[[#This Row],[BC Housing Site kW Savings]]*IF(Table1323[[#This Row],[Assumed hours from space type]]=\"user defined\",Table1323[[#This Row],[Baseline Operating hours]],Table1323[[#This Row],[Assumed hours from space type]])+Table1323[[#This Row],[Controls Rebate kWh Savings]],0)","v":0},{"$f":"IFERROR(IF(Table1323[[#This Row],[Lamp / Luminaire Category]]=\"No eligible rebate\",Table1323[[#This Row],[Lighting Technology]]&\" retrofit with no rebate\",Table1323[[#This Row],[Rebate Category]]),\"\")","v":0},{"$f":"IF(Table1323[[#This Row],[Lamp / Luminaire Category]]=\"No eligible rebate\",1,0)","v":0},{"$f":"IFERROR(IF(IF(Table1323[[#This Row],[Assumed hours from space type]]=\"user defined\",Table1323[[#This Row],[Baseline Operating hours]],Table1323[[#This Row],[Assumed hours from space type]])<3600,0,IF(AND(IF(Table1323[[#This Row],[Assumed hours from space type]]=\"user defined\",Table1323[[#This Row],[Baseline Operating hours]],Table1323[[#This Row],[Assumed hours from space type]])>=3600,OR(Table1323[[#This Row],[Automatic Controls?]]=\"None\",Table1323[[#This Row],[Automatic Controls?]]=\"\")),IF(Table1323[[#This Row],[Lamp / Luminaire Category]]=\"No eligible rebate\",Table1323[[#This Row],[Baseline W defined by user]]-Table1323[[#This Row],[Retrofit W defined by user (no rebate)]],Table1323[[#This Row],[Assumed Baseline W by source]]-Table1323[[#This Row],[LED Luminaire W by rebate]]),IF(AND(IF(Table1323[[#This Row],[Assumed hours from space type]]=\"user defined\",Table1323[[#This Row],[Baseline Operating hours]],Table1323[[#This Row],[Assumed hours from space type]])>=(3600/0.8),OR(Table1323[[#This Row],[Automatic Controls?]]=\"Fixture integrated occupancy sensor\",Table1323[[#This Row],[Automatic Controls?]]=\"Ceiling / wall mounted occupancy sensor\")),IF(Table1323[[#This Row],[Lamp / Luminaire Category]]=\"No eligible rebate\",(Table1323[[#This Row],[Baseline W defined by user]]-Table1323[[#This Row],[Retrofit W defined by user (no rebate)]]),Table1323[[#This Row],[Assumed Baseline W by source]]-Table1323[[#This Row],[LED Luminaire W by rebate]]),IF(AND(IF(Table1323[[#This Row],[Assumed hours from space type]]=\"user defined\",Table1323[[#This Row],[Baseline Operating hours]],Table1323[[#This Row],[Assumed hours from space type]])<(3600/0.8),OR(Table1323[[#This Row],[Automatic Controls?]]=\"Fixture integrated occupancy sensor\",Table1323[[#This Row],[Automatic Controls?]]=\"Ceiling / wall mounted occupancy sensor\")),IF(Table1323[[#This Row],[Lamp / Luminaire Category]]=\"No eligible rebate\",Table1323[[#This Row],[Baseline W defined by user]],Table1323[[#This Row],[Assumed Baseline W by source]])))))*Table1323[[#This Row],[Quantity of luminaires]]/1000,\"\")","v":""},{"$f":"Table1323[[#This Row],[LED lamp/luminaire retrofit part '#]]","v":0},{"$f":"IF(Table1323[[#This Row],[Rebate Unit]]=\"per lamp\",INDEX(Table1[Number of Lamps],MATCH(Table1323[[#This Row],[Lamp / Luminaire Category]]&Table1323[[#This Row],[Rebate Category]],Table1[PrescribedSource - Rebate ID],0)),1)*Table1323[[#This Row],[Quantity of luminaires]]","v":0},{"$f":"IFERROR(IF(Table1323[[#This Row],[Lamp / Luminaire Category]]=\"No eligible rebate\",\"no eligible rebate\",INDEX(Table1[BC Hydro xRM ECM],MATCH(Table1323[[#This Row],[Lamp / Luminaire Category]]&Table1323[[#This Row],[Rebate Category]],Table1[PrescribedSource - Rebate ID],0))),\"\")","v":""}]
[null,{"$f":"IF(Table1323[[#This Row],[Space Type]]=\"\",\"\",\"L-\"&ROW(217:217))","v":""},null,null,null,null,null,null,null,{"$f":"IFERROR(IF(Table1323[[#This Row],[Space Type]]=\"\",\"\",IF(Table1323[[#This Row],[Lamp / Luminaire Category]]=\"No eligible rebate\",\"\",IF(Table1323[[#This Row],[Rebate Category]]=\"\",\"select rebate\",INDEX(Table1[Actual Baseline W],MATCH(Table1323[[#This Row],[Lamp / Luminaire Category]]&Table1323[[#This Row],[Rebate Category]],Table1[PrescribedSource - Rebate ID],0))))),\"\")","v":""},{"$f":"IFERROR(IF(Table1323[[#This Row],[No]]=\"\",\"\",IF(Table1323[[#This Row],[Space Type]]=\"\",\"select Space Type\",IF(Table1323[[#This Row],[Baseline Operating hours]]<>\"\",\"user defined\",INDEX(Table5[Hours],MATCH(Table1323[[#This Row],[Space Type]],Table5[Space Type],0))))),\"\")","v":""},null,{"$f":"IFERROR(INDEX(Table1[Rebate],MATCH(Table1323[[#This Row],[Lamp / Luminaire Category]]&Table1323[[#This Row],[Rebate Category]],Table1[PrescribedSource - Rebate ID],0)),\"\")","v":""},{"$f":"IFERROR(INDEX(Table1[Rebate Unit],MATCH(Table1323[[#This Row],[Lamp / Luminaire Category]]&Table1323[[#This Row],[Rebate Category]],Table1[PrescribedSource - Rebate ID],0)),\"\")","v":""},null,{"$f":"IFERROR(IF(Table1323[[#This Row],[Lamp / Luminaire Category]]=\"No eligible rebate\",\"no rebate\",INDEX(Table1[Retrofit W],MATCH(Table1323[[#This Row],[Lamp / Luminaire Category]]&Table1323[[#This Row],[Rebate Category]],Table1[PrescribedSource - Rebate ID],0))),\"\")","v":""},null,null,null,{"$f":"IFERROR(INDEX(Table1[Rebate],MATCH(Table1323[[#This Row],[Lamp / Luminaire Category]]&Table1323[[#This Row],[Rebate Category]],Table1[PrescribedSource - Rebate ID],0))*Table1323[[#This Row],[Quantity of luminaires]],0)","v":0},{"$f":"IF(OR(Table1323[[#This Row],[Automatic Controls?]]=\"Fixture integrated Occupancy / Daylight Harvesting sensor\",Table1323[[#This Row],[Automatic Controls?]]=\"Ceiling / wall mounted Occupancy / Daylight Harvesting sensor\",Table1323[[#This Row],[Automatic Controls?]]=\"Timer\"),45*Table1323[[#This Row],[Number of occupancy sensors]],\"\")","v":""},{"$f":"IFERROR(IF(Table1323[[#This Row],[Controls Rebate]]=\"\",0,Table1323[[#This Row],[Controls Rebate]])+Table1323[[#This Row],[Lighting Rebate]],\"\")","v":0},{"$f":"IFERROR(INDEX(Table1[Rebate Savings],MATCH(Table1323[[#This Row],[Lamp / Luminaire Category]]&Table1323[[#This Row],[Rebate Category]],Table1[PrescribedSource - Rebate ID],0))*Table1323[[#This Row],[Quantity of luminaires]]/1000,0)","v":0},{"$f":"IFERROR(Table1323[[#This Row],[Rebate kW Savings]]*IF(Table1323[[#This Row],[Assumed hours from space type]]=\"user defined\",Table1323[[#This Row],[Baseline Operating hours]],Table1323[[#This Row],[Assumed hours from space type]]),0)","v":0},{"$f":"IF(OR(Table1323[[#This Row],[Automatic Controls?]]=\"Fixture integrated occupancy sensor\",Table1323[[#This Row],[Automatic Controls?]]=\"Ceiling / wall mounted occupancy sensor\"),Table1323[[#This Row],[Quantity of luminaires]]*IF(Table1323[[#This Row],[Rebate Category]]<>\"\",INDEX(Table1[Retrofit W],MATCH(Table1323[[#This Row],[Rebate Category]],Table1[BC Hydro Rebate Category],0)),Table1323[[#This Row],[Retrofit W defined by user (no rebate)]])/1000*IF(Table1323[[#This Row],[Assumed hours from space type]]=\"user defined\",Table1323[[#This Row],[Baseline Operating hours]],Table1323[[#This Row],[Assumed hours from space type]])*0.2,0)","v":0},{"$f":"Table1323[[#This Row],[Rebate kWh savings]]+Table1323[[#This Row],[Controls Rebate kWh Savings]]","v":0},{"$f":"IFERROR(IF(Table1323[[#This Row],[Quantity of luminaires]]=\"\",\"\",IF(Table1323[[#This Row],[Lamp / Luminaire Category]]=\"No eligible rebate\",(Table1323[[#This Row],[Baseline W defined by user]]-Table1323[[#This Row],[Retrofit W defined by user (no rebate)]])*Table1323[[#This Row],[Quantity of luminaires]]/1000,(Table1323[[#This Row],[Assumed Baseline W by source]]-Table1323[[#This Row],[LED Luminaire W by rebate]])*Table1323[[#This Row],[Quantity of luminaires]]/1000)),0)","v":""},{"$f":"IFERROR(IF(Table1323[[#This Row],[Lamp / Luminaire Category]]=\"No eligible rebate\",Table1323[[#This Row],[Quantity of luminaires]]*(Table1323[[#This Row],[Baseline W defined by user]]-Table1323[[#This Row],[Retrofit W defined by user (no rebate)]])/1000*IF(Table1323[[#This Row],[Assumed hours from space type]]=\"user defined\",Table1323[[#This Row],[Baseline Operating hours]],Table1323[[#This Row],[Assumed hours from space type]])+Table1323[[#This Row],[Controls Rebate kWh Savings]],Table1323[[#This Row],[Quantity of luminaires]]*(INDEX(Table1[Actual Baseline W],MATCH(Table1323[[#This Row],[Lamp / Luminaire Category]]&Table1323[[#This Row],[Rebate Category]],Table1[PrescribedSource - Rebate ID],0))/1000-Table1323[[#This Row],[LED Luminaire W by rebate]]/1000)*IF(Table1323[[#This Row],[Assumed hours from space type]]=\"user defined\",Table1323[[#This Row],[Baseline Operating hours]],Table1323[[#This Row],[Assumed hours from space type]])+Table1323[[#This Row],[Controls Rebate kWh Savings]]),0)","v":0},{"$f":"IFERROR(IF(Table1323[[#This Row],[Rebate kW Savings]]=0,Table1323[[#This Row],[Demand Savings, kW]],INDEX(Table1[Actual Savings],MATCH(Table1323[[#This Row],[Lamp / Luminaire Category]]&Table1323[[#This Row],[Rebate Category]],Table1[PrescribedSource - Rebate ID],0))*Table1323[[#This Row],[Quantity of luminaires]]/1000),0)","v":""},{"$f":"IFERROR(Table1323[[#This Row],[BC Housing Site kW Savings]]*IF(Table1323[[#This Row],[Assumed hours from space type]]=\"user defined\",Table1323[[#This Row],[Baseline Operating hours]],Table1323[[#This Row],[Assumed hours from space type]])+Table1323[[#This Row],[Controls Rebate kWh Savings]],0)","v":0},{"$f":"IFERROR(IF(Table1323[[#This Row],[Lamp / Luminaire Category]]=\"No eligible rebate\",Table1323[[#This Row],[Lighting Technology]]&\" retrofit with no rebate\",Table1323[[#This Row],[Rebate Category]]),\"\")","v":0},{"$f":"IF(Table1323[[#This Row],[Lamp / Luminaire Category]]=\"No eligible rebate\",1,0)","v":0},{"$f":"IFERROR(IF(IF(Table1323[[#This Row],[Assumed hours from space type]]=\"user defined\",Table1323[[#This Row],[Baseline Operating hours]],Table1323[[#This Row],[Assumed hours from space type]])<3600,0,IF(AND(IF(Table1323[[#This Row],[Assumed hours from space type]]=\"user defined\",Table1323[[#This Row],[Baseline Operating hours]],Table1323[[#This Row],[Assumed hours from space type]])>=3600,OR(Table1323[[#This Row],[Automatic Controls?]]=\"None\",Table1323[[#This Row],[Automatic Controls?]]=\"\")),IF(Table1323[[#This Row],[Lamp / Luminaire Category]]=\"No eligible rebate\",Table1323[[#This Row],[Baseline W defined by user]]-Table1323[[#This Row],[Retrofit W defined by user (no rebate)]],Table1323[[#This Row],[Assumed Baseline W by source]]-Table1323[[#This Row],[LED Luminaire W by rebate]]),IF(AND(IF(Table1323[[#This Row],[Assumed hours from space type]]=\"user defined\",Table1323[[#This Row],[Baseline Operating hours]],Table1323[[#This Row],[Assumed hours from space type]])>=(3600/0.8),OR(Table1323[[#This Row],[Automatic Controls?]]=\"Fixture integrated occupancy sensor\",Table1323[[#This Row],[Automatic Controls?]]=\"Ceiling / wall mounted occupancy sensor\")),IF(Table1323[[#This Row],[Lamp / Luminaire Category]]=\"No eligible rebate\",(Table1323[[#This Row],[Baseline W defined by user]]-Table1323[[#This Row],[Retrofit W defined by user (no rebate)]]),Table1323[[#This Row],[Assumed Baseline W by source]]-Table1323[[#This Row],[LED Luminaire W by rebate]]),IF(AND(IF(Table1323[[#This Row],[Assumed hours from space type]]=\"user defined\",Table1323[[#This Row],[Baseline Operating hours]],Table1323[[#This Row],[Assumed hours from space type]])<(3600/0.8),OR(Table1323[[#This Row],[Automatic Controls?]]=\"Fixture integrated occupancy sensor\",Table1323[[#This Row],[Automatic Controls?]]=\"Ceiling / wall mounted occupancy sensor\")),IF(Table1323[[#This Row],[Lamp / Luminaire Category]]=\"No eligible rebate\",Table1323[[#This Row],[Baseline W defined by user]],Table1323[[#This Row],[Assumed Baseline W by source]])))))*Table1323[[#This Row],[Quantity of luminaires]]/1000,\"\")","v":""},{"$f":"Table1323[[#This Row],[LED lamp/luminaire retrofit part '#]]","v":0},{"$f":"IF(Table1323[[#This Row],[Rebate Unit]]=\"per lamp\",INDEX(Table1[Number of Lamps],MATCH(Table1323[[#This Row],[Lamp / Luminaire Category]]&Table1323[[#This Row],[Rebate Category]],Table1[PrescribedSource - Rebate ID],0)),1)*Table1323[[#This Row],[Quantity of luminaires]]","v":0},{"$f":"IFERROR(IF(Table1323[[#This Row],[Lamp / Luminaire Category]]=\"No eligible rebate\",\"no eligible rebate\",INDEX(Table1[BC Hydro xRM ECM],MATCH(Table1323[[#This Row],[Lamp / Luminaire Category]]&Table1323[[#This Row],[Rebate Category]],Table1[PrescribedSource - Rebate ID],0))),\"\")","v":""}]
[null,{"$f":"IF(Table1323[[#This Row],[Space Type]]=\"\",\"\",\"L-\"&ROW(218:218))","v":""},null,null,null,null,null,null,null,{"$f":"IFERROR(IF(Table1323[[#This Row],[Space Type]]=\"\",\"\",IF(Table1323[[#This Row],[Lamp / Luminaire Category]]=\"No eligible rebate\",\"\",IF(Table1323[[#This Row],[Rebate Category]]=\"\",\"select rebate\",INDEX(Table1[Actual Baseline W],MATCH(Table1323[[#This Row],[Lamp / Luminaire Category]]&Table1323[[#This Row],[Rebate Category]],Table1[PrescribedSource - Rebate ID],0))))),\"\")","v":""},{"$f":"IFERROR(IF(Table1323[[#This Row],[No]]=\"\",\"\",IF(Table1323[[#This Row],[Space Type]]=\"\",\"select Space Type\",IF(Table1323[[#This Row],[Baseline Operating hours]]<>\"\",\"user defined\",INDEX(Table5[Hours],MATCH(Table1323[[#This Row],[Space Type]],Table5[Space Type],0))))),\"\")","v":""},null,{"$f":"IFERROR(INDEX(Table1[Rebate],MATCH(Table1323[[#This Row],[Lamp / Luminaire Category]]&Table1323[[#This Row],[Rebate Category]],Table1[PrescribedSource - Rebate ID],0)),\"\")","v":""},{"$f":"IFERROR(INDEX(Table1[Rebate Unit],MATCH(Table1323[[#This Row],[Lamp / Luminaire Category]]&Table1323[[#This Row],[Rebate Category]],Table1[PrescribedSource - Rebate ID],0)),\"\")","v":""},null,{"$f":"IFERROR(IF(Table1323[[#This Row],[Lamp / Luminaire Category]]=\"No eligible rebate\",\"no rebate\",INDEX(Table1[Retrofit W],MATCH(Table1323[[#This Row],[Lamp / Luminaire Category]]&Table1323[[#This Row],[Rebate Category]],Table1[PrescribedSource - Rebate ID],0))),\"\")","v":""},null,null,null,{"$f":"IFERROR(INDEX(Table1[Rebate],MATCH(Table1323[[#This Row],[Lamp / Luminaire Category]]&Table1323[[#This Row],[Rebate Category]],Table1[PrescribedSource - Rebate ID],0))*Table1323[[#This Row],[Quantity of luminaires]],0)","v":0},{"$f":"IF(OR(Table1323[[#This Row],[Automatic Controls?]]=\"Fixture integrated Occupancy / Daylight Harvesting sensor\",Table1323[[#This Row],[Automatic Controls?]]=\"Ceiling / wall mounted Occupancy / Daylight Harvesting sensor\",Table1323[[#This Row],[Automatic Controls?]]=\"Timer\"),45*Table1323[[#This Row],[Number of occupancy sensors]],\"\")","v":""},{"$f":"IFERROR(IF(Table1323[[#This Row],[Controls Rebate]]=\"\",0,Table1323[[#This Row],[Controls Rebate]])+Table1323[[#This Row],[Lighting Rebate]],\"\")","v":0},{"$f":"IFERROR(INDEX(Table1[Rebate Savings],MATCH(Table1323[[#This Row],[Lamp / Luminaire Category]]&Table1323[[#This Row],[Rebate Category]],Table1[PrescribedSource - Rebate ID],0))*Table1323[[#This Row],[Quantity of luminaires]]/1000,0)","v":0},{"$f":"IFERROR(Table1323[[#This Row],[Rebate kW Savings]]*IF(Table1323[[#This Row],[Assumed hours from space type]]=\"user defined\",Table1323[[#This Row],[Baseline Operating hours]],Table1323[[#This Row],[Assumed hours from space type]]),0)","v":0},{"$f":"IF(OR(Table1323[[#This Row],[Automatic Controls?]]=\"Fixture integrated occupancy sensor\",Table1323[[#This Row],[Automatic Controls?]]=\"Ceiling / wall mounted occupancy sensor\"),Table1323[[#This Row],[Quantity of luminaires]]*IF(Table1323[[#This Row],[Rebate Category]]<>\"\",INDEX(Table1[Retrofit W],MATCH(Table1323[[#This Row],[Rebate Category]],Table1[BC Hydro Rebate Category],0)),Table1323[[#This Row],[Retrofit W defined by user (no rebate)]])/1000*IF(Table1323[[#This Row],[Assumed hours from space type]]=\"user defined\",Table1323[[#This Row],[Baseline Operating hours]],Table1323[[#This Row],[Assumed hours from space type]])*0.2,0)","v":0},{"$f":"Table1323[[#This Row],[Rebate kWh savings]]+Table1323[[#This Row],[Controls Rebate kWh Savings]]","v":0},{"$f":"IFERROR(IF(Table1323[[#This Row],[Quantity of luminaires]]=\"\",\"\",IF(Table1323[[#This Row],[Lamp / Luminaire Category]]=\"No eligible rebate\",(Table1323[[#This Row],[Baseline W defined by user]]-Table1323[[#This Row],[Retrofit W defined by user (no rebate)]])*Table1323[[#This Row],[Quantity of luminaires]]/1000,(Table1323[[#This Row],[Assumed Baseline W by source]]-Table1323[[#This Row],[LED Luminaire W by rebate]])*Table1323[[#This Row],[Quantity of luminaires]]/1000)),0)","v":""},{"$f":"IFERROR(IF(Table1323[[#This Row],[Lamp / Luminaire Category]]=\"No eligible rebate\",Table1323[[#This Row],[Quantity of luminaires]]*(Table1323[[#This Row],[Baseline W defined by user]]-Table1323[[#This Row],[Retrofit W defined by user (no rebate)]])/1000*IF(Table1323[[#This Row],[Assumed hours from space type]]=\"user defined\",Table1323[[#This Row],[Baseline Operating hours]],Table1323[[#This Row],[Assumed hours from space type]])+Table1323[[#This Row],[Controls Rebate kWh Savings]],Table1323[[#This Row],[Quantity of luminaires]]*(INDEX(Table1[Actual Baseline W],MATCH(Table1323[[#This Row],[Lamp / Luminaire Category]]&Table1323[[#This Row],[Rebate Category]],Table1[PrescribedSource - Rebate ID],0))/1000-Table1323[[#This Row],[LED Luminaire W by rebate]]/1000)*IF(Table1323[[#This Row],[Assumed hours from space type]]=\"user defined\",Table1323[[#This Row],[Baseline Operating hours]],Table1323[[#This Row],[Assumed hours from space type]])+Table1323[[#This Row],[Controls Rebate kWh Savings]]),0)","v":0},{"$f":"IFERROR(IF(Table1323[[#This Row],[Rebate kW Savings]]=0,Table1323[[#This Row],[Demand Savings, kW]],INDEX(Table1[Actual Savings],MATCH(Table1323[[#This Row],[Lamp / Luminaire Category]]&Table1323[[#This Row],[Rebate Category]],Table1[PrescribedSource - Rebate ID],0))*Table1323[[#This Row],[Quantity of luminaires]]/1000),0)","v":""},{"$f":"IFERROR(Table1323[[#This Row],[BC Housing Site kW Savings]]*IF(Table1323[[#This Row],[Assumed hours from space type]]=\"user defined\",Table1323[[#This Row],[Baseline Operating hours]],Table1323[[#This Row],[Assumed hours from space type]])+Table1323[[#This Row],[Controls Rebate kWh Savings]],0)","v":0},{"$f":"IFERROR(IF(Table1323[[#This Row],[Lamp / Luminaire Category]]=\"No eligible rebate\",Table1323[[#This Row],[Lighting Technology]]&\" retrofit with no rebate\",Table1323[[#This Row],[Rebate Category]]),\"\")","v":0},{"$f":"IF(Table1323[[#This Row],[Lamp / Luminaire Category]]=\"No eligible rebate\",1,0)","v":0},{"$f":"IFERROR(IF(IF(Table1323[[#This Row],[Assumed hours from space type]]=\"user defined\",Table1323[[#This Row],[Baseline Operating hours]],Table1323[[#This Row],[Assumed hours from space type]])<3600,0,IF(AND(IF(Table1323[[#This Row],[Assumed hours from space type]]=\"user defined\",Table1323[[#This Row],[Baseline Operating hours]],Table1323[[#This Row],[Assumed hours from space type]])>=3600,OR(Table1323[[#This Row],[Automatic Controls?]]=\"None\",Table1323[[#This Row],[Automatic Controls?]]=\"\")),IF(Table1323[[#This Row],[Lamp / Luminaire Category]]=\"No eligible rebate\",Table1323[[#This Row],[Baseline W defined by user]]-Table1323[[#This Row],[Retrofit W defined by user (no rebate)]],Table1323[[#This Row],[Assumed Baseline W by source]]-Table1323[[#This Row],[LED Luminaire W by rebate]]),IF(AND(IF(Table1323[[#This Row],[Assumed hours from space type]]=\"user defined\",Table1323[[#This Row],[Baseline Operating hours]],Table1323[[#This Row],[Assumed hours from space type]])>=(3600/0.8),OR(Table1323[[#This Row],[Automatic Controls?]]=\"Fixture integrated occupancy sensor\",Table1323[[#This Row],[Automatic Controls?]]=\"Ceiling / wall mounted occupancy sensor\")),IF(Table1323[[#This Row],[Lamp / Luminaire Category]]=\"No eligible rebate\",(Table1323[[#This Row],[Baseline W defined by user]]-Table1323[[#This Row],[Retrofit W defined by user (no rebate)]]),Table1323[[#This Row],[Assumed Baseline W by source]]-Table1323[[#This Row],[LED Luminaire W by rebate]]),IF(AND(IF(Table1323[[#This Row],[Assumed hours from space type]]=\"user defined\",Table1323[[#This Row],[Baseline Operating hours]],Table1323[[#This Row],[Assumed hours from space type]])<(3600/0.8),OR(Table1323[[#This Row],[Automatic Controls?]]=\"Fixture integrated occupancy sensor\",Table1323[[#This Row],[Automatic Controls?]]=\"Ceiling / wall mounted occupancy sensor\")),IF(Table1323[[#This Row],[Lamp / Luminaire Category]]=\"No eligible rebate\",Table1323[[#This Row],[Baseline W defined by user]],Table1323[[#This Row],[Assumed Baseline W by source]])))))*Table1323[[#This Row],[Quantity of luminaires]]/1000,\"\")","v":""},{"$f":"Table1323[[#This Row],[LED lamp/luminaire retrofit part '#]]","v":0},{"$f":"IF(Table1323[[#This Row],[Rebate Unit]]=\"per lamp\",INDEX(Table1[Number of Lamps],MATCH(Table1323[[#This Row],[Lamp / Luminaire Category]]&Table1323[[#This Row],[Rebate Category]],Table1[PrescribedSource - Rebate ID],0)),1)*Table1323[[#This Row],[Quantity of luminaires]]","v":0},{"$f":"IFERROR(IF(Table1323[[#This Row],[Lamp / Luminaire Category]]=\"No eligible rebate\",\"no eligible rebate\",INDEX(Table1[BC Hydro xRM ECM],MATCH(Table1323[[#This Row],[Lamp / Luminaire Category]]&Table1323[[#This Row],[Rebate Category]],Table1[PrescribedSource - Rebate ID],0))),\"\")","v":""}]
[null,{"$f":"IF(Table1323[[#This Row],[Space Type]]=\"\",\"\",\"L-\"&ROW(219:219))","v":""},null,null,null,null,null,null,null,{"$f":"IFERROR(IF(Table1323[[#This Row],[Space Type]]=\"\",\"\",IF(Table1323[[#This Row],[Lamp / Luminaire Category]]=\"No eligible rebate\",\"\",IF(Table1323[[#This Row],[Rebate Category]]=\"\",\"select rebate\",INDEX(Table1[Actual Baseline W],MATCH(Table1323[[#This Row],[Lamp / Luminaire Category]]&Table1323[[#This Row],[Rebate Category]],Table1[PrescribedSource - Rebate ID],0))))),\"\")","v":""},{"$f":"IFERROR(IF(Table1323[[#This Row],[No]]=\"\",\"\",IF(Table1323[[#This Row],[Space Type]]=\"\",\"select Space Type\",IF(Table1323[[#This Row],[Baseline Operating hours]]<>\"\",\"user defined\",INDEX(Table5[Hours],MATCH(Table1323[[#This Row],[Space Type]],Table5[Space Type],0))))),\"\")","v":""},null,{"$f":"IFERROR(INDEX(Table1[Rebate],MATCH(Table1323[[#This Row],[Lamp / Luminaire Category]]&Table1323[[#This Row],[Rebate Category]],Table1[PrescribedSource - Rebate ID],0)),\"\")","v":""},{"$f":"IFERROR(INDEX(Table1[Rebate Unit],MATCH(Table1323[[#This Row],[Lamp / Luminaire Category]]&Table1323[[#This Row],[Rebate Category]],Table1[PrescribedSource - Rebate ID],0)),\"\")","v":""},null,{"$f":"IFERROR(IF(Table1323[[#This Row],[Lamp / Luminaire Category]]=\"No eligible rebate\",\"no rebate\",INDEX(Table1[Retrofit W],MATCH(Table1323[[#This Row],[Lamp / Luminaire Category]]&Table1323[[#This Row],[Rebate Category]],Table1[PrescribedSource - Rebate ID],0))),\"\")","v":""},null,null,null,{"$f":"IFERROR(INDEX(Table1[Rebate],MATCH(Table1323[[#This Row],[Lamp / Luminaire Category]]&Table1323[[#This Row],[Rebate Category]],Table1[PrescribedSource - Rebate ID],0))*Table1323[[#This Row],[Quantity of luminaires]],0)","v":0},{"$f":"IF(OR(Table1323[[#This Row],[Automatic Controls?]]=\"Fixture integrated Occupancy / Daylight Harvesting sensor\",Table1323[[#This Row],[Automatic Controls?]]=\"Ceiling / wall mounted Occupancy / Daylight Harvesting sensor\",Table1323[[#This Row],[Automatic Controls?]]=\"Timer\"),45*Table1323[[#This Row],[Number of occupancy sensors]],\"\")","v":""},{"$f":"IFERROR(IF(Table1323[[#This Row],[Controls Rebate]]=\"\",0,Table1323[[#This Row],[Controls Rebate]])+Table1323[[#This Row],[Lighting Rebate]],\"\")","v":0},{"$f":"IFERROR(INDEX(Table1[Rebate Savings],MATCH(Table1323[[#This Row],[Lamp / Luminaire Category]]&Table1323[[#This Row],[Rebate Category]],Table1[PrescribedSource - Rebate ID],0))*Table1323[[#This Row],[Quantity of luminaires]]/1000,0)","v":0},{"$f":"IFERROR(Table1323[[#This Row],[Rebate kW Savings]]*IF(Table1323[[#This Row],[Assumed hours from space type]]=\"user defined\",Table1323[[#This Row],[Baseline Operating hours]],Table1323[[#This Row],[Assumed hours from space type]]),0)","v":0},{"$f":"IF(OR(Table1323[[#This Row],[Automatic Controls?]]=\"Fixture integrated occupancy sensor\",Table1323[[#This Row],[Automatic Controls?]]=\"Ceiling / wall mounted occupancy sensor\"),Table1323[[#This Row],[Quantity of luminaires]]*IF(Table1323[[#This Row],[Rebate Category]]<>\"\",INDEX(Table1[Retrofit W],MATCH(Table1323[[#This Row],[Rebate Category]],Table1[BC Hydro Rebate Category],0)),Table1323[[#This Row],[Retrofit W defined by user (no rebate)]])/1000*IF(Table1323[[#This Row],[Assumed hours from space type]]=\"user defined\",Table1323[[#This Row],[Baseline Operating hours]],Table1323[[#This Row],[Assumed hours from space type]])*0.2,0)","v":0},{"$f":"Table1323[[#This Row],[Rebate kWh savings]]+Table1323[[#This Row],[Controls Rebate kWh Savings]]","v":0},{"$f":"IFERROR(IF(Table1323[[#This Row],[Quantity of luminaires]]=\"\",\"\",IF(Table1323[[#This Row],[Lamp / Luminaire Category]]=\"No eligible rebate\",(Table1323[[#This Row],[Baseline W defined by user]]-Table1323[[#This Row],[Retrofit W defined by user (no rebate)]])*Table1323[[#This Row],[Quantity of luminaires]]/1000,(Table1323[[#This Row],[Assumed Baseline W by source]]-Table1323[[#This Row],[LED Luminaire W by rebate]])*Table1323[[#This Row],[Quantity of luminaires]]/1000)),0)","v":""},{"$f":"IFERROR(IF(Table1323[[#This Row],[Lamp / Luminaire Category]]=\"No eligible rebate\",Table1323[[#This Row],[Quantity of luminaires]]*(Table1323[[#This Row],[Baseline W defined by user]]-Table1323[[#This Row],[Retrofit W defined by user (no rebate)]])/1000*IF(Table1323[[#This Row],[Assumed hours from space type]]=\"user defined\",Table1323[[#This Row],[Baseline Operating hours]],Table1323[[#This Row],[Assumed hours from space type]])+Table1323[[#This Row],[Controls Rebate kWh Savings]],Table1323[[#This Row],[Quantity of luminaires]]*(INDEX(Table1[Actual Baseline W],MATCH(Table1323[[#This Row],[Lamp / Luminaire Category]]&Table1323[[#This Row],[Rebate Category]],Table1[PrescribedSource - Rebate ID],0))/1000-Table1323[[#This Row],[LED Luminaire W by rebate]]/1000)*IF(Table1323[[#This Row],[Assumed hours from space type]]=\"user defined\",Table1323[[#This Row],[Baseline Operating hours]],Table1323[[#This Row],[Assumed hours from space type]])+Table1323[[#This Row],[Controls Rebate kWh Savings]]),0)","v":0},{"$f":"IFERROR(IF(Table1323[[#This Row],[Rebate kW Savings]]=0,Table1323[[#This Row],[Demand Savings, kW]],INDEX(Table1[Actual Savings],MATCH(Table1323[[#This Row],[Lamp / Luminaire Category]]&Table1323[[#This Row],[Rebate Category]],Table1[PrescribedSource - Rebate ID],0))*Table1323[[#This Row],[Quantity of luminaires]]/1000),0)","v":""},{"$f":"IFERROR(Table1323[[#This Row],[BC Housing Site kW Savings]]*IF(Table1323[[#This Row],[Assumed hours from space type]]=\"user defined\",Table1323[[#This Row],[Baseline Operating hours]],Table1323[[#This Row],[Assumed hours from space type]])+Table1323[[#This Row],[Controls Rebate kWh Savings]],0)","v":0},{"$f":"IFERROR(IF(Table1323[[#This Row],[Lamp / Luminaire Category]]=\"No eligible rebate\",Table1323[[#This Row],[Lighting Technology]]&\" retrofit with no rebate\",Table1323[[#This Row],[Rebate Category]]),\"\")","v":0},{"$f":"IF(Table1323[[#This Row],[Lamp / Luminaire Category]]=\"No eligible rebate\",1,0)","v":0},{"$f":"IFERROR(IF(IF(Table1323[[#This Row],[Assumed hours from space type]]=\"user defined\",Table1323[[#This Row],[Baseline Operating hours]],Table1323[[#This Row],[Assumed hours from space type]])<3600,0,IF(AND(IF(Table1323[[#This Row],[Assumed hours from space type]]=\"user defined\",Table1323[[#This Row],[Baseline Operating hours]],Table1323[[#This Row],[Assumed hours from space type]])>=3600,OR(Table1323[[#This Row],[Automatic Controls?]]=\"None\",Table1323[[#This Row],[Automatic Controls?]]=\"\")),IF(Table1323[[#This Row],[Lamp / Luminaire Category]]=\"No eligible rebate\",Table1323[[#This Row],[Baseline W defined by user]]-Table1323[[#This Row],[Retrofit W defined by user (no rebate)]],Table1323[[#This Row],[Assumed Baseline W by source]]-Table1323[[#This Row],[LED Luminaire W by rebate]]),IF(AND(IF(Table1323[[#This Row],[Assumed hours from space type]]=\"user defined\",Table1323[[#This Row],[Baseline Operating hours]],Table1323[[#This Row],[Assumed hours from space type]])>=(3600/0.8),OR(Table1323[[#This Row],[Automatic Controls?]]=\"Fixture integrated occupancy sensor\",Table1323[[#This Row],[Automatic Controls?]]=\"Ceiling / wall mounted occupancy sensor\")),IF(Table1323[[#This Row],[Lamp / Luminaire Category]]=\"No eligible rebate\",(Table1323[[#This Row],[Baseline W defined by user]]-Table1323[[#This Row],[Retrofit W defined by user (no rebate)]]),Table1323[[#This Row],[Assumed Baseline W by source]]-Table1323[[#This Row],[LED Luminaire W by rebate]]),IF(AND(IF(Table1323[[#This Row],[Assumed hours from space type]]=\"user defined\",Table1323[[#This Row],[Baseline Operating hours]],Table1323[[#This Row],[Assumed hours from space type]])<(3600/0.8),OR(Table1323[[#This Row],[Automatic Controls?]]=\"Fixture integrated occupancy sensor\",Table1323[[#This Row],[Automatic Controls?]]=\"Ceiling / wall mounted occupancy sensor\")),IF(Table1323[[#This Row],[Lamp / Luminaire Category]]=\"No eligible rebate\",Table1323[[#This Row],[Baseline W defined by user]],Table1323[[#This Row],[Assumed Baseline W by source]])))))*Table1323[[#This Row],[Quantity of luminaires]]/1000,\"\")","v":""},{"$f":"Table1323[[#This Row],[LED lamp/luminaire retrofit part '#]]","v":0},{"$f":"IF(Table1323[[#This Row],[Rebate Unit]]=\"per lamp\",INDEX(Table1[Number of Lamps],MATCH(Table1323[[#This Row],[Lamp / Luminaire Category]]&Table1323[[#This Row],[Rebate Category]],Table1[PrescribedSource - Rebate ID],0)),1)*Table1323[[#This Row],[Quantity of luminaires]]","v":0},{"$f":"IFERROR(IF(Table1323[[#This Row],[Lamp / Luminaire Category]]=\"No eligible rebate\",\"no eligible rebate\",INDEX(Table1[BC Hydro xRM ECM],MATCH(Table1323[[#This Row],[Lamp / Luminaire Category]]&Table1323[[#This Row],[Rebate Category]],Table1[PrescribedSource - Rebate ID],0))),\"\")","v":""}]
[null,{"$f":"IF(Table1323[[#This Row],[Space Type]]=\"\",\"\",\"L-\"&ROW(220:220))","v":""},null,null,null,null,null,null,null,{"$f":"IFERROR(IF(Table1323[[#This Row],[Space Type]]=\"\",\"\",IF(Table1323[[#This Row],[Lamp / Luminaire Category]]=\"No eligible rebate\",\"\",IF(Table1323[[#This Row],[Rebate Category]]=\"\",\"select rebate\",INDEX(Table1[Actual Baseline W],MATCH(Table1323[[#This Row],[Lamp / Luminaire Category]]&Table1323[[#This Row],[Rebate Category]],Table1[PrescribedSource - Rebate ID],0))))),\"\")","v":""},{"$f":"IFERROR(IF(Table1323[[#This Row],[No]]=\"\",\"\",IF(Table1323[[#This Row],[Space Type]]=\"\",\"select Space Type\",IF(Table1323[[#This Row],[Baseline Operating hours]]<>\"\",\"user defined\",INDEX(Table5[Hours],MATCH(Table1323[[#This Row],[Space Type]],Table5[Space Type],0))))),\"\")","v":""},null,{"$f":"IFERROR(INDEX(Table1[Rebate],MATCH(Table1323[[#This Row],[Lamp / Luminaire Category]]&Table1323[[#This Row],[Rebate Category]],Table1[PrescribedSource - Rebate ID],0)),\"\")","v":""},{"$f":"IFERROR(INDEX(Table1[Rebate Unit],MATCH(Table1323[[#This Row],[Lamp / Luminaire Category]]&Table1323[[#This Row],[Rebate Category]],Table1[PrescribedSource - Rebate ID],0)),\"\")","v":""},null,{"$f":"IFERROR(IF(Table1323[[#This Row],[Lamp / Luminaire Category]]=\"No eligible rebate\",\"no rebate\",INDEX(Table1[Retrofit W],MATCH(Table1323[[#This Row],[Lamp / Luminaire Category]]&Table1323[[#This Row],[Rebate Category]],Table1[PrescribedSource - Rebate ID],0))),\"\")","v":""},null,null,null,{"$f":"IFERROR(INDEX(Table1[Rebate],MATCH(Table1323[[#This Row],[Lamp / Luminaire Category]]&Table1323[[#This Row],[Rebate Category]],Table1[PrescribedSource - Rebate ID],0))*Table1323[[#This Row],[Quantity of luminaires]],0)","v":0},{"$f":"IF(OR(Table1323[[#This Row],[Automatic Controls?]]=\"Fixture integrated Occupancy / Daylight Harvesting sensor\",Table1323[[#This Row],[Automatic Controls?]]=\"Ceiling / wall mounted Occupancy / Daylight Harvesting sensor\",Table1323[[#This Row],[Automatic Controls?]]=\"Timer\"),45*Table1323[[#This Row],[Number of occupancy sensors]],\"\")","v":""},{"$f":"IFERROR(IF(Table1323[[#This Row],[Controls Rebate]]=\"\",0,Table1323[[#This Row],[Controls Rebate]])+Table1323[[#This Row],[Lighting Rebate]],\"\")","v":0},{"$f":"IFERROR(INDEX(Table1[Rebate Savings],MATCH(Table1323[[#This Row],[Lamp / Luminaire Category]]&Table1323[[#This Row],[Rebate Category]],Table1[PrescribedSource - Rebate ID],0))*Table1323[[#This Row],[Quantity of luminaires]]/1000,0)","v":0},{"$f":"IFERROR(Table1323[[#This Row],[Rebate kW Savings]]*IF(Table1323[[#This Row],[Assumed hours from space type]]=\"user defined\",Table1323[[#This Row],[Baseline Operating hours]],Table1323[[#This Row],[Assumed hours from space type]]),0)","v":0},{"$f":"IF(OR(Table1323[[#This Row],[Automatic Controls?]]=\"Fixture integrated occupancy sensor\",Table1323[[#This Row],[Automatic Controls?]]=\"Ceiling / wall mounted occupancy sensor\"),Table1323[[#This Row],[Quantity of luminaires]]*IF(Table1323[[#This Row],[Rebate Category]]<>\"\",INDEX(Table1[Retrofit W],MATCH(Table1323[[#This Row],[Rebate Category]],Table1[BC Hydro Rebate Category],0)),Table1323[[#This Row],[Retrofit W defined by user (no rebate)]])/1000*IF(Table1323[[#This Row],[Assumed hours from space type]]=\"user defined\",Table1323[[#This Row],[Baseline Operating hours]],Table1323[[#This Row],[Assumed hours from space type]])*0.2,0)","v":0},{"$f":"Table1323[[#This Row],[Rebate kWh savings]]+Table1323[[#This Row],[Controls Rebate kWh Savings]]","v":0},{"$f":"IFERROR(IF(Table1323[[#This Row],[Quantity of luminaires]]=\"\",\"\",IF(Table1323[[#This Row],[Lamp / Luminaire Category]]=\"No eligible rebate\",(Table1323[[#This Row],[Baseline W defined by user]]-Table1323[[#This Row],[Retrofit W defined by user (no rebate)]])*Table1323[[#This Row],[Quantity of luminaires]]/1000,(Table1323[[#This Row],[Assumed Baseline W by source]]-Table1323[[#This Row],[LED Luminaire W by rebate]])*Table1323[[#This Row],[Quantity of luminaires]]/1000)),0)","v":""},{"$f":"IFERROR(IF(Table1323[[#This Row],[Lamp / Luminaire Category]]=\"No eligible rebate\",Table1323[[#This Row],[Quantity of luminaires]]*(Table1323[[#This Row],[Baseline W defined by user]]-Table1323[[#This Row],[Retrofit W defined by user (no rebate)]])/1000*IF(Table1323[[#This Row],[Assumed hours from space type]]=\"user defined\",Table1323[[#This Row],[Baseline Operating hours]],Table1323[[#This Row],[Assumed hours from space type]])+Table1323[[#This Row],[Controls Rebate kWh Savings]],Table1323[[#This Row],[Quantity of luminaires]]*(INDEX(Table1[Actual Baseline W],MATCH(Table1323[[#This Row],[Lamp / Luminaire Category]]&Table1323[[#This Row],[Rebate Category]],Table1[PrescribedSource - Rebate ID],0))/1000-Table1323[[#This Row],[LED Luminaire W by rebate]]/1000)*IF(Table1323[[#This Row],[Assumed hours from space type]]=\"user defined\",Table1323[[#This Row],[Baseline Operating hours]],Table1323[[#This Row],[Assumed hours from space type]])+Table1323[[#This Row],[Controls Rebate kWh Savings]]),0)","v":0},{"$f":"IFERROR(IF(Table1323[[#This Row],[Rebate kW Savings]]=0,Table1323[[#This Row],[Demand Savings, kW]],INDEX(Table1[Actual Savings],MATCH(Table1323[[#This Row],[Lamp / Luminaire Category]]&Table1323[[#This Row],[Rebate Category]],Table1[PrescribedSource - Rebate ID],0))*Table1323[[#This Row],[Quantity of luminaires]]/1000),0)","v":""},{"$f":"IFERROR(Table1323[[#This Row],[BC Housing Site kW Savings]]*IF(Table1323[[#This Row],[Assumed hours from space type]]=\"user defined\",Table1323[[#This Row],[Baseline Operating hours]],Table1323[[#This Row],[Assumed hours from space type]])+Table1323[[#This Row],[Controls Rebate kWh Savings]],0)","v":0},{"$f":"IFERROR(IF(Table1323[[#This Row],[Lamp / Luminaire Category]]=\"No eligible rebate\",Table1323[[#This Row],[Lighting Technology]]&\" retrofit with no rebate\",Table1323[[#This Row],[Rebate Category]]),\"\")","v":0},{"$f":"IF(Table1323[[#This Row],[Lamp / Luminaire Category]]=\"No eligible rebate\",1,0)","v":0},{"$f":"IFERROR(IF(IF(Table1323[[#This Row],[Assumed hours from space type]]=\"user defined\",Table1323[[#This Row],[Baseline Operating hours]],Table1323[[#This Row],[Assumed hours from space type]])<3600,0,IF(AND(IF(Table1323[[#This Row],[Assumed hours from space type]]=\"user defined\",Table1323[[#This Row],[Baseline Operating hours]],Table1323[[#This Row],[Assumed hours from space type]])>=3600,OR(Table1323[[#This Row],[Automatic Controls?]]=\"None\",Table1323[[#This Row],[Automatic Controls?]]=\"\")),IF(Table1323[[#This Row],[Lamp / Luminaire Category]]=\"No eligible rebate\",Table1323[[#This Row],[Baseline W defined by user]]-Table1323[[#This Row],[Retrofit W defined by user (no rebate)]],Table1323[[#This Row],[Assumed Baseline W by source]]-Table1323[[#This Row],[LED Luminaire W by rebate]]),IF(AND(IF(Table1323[[#This Row],[Assumed hours from space type]]=\"user defined\",Table1323[[#This Row],[Baseline Operating hours]],Table1323[[#This Row],[Assumed hours from space type]])>=(3600/0.8),OR(Table1323[[#This Row],[Automatic Controls?]]=\"Fixture integrated occupancy sensor\",Table1323[[#This Row],[Automatic Controls?]]=\"Ceiling / wall mounted occupancy sensor\")),IF(Table1323[[#This Row],[Lamp / Luminaire Category]]=\"No eligible rebate\",(Table1323[[#This Row],[Baseline W defined by user]]-Table1323[[#This Row],[Retrofit W defined by user (no rebate)]]),Table1323[[#This Row],[Assumed Baseline W by source]]-Table1323[[#This Row],[LED Luminaire W by rebate]]),IF(AND(IF(Table1323[[#This Row],[Assumed hours from space type]]=\"user defined\",Table1323[[#This Row],[Baseline Operating hours]],Table1323[[#This Row],[Assumed hours from space type]])<(3600/0.8),OR(Table1323[[#This Row],[Automatic Controls?]]=\"Fixture integrated occupancy sensor\",Table1323[[#This Row],[Automatic Controls?]]=\"Ceiling / wall mounted occupancy sensor\")),IF(Table1323[[#This Row],[Lamp / Luminaire Category]]=\"No eligible rebate\",Table1323[[#This Row],[Baseline W defined by user]],Table1323[[#This Row],[Assumed Baseline W by source]])))))*Table1323[[#This Row],[Quantity of luminaires]]/1000,\"\")","v":""},{"$f":"Table1323[[#This Row],[LED lamp/luminaire retrofit part '#]]","v":0},{"$f":"IF(Table1323[[#This Row],[Rebate Unit]]=\"per lamp\",INDEX(Table1[Number of Lamps],MATCH(Table1323[[#This Row],[Lamp / Luminaire Category]]&Table1323[[#This Row],[Rebate Category]],Table1[PrescribedSource - Rebate ID],0)),1)*Table1323[[#This Row],[Quantity of luminaires]]","v":0},{"$f":"IFERROR(IF(Table1323[[#This Row],[Lamp / Luminaire Category]]=\"No eligible rebate\",\"no eligible rebate\",INDEX(Table1[BC Hydro xRM ECM],MATCH(Table1323[[#This Row],[Lamp / Luminaire Category]]&Table1323[[#This Row],[Rebate Category]],Table1[PrescribedSource - Rebate ID],0))),\"\")","v":""}]
[null,{"$f":"IF(Table1323[[#This Row],[Space Type]]=\"\",\"\",\"L-\"&ROW(221:221))","v":""},null,null,null,null,null,null,null,{"$f":"IFERROR(IF(Table1323[[#This Row],[Space Type]]=\"\",\"\",IF(Table1323[[#This Row],[Lamp / Luminaire Category]]=\"No eligible rebate\",\"\",IF(Table1323[[#This Row],[Rebate Category]]=\"\",\"select rebate\",INDEX(Table1[Actual Baseline W],MATCH(Table1323[[#This Row],[Lamp / Luminaire Category]]&Table1323[[#This Row],[Rebate Category]],Table1[PrescribedSource - Rebate ID],0))))),\"\")","v":""},{"$f":"IFERROR(IF(Table1323[[#This Row],[No]]=\"\",\"\",IF(Table1323[[#This Row],[Space Type]]=\"\",\"select Space Type\",IF(Table1323[[#This Row],[Baseline Operating hours]]<>\"\",\"user defined\",INDEX(Table5[Hours],MATCH(Table1323[[#This Row],[Space Type]],Table5[Space Type],0))))),\"\")","v":""},null,{"$f":"IFERROR(INDEX(Table1[Rebate],MATCH(Table1323[[#This Row],[Lamp / Luminaire Category]]&Table1323[[#This Row],[Rebate Category]],Table1[PrescribedSource - Rebate ID],0)),\"\")","v":""},{"$f":"IFERROR(INDEX(Table1[Rebate Unit],MATCH(Table1323[[#This Row],[Lamp / Luminaire Category]]&Table1323[[#This Row],[Rebate Category]],Table1[PrescribedSource - Rebate ID],0)),\"\")","v":""},null,{"$f":"IFERROR(IF(Table1323[[#This Row],[Lamp / Luminaire Category]]=\"No eligible rebate\",\"no rebate\",INDEX(Table1[Retrofit W],MATCH(Table1323[[#This Row],[Lamp / Luminaire Category]]&Table1323[[#This Row],[Rebate Category]],Table1[PrescribedSource - Rebate ID],0))),\"\")","v":""},null,null,null,{"$f":"IFERROR(INDEX(Table1[Rebate],MATCH(Table1323[[#This Row],[Lamp / Luminaire Category]]&Table1323[[#This Row],[Rebate Category]],Table1[PrescribedSource - Rebate ID],0))*Table1323[[#This Row],[Quantity of luminaires]],0)","v":0},{"$f":"IF(OR(Table1323[[#This Row],[Automatic Controls?]]=\"Fixture integrated Occupancy / Daylight Harvesting sensor\",Table1323[[#This Row],[Automatic Controls?]]=\"Ceiling / wall mounted Occupancy / Daylight Harvesting sensor\",Table1323[[#This Row],[Automatic Controls?]]=\"Timer\"),45*Table1323[[#This Row],[Number of occupancy sensors]],\"\")","v":""},{"$f":"IFERROR(IF(Table1323[[#This Row],[Controls Rebate]]=\"\",0,Table1323[[#This Row],[Controls Rebate]])+Table1323[[#This Row],[Lighting Rebate]],\"\")","v":0},{"$f":"IFERROR(INDEX(Table1[Rebate Savings],MATCH(Table1323[[#This Row],[Lamp / Luminaire Category]]&Table1323[[#This Row],[Rebate Category]],Table1[PrescribedSource - Rebate ID],0))*Table1323[[#This Row],[Quantity of luminaires]]/1000,0)","v":0},{"$f":"IFERROR(Table1323[[#This Row],[Rebate kW Savings]]*IF(Table1323[[#This Row],[Assumed hours from space type]]=\"user defined\",Table1323[[#This Row],[Baseline Operating hours]],Table1323[[#This Row],[Assumed hours from space type]]),0)","v":0},{"$f":"IF(OR(Table1323[[#This Row],[Automatic Controls?]]=\"Fixture integrated occupancy sensor\",Table1323[[#This Row],[Automatic Controls?]]=\"Ceiling / wall mounted occupancy sensor\"),Table1323[[#This Row],[Quantity of luminaires]]*IF(Table1323[[#This Row],[Rebate Category]]<>\"\",INDEX(Table1[Retrofit W],MATCH(Table1323[[#This Row],[Rebate Category]],Table1[BC Hydro Rebate Category],0)),Table1323[[#This Row],[Retrofit W defined by user (no rebate)]])/1000*IF(Table1323[[#This Row],[Assumed hours from space type]]=\"user defined\",Table1323[[#This Row],[Baseline Operating hours]],Table1323[[#This Row],[Assumed hours from space type]])*0.2,0)","v":0},{"$f":"Table1323[[#This Row],[Rebate kWh savings]]+Table1323[[#This Row],[Controls Rebate kWh Savings]]","v":0},{"$f":"IFERROR(IF(Table1323[[#This Row],[Quantity of luminaires]]=\"\",\"\",IF(Table1323[[#This Row],[Lamp / Luminaire Category]]=\"No eligible rebate\",(Table1323[[#This Row],[Baseline W defined by user]]-Table1323[[#This Row],[Retrofit W defined by user (no rebate)]])*Table1323[[#This Row],[Quantity of luminaires]]/1000,(Table1323[[#This Row],[Assumed Baseline W by source]]-Table1323[[#This Row],[LED Luminaire W by rebate]])*Table1323[[#This Row],[Quantity of luminaires]]/1000)),0)","v":""},{"$f":"IFERROR(IF(Table1323[[#This Row],[Lamp / Luminaire Category]]=\"No eligible rebate\",Table1323[[#This Row],[Quantity of luminaires]]*(Table1323[[#This Row],[Baseline W defined by user]]-Table1323[[#This Row],[Retrofit W defined by user (no rebate)]])/1000*IF(Table1323[[#This Row],[Assumed hours from space type]]=\"user defined\",Table1323[[#This Row],[Baseline Operating hours]],Table1323[[#This Row],[Assumed hours from space type]])+Table1323[[#This Row],[Controls Rebate kWh Savings]],Table1323[[#This Row],[Quantity of luminaires]]*(INDEX(Table1[Actual Baseline W],MATCH(Table1323[[#This Row],[Lamp / Luminaire Category]]&Table1323[[#This Row],[Rebate Category]],Table1[PrescribedSource - Rebate ID],0))/1000-Table1323[[#This Row],[LED Luminaire W by rebate]]/1000)*IF(Table1323[[#This Row],[Assumed hours from space type]]=\"user defined\",Table1323[[#This Row],[Baseline Operating hours]],Table1323[[#This Row],[Assumed hours from space type]])+Table1323[[#This Row],[Controls Rebate kWh Savings]]),0)","v":0},{"$f":"IFERROR(IF(Table1323[[#This Row],[Rebate kW Savings]]=0,Table1323[[#This Row],[Demand Savings, kW]],INDEX(Table1[Actual Savings],MATCH(Table1323[[#This Row],[Lamp / Luminaire Category]]&Table1323[[#This Row],[Rebate Category]],Table1[PrescribedSource - Rebate ID],0))*Table1323[[#This Row],[Quantity of luminaires]]/1000),0)","v":""},{"$f":"IFERROR(Table1323[[#This Row],[BC Housing Site kW Savings]]*IF(Table1323[[#This Row],[Assumed hours from space type]]=\"user defined\",Table1323[[#This Row],[Baseline Operating hours]],Table1323[[#This Row],[Assumed hours from space type]])+Table1323[[#This Row],[Controls Rebate kWh Savings]],0)","v":0},{"$f":"IFERROR(IF(Table1323[[#This Row],[Lamp / Luminaire Category]]=\"No eligible rebate\",Table1323[[#This Row],[Lighting Technology]]&\" retrofit with no rebate\",Table1323[[#This Row],[Rebate Category]]),\"\")","v":0},{"$f":"IF(Table1323[[#This Row],[Lamp / Luminaire Category]]=\"No eligible rebate\",1,0)","v":0},{"$f":"IFERROR(IF(IF(Table1323[[#This Row],[Assumed hours from space type]]=\"user defined\",Table1323[[#This Row],[Baseline Operating hours]],Table1323[[#This Row],[Assumed hours from space type]])<3600,0,IF(AND(IF(Table1323[[#This Row],[Assumed hours from space type]]=\"user defined\",Table1323[[#This Row],[Baseline Operating hours]],Table1323[[#This Row],[Assumed hours from space type]])>=3600,OR(Table1323[[#This Row],[Automatic Controls?]]=\"None\",Table1323[[#This Row],[Automatic Controls?]]=\"\")),IF(Table1323[[#This Row],[Lamp / Luminaire Category]]=\"No eligible rebate\",Table1323[[#This Row],[Baseline W defined by user]]-Table1323[[#This Row],[Retrofit W defined by user (no rebate)]],Table1323[[#This Row],[Assumed Baseline W by source]]-Table1323[[#This Row],[LED Luminaire W by rebate]]),IF(AND(IF(Table1323[[#This Row],[Assumed hours from space type]]=\"user defined\",Table1323[[#This Row],[Baseline Operating hours]],Table1323[[#This Row],[Assumed hours from space type]])>=(3600/0.8),OR(Table1323[[#This Row],[Automatic Controls?]]=\"Fixture integrated occupancy sensor\",Table1323[[#This Row],[Automatic Controls?]]=\"Ceiling / wall mounted occupancy sensor\")),IF(Table1323[[#This Row],[Lamp / Luminaire Category]]=\"No eligible rebate\",(Table1323[[#This Row],[Baseline W defined by user]]-Table1323[[#This Row],[Retrofit W defined by user (no rebate)]]),Table1323[[#This Row],[Assumed Baseline W by source]]-Table1323[[#This Row],[LED Luminaire W by rebate]]),IF(AND(IF(Table1323[[#This Row],[Assumed hours from space type]]=\"user defined\",Table1323[[#This Row],[Baseline Operating hours]],Table1323[[#This Row],[Assumed hours from space type]])<(3600/0.8),OR(Table1323[[#This Row],[Automatic Controls?]]=\"Fixture integrated occupancy sensor\",Table1323[[#This Row],[Automatic Controls?]]=\"Ceiling / wall mounted occupancy sensor\")),IF(Table1323[[#This Row],[Lamp / Luminaire Category]]=\"No eligible rebate\",Table1323[[#This Row],[Baseline W defined by user]],Table1323[[#This Row],[Assumed Baseline W by source]])))))*Table1323[[#This Row],[Quantity of luminaires]]/1000,\"\")","v":""},{"$f":"Table1323[[#This Row],[LED lamp/luminaire retrofit part '#]]","v":0},{"$f":"IF(Table1323[[#This Row],[Rebate Unit]]=\"per lamp\",INDEX(Table1[Number of Lamps],MATCH(Table1323[[#This Row],[Lamp / Luminaire Category]]&Table1323[[#This Row],[Rebate Category]],Table1[PrescribedSource - Rebate ID],0)),1)*Table1323[[#This Row],[Quantity of luminaires]]","v":0},{"$f":"IFERROR(IF(Table1323[[#This Row],[Lamp / Luminaire Category]]=\"No eligible rebate\",\"no eligible rebate\",INDEX(Table1[BC Hydro xRM ECM],MATCH(Table1323[[#This Row],[Lamp / Luminaire Category]]&Table1323[[#This Row],[Rebate Category]],Table1[PrescribedSource - Rebate ID],0))),\"\")","v":""}]
[null,{"$f":"IF(Table1323[[#This Row],[Space Type]]=\"\",\"\",\"L-\"&ROW(222:222))","v":""},null,null,null,null,null,null,null,{"$f":"IFERROR(IF(Table1323[[#This Row],[Space Type]]=\"\",\"\",IF(Table1323[[#This Row],[Lamp / Luminaire Category]]=\"No eligible rebate\",\"\",IF(Table1323[[#This Row],[Rebate Category]]=\"\",\"select rebate\",INDEX(Table1[Actual Baseline W],MATCH(Table1323[[#This Row],[Lamp / Luminaire Category]]&Table1323[[#This Row],[Rebate Category]],Table1[PrescribedSource - Rebate ID],0))))),\"\")","v":""},{"$f":"IFERROR(IF(Table1323[[#This Row],[No]]=\"\",\"\",IF(Table1323[[#This Row],[Space Type]]=\"\",\"select Space Type\",IF(Table1323[[#This Row],[Baseline Operating hours]]<>\"\",\"user defined\",INDEX(Table5[Hours],MATCH(Table1323[[#This Row],[Space Type]],Table5[Space Type],0))))),\"\")","v":""},null,{"$f":"IFERROR(INDEX(Table1[Rebate],MATCH(Table1323[[#This Row],[Lamp / Luminaire Category]]&Table1323[[#This Row],[Rebate Category]],Table1[PrescribedSource - Rebate ID],0)),\"\")","v":""},{"$f":"IFERROR(INDEX(Table1[Rebate Unit],MATCH(Table1323[[#This Row],[Lamp / Luminaire Category]]&Table1323[[#This Row],[Rebate Category]],Table1[PrescribedSource - Rebate ID],0)),\"\")","v":""},null,{"$f":"IFERROR(IF(Table1323[[#This Row],[Lamp / Luminaire Category]]=\"No eligible rebate\",\"no rebate\",INDEX(Table1[Retrofit W],MATCH(Table1323[[#This Row],[Lamp / Luminaire Category]]&Table1323[[#This Row],[Rebate Category]],Table1[PrescribedSource - Rebate ID],0))),\"\")","v":""},null,null,null,{"$f":"IFERROR(INDEX(Table1[Rebate],MATCH(Table1323[[#This Row],[Lamp / Luminaire Category]]&Table1323[[#This Row],[Rebate Category]],Table1[PrescribedSource - Rebate ID],0))*Table1323[[#This Row],[Quantity of luminaires]],0)","v":0},{"$f":"IF(OR(Table1323[[#This Row],[Automatic Controls?]]=\"Fixture integrated Occupancy / Daylight Harvesting sensor\",Table1323[[#This Row],[Automatic Controls?]]=\"Ceiling / wall mounted Occupancy / Daylight Harvesting sensor\",Table1323[[#This Row],[Automatic Controls?]]=\"Timer\"),45*Table1323[[#This Row],[Number of occupancy sensors]],\"\")","v":""},{"$f":"IFERROR(IF(Table1323[[#This Row],[Controls Rebate]]=\"\",0,Table1323[[#This Row],[Controls Rebate]])+Table1323[[#This Row],[Lighting Rebate]],\"\")","v":0},{"$f":"IFERROR(INDEX(Table1[Rebate Savings],MATCH(Table1323[[#This Row],[Lamp / Luminaire Category]]&Table1323[[#This Row],[Rebate Category]],Table1[PrescribedSource - Rebate ID],0))*Table1323[[#This Row],[Quantity of luminaires]]/1000,0)","v":0},{"$f":"IFERROR(Table1323[[#This Row],[Rebate kW Savings]]*IF(Table1323[[#This Row],[Assumed hours from space type]]=\"user defined\",Table1323[[#This Row],[Baseline Operating hours]],Table1323[[#This Row],[Assumed hours from space type]]),0)","v":0},{"$f":"IF(OR(Table1323[[#This Row],[Automatic Controls?]]=\"Fixture integrated occupancy sensor\",Table1323[[#This Row],[Automatic Controls?]]=\"Ceiling / wall mounted occupancy sensor\"),Table1323[[#This Row],[Quantity of luminaires]]*IF(Table1323[[#This Row],[Rebate Category]]<>\"\",INDEX(Table1[Retrofit W],MATCH(Table1323[[#This Row],[Rebate Category]],Table1[BC Hydro Rebate Category],0)),Table1323[[#This Row],[Retrofit W defined by user (no rebate)]])/1000*IF(Table1323[[#This Row],[Assumed hours from space type]]=\"user defined\",Table1323[[#This Row],[Baseline Operating hours]],Table1323[[#This Row],[Assumed hours from space type]])*0.2,0)","v":0},{"$f":"Table1323[[#This Row],[Rebate kWh savings]]+Table1323[[#This Row],[Controls Rebate kWh Savings]]","v":0},{"$f":"IFERROR(IF(Table1323[[#This Row],[Quantity of luminaires]]=\"\",\"\",IF(Table1323[[#This Row],[Lamp / Luminaire Category]]=\"No eligible rebate\",(Table1323[[#This Row],[Baseline W defined by user]]-Table1323[[#This Row],[Retrofit W defined by user (no rebate)]])*Table1323[[#This Row],[Quantity of luminaires]]/1000,(Table1323[[#This Row],[Assumed Baseline W by source]]-Table1323[[#This Row],[LED Luminaire W by rebate]])*Table1323[[#This Row],[Quantity of luminaires]]/1000)),0)","v":""},{"$f":"IFERROR(IF(Table1323[[#This Row],[Lamp / Luminaire Category]]=\"No eligible rebate\",Table1323[[#This Row],[Quantity of luminaires]]*(Table1323[[#This Row],[Baseline W defined by user]]-Table1323[[#This Row],[Retrofit W defined by user (no rebate)]])/1000*IF(Table1323[[#This Row],[Assumed hours from space type]]=\"user defined\",Table1323[[#This Row],[Baseline Operating hours]],Table1323[[#This Row],[Assumed hours from space type]])+Table1323[[#This Row],[Controls Rebate kWh Savings]],Table1323[[#This Row],[Quantity of luminaires]]*(INDEX(Table1[Actual Baseline W],MATCH(Table1323[[#This Row],[Lamp / Luminaire Category]]&Table1323[[#This Row],[Rebate Category]],Table1[PrescribedSource - Rebate ID],0))/1000-Table1323[[#This Row],[LED Luminaire W by rebate]]/1000)*IF(Table1323[[#This Row],[Assumed hours from space type]]=\"user defined\",Table1323[[#This Row],[Baseline Operating hours]],Table1323[[#This Row],[Assumed hours from space type]])+Table1323[[#This Row],[Controls Rebate kWh Savings]]),0)","v":0},{"$f":"IFERROR(IF(Table1323[[#This Row],[Rebate kW Savings]]=0,Table1323[[#This Row],[Demand Savings, kW]],INDEX(Table1[Actual Savings],MATCH(Table1323[[#This Row],[Lamp / Luminaire Category]]&Table1323[[#This Row],[Rebate Category]],Table1[PrescribedSource - Rebate ID],0))*Table1323[[#This Row],[Quantity of luminaires]]/1000),0)","v":""},{"$f":"IFERROR(Table1323[[#This Row],[BC Housing Site kW Savings]]*IF(Table1323[[#This Row],[Assumed hours from space type]]=\"user defined\",Table1323[[#This Row],[Baseline Operating hours]],Table1323[[#This Row],[Assumed hours from space type]])+Table1323[[#This Row],[Controls Rebate kWh Savings]],0)","v":0},{"$f":"IFERROR(IF(Table1323[[#This Row],[Lamp / Luminaire Category]]=\"No eligible rebate\",Table1323[[#This Row],[Lighting Technology]]&\" retrofit with no rebate\",Table1323[[#This Row],[Rebate Category]]),\"\")","v":0},{"$f":"IF(Table1323[[#This Row],[Lamp / Luminaire Category]]=\"No eligible rebate\",1,0)","v":0},{"$f":"IFERROR(IF(IF(Table1323[[#This Row],[Assumed hours from space type]]=\"user defined\",Table1323[[#This Row],[Baseline Operating hours]],Table1323[[#This Row],[Assumed hours from space type]])<3600,0,IF(AND(IF(Table1323[[#This Row],[Assumed hours from space type]]=\"user defined\",Table1323[[#This Row],[Baseline Operating hours]],Table1323[[#This Row],[Assumed hours from space type]])>=3600,OR(Table1323[[#This Row],[Automatic Controls?]]=\"None\",Table1323[[#This Row],[Automatic Controls?]]=\"\")),IF(Table1323[[#This Row],[Lamp / Luminaire Category]]=\"No eligible rebate\",Table1323[[#This Row],[Baseline W defined by user]]-Table1323[[#This Row],[Retrofit W defined by user (no rebate)]],Table1323[[#This Row],[Assumed Baseline W by source]]-Table1323[[#This Row],[LED Luminaire W by rebate]]),IF(AND(IF(Table1323[[#This Row],[Assumed hours from space type]]=\"user defined\",Table1323[[#This Row],[Baseline Operating hours]],Table1323[[#This Row],[Assumed hours from space type]])>=(3600/0.8),OR(Table1323[[#This Row],[Automatic Controls?]]=\"Fixture integrated occupancy sensor\",Table1323[[#This Row],[Automatic Controls?]]=\"Ceiling / wall mounted occupancy sensor\")),IF(Table1323[[#This Row],[Lamp / Luminaire Category]]=\"No eligible rebate\",(Table1323[[#This Row],[Baseline W defined by user]]-Table1323[[#This Row],[Retrofit W defined by user (no rebate)]]),Table1323[[#This Row],[Assumed Baseline W by source]]-Table1323[[#This Row],[LED Luminaire W by rebate]]),IF(AND(IF(Table1323[[#This Row],[Assumed hours from space type]]=\"user defined\",Table1323[[#This Row],[Baseline Operating hours]],Table1323[[#This Row],[Assumed hours from space type]])<(3600/0.8),OR(Table1323[[#This Row],[Automatic Controls?]]=\"Fixture integrated occupancy sensor\",Table1323[[#This Row],[Automatic Controls?]]=\"Ceiling / wall mounted occupancy sensor\")),IF(Table1323[[#This Row],[Lamp / Luminaire Category]]=\"No eligible rebate\",Table1323[[#This Row],[Baseline W defined by user]],Table1323[[#This Row],[Assumed Baseline W by source]])))))*Table1323[[#This Row],[Quantity of luminaires]]/1000,\"\")","v":""},{"$f":"Table1323[[#This Row],[LED lamp/luminaire retrofit part '#]]","v":0},{"$f":"IF(Table1323[[#This Row],[Rebate Unit]]=\"per lamp\",INDEX(Table1[Number of Lamps],MATCH(Table1323[[#This Row],[Lamp / Luminaire Category]]&Table1323[[#This Row],[Rebate Category]],Table1[PrescribedSource - Rebate ID],0)),1)*Table1323[[#This Row],[Quantity of luminaires]]","v":0},{"$f":"IFERROR(IF(Table1323[[#This Row],[Lamp / Luminaire Category]]=\"No eligible rebate\",\"no eligible rebate\",INDEX(Table1[BC Hydro xRM ECM],MATCH(Table1323[[#This Row],[Lamp / Luminaire Category]]&Table1323[[#This Row],[Rebate Category]],Table1[PrescribedSource - Rebate ID],0))),\"\")","v":""}]
[null,{"$f":"IF(Table1323[[#This Row],[Space Type]]=\"\",\"\",\"L-\"&ROW(223:223))","v":""},null,null,null,null,null,null,null,{"$f":"IFERROR(IF(Table1323[[#This Row],[Space Type]]=\"\",\"\",IF(Table1323[[#This Row],[Lamp / Luminaire Category]]=\"No eligible rebate\",\"\",IF(Table1323[[#This Row],[Rebate Category]]=\"\",\"select rebate\",INDEX(Table1[Actual Baseline W],MATCH(Table1323[[#This Row],[Lamp / Luminaire Category]]&Table1323[[#This Row],[Rebate Category]],Table1[PrescribedSource - Rebate ID],0))))),\"\")","v":""},{"$f":"IFERROR(IF(Table1323[[#This Row],[No]]=\"\",\"\",IF(Table1323[[#This Row],[Space Type]]=\"\",\"select Space Type\",IF(Table1323[[#This Row],[Baseline Operating hours]]<>\"\",\"user defined\",INDEX(Table5[Hours],MATCH(Table1323[[#This Row],[Space Type]],Table5[Space Type],0))))),\"\")","v":""},null,{"$f":"IFERROR(INDEX(Table1[Rebate],MATCH(Table1323[[#This Row],[Lamp / Luminaire Category]]&Table1323[[#This Row],[Rebate Category]],Table1[PrescribedSource - Rebate ID],0)),\"\")","v":""},{"$f":"IFERROR(INDEX(Table1[Rebate Unit],MATCH(Table1323[[#This Row],[Lamp / Luminaire Category]]&Table1323[[#This Row],[Rebate Category]],Table1[PrescribedSource - Rebate ID],0)),\"\")","v":""},null,{"$f":"IFERROR(IF(Table1323[[#This Row],[Lamp / Luminaire Category]]=\"No eligible rebate\",\"no rebate\",INDEX(Table1[Retrofit W],MATCH(Table1323[[#This Row],[Lamp / Luminaire Category]]&Table1323[[#This Row],[Rebate Category]],Table1[PrescribedSource - Rebate ID],0))),\"\")","v":""},null,null,null,{"$f":"IFERROR(INDEX(Table1[Rebate],MATCH(Table1323[[#This Row],[Lamp / Luminaire Category]]&Table1323[[#This Row],[Rebate Category]],Table1[PrescribedSource - Rebate ID],0))*Table1323[[#This Row],[Quantity of luminaires]],0)","v":0},{"$f":"IF(OR(Table1323[[#This Row],[Automatic Controls?]]=\"Fixture integrated Occupancy / Daylight Harvesting sensor\",Table1323[[#This Row],[Automatic Controls?]]=\"Ceiling / wall mounted Occupancy / Daylight Harvesting sensor\",Table1323[[#This Row],[Automatic Controls?]]=\"Timer\"),45*Table1323[[#This Row],[Number of occupancy sensors]],\"\")","v":""},{"$f":"IFERROR(IF(Table1323[[#This Row],[Controls Rebate]]=\"\",0,Table1323[[#This Row],[Controls Rebate]])+Table1323[[#This Row],[Lighting Rebate]],\"\")","v":0},{"$f":"IFERROR(INDEX(Table1[Rebate Savings],MATCH(Table1323[[#This Row],[Lamp / Luminaire Category]]&Table1323[[#This Row],[Rebate Category]],Table1[PrescribedSource - Rebate ID],0))*Table1323[[#This Row],[Quantity of luminaires]]/1000,0)","v":0},{"$f":"IFERROR(Table1323[[#This Row],[Rebate kW Savings]]*IF(Table1323[[#This Row],[Assumed hours from space type]]=\"user defined\",Table1323[[#This Row],[Baseline Operating hours]],Table1323[[#This Row],[Assumed hours from space type]]),0)","v":0},{"$f":"IF(OR(Table1323[[#This Row],[Automatic Controls?]]=\"Fixture integrated occupancy sensor\",Table1323[[#This Row],[Automatic Controls?]]=\"Ceiling / wall mounted occupancy sensor\"),Table1323[[#This Row],[Quantity of luminaires]]*IF(Table1323[[#This Row],[Rebate Category]]<>\"\",INDEX(Table1[Retrofit W],MATCH(Table1323[[#This Row],[Rebate Category]],Table1[BC Hydro Rebate Category],0)),Table1323[[#This Row],[Retrofit W defined by user (no rebate)]])/1000*IF(Table1323[[#This Row],[Assumed hours from space type]]=\"user defined\",Table1323[[#This Row],[Baseline Operating hours]],Table1323[[#This Row],[Assumed hours from space type]])*0.2,0)","v":0},{"$f":"Table1323[[#This Row],[Rebate kWh savings]]+Table1323[[#This Row],[Controls Rebate kWh Savings]]","v":0},{"$f":"IFERROR(IF(Table1323[[#This Row],[Quantity of luminaires]]=\"\",\"\",IF(Table1323[[#This Row],[Lamp / Luminaire Category]]=\"No eligible rebate\",(Table1323[[#This Row],[Baseline W defined by user]]-Table1323[[#This Row],[Retrofit W defined by user (no rebate)]])*Table1323[[#This Row],[Quantity of luminaires]]/1000,(Table1323[[#This Row],[Assumed Baseline W by source]]-Table1323[[#This Row],[LED Luminaire W by rebate]])*Table1323[[#This Row],[Quantity of luminaires]]/1000)),0)","v":""},{"$f":"IFERROR(IF(Table1323[[#This Row],[Lamp / Luminaire Category]]=\"No eligible rebate\",Table1323[[#This Row],[Quantity of luminaires]]*(Table1323[[#This Row],[Baseline W defined by user]]-Table1323[[#This Row],[Retrofit W defined by user (no rebate)]])/1000*IF(Table1323[[#This Row],[Assumed hours from space type]]=\"user defined\",Table1323[[#This Row],[Baseline Operating hours]],Table1323[[#This Row],[Assumed hours from space type]])+Table1323[[#This Row],[Controls Rebate kWh Savings]],Table1323[[#This Row],[Quantity of luminaires]]*(INDEX(Table1[Actual Baseline W],MATCH(Table1323[[#This Row],[Lamp / Luminaire Category]]&Table1323[[#This Row],[Rebate Category]],Table1[PrescribedSource - Rebate ID],0))/1000-Table1323[[#This Row],[LED Luminaire W by rebate]]/1000)*IF(Table1323[[#This Row],[Assumed hours from space type]]=\"user defined\",Table1323[[#This Row],[Baseline Operating hours]],Table1323[[#This Row],[Assumed hours from space type]])+Table1323[[#This Row],[Controls Rebate kWh Savings]]),0)","v":0},{"$f":"IFERROR(IF(Table1323[[#This Row],[Rebate kW Savings]]=0,Table1323[[#This Row],[Demand Savings, kW]],INDEX(Table1[Actual Savings],MATCH(Table1323[[#This Row],[Lamp / Luminaire Category]]&Table1323[[#This Row],[Rebate Category]],Table1[PrescribedSource - Rebate ID],0))*Table1323[[#This Row],[Quantity of luminaires]]/1000),0)","v":""},{"$f":"IFERROR(Table1323[[#This Row],[BC Housing Site kW Savings]]*IF(Table1323[[#This Row],[Assumed hours from space type]]=\"user defined\",Table1323[[#This Row],[Baseline Operating hours]],Table1323[[#This Row],[Assumed hours from space type]])+Table1323[[#This Row],[Controls Rebate kWh Savings]],0)","v":0},{"$f":"IFERROR(IF(Table1323[[#This Row],[Lamp / Luminaire Category]]=\"No eligible rebate\",Table1323[[#This Row],[Lighting Technology]]&\" retrofit with no rebate\",Table1323[[#This Row],[Rebate Category]]),\"\")","v":0},{"$f":"IF(Table1323[[#This Row],[Lamp / Luminaire Category]]=\"No eligible rebate\",1,0)","v":0},{"$f":"IFERROR(IF(IF(Table1323[[#This Row],[Assumed hours from space type]]=\"user defined\",Table1323[[#This Row],[Baseline Operating hours]],Table1323[[#This Row],[Assumed hours from space type]])<3600,0,IF(AND(IF(Table1323[[#This Row],[Assumed hours from space type]]=\"user defined\",Table1323[[#This Row],[Baseline Operating hours]],Table1323[[#This Row],[Assumed hours from space type]])>=3600,OR(Table1323[[#This Row],[Automatic Controls?]]=\"None\",Table1323[[#This Row],[Automatic Controls?]]=\"\")),IF(Table1323[[#This Row],[Lamp / Luminaire Category]]=\"No eligible rebate\",Table1323[[#This Row],[Baseline W defined by user]]-Table1323[[#This Row],[Retrofit W defined by user (no rebate)]],Table1323[[#This Row],[Assumed Baseline W by source]]-Table1323[[#This Row],[LED Luminaire W by rebate]]),IF(AND(IF(Table1323[[#This Row],[Assumed hours from space type]]=\"user defined\",Table1323[[#This Row],[Baseline Operating hours]],Table1323[[#This Row],[Assumed hours from space type]])>=(3600/0.8),OR(Table1323[[#This Row],[Automatic Controls?]]=\"Fixture integrated occupancy sensor\",Table1323[[#This Row],[Automatic Controls?]]=\"Ceiling / wall mounted occupancy sensor\")),IF(Table1323[[#This Row],[Lamp / Luminaire Category]]=\"No eligible rebate\",(Table1323[[#This Row],[Baseline W defined by user]]-Table1323[[#This Row],[Retrofit W defined by user (no rebate)]]),Table1323[[#This Row],[Assumed Baseline W by source]]-Table1323[[#This Row],[LED Luminaire W by rebate]]),IF(AND(IF(Table1323[[#This Row],[Assumed hours from space type]]=\"user defined\",Table1323[[#This Row],[Baseline Operating hours]],Table1323[[#This Row],[Assumed hours from space type]])<(3600/0.8),OR(Table1323[[#This Row],[Automatic Controls?]]=\"Fixture integrated occupancy sensor\",Table1323[[#This Row],[Automatic Controls?]]=\"Ceiling / wall mounted occupancy sensor\")),IF(Table1323[[#This Row],[Lamp / Luminaire Category]]=\"No eligible rebate\",Table1323[[#This Row],[Baseline W defined by user]],Table1323[[#This Row],[Assumed Baseline W by source]])))))*Table1323[[#This Row],[Quantity of luminaires]]/1000,\"\")","v":""},{"$f":"Table1323[[#This Row],[LED lamp/luminaire retrofit part '#]]","v":0},{"$f":"IF(Table1323[[#This Row],[Rebate Unit]]=\"per lamp\",INDEX(Table1[Number of Lamps],MATCH(Table1323[[#This Row],[Lamp / Luminaire Category]]&Table1323[[#This Row],[Rebate Category]],Table1[PrescribedSource - Rebate ID],0)),1)*Table1323[[#This Row],[Quantity of luminaires]]","v":0},{"$f":"IFERROR(IF(Table1323[[#This Row],[Lamp / Luminaire Category]]=\"No eligible rebate\",\"no eligible rebate\",INDEX(Table1[BC Hydro xRM ECM],MATCH(Table1323[[#This Row],[Lamp / Luminaire Category]]&Table1323[[#This Row],[Rebate Category]],Table1[PrescribedSource - Rebate ID],0))),\"\")","v":""}]
[null,{"$f":"IF(Table1323[[#This Row],[Space Type]]=\"\",\"\",\"L-\"&ROW(224:224))","v":""},null,null,null,null,null,null,null,{"$f":"IFERROR(IF(Table1323[[#This Row],[Space Type]]=\"\",\"\",IF(Table1323[[#This Row],[Lamp / Luminaire Category]]=\"No eligible rebate\",\"\",IF(Table1323[[#This Row],[Rebate Category]]=\"\",\"select rebate\",INDEX(Table1[Actual Baseline W],MATCH(Table1323[[#This Row],[Lamp / Luminaire Category]]&Table1323[[#This Row],[Rebate Category]],Table1[PrescribedSource - Rebate ID],0))))),\"\")","v":""},{"$f":"IFERROR(IF(Table1323[[#This Row],[No]]=\"\",\"\",IF(Table1323[[#This Row],[Space Type]]=\"\",\"select Space Type\",IF(Table1323[[#This Row],[Baseline Operating hours]]<>\"\",\"user defined\",INDEX(Table5[Hours],MATCH(Table1323[[#This Row],[Space Type]],Table5[Space Type],0))))),\"\")","v":""},null,{"$f":"IFERROR(INDEX(Table1[Rebate],MATCH(Table1323[[#This Row],[Lamp / Luminaire Category]]&Table1323[[#This Row],[Rebate Category]],Table1[PrescribedSource - Rebate ID],0)),\"\")","v":""},{"$f":"IFERROR(INDEX(Table1[Rebate Unit],MATCH(Table1323[[#This Row],[Lamp / Luminaire Category]]&Table1323[[#This Row],[Rebate Category]],Table1[PrescribedSource - Rebate ID],0)),\"\")","v":""},null,{"$f":"IFERROR(IF(Table1323[[#This Row],[Lamp / Luminaire Category]]=\"No eligible rebate\",\"no rebate\",INDEX(Table1[Retrofit W],MATCH(Table1323[[#This Row],[Lamp / Luminaire Category]]&Table1323[[#This Row],[Rebate Category]],Table1[PrescribedSource - Rebate ID],0))),\"\")","v":""},null,null,null,{"$f":"IFERROR(INDEX(Table1[Rebate],MATCH(Table1323[[#This Row],[Lamp / Luminaire Category]]&Table1323[[#This Row],[Rebate Category]],Table1[PrescribedSource - Rebate ID],0))*Table1323[[#This Row],[Quantity of luminaires]],0)","v":0},{"$f":"IF(OR(Table1323[[#This Row],[Automatic Controls?]]=\"Fixture integrated Occupancy / Daylight Harvesting sensor\",Table1323[[#This Row],[Automatic Controls?]]=\"Ceiling / wall mounted Occupancy / Daylight Harvesting sensor\",Table1323[[#This Row],[Automatic Controls?]]=\"Timer\"),45*Table1323[[#This Row],[Number of occupancy sensors]],\"\")","v":""},{"$f":"IFERROR(IF(Table1323[[#This Row],[Controls Rebate]]=\"\",0,Table1323[[#This Row],[Controls Rebate]])+Table1323[[#This Row],[Lighting Rebate]],\"\")","v":0},{"$f":"IFERROR(INDEX(Table1[Rebate Savings],MATCH(Table1323[[#This Row],[Lamp / Luminaire Category]]&Table1323[[#This Row],[Rebate Category]],Table1[PrescribedSource - Rebate ID],0))*Table1323[[#This Row],[Quantity of luminaires]]/1000,0)","v":0},{"$f":"IFERROR(Table1323[[#This Row],[Rebate kW Savings]]*IF(Table1323[[#This Row],[Assumed hours from space type]]=\"user defined\",Table1323[[#This Row],[Baseline Operating hours]],Table1323[[#This Row],[Assumed hours from space type]]),0)","v":0},{"$f":"IF(OR(Table1323[[#This Row],[Automatic Controls?]]=\"Fixture integrated occupancy sensor\",Table1323[[#This Row],[Automatic Controls?]]=\"Ceiling / wall mounted occupancy sensor\"),Table1323[[#This Row],[Quantity of luminaires]]*IF(Table1323[[#This Row],[Rebate Category]]<>\"\",INDEX(Table1[Retrofit W],MATCH(Table1323[[#This Row],[Rebate Category]],Table1[BC Hydro Rebate Category],0)),Table1323[[#This Row],[Retrofit W defined by user (no rebate)]])/1000*IF(Table1323[[#This Row],[Assumed hours from space type]]=\"user defined\",Table1323[[#This Row],[Baseline Operating hours]],Table1323[[#This Row],[Assumed hours from space type]])*0.2,0)","v":0},{"$f":"Table1323[[#This Row],[Rebate kWh savings]]+Table1323[[#This Row],[Controls Rebate kWh Savings]]","v":0},{"$f":"IFERROR(IF(Table1323[[#This Row],[Quantity of luminaires]]=\"\",\"\",IF(Table1323[[#This Row],[Lamp / Luminaire Category]]=\"No eligible rebate\",(Table1323[[#This Row],[Baseline W defined by user]]-Table1323[[#This Row],[Retrofit W defined by user (no rebate)]])*Table1323[[#This Row],[Quantity of luminaires]]/1000,(Table1323[[#This Row],[Assumed Baseline W by source]]-Table1323[[#This Row],[LED Luminaire W by rebate]])*Table1323[[#This Row],[Quantity of luminaires]]/1000)),0)","v":""},{"$f":"IFERROR(IF(Table1323[[#This Row],[Lamp / Luminaire Category]]=\"No eligible rebate\",Table1323[[#This Row],[Quantity of luminaires]]*(Table1323[[#This Row],[Baseline W defined by user]]-Table1323[[#This Row],[Retrofit W defined by user (no rebate)]])/1000*IF(Table1323[[#This Row],[Assumed hours from space type]]=\"user defined\",Table1323[[#This Row],[Baseline Operating hours]],Table1323[[#This Row],[Assumed hours from space type]])+Table1323[[#This Row],[Controls Rebate kWh Savings]],Table1323[[#This Row],[Quantity of luminaires]]*(INDEX(Table1[Actual Baseline W],MATCH(Table1323[[#This Row],[Lamp / Luminaire Category]]&Table1323[[#This Row],[Rebate Category]],Table1[PrescribedSource - Rebate ID],0))/1000-Table1323[[#This Row],[LED Luminaire W by rebate]]/1000)*IF(Table1323[[#This Row],[Assumed hours from space type]]=\"user defined\",Table1323[[#This Row],[Baseline Operating hours]],Table1323[[#This Row],[Assumed hours from space type]])+Table1323[[#This Row],[Controls Rebate kWh Savings]]),0)","v":0},{"$f":"IFERROR(IF(Table1323[[#This Row],[Rebate kW Savings]]=0,Table1323[[#This Row],[Demand Savings, kW]],INDEX(Table1[Actual Savings],MATCH(Table1323[[#This Row],[Lamp / Luminaire Category]]&Table1323[[#This Row],[Rebate Category]],Table1[PrescribedSource - Rebate ID],0))*Table1323[[#This Row],[Quantity of luminaires]]/1000),0)","v":""},{"$f":"IFERROR(Table1323[[#This Row],[BC Housing Site kW Savings]]*IF(Table1323[[#This Row],[Assumed hours from space type]]=\"user defined\",Table1323[[#This Row],[Baseline Operating hours]],Table1323[[#This Row],[Assumed hours from space type]])+Table1323[[#This Row],[Controls Rebate kWh Savings]],0)","v":0},{"$f":"IFERROR(IF(Table1323[[#This Row],[Lamp / Luminaire Category]]=\"No eligible rebate\",Table1323[[#This Row],[Lighting Technology]]&\" retrofit with no rebate\",Table1323[[#This Row],[Rebate Category]]),\"\")","v":0},{"$f":"IF(Table1323[[#This Row],[Lamp / Luminaire Category]]=\"No eligible rebate\",1,0)","v":0},{"$f":"IFERROR(IF(IF(Table1323[[#This Row],[Assumed hours from space type]]=\"user defined\",Table1323[[#This Row],[Baseline Operating hours]],Table1323[[#This Row],[Assumed hours from space type]])<3600,0,IF(AND(IF(Table1323[[#This Row],[Assumed hours from space type]]=\"user defined\",Table1323[[#This Row],[Baseline Operating hours]],Table1323[[#This Row],[Assumed hours from space type]])>=3600,OR(Table1323[[#This Row],[Automatic Controls?]]=\"None\",Table1323[[#This Row],[Automatic Controls?]]=\"\")),IF(Table1323[[#This Row],[Lamp / Luminaire Category]]=\"No eligible rebate\",Table1323[[#This Row],[Baseline W defined by user]]-Table1323[[#This Row],[Retrofit W defined by user (no rebate)]],Table1323[[#This Row],[Assumed Baseline W by source]]-Table1323[[#This Row],[LED Luminaire W by rebate]]),IF(AND(IF(Table1323[[#This Row],[Assumed hours from space type]]=\"user defined\",Table1323[[#This Row],[Baseline Operating hours]],Table1323[[#This Row],[Assumed hours from space type]])>=(3600/0.8),OR(Table1323[[#This Row],[Automatic Controls?]]=\"Fixture integrated occupancy sensor\",Table1323[[#This Row],[Automatic Controls?]]=\"Ceiling / wall mounted occupancy sensor\")),IF(Table1323[[#This Row],[Lamp / Luminaire Category]]=\"No eligible rebate\",(Table1323[[#This Row],[Baseline W defined by user]]-Table1323[[#This Row],[Retrofit W defined by user (no rebate)]]),Table1323[[#This Row],[Assumed Baseline W by source]]-Table1323[[#This Row],[LED Luminaire W by rebate]]),IF(AND(IF(Table1323[[#This Row],[Assumed hours from space type]]=\"user defined\",Table1323[[#This Row],[Baseline Operating hours]],Table1323[[#This Row],[Assumed hours from space type]])<(3600/0.8),OR(Table1323[[#This Row],[Automatic Controls?]]=\"Fixture integrated occupancy sensor\",Table1323[[#This Row],[Automatic Controls?]]=\"Ceiling / wall mounted occupancy sensor\")),IF(Table1323[[#This Row],[Lamp / Luminaire Category]]=\"No eligible rebate\",Table1323[[#This Row],[Baseline W defined by user]],Table1323[[#This Row],[Assumed Baseline W by source]])))))*Table1323[[#This Row],[Quantity of luminaires]]/1000,\"\")","v":""},{"$f":"Table1323[[#This Row],[LED lamp/luminaire retrofit part '#]]","v":0},{"$f":"IF(Table1323[[#This Row],[Rebate Unit]]=\"per lamp\",INDEX(Table1[Number of Lamps],MATCH(Table1323[[#This Row],[Lamp / Luminaire Category]]&Table1323[[#This Row],[Rebate Category]],Table1[PrescribedSource - Rebate ID],0)),1)*Table1323[[#This Row],[Quantity of luminaires]]","v":0},{"$f":"IFERROR(IF(Table1323[[#This Row],[Lamp / Luminaire Category]]=\"No eligible rebate\",\"no eligible rebate\",INDEX(Table1[BC Hydro xRM ECM],MATCH(Table1323[[#This Row],[Lamp / Luminaire Category]]&Table1323[[#This Row],[Rebate Category]],Table1[PrescribedSource - Rebate ID],0))),\"\")","v":""}]
[null,{"$f":"IF(Table1323[[#This Row],[Space Type]]=\"\",\"\",\"L-\"&ROW(225:225))","v":""},null,null,null,null,null,null,null,{"$f":"IFERROR(IF(Table1323[[#This Row],[Space Type]]=\"\",\"\",IF(Table1323[[#This Row],[Lamp / Luminaire Category]]=\"No eligible rebate\",\"\",IF(Table1323[[#This Row],[Rebate Category]]=\"\",\"select rebate\",INDEX(Table1[Actual Baseline W],MATCH(Table1323[[#This Row],[Lamp / Luminaire Category]]&Table1323[[#This Row],[Rebate Category]],Table1[PrescribedSource - Rebate ID],0))))),\"\")","v":""},{"$f":"IFERROR(IF(Table1323[[#This Row],[No]]=\"\",\"\",IF(Table1323[[#This Row],[Space Type]]=\"\",\"select Space Type\",IF(Table1323[[#This Row],[Baseline Operating hours]]<>\"\",\"user defined\",INDEX(Table5[Hours],MATCH(Table1323[[#This Row],[Space Type]],Table5[Space Type],0))))),\"\")","v":""},null,{"$f":"IFERROR(INDEX(Table1[Rebate],MATCH(Table1323[[#This Row],[Lamp / Luminaire Category]]&Table1323[[#This Row],[Rebate Category]],Table1[PrescribedSource - Rebate ID],0)),\"\")","v":""},{"$f":"IFERROR(INDEX(Table1[Rebate Unit],MATCH(Table1323[[#This Row],[Lamp / Luminaire Category]]&Table1323[[#This Row],[Rebate Category]],Table1[PrescribedSource - Rebate ID],0)),\"\")","v":""},null,{"$f":"IFERROR(IF(Table1323[[#This Row],[Lamp / Luminaire Category]]=\"No eligible rebate\",\"no rebate\",INDEX(Table1[Retrofit W],MATCH(Table1323[[#This Row],[Lamp / Luminaire Category]]&Table1323[[#This Row],[Rebate Category]],Table1[PrescribedSource - Rebate ID],0))),\"\")","v":""},null,null,null,{"$f":"IFERROR(INDEX(Table1[Rebate],MATCH(Table1323[[#This Row],[Lamp / Luminaire Category]]&Table1323[[#This Row],[Rebate Category]],Table1[PrescribedSource - Rebate ID],0))*Table1323[[#This Row],[Quantity of luminaires]],0)","v":0},{"$f":"IF(OR(Table1323[[#This Row],[Automatic Controls?]]=\"Fixture integrated Occupancy / Daylight Harvesting sensor\",Table1323[[#This Row],[Automatic Controls?]]=\"Ceiling / wall mounted Occupancy / Daylight Harvesting sensor\",Table1323[[#This Row],[Automatic Controls?]]=\"Timer\"),45*Table1323[[#This Row],[Number of occupancy sensors]],\"\")","v":""},{"$f":"IFERROR(IF(Table1323[[#This Row],[Controls Rebate]]=\"\",0,Table1323[[#This Row],[Controls Rebate]])+Table1323[[#This Row],[Lighting Rebate]],\"\")","v":0},{"$f":"IFERROR(INDEX(Table1[Rebate Savings],MATCH(Table1323[[#This Row],[Lamp / Luminaire Category]]&Table1323[[#This Row],[Rebate Category]],Table1[PrescribedSource - Rebate ID],0))*Table1323[[#This Row],[Quantity of luminaires]]/1000,0)","v":0},{"$f":"IFERROR(Table1323[[#This Row],[Rebate kW Savings]]*IF(Table1323[[#This Row],[Assumed hours from space type]]=\"user defined\",Table1323[[#This Row],[Baseline Operating hours]],Table1323[[#This Row],[Assumed hours from space type]]),0)","v":0},{"$f":"IF(OR(Table1323[[#This Row],[Automatic Controls?]]=\"Fixture integrated occupancy sensor\",Table1323[[#This Row],[Automatic Controls?]]=\"Ceiling / wall mounted occupancy sensor\"),Table1323[[#This Row],[Quantity of luminaires]]*IF(Table1323[[#This Row],[Rebate Category]]<>\"\",INDEX(Table1[Retrofit W],MATCH(Table1323[[#This Row],[Rebate Category]],Table1[BC Hydro Rebate Category],0)),Table1323[[#This Row],[Retrofit W defined by user (no rebate)]])/1000*IF(Table1323[[#This Row],[Assumed hours from space type]]=\"user defined\",Table1323[[#This Row],[Baseline Operating hours]],Table1323[[#This Row],[Assumed hours from space type]])*0.2,0)","v":0},{"$f":"Table1323[[#This Row],[Rebate kWh savings]]+Table1323[[#This Row],[Controls Rebate kWh Savings]]","v":0},{"$f":"IFERROR(IF(Table1323[[#This Row],[Quantity of luminaires]]=\"\",\"\",IF(Table1323[[#This Row],[Lamp / Luminaire Category]]=\"No eligible rebate\",(Table1323[[#This Row],[Baseline W defined by user]]-Table1323[[#This Row],[Retrofit W defined by user (no rebate)]])*Table1323[[#This Row],[Quantity of luminaires]]/1000,(Table1323[[#This Row],[Assumed Baseline W by source]]-Table1323[[#This Row],[LED Luminaire W by rebate]])*Table1323[[#This Row],[Quantity of luminaires]]/1000)),0)","v":""},{"$f":"IFERROR(IF(Table1323[[#This Row],[Lamp / Luminaire Category]]=\"No eligible rebate\",Table1323[[#This Row],[Quantity of luminaires]]*(Table1323[[#This Row],[Baseline W defined by user]]-Table1323[[#This Row],[Retrofit W defined by user (no rebate)]])/1000*IF(Table1323[[#This Row],[Assumed hours from space type]]=\"user defined\",Table1323[[#This Row],[Baseline Operating hours]],Table1323[[#This Row],[Assumed hours from space type]])+Table1323[[#This Row],[Controls Rebate kWh Savings]],Table1323[[#This Row],[Quantity of luminaires]]*(INDEX(Table1[Actual Baseline W],MATCH(Table1323[[#This Row],[Lamp / Luminaire Category]]&Table1323[[#This Row],[Rebate Category]],Table1[PrescribedSource - Rebate ID],0))/1000-Table1323[[#This Row],[LED Luminaire W by rebate]]/1000)*IF(Table1323[[#This Row],[Assumed hours from space type]]=\"user defined\",Table1323[[#This Row],[Baseline Operating hours]],Table1323[[#This Row],[Assumed hours from space type]])+Table1323[[#This Row],[Controls Rebate kWh Savings]]),0)","v":0},{"$f":"IFERROR(IF(Table1323[[#This Row],[Rebate kW Savings]]=0,Table1323[[#This Row],[Demand Savings, kW]],INDEX(Table1[Actual Savings],MATCH(Table1323[[#This Row],[Lamp / Luminaire Category]]&Table1323[[#This Row],[Rebate Category]],Table1[PrescribedSource - Rebate ID],0))*Table1323[[#This Row],[Quantity of luminaires]]/1000),0)","v":""},{"$f":"IFERROR(Table1323[[#This Row],[BC Housing Site kW Savings]]*IF(Table1323[[#This Row],[Assumed hours from space type]]=\"user defined\",Table1323[[#This Row],[Baseline Operating hours]],Table1323[[#This Row],[Assumed hours from space type]])+Table1323[[#This Row],[Controls Rebate kWh Savings]],0)","v":0},{"$f":"IFERROR(IF(Table1323[[#This Row],[Lamp / Luminaire Category]]=\"No eligible rebate\",Table1323[[#This Row],[Lighting Technology]]&\" retrofit with no rebate\",Table1323[[#This Row],[Rebate Category]]),\"\")","v":0},{"$f":"IF(Table1323[[#This Row],[Lamp / Luminaire Category]]=\"No eligible rebate\",1,0)","v":0},{"$f":"IFERROR(IF(IF(Table1323[[#This Row],[Assumed hours from space type]]=\"user defined\",Table1323[[#This Row],[Baseline Operating hours]],Table1323[[#This Row],[Assumed hours from space type]])<3600,0,IF(AND(IF(Table1323[[#This Row],[Assumed hours from space type]]=\"user defined\",Table1323[[#This Row],[Baseline Operating hours]],Table1323[[#This Row],[Assumed hours from space type]])>=3600,OR(Table1323[[#This Row],[Automatic Controls?]]=\"None\",Table1323[[#This Row],[Automatic Controls?]]=\"\")),IF(Table1323[[#This Row],[Lamp / Luminaire Category]]=\"No eligible rebate\",Table1323[[#This Row],[Baseline W defined by user]]-Table1323[[#This Row],[Retrofit W defined by user (no rebate)]],Table1323[[#This Row],[Assumed Baseline W by source]]-Table1323[[#This Row],[LED Luminaire W by rebate]]),IF(AND(IF(Table1323[[#This Row],[Assumed hours from space type]]=\"user defined\",Table1323[[#This Row],[Baseline Operating hours]],Table1323[[#This Row],[Assumed hours from space type]])>=(3600/0.8),OR(Table1323[[#This Row],[Automatic Controls?]]=\"Fixture integrated occupancy sensor\",Table1323[[#This Row],[Automatic Controls?]]=\"Ceiling / wall mounted occupancy sensor\")),IF(Table1323[[#This Row],[Lamp / Luminaire Category]]=\"No eligible rebate\",(Table1323[[#This Row],[Baseline W defined by user]]-Table1323[[#This Row],[Retrofit W defined by user (no rebate)]]),Table1323[[#This Row],[Assumed Baseline W by source]]-Table1323[[#This Row],[LED Luminaire W by rebate]]),IF(AND(IF(Table1323[[#This Row],[Assumed hours from space type]]=\"user defined\",Table1323[[#This Row],[Baseline Operating hours]],Table1323[[#This Row],[Assumed hours from space type]])<(3600/0.8),OR(Table1323[[#This Row],[Automatic Controls?]]=\"Fixture integrated occupancy sensor\",Table1323[[#This Row],[Automatic Controls?]]=\"Ceiling / wall mounted occupancy sensor\")),IF(Table1323[[#This Row],[Lamp / Luminaire Category]]=\"No eligible rebate\",Table1323[[#This Row],[Baseline W defined by user]],Table1323[[#This Row],[Assumed Baseline W by source]])))))*Table1323[[#This Row],[Quantity of luminaires]]/1000,\"\")","v":""},{"$f":"Table1323[[#This Row],[LED lamp/luminaire retrofit part '#]]","v":0},{"$f":"IF(Table1323[[#This Row],[Rebate Unit]]=\"per lamp\",INDEX(Table1[Number of Lamps],MATCH(Table1323[[#This Row],[Lamp / Luminaire Category]]&Table1323[[#This Row],[Rebate Category]],Table1[PrescribedSource - Rebate ID],0)),1)*Table1323[[#This Row],[Quantity of luminaires]]","v":0},{"$f":"IFERROR(IF(Table1323[[#This Row],[Lamp / Luminaire Category]]=\"No eligible rebate\",\"no eligible rebate\",INDEX(Table1[BC Hydro xRM ECM],MATCH(Table1323[[#This Row],[Lamp / Luminaire Category]]&Table1323[[#This Row],[Rebate Category]],Table1[PrescribedSource - Rebate ID],0))),\"\")","v":""}]
[null,{"$f":"IF(Table1323[[#This Row],[Space Type]]=\"\",\"\",\"L-\"&ROW(226:226))","v":""},null,null,null,null,null,null,null,{"$f":"IFERROR(IF(Table1323[[#This Row],[Space Type]]=\"\",\"\",IF(Table1323[[#This Row],[Lamp / Luminaire Category]]=\"No eligible rebate\",\"\",IF(Table1323[[#This Row],[Rebate Category]]=\"\",\"select rebate\",INDEX(Table1[Actual Baseline W],MATCH(Table1323[[#This Row],[Lamp / Luminaire Category]]&Table1323[[#This Row],[Rebate Category]],Table1[PrescribedSource - Rebate ID],0))))),\"\")","v":""},{"$f":"IFERROR(IF(Table1323[[#This Row],[No]]=\"\",\"\",IF(Table1323[[#This Row],[Space Type]]=\"\",\"select Space Type\",IF(Table1323[[#This Row],[Baseline Operating hours]]<>\"\",\"user defined\",INDEX(Table5[Hours],MATCH(Table1323[[#This Row],[Space Type]],Table5[Space Type],0))))),\"\")","v":""},null,{"$f":"IFERROR(INDEX(Table1[Rebate],MATCH(Table1323[[#This Row],[Lamp / Luminaire Category]]&Table1323[[#This Row],[Rebate Category]],Table1[PrescribedSource - Rebate ID],0)),\"\")","v":""},{"$f":"IFERROR(INDEX(Table1[Rebate Unit],MATCH(Table1323[[#This Row],[Lamp / Luminaire Category]]&Table1323[[#This Row],[Rebate Category]],Table1[PrescribedSource - Rebate ID],0)),\"\")","v":""},null,{"$f":"IFERROR(IF(Table1323[[#This Row],[Lamp / Luminaire Category]]=\"No eligible rebate\",\"no rebate\",INDEX(Table1[Retrofit W],MATCH(Table1323[[#This Row],[Lamp / Luminaire Category]]&Table1323[[#This Row],[Rebate Category]],Table1[PrescribedSource - Rebate ID],0))),\"\")","v":""},null,null,null,{"$f":"IFERROR(INDEX(Table1[Rebate],MATCH(Table1323[[#This Row],[Lamp / Luminaire Category]]&Table1323[[#This Row],[Rebate Category]],Table1[PrescribedSource - Rebate ID],0))*Table1323[[#This Row],[Quantity of luminaires]],0)","v":0},{"$f":"IF(OR(Table1323[[#This Row],[Automatic Controls?]]=\"Fixture integrated Occupancy / Daylight Harvesting sensor\",Table1323[[#This Row],[Automatic Controls?]]=\"Ceiling / wall mounted Occupancy / Daylight Harvesting sensor\",Table1323[[#This Row],[Automatic Controls?]]=\"Timer\"),45*Table1323[[#This Row],[Number of occupancy sensors]],\"\")","v":""},{"$f":"IFERROR(IF(Table1323[[#This Row],[Controls Rebate]]=\"\",0,Table1323[[#This Row],[Controls Rebate]])+Table1323[[#This Row],[Lighting Rebate]],\"\")","v":0},{"$f":"IFERROR(INDEX(Table1[Rebate Savings],MATCH(Table1323[[#This Row],[Lamp / Luminaire Category]]&Table1323[[#This Row],[Rebate Category]],Table1[PrescribedSource - Rebate ID],0))*Table1323[[#This Row],[Quantity of luminaires]]/1000,0)","v":0},{"$f":"IFERROR(Table1323[[#This Row],[Rebate kW Savings]]*IF(Table1323[[#This Row],[Assumed hours from space type]]=\"user defined\",Table1323[[#This Row],[Baseline Operating hours]],Table1323[[#This Row],[Assumed hours from space type]]),0)","v":0},{"$f":"IF(OR(Table1323[[#This Row],[Automatic Controls?]]=\"Fixture integrated occupancy sensor\",Table1323[[#This Row],[Automatic Controls?]]=\"Ceiling / wall mounted occupancy sensor\"),Table1323[[#This Row],[Quantity of luminaires]]*IF(Table1323[[#This Row],[Rebate Category]]<>\"\",INDEX(Table1[Retrofit W],MATCH(Table1323[[#This Row],[Rebate Category]],Table1[BC Hydro Rebate Category],0)),Table1323[[#This Row],[Retrofit W defined by user (no rebate)]])/1000*IF(Table1323[[#This Row],[Assumed hours from space type]]=\"user defined\",Table1323[[#This Row],[Baseline Operating hours]],Table1323[[#This Row],[Assumed hours from space type]])*0.2,0)","v":0},{"$f":"Table1323[[#This Row],[Rebate kWh savings]]+Table1323[[#This Row],[Controls Rebate kWh Savings]]","v":0},{"$f":"IFERROR(IF(Table1323[[#This Row],[Quantity of luminaires]]=\"\",\"\",IF(Table1323[[#This Row],[Lamp / Luminaire Category]]=\"No eligible rebate\",(Table1323[[#This Row],[Baseline W defined by user]]-Table1323[[#This Row],[Retrofit W defined by user (no rebate)]])*Table1323[[#This Row],[Quantity of luminaires]]/1000,(Table1323[[#This Row],[Assumed Baseline W by source]]-Table1323[[#This Row],[LED Luminaire W by rebate]])*Table1323[[#This Row],[Quantity of luminaires]]/1000)),0)","v":""},{"$f":"IFERROR(IF(Table1323[[#This Row],[Lamp / Luminaire Category]]=\"No eligible rebate\",Table1323[[#This Row],[Quantity of luminaires]]*(Table1323[[#This Row],[Baseline W defined by user]]-Table1323[[#This Row],[Retrofit W defined by user (no rebate)]])/1000*IF(Table1323[[#This Row],[Assumed hours from space type]]=\"user defined\",Table1323[[#This Row],[Baseline Operating hours]],Table1323[[#This Row],[Assumed hours from space type]])+Table1323[[#This Row],[Controls Rebate kWh Savings]],Table1323[[#This Row],[Quantity of luminaires]]*(INDEX(Table1[Actual Baseline W],MATCH(Table1323[[#This Row],[Lamp / Luminaire Category]]&Table1323[[#This Row],[Rebate Category]],Table1[PrescribedSource - Rebate ID],0))/1000-Table1323[[#This Row],[LED Luminaire W by rebate]]/1000)*IF(Table1323[[#This Row],[Assumed hours from space type]]=\"user defined\",Table1323[[#This Row],[Baseline Operating hours]],Table1323[[#This Row],[Assumed hours from space type]])+Table1323[[#This Row],[Controls Rebate kWh Savings]]),0)","v":0},{"$f":"IFERROR(IF(Table1323[[#This Row],[Rebate kW Savings]]=0,Table1323[[#This Row],[Demand Savings, kW]],INDEX(Table1[Actual Savings],MATCH(Table1323[[#This Row],[Lamp / Luminaire Category]]&Table1323[[#This Row],[Rebate Category]],Table1[PrescribedSource - Rebate ID],0))*Table1323[[#This Row],[Quantity of luminaires]]/1000),0)","v":""},{"$f":"IFERROR(Table1323[[#This Row],[BC Housing Site kW Savings]]*IF(Table1323[[#This Row],[Assumed hours from space type]]=\"user defined\",Table1323[[#This Row],[Baseline Operating hours]],Table1323[[#This Row],[Assumed hours from space type]])+Table1323[[#This Row],[Controls Rebate kWh Savings]],0)","v":0},{"$f":"IFERROR(IF(Table1323[[#This Row],[Lamp / Luminaire Category]]=\"No eligible rebate\",Table1323[[#This Row],[Lighting Technology]]&\" retrofit with no rebate\",Table1323[[#This Row],[Rebate Category]]),\"\")","v":0},{"$f":"IF(Table1323[[#This Row],[Lamp / Luminaire Category]]=\"No eligible rebate\",1,0)","v":0},{"$f":"IFERROR(IF(IF(Table1323[[#This Row],[Assumed hours from space type]]=\"user defined\",Table1323[[#This Row],[Baseline Operating hours]],Table1323[[#This Row],[Assumed hours from space type]])<3600,0,IF(AND(IF(Table1323[[#This Row],[Assumed hours from space type]]=\"user defined\",Table1323[[#This Row],[Baseline Operating hours]],Table1323[[#This Row],[Assumed hours from space type]])>=3600,OR(Table1323[[#This Row],[Automatic Controls?]]=\"None\",Table1323[[#This Row],[Automatic Controls?]]=\"\")),IF(Table1323[[#This Row],[Lamp / Luminaire Category]]=\"No eligible rebate\",Table1323[[#This Row],[Baseline W defined by user]]-Table1323[[#This Row],[Retrofit W defined by user (no rebate)]],Table1323[[#This Row],[Assumed Baseline W by source]]-Table1323[[#This Row],[LED Luminaire W by rebate]]),IF(AND(IF(Table1323[[#This Row],[Assumed hours from space type]]=\"user defined\",Table1323[[#This Row],[Baseline Operating hours]],Table1323[[#This Row],[Assumed hours from space type]])>=(3600/0.8),OR(Table1323[[#This Row],[Automatic Controls?]]=\"Fixture integrated occupancy sensor\",Table1323[[#This Row],[Automatic Controls?]]=\"Ceiling / wall mounted occupancy sensor\")),IF(Table1323[[#This Row],[Lamp / Luminaire Category]]=\"No eligible rebate\",(Table1323[[#This Row],[Baseline W defined by user]]-Table1323[[#This Row],[Retrofit W defined by user (no rebate)]]),Table1323[[#This Row],[Assumed Baseline W by source]]-Table1323[[#This Row],[LED Luminaire W by rebate]]),IF(AND(IF(Table1323[[#This Row],[Assumed hours from space type]]=\"user defined\",Table1323[[#This Row],[Baseline Operating hours]],Table1323[[#This Row],[Assumed hours from space type]])<(3600/0.8),OR(Table1323[[#This Row],[Automatic Controls?]]=\"Fixture integrated occupancy sensor\",Table1323[[#This Row],[Automatic Controls?]]=\"Ceiling / wall mounted occupancy sensor\")),IF(Table1323[[#This Row],[Lamp / Luminaire Category]]=\"No eligible rebate\",Table1323[[#This Row],[Baseline W defined by user]],Table1323[[#This Row],[Assumed Baseline W by source]])))))*Table1323[[#This Row],[Quantity of luminaires]]/1000,\"\")","v":""},{"$f":"Table1323[[#This Row],[LED lamp/luminaire retrofit part '#]]","v":0},{"$f":"IF(Table1323[[#This Row],[Rebate Unit]]=\"per lamp\",INDEX(Table1[Number of Lamps],MATCH(Table1323[[#This Row],[Lamp / Luminaire Category]]&Table1323[[#This Row],[Rebate Category]],Table1[PrescribedSource - Rebate ID],0)),1)*Table1323[[#This Row],[Quantity of luminaires]]","v":0},{"$f":"IFERROR(IF(Table1323[[#This Row],[Lamp / Luminaire Category]]=\"No eligible rebate\",\"no eligible rebate\",INDEX(Table1[BC Hydro xRM ECM],MATCH(Table1323[[#This Row],[Lamp / Luminaire Category]]&Table1323[[#This Row],[Rebate Category]],Table1[PrescribedSource - Rebate ID],0))),\"\")","v":""}]
[null,{"$f":"IF(Table1323[[#This Row],[Space Type]]=\"\",\"\",\"L-\"&ROW(227:227))","v":""},null,null,null,null,null,null,null,{"$f":"IFERROR(IF(Table1323[[#This Row],[Space Type]]=\"\",\"\",IF(Table1323[[#This Row],[Lamp / Luminaire Category]]=\"No eligible rebate\",\"\",IF(Table1323[[#This Row],[Rebate Category]]=\"\",\"select rebate\",INDEX(Table1[Actual Baseline W],MATCH(Table1323[[#This Row],[Lamp / Luminaire Category]]&Table1323[[#This Row],[Rebate Category]],Table1[PrescribedSource - Rebate ID],0))))),\"\")","v":""},{"$f":"IFERROR(IF(Table1323[[#This Row],[No]]=\"\",\"\",IF(Table1323[[#This Row],[Space Type]]=\"\",\"select Space Type\",IF(Table1323[[#This Row],[Baseline Operating hours]]<>\"\",\"user defined\",INDEX(Table5[Hours],MATCH(Table1323[[#This Row],[Space Type]],Table5[Space Type],0))))),\"\")","v":""},null,{"$f":"IFERROR(INDEX(Table1[Rebate],MATCH(Table1323[[#This Row],[Lamp / Luminaire Category]]&Table1323[[#This Row],[Rebate Category]],Table1[PrescribedSource - Rebate ID],0)),\"\")","v":""},{"$f":"IFERROR(INDEX(Table1[Rebate Unit],MATCH(Table1323[[#This Row],[Lamp / Luminaire Category]]&Table1323[[#This Row],[Rebate Category]],Table1[PrescribedSource - Rebate ID],0)),\"\")","v":""},null,{"$f":"IFERROR(IF(Table1323[[#This Row],[Lamp / Luminaire Category]]=\"No eligible rebate\",\"no rebate\",INDEX(Table1[Retrofit W],MATCH(Table1323[[#This Row],[Lamp / Luminaire Category]]&Table1323[[#This Row],[Rebate Category]],Table1[PrescribedSource - Rebate ID],0))),\"\")","v":""},null,null,null,{"$f":"IFERROR(INDEX(Table1[Rebate],MATCH(Table1323[[#This Row],[Lamp / Luminaire Category]]&Table1323[[#This Row],[Rebate Category]],Table1[PrescribedSource - Rebate ID],0))*Table1323[[#This Row],[Quantity of luminaires]],0)","v":0},{"$f":"IF(OR(Table1323[[#This Row],[Automatic Controls?]]=\"Fixture integrated Occupancy / Daylight Harvesting sensor\",Table1323[[#This Row],[Automatic Controls?]]=\"Ceiling / wall mounted Occupancy / Daylight Harvesting sensor\",Table1323[[#This Row],[Automatic Controls?]]=\"Timer\"),45*Table1323[[#This Row],[Number of occupancy sensors]],\"\")","v":""},{"$f":"IFERROR(IF(Table1323[[#This Row],[Controls Rebate]]=\"\",0,Table1323[[#This Row],[Controls Rebate]])+Table1323[[#This Row],[Lighting Rebate]],\"\")","v":0},{"$f":"IFERROR(INDEX(Table1[Rebate Savings],MATCH(Table1323[[#This Row],[Lamp / Luminaire Category]]&Table1323[[#This Row],[Rebate Category]],Table1[PrescribedSource - Rebate ID],0))*Table1323[[#This Row],[Quantity of luminaires]]/1000,0)","v":0},{"$f":"IFERROR(Table1323[[#This Row],[Rebate kW Savings]]*IF(Table1323[[#This Row],[Assumed hours from space type]]=\"user defined\",Table1323[[#This Row],[Baseline Operating hours]],Table1323[[#This Row],[Assumed hours from space type]]),0)","v":0},{"$f":"IF(OR(Table1323[[#This Row],[Automatic Controls?]]=\"Fixture integrated occupancy sensor\",Table1323[[#This Row],[Automatic Controls?]]=\"Ceiling / wall mounted occupancy sensor\"),Table1323[[#This Row],[Quantity of luminaires]]*IF(Table1323[[#This Row],[Rebate Category]]<>\"\",INDEX(Table1[Retrofit W],MATCH(Table1323[[#This Row],[Rebate Category]],Table1[BC Hydro Rebate Category],0)),Table1323[[#This Row],[Retrofit W defined by user (no rebate)]])/1000*IF(Table1323[[#This Row],[Assumed hours from space type]]=\"user defined\",Table1323[[#This Row],[Baseline Operating hours]],Table1323[[#This Row],[Assumed hours from space type]])*0.2,0)","v":0},{"$f":"Table1323[[#This Row],[Rebate kWh savings]]+Table1323[[#This Row],[Controls Rebate kWh Savings]]","v":0},{"$f":"IFERROR(IF(Table1323[[#This Row],[Quantity of luminaires]]=\"\",\"\",IF(Table1323[[#This Row],[Lamp / Luminaire Category]]=\"No eligible rebate\",(Table1323[[#This Row],[Baseline W defined by user]]-Table1323[[#This Row],[Retrofit W defined by user (no rebate)]])*Table1323[[#This Row],[Quantity of luminaires]]/1000,(Table1323[[#This Row],[Assumed Baseline W by source]]-Table1323[[#This Row],[LED Luminaire W by rebate]])*Table1323[[#This Row],[Quantity of luminaires]]/1000)),0)","v":""},{"$f":"IFERROR(IF(Table1323[[#This Row],[Lamp / Luminaire Category]]=\"No eligible rebate\",Table1323[[#This Row],[Quantity of luminaires]]*(Table1323[[#This Row],[Baseline W defined by user]]-Table1323[[#This Row],[Retrofit W defined by user (no rebate)]])/1000*IF(Table1323[[#This Row],[Assumed hours from space type]]=\"user defined\",Table1323[[#This Row],[Baseline Operating hours]],Table1323[[#This Row],[Assumed hours from space type]])+Table1323[[#This Row],[Controls Rebate kWh Savings]],Table1323[[#This Row],[Quantity of luminaires]]*(INDEX(Table1[Actual Baseline W],MATCH(Table1323[[#This Row],[Lamp / Luminaire Category]]&Table1323[[#This Row],[Rebate Category]],Table1[PrescribedSource - Rebate ID],0))/1000-Table1323[[#This Row],[LED Luminaire W by rebate]]/1000)*IF(Table1323[[#This Row],[Assumed hours from space type]]=\"user defined\",Table1323[[#This Row],[Baseline Operating hours]],Table1323[[#This Row],[Assumed hours from space type]])+Table1323[[#This Row],[Controls Rebate kWh Savings]]),0)","v":0},{"$f":"IFERROR(IF(Table1323[[#This Row],[Rebate kW Savings]]=0,Table1323[[#This Row],[Demand Savings, kW]],INDEX(Table1[Actual Savings],MATCH(Table1323[[#This Row],[Lamp / Luminaire Category]]&Table1323[[#This Row],[Rebate Category]],Table1[PrescribedSource - Rebate ID],0))*Table1323[[#This Row],[Quantity of luminaires]]/1000),0)","v":""},{"$f":"IFERROR(Table1323[[#This Row],[BC Housing Site kW Savings]]*IF(Table1323[[#This Row],[Assumed hours from space type]]=\"user defined\",Table1323[[#This Row],[Baseline Operating hours]],Table1323[[#This Row],[Assumed hours from space type]])+Table1323[[#This Row],[Controls Rebate kWh Savings]],0)","v":0},{"$f":"IFERROR(IF(Table1323[[#This Row],[Lamp / Luminaire Category]]=\"No eligible rebate\",Table1323[[#This Row],[Lighting Technology]]&\" retrofit with no rebate\",Table1323[[#This Row],[Rebate Category]]),\"\")","v":0},{"$f":"IF(Table1323[[#This Row],[Lamp / Luminaire Category]]=\"No eligible rebate\",1,0)","v":0},{"$f":"IFERROR(IF(IF(Table1323[[#This Row],[Assumed hours from space type]]=\"user defined\",Table1323[[#This Row],[Baseline Operating hours]],Table1323[[#This Row],[Assumed hours from space type]])<3600,0,IF(AND(IF(Table1323[[#This Row],[Assumed hours from space type]]=\"user defined\",Table1323[[#This Row],[Baseline Operating hours]],Table1323[[#This Row],[Assumed hours from space type]])>=3600,OR(Table1323[[#This Row],[Automatic Controls?]]=\"None\",Table1323[[#This Row],[Automatic Controls?]]=\"\")),IF(Table1323[[#This Row],[Lamp / Luminaire Category]]=\"No eligible rebate\",Table1323[[#This Row],[Baseline W defined by user]]-Table1323[[#This Row],[Retrofit W defined by user (no rebate)]],Table1323[[#This Row],[Assumed Baseline W by source]]-Table1323[[#This Row],[LED Luminaire W by rebate]]),IF(AND(IF(Table1323[[#This Row],[Assumed hours from space type]]=\"user defined\",Table1323[[#This Row],[Baseline Operating hours]],Table1323[[#This Row],[Assumed hours from space type]])>=(3600/0.8),OR(Table1323[[#This Row],[Automatic Controls?]]=\"Fixture integrated occupancy sensor\",Table1323[[#This Row],[Automatic Controls?]]=\"Ceiling / wall mounted occupancy sensor\")),IF(Table1323[[#This Row],[Lamp / Luminaire Category]]=\"No eligible rebate\",(Table1323[[#This Row],[Baseline W defined by user]]-Table1323[[#This Row],[Retrofit W defined by user (no rebate)]]),Table1323[[#This Row],[Assumed Baseline W by source]]-Table1323[[#This Row],[LED Luminaire W by rebate]]),IF(AND(IF(Table1323[[#This Row],[Assumed hours from space type]]=\"user defined\",Table1323[[#This Row],[Baseline Operating hours]],Table1323[[#This Row],[Assumed hours from space type]])<(3600/0.8),OR(Table1323[[#This Row],[Automatic Controls?]]=\"Fixture integrated occupancy sensor\",Table1323[[#This Row],[Automatic Controls?]]=\"Ceiling / wall mounted occupancy sensor\")),IF(Table1323[[#This Row],[Lamp / Luminaire Category]]=\"No eligible rebate\",Table1323[[#This Row],[Baseline W defined by user]],Table1323[[#This Row],[Assumed Baseline W by source]])))))*Table1323[[#This Row],[Quantity of luminaires]]/1000,\"\")","v":""},{"$f":"Table1323[[#This Row],[LED lamp/luminaire retrofit part '#]]","v":0},{"$f":"IF(Table1323[[#This Row],[Rebate Unit]]=\"per lamp\",INDEX(Table1[Number of Lamps],MATCH(Table1323[[#This Row],[Lamp / Luminaire Category]]&Table1323[[#This Row],[Rebate Category]],Table1[PrescribedSource - Rebate ID],0)),1)*Table1323[[#This Row],[Quantity of luminaires]]","v":0},{"$f":"IFERROR(IF(Table1323[[#This Row],[Lamp / Luminaire Category]]=\"No eligible rebate\",\"no eligible rebate\",INDEX(Table1[BC Hydro xRM ECM],MATCH(Table1323[[#This Row],[Lamp / Luminaire Category]]&Table1323[[#This Row],[Rebate Category]],Table1[PrescribedSource - Rebate ID],0))),\"\")","v":""}]
[null,{"$f":"IF(Table1323[[#This Row],[Space Type]]=\"\",\"\",\"L-\"&ROW(228:228))","v":""},null,null,null,null,null,null,null,{"$f":"IFERROR(IF(Table1323[[#This Row],[Space Type]]=\"\",\"\",IF(Table1323[[#This Row],[Lamp / Luminaire Category]]=\"No eligible rebate\",\"\",IF(Table1323[[#This Row],[Rebate Category]]=\"\",\"select rebate\",INDEX(Table1[Actual Baseline W],MATCH(Table1323[[#This Row],[Lamp / Luminaire Category]]&Table1323[[#This Row],[Rebate Category]],Table1[PrescribedSource - Rebate ID],0))))),\"\")","v":""},{"$f":"IFERROR(IF(Table1323[[#This Row],[No]]=\"\",\"\",IF(Table1323[[#This Row],[Space Type]]=\"\",\"select Space Type\",IF(Table1323[[#This Row],[Baseline Operating hours]]<>\"\",\"user defined\",INDEX(Table5[Hours],MATCH(Table1323[[#This Row],[Space Type]],Table5[Space Type],0))))),\"\")","v":""},null,{"$f":"IFERROR(INDEX(Table1[Rebate],MATCH(Table1323[[#This Row],[Lamp / Luminaire Category]]&Table1323[[#This Row],[Rebate Category]],Table1[PrescribedSource - Rebate ID],0)),\"\")","v":""},{"$f":"IFERROR(INDEX(Table1[Rebate Unit],MATCH(Table1323[[#This Row],[Lamp / Luminaire Category]]&Table1323[[#This Row],[Rebate Category]],Table1[PrescribedSource - Rebate ID],0)),\"\")","v":""},null,{"$f":"IFERROR(IF(Table1323[[#This Row],[Lamp / Luminaire Category]]=\"No eligible rebate\",\"no rebate\",INDEX(Table1[Retrofit W],MATCH(Table1323[[#This Row],[Lamp / Luminaire Category]]&Table1323[[#This Row],[Rebate Category]],Table1[PrescribedSource - Rebate ID],0))),\"\")","v":""},null,null,null,{"$f":"IFERROR(INDEX(Table1[Rebate],MATCH(Table1323[[#This Row],[Lamp / Luminaire Category]]&Table1323[[#This Row],[Rebate Category]],Table1[PrescribedSource - Rebate ID],0))*Table1323[[#This Row],[Quantity of luminaires]],0)","v":0},{"$f":"IF(OR(Table1323[[#This Row],[Automatic Controls?]]=\"Fixture integrated Occupancy / Daylight Harvesting sensor\",Table1323[[#This Row],[Automatic Controls?]]=\"Ceiling / wall mounted Occupancy / Daylight Harvesting sensor\",Table1323[[#This Row],[Automatic Controls?]]=\"Timer\"),45*Table1323[[#This Row],[Number of occupancy sensors]],\"\")","v":""},{"$f":"IFERROR(IF(Table1323[[#This Row],[Controls Rebate]]=\"\",0,Table1323[[#This Row],[Controls Rebate]])+Table1323[[#This Row],[Lighting Rebate]],\"\")","v":0},{"$f":"IFERROR(INDEX(Table1[Rebate Savings],MATCH(Table1323[[#This Row],[Lamp / Luminaire Category]]&Table1323[[#This Row],[Rebate Category]],Table1[PrescribedSource - Rebate ID],0))*Table1323[[#This Row],[Quantity of luminaires]]/1000,0)","v":0},{"$f":"IFERROR(Table1323[[#This Row],[Rebate kW Savings]]*IF(Table1323[[#This Row],[Assumed hours from space type]]=\"user defined\",Table1323[[#This Row],[Baseline Operating hours]],Table1323[[#This Row],[Assumed hours from space type]]),0)","v":0},{"$f":"IF(OR(Table1323[[#This Row],[Automatic Controls?]]=\"Fixture integrated occupancy sensor\",Table1323[[#This Row],[Automatic Controls?]]=\"Ceiling / wall mounted occupancy sensor\"),Table1323[[#This Row],[Quantity of luminaires]]*IF(Table1323[[#This Row],[Rebate Category]]<>\"\",INDEX(Table1[Retrofit W],MATCH(Table1323[[#This Row],[Rebate Category]],Table1[BC Hydro Rebate Category],0)),Table1323[[#This Row],[Retrofit W defined by user (no rebate)]])/1000*IF(Table1323[[#This Row],[Assumed hours from space type]]=\"user defined\",Table1323[[#This Row],[Baseline Operating hours]],Table1323[[#This Row],[Assumed hours from space type]])*0.2,0)","v":0},{"$f":"Table1323[[#This Row],[Rebate kWh savings]]+Table1323[[#This Row],[Controls Rebate kWh Savings]]","v":0},{"$f":"IFERROR(IF(Table1323[[#This Row],[Quantity of luminaires]]=\"\",\"\",IF(Table1323[[#This Row],[Lamp / Luminaire Category]]=\"No eligible rebate\",(Table1323[[#This Row],[Baseline W defined by user]]-Table1323[[#This Row],[Retrofit W defined by user (no rebate)]])*Table1323[[#This Row],[Quantity of luminaires]]/1000,(Table1323[[#This Row],[Assumed Baseline W by source]]-Table1323[[#This Row],[LED Luminaire W by rebate]])*Table1323[[#This Row],[Quantity of luminaires]]/1000)),0)","v":""},{"$f":"IFERROR(IF(Table1323[[#This Row],[Lamp / Luminaire Category]]=\"No eligible rebate\",Table1323[[#This Row],[Quantity of luminaires]]*(Table1323[[#This Row],[Baseline W defined by user]]-Table1323[[#This Row],[Retrofit W defined by user (no rebate)]])/1000*IF(Table1323[[#This Row],[Assumed hours from space type]]=\"user defined\",Table1323[[#This Row],[Baseline Operating hours]],Table1323[[#This Row],[Assumed hours from space type]])+Table1323[[#This Row],[Controls Rebate kWh Savings]],Table1323[[#This Row],[Quantity of luminaires]]*(INDEX(Table1[Actual Baseline W],MATCH(Table1323[[#This Row],[Lamp / Luminaire Category]]&Table1323[[#This Row],[Rebate Category]],Table1[PrescribedSource - Rebate ID],0))/1000-Table1323[[#This Row],[LED Luminaire W by rebate]]/1000)*IF(Table1323[[#This Row],[Assumed hours from space type]]=\"user defined\",Table1323[[#This Row],[Baseline Operating hours]],Table1323[[#This Row],[Assumed hours from space type]])+Table1323[[#This Row],[Controls Rebate kWh Savings]]),0)","v":0},{"$f":"IFERROR(IF(Table1323[[#This Row],[Rebate kW Savings]]=0,Table1323[[#This Row],[Demand Savings, kW]],INDEX(Table1[Actual Savings],MATCH(Table1323[[#This Row],[Lamp / Luminaire Category]]&Table1323[[#This Row],[Rebate Category]],Table1[PrescribedSource - Rebate ID],0))*Table1323[[#This Row],[Quantity of luminaires]]/1000),0)","v":""},{"$f":"IFERROR(Table1323[[#This Row],[BC Housing Site kW Savings]]*IF(Table1323[[#This Row],[Assumed hours from space type]]=\"user defined\",Table1323[[#This Row],[Baseline Operating hours]],Table1323[[#This Row],[Assumed hours from space type]])+Table1323[[#This Row],[Controls Rebate kWh Savings]],0)","v":0},{"$f":"IFERROR(IF(Table1323[[#This Row],[Lamp / Luminaire Category]]=\"No eligible rebate\",Table1323[[#This Row],[Lighting Technology]]&\" retrofit with no rebate\",Table1323[[#This Row],[Rebate Category]]),\"\")","v":0},{"$f":"IF(Table1323[[#This Row],[Lamp / Luminaire Category]]=\"No eligible rebate\",1,0)","v":0},{"$f":"IFERROR(IF(IF(Table1323[[#This Row],[Assumed hours from space type]]=\"user defined\",Table1323[[#This Row],[Baseline Operating hours]],Table1323[[#This Row],[Assumed hours from space type]])<3600,0,IF(AND(IF(Table1323[[#This Row],[Assumed hours from space type]]=\"user defined\",Table1323[[#This Row],[Baseline Operating hours]],Table1323[[#This Row],[Assumed hours from space type]])>=3600,OR(Table1323[[#This Row],[Automatic Controls?]]=\"None\",Table1323[[#This Row],[Automatic Controls?]]=\"\")),IF(Table1323[[#This Row],[Lamp / Luminaire Category]]=\"No eligible rebate\",Table1323[[#This Row],[Baseline W defined by user]]-Table1323[[#This Row],[Retrofit W defined by user (no rebate)]],Table1323[[#This Row],[Assumed Baseline W by source]]-Table1323[[#This Row],[LED Luminaire W by rebate]]),IF(AND(IF(Table1323[[#This Row],[Assumed hours from space type]]=\"user defined\",Table1323[[#This Row],[Baseline Operating hours]],Table1323[[#This Row],[Assumed hours from space type]])>=(3600/0.8),OR(Table1323[[#This Row],[Automatic Controls?]]=\"Fixture integrated occupancy sensor\",Table1323[[#This Row],[Automatic Controls?]]=\"Ceiling / wall mounted occupancy sensor\")),IF(Table1323[[#This Row],[Lamp / Luminaire Category]]=\"No eligible rebate\",(Table1323[[#This Row],[Baseline W defined by user]]-Table1323[[#This Row],[Retrofit W defined by user (no rebate)]]),Table1323[[#This Row],[Assumed Baseline W by source]]-Table1323[[#This Row],[LED Luminaire W by rebate]]),IF(AND(IF(Table1323[[#This Row],[Assumed hours from space type]]=\"user defined\",Table1323[[#This Row],[Baseline Operating hours]],Table1323[[#This Row],[Assumed hours from space type]])<(3600/0.8),OR(Table1323[[#This Row],[Automatic Controls?]]=\"Fixture integrated occupancy sensor\",Table1323[[#This Row],[Automatic Controls?]]=\"Ceiling / wall mounted occupancy sensor\")),IF(Table1323[[#This Row],[Lamp / Luminaire Category]]=\"No eligible rebate\",Table1323[[#This Row],[Baseline W defined by user]],Table1323[[#This Row],[Assumed Baseline W by source]])))))*Table1323[[#This Row],[Quantity of luminaires]]/1000,\"\")","v":""},{"$f":"Table1323[[#This Row],[LED lamp/luminaire retrofit part '#]]","v":0},{"$f":"IF(Table1323[[#This Row],[Rebate Unit]]=\"per lamp\",INDEX(Table1[Number of Lamps],MATCH(Table1323[[#This Row],[Lamp / Luminaire Category]]&Table1323[[#This Row],[Rebate Category]],Table1[PrescribedSource - Rebate ID],0)),1)*Table1323[[#This Row],[Quantity of luminaires]]","v":0},{"$f":"IFERROR(IF(Table1323[[#This Row],[Lamp / Luminaire Category]]=\"No eligible rebate\",\"no eligible rebate\",INDEX(Table1[BC Hydro xRM ECM],MATCH(Table1323[[#This Row],[Lamp / Luminaire Category]]&Table1323[[#This Row],[Rebate Category]],Table1[PrescribedSource - Rebate ID],0))),\"\")","v":""}]
[null,{"$f":"IF(Table1323[[#This Row],[Space Type]]=\"\",\"\",\"L-\"&ROW(229:229))","v":""},null,null,null,null,null,null,null,{"$f":"IFERROR(IF(Table1323[[#This Row],[Space Type]]=\"\",\"\",IF(Table1323[[#This Row],[Lamp / Luminaire Category]]=\"No eligible rebate\",\"\",IF(Table1323[[#This Row],[Rebate Category]]=\"\",\"select rebate\",INDEX(Table1[Actual Baseline W],MATCH(Table1323[[#This Row],[Lamp / Luminaire Category]]&Table1323[[#This Row],[Rebate Category]],Table1[PrescribedSource - Rebate ID],0))))),\"\")","v":""},{"$f":"IFERROR(IF(Table1323[[#This Row],[No]]=\"\",\"\",IF(Table1323[[#This Row],[Space Type]]=\"\",\"select Space Type\",IF(Table1323[[#This Row],[Baseline Operating hours]]<>\"\",\"user defined\",INDEX(Table5[Hours],MATCH(Table1323[[#This Row],[Space Type]],Table5[Space Type],0))))),\"\")","v":""},null,{"$f":"IFERROR(INDEX(Table1[Rebate],MATCH(Table1323[[#This Row],[Lamp / Luminaire Category]]&Table1323[[#This Row],[Rebate Category]],Table1[PrescribedSource - Rebate ID],0)),\"\")","v":""},{"$f":"IFERROR(INDEX(Table1[Rebate Unit],MATCH(Table1323[[#This Row],[Lamp / Luminaire Category]]&Table1323[[#This Row],[Rebate Category]],Table1[PrescribedSource - Rebate ID],0)),\"\")","v":""},null,{"$f":"IFERROR(IF(Table1323[[#This Row],[Lamp / Luminaire Category]]=\"No eligible rebate\",\"no rebate\",INDEX(Table1[Retrofit W],MATCH(Table1323[[#This Row],[Lamp / Luminaire Category]]&Table1323[[#This Row],[Rebate Category]],Table1[PrescribedSource - Rebate ID],0))),\"\")","v":""},null,null,null,{"$f":"IFERROR(INDEX(Table1[Rebate],MATCH(Table1323[[#This Row],[Lamp / Luminaire Category]]&Table1323[[#This Row],[Rebate Category]],Table1[PrescribedSource - Rebate ID],0))*Table1323[[#This Row],[Quantity of luminaires]],0)","v":0},{"$f":"IF(OR(Table1323[[#This Row],[Automatic Controls?]]=\"Fixture integrated Occupancy / Daylight Harvesting sensor\",Table1323[[#This Row],[Automatic Controls?]]=\"Ceiling / wall mounted Occupancy / Daylight Harvesting sensor\",Table1323[[#This Row],[Automatic Controls?]]=\"Timer\"),45*Table1323[[#This Row],[Number of occupancy sensors]],\"\")","v":""},{"$f":"IFERROR(IF(Table1323[[#This Row],[Controls Rebate]]=\"\",0,Table1323[[#This Row],[Controls Rebate]])+Table1323[[#This Row],[Lighting Rebate]],\"\")","v":0},{"$f":"IFERROR(INDEX(Table1[Rebate Savings],MATCH(Table1323[[#This Row],[Lamp / Luminaire Category]]&Table1323[[#This Row],[Rebate Category]],Table1[PrescribedSource - Rebate ID],0))*Table1323[[#This Row],[Quantity of luminaires]]/1000,0)","v":0},{"$f":"IFERROR(Table1323[[#This Row],[Rebate kW Savings]]*IF(Table1323[[#This Row],[Assumed hours from space type]]=\"user defined\",Table1323[[#This Row],[Baseline Operating hours]],Table1323[[#This Row],[Assumed hours from space type]]),0)","v":0},{"$f":"IF(OR(Table1323[[#This Row],[Automatic Controls?]]=\"Fixture integrated occupancy sensor\",Table1323[[#This Row],[Automatic Controls?]]=\"Ceiling / wall mounted occupancy sensor\"),Table1323[[#This Row],[Quantity of luminaires]]*IF(Table1323[[#This Row],[Rebate Category]]<>\"\",INDEX(Table1[Retrofit W],MATCH(Table1323[[#This Row],[Rebate Category]],Table1[BC Hydro Rebate Category],0)),Table1323[[#This Row],[Retrofit W defined by user (no rebate)]])/1000*IF(Table1323[[#This Row],[Assumed hours from space type]]=\"user defined\",Table1323[[#This Row],[Baseline Operating hours]],Table1323[[#This Row],[Assumed hours from space type]])*0.2,0)","v":0},{"$f":"Table1323[[#This Row],[Rebate kWh savings]]+Table1323[[#This Row],[Controls Rebate kWh Savings]]","v":0},{"$f":"IFERROR(IF(Table1323[[#This Row],[Quantity of luminaires]]=\"\",\"\",IF(Table1323[[#This Row],[Lamp / Luminaire Category]]=\"No eligible rebate\",(Table1323[[#This Row],[Baseline W defined by user]]-Table1323[[#This Row],[Retrofit W defined by user (no rebate)]])*Table1323[[#This Row],[Quantity of luminaires]]/1000,(Table1323[[#This Row],[Assumed Baseline W by source]]-Table1323[[#This Row],[LED Luminaire W by rebate]])*Table1323[[#This Row],[Quantity of luminaires]]/1000)),0)","v":""},{"$f":"IFERROR(IF(Table1323[[#This Row],[Lamp / Luminaire Category]]=\"No eligible rebate\",Table1323[[#This Row],[Quantity of luminaires]]*(Table1323[[#This Row],[Baseline W defined by user]]-Table1323[[#This Row],[Retrofit W defined by user (no rebate)]])/1000*IF(Table1323[[#This Row],[Assumed hours from space type]]=\"user defined\",Table1323[[#This Row],[Baseline Operating hours]],Table1323[[#This Row],[Assumed hours from space type]])+Table1323[[#This Row],[Controls Rebate kWh Savings]],Table1323[[#This Row],[Quantity of luminaires]]*(INDEX(Table1[Actual Baseline W],MATCH(Table1323[[#This Row],[Lamp / Luminaire Category]]&Table1323[[#This Row],[Rebate Category]],Table1[PrescribedSource - Rebate ID],0))/1000-Table1323[[#This Row],[LED Luminaire W by rebate]]/1000)*IF(Table1323[[#This Row],[Assumed hours from space type]]=\"user defined\",Table1323[[#This Row],[Baseline Operating hours]],Table1323[[#This Row],[Assumed hours from space type]])+Table1323[[#This Row],[Controls Rebate kWh Savings]]),0)","v":0},{"$f":"IFERROR(IF(Table1323[[#This Row],[Rebate kW Savings]]=0,Table1323[[#This Row],[Demand Savings, kW]],INDEX(Table1[Actual Savings],MATCH(Table1323[[#This Row],[Lamp / Luminaire Category]]&Table1323[[#This Row],[Rebate Category]],Table1[PrescribedSource - Rebate ID],0))*Table1323[[#This Row],[Quantity of luminaires]]/1000),0)","v":""},{"$f":"IFERROR(Table1323[[#This Row],[BC Housing Site kW Savings]]*IF(Table1323[[#This Row],[Assumed hours from space type]]=\"user defined\",Table1323[[#This Row],[Baseline Operating hours]],Table1323[[#This Row],[Assumed hours from space type]])+Table1323[[#This Row],[Controls Rebate kWh Savings]],0)","v":0},{"$f":"IFERROR(IF(Table1323[[#This Row],[Lamp / Luminaire Category]]=\"No eligible rebate\",Table1323[[#This Row],[Lighting Technology]]&\" retrofit with no rebate\",Table1323[[#This Row],[Rebate Category]]),\"\")","v":0},{"$f":"IF(Table1323[[#This Row],[Lamp / Luminaire Category]]=\"No eligible rebate\",1,0)","v":0},{"$f":"IFERROR(IF(IF(Table1323[[#This Row],[Assumed hours from space type]]=\"user defined\",Table1323[[#This Row],[Baseline Operating hours]],Table1323[[#This Row],[Assumed hours from space type]])<3600,0,IF(AND(IF(Table1323[[#This Row],[Assumed hours from space type]]=\"user defined\",Table1323[[#This Row],[Baseline Operating hours]],Table1323[[#This Row],[Assumed hours from space type]])>=3600,OR(Table1323[[#This Row],[Automatic Controls?]]=\"None\",Table1323[[#This Row],[Automatic Controls?]]=\"\")),IF(Table1323[[#This Row],[Lamp / Luminaire Category]]=\"No eligible rebate\",Table1323[[#This Row],[Baseline W defined by user]]-Table1323[[#This Row],[Retrofit W defined by user (no rebate)]],Table1323[[#This Row],[Assumed Baseline W by source]]-Table1323[[#This Row],[LED Luminaire W by rebate]]),IF(AND(IF(Table1323[[#This Row],[Assumed hours from space type]]=\"user defined\",Table1323[[#This Row],[Baseline Operating hours]],Table1323[[#This Row],[Assumed hours from space type]])>=(3600/0.8),OR(Table1323[[#This Row],[Automatic Controls?]]=\"Fixture integrated occupancy sensor\",Table1323[[#This Row],[Automatic Controls?]]=\"Ceiling / wall mounted occupancy sensor\")),IF(Table1323[[#This Row],[Lamp / Luminaire Category]]=\"No eligible rebate\",(Table1323[[#This Row],[Baseline W defined by user]]-Table1323[[#This Row],[Retrofit W defined by user (no rebate)]]),Table1323[[#This Row],[Assumed Baseline W by source]]-Table1323[[#This Row],[LED Luminaire W by rebate]]),IF(AND(IF(Table1323[[#This Row],[Assumed hours from space type]]=\"user defined\",Table1323[[#This Row],[Baseline Operating hours]],Table1323[[#This Row],[Assumed hours from space type]])<(3600/0.8),OR(Table1323[[#This Row],[Automatic Controls?]]=\"Fixture integrated occupancy sensor\",Table1323[[#This Row],[Automatic Controls?]]=\"Ceiling / wall mounted occupancy sensor\")),IF(Table1323[[#This Row],[Lamp / Luminaire Category]]=\"No eligible rebate\",Table1323[[#This Row],[Baseline W defined by user]],Table1323[[#This Row],[Assumed Baseline W by source]])))))*Table1323[[#This Row],[Quantity of luminaires]]/1000,\"\")","v":""},{"$f":"Table1323[[#This Row],[LED lamp/luminaire retrofit part '#]]","v":0},{"$f":"IF(Table1323[[#This Row],[Rebate Unit]]=\"per lamp\",INDEX(Table1[Number of Lamps],MATCH(Table1323[[#This Row],[Lamp / Luminaire Category]]&Table1323[[#This Row],[Rebate Category]],Table1[PrescribedSource - Rebate ID],0)),1)*Table1323[[#This Row],[Quantity of luminaires]]","v":0},{"$f":"IFERROR(IF(Table1323[[#This Row],[Lamp / Luminaire Category]]=\"No eligible rebate\",\"no eligible rebate\",INDEX(Table1[BC Hydro xRM ECM],MATCH(Table1323[[#This Row],[Lamp / Luminaire Category]]&Table1323[[#This Row],[Rebate Category]],Table1[PrescribedSource - Rebate ID],0))),\"\")","v":""}]
[null,{"$f":"IF(Table1323[[#This Row],[Space Type]]=\"\",\"\",\"L-\"&ROW(230:230))","v":""},null,null,null,null,null,null,null,{"$f":"IFERROR(IF(Table1323[[#This Row],[Space Type]]=\"\",\"\",IF(Table1323[[#This Row],[Lamp / Luminaire Category]]=\"No eligible rebate\",\"\",IF(Table1323[[#This Row],[Rebate Category]]=\"\",\"select rebate\",INDEX(Table1[Actual Baseline W],MATCH(Table1323[[#This Row],[Lamp / Luminaire Category]]&Table1323[[#This Row],[Rebate Category]],Table1[PrescribedSource - Rebate ID],0))))),\"\")","v":""},{"$f":"IFERROR(IF(Table1323[[#This Row],[No]]=\"\",\"\",IF(Table1323[[#This Row],[Space Type]]=\"\",\"select Space Type\",IF(Table1323[[#This Row],[Baseline Operating hours]]<>\"\",\"user defined\",INDEX(Table5[Hours],MATCH(Table1323[[#This Row],[Space Type]],Table5[Space Type],0))))),\"\")","v":""},null,{"$f":"IFERROR(INDEX(Table1[Rebate],MATCH(Table1323[[#This Row],[Lamp / Luminaire Category]]&Table1323[[#This Row],[Rebate Category]],Table1[PrescribedSource - Rebate ID],0)),\"\")","v":""},{"$f":"IFERROR(INDEX(Table1[Rebate Unit],MATCH(Table1323[[#This Row],[Lamp / Luminaire Category]]&Table1323[[#This Row],[Rebate Category]],Table1[PrescribedSource - Rebate ID],0)),\"\")","v":""},null,{"$f":"IFERROR(IF(Table1323[[#This Row],[Lamp / Luminaire Category]]=\"No eligible rebate\",\"no rebate\",INDEX(Table1[Retrofit W],MATCH(Table1323[[#This Row],[Lamp / Luminaire Category]]&Table1323[[#This Row],[Rebate Category]],Table1[PrescribedSource - Rebate ID],0))),\"\")","v":""},null,null,null,{"$f":"IFERROR(INDEX(Table1[Rebate],MATCH(Table1323[[#This Row],[Lamp / Luminaire Category]]&Table1323[[#This Row],[Rebate Category]],Table1[PrescribedSource - Rebate ID],0))*Table1323[[#This Row],[Quantity of luminaires]],0)","v":0},{"$f":"IF(OR(Table1323[[#This Row],[Automatic Controls?]]=\"Fixture integrated Occupancy / Daylight Harvesting sensor\",Table1323[[#This Row],[Automatic Controls?]]=\"Ceiling / wall mounted Occupancy / Daylight Harvesting sensor\",Table1323[[#This Row],[Automatic Controls?]]=\"Timer\"),45*Table1323[[#This Row],[Number of occupancy sensors]],\"\")","v":""},{"$f":"IFERROR(IF(Table1323[[#This Row],[Controls Rebate]]=\"\",0,Table1323[[#This Row],[Controls Rebate]])+Table1323[[#This Row],[Lighting Rebate]],\"\")","v":0},{"$f":"IFERROR(INDEX(Table1[Rebate Savings],MATCH(Table1323[[#This Row],[Lamp / Luminaire Category]]&Table1323[[#This Row],[Rebate Category]],Table1[PrescribedSource - Rebate ID],0))*Table1323[[#This Row],[Quantity of luminaires]]/1000,0)","v":0},{"$f":"IFERROR(Table1323[[#This Row],[Rebate kW Savings]]*IF(Table1323[[#This Row],[Assumed hours from space type]]=\"user defined\",Table1323[[#This Row],[Baseline Operating hours]],Table1323[[#This Row],[Assumed hours from space type]]),0)","v":0},{"$f":"IF(OR(Table1323[[#This Row],[Automatic Controls?]]=\"Fixture integrated occupancy sensor\",Table1323[[#This Row],[Automatic Controls?]]=\"Ceiling / wall mounted occupancy sensor\"),Table1323[[#This Row],[Quantity of luminaires]]*IF(Table1323[[#This Row],[Rebate Category]]<>\"\",INDEX(Table1[Retrofit W],MATCH(Table1323[[#This Row],[Rebate Category]],Table1[BC Hydro Rebate Category],0)),Table1323[[#This Row],[Retrofit W defined by user (no rebate)]])/1000*IF(Table1323[[#This Row],[Assumed hours from space type]]=\"user defined\",Table1323[[#This Row],[Baseline Operating hours]],Table1323[[#This Row],[Assumed hours from space type]])*0.2,0)","v":0},{"$f":"Table1323[[#This Row],[Rebate kWh savings]]+Table1323[[#This Row],[Controls Rebate kWh Savings]]","v":0},{"$f":"IFERROR(IF(Table1323[[#This Row],[Quantity of luminaires]]=\"\",\"\",IF(Table1323[[#This Row],[Lamp / Luminaire Category]]=\"No eligible rebate\",(Table1323[[#This Row],[Baseline W defined by user]]-Table1323[[#This Row],[Retrofit W defined by user (no rebate)]])*Table1323[[#This Row],[Quantity of luminaires]]/1000,(Table1323[[#This Row],[Assumed Baseline W by source]]-Table1323[[#This Row],[LED Luminaire W by rebate]])*Table1323[[#This Row],[Quantity of luminaires]]/1000)),0)","v":""},{"$f":"IFERROR(IF(Table1323[[#This Row],[Lamp / Luminaire Category]]=\"No eligible rebate\",Table1323[[#This Row],[Quantity of luminaires]]*(Table1323[[#This Row],[Baseline W defined by user]]-Table1323[[#This Row],[Retrofit W defined by user (no rebate)]])/1000*IF(Table1323[[#This Row],[Assumed hours from space type]]=\"user defined\",Table1323[[#This Row],[Baseline Operating hours]],Table1323[[#This Row],[Assumed hours from space type]])+Table1323[[#This Row],[Controls Rebate kWh Savings]],Table1323[[#This Row],[Quantity of luminaires]]*(INDEX(Table1[Actual Baseline W],MATCH(Table1323[[#This Row],[Lamp / Luminaire Category]]&Table1323[[#This Row],[Rebate Category]],Table1[PrescribedSource - Rebate ID],0))/1000-Table1323[[#This Row],[LED Luminaire W by rebate]]/1000)*IF(Table1323[[#This Row],[Assumed hours from space type]]=\"user defined\",Table1323[[#This Row],[Baseline Operating hours]],Table1323[[#This Row],[Assumed hours from space type]])+Table1323[[#This Row],[Controls Rebate kWh Savings]]),0)","v":0},{"$f":"IFERROR(IF(Table1323[[#This Row],[Rebate kW Savings]]=0,Table1323[[#This Row],[Demand Savings, kW]],INDEX(Table1[Actual Savings],MATCH(Table1323[[#This Row],[Lamp / Luminaire Category]]&Table1323[[#This Row],[Rebate Category]],Table1[PrescribedSource - Rebate ID],0))*Table1323[[#This Row],[Quantity of luminaires]]/1000),0)","v":""},{"$f":"IFERROR(Table1323[[#This Row],[BC Housing Site kW Savings]]*IF(Table1323[[#This Row],[Assumed hours from space type]]=\"user defined\",Table1323[[#This Row],[Baseline Operating hours]],Table1323[[#This Row],[Assumed hours from space type]])+Table1323[[#This Row],[Controls Rebate kWh Savings]],0)","v":0},{"$f":"IFERROR(IF(Table1323[[#This Row],[Lamp / Luminaire Category]]=\"No eligible rebate\",Table1323[[#This Row],[Lighting Technology]]&\" retrofit with no rebate\",Table1323[[#This Row],[Rebate Category]]),\"\")","v":0},{"$f":"IF(Table1323[[#This Row],[Lamp / Luminaire Category]]=\"No eligible rebate\",1,0)","v":0},{"$f":"IFERROR(IF(IF(Table1323[[#This Row],[Assumed hours from space type]]=\"user defined\",Table1323[[#This Row],[Baseline Operating hours]],Table1323[[#This Row],[Assumed hours from space type]])<3600,0,IF(AND(IF(Table1323[[#This Row],[Assumed hours from space type]]=\"user defined\",Table1323[[#This Row],[Baseline Operating hours]],Table1323[[#This Row],[Assumed hours from space type]])>=3600,OR(Table1323[[#This Row],[Automatic Controls?]]=\"None\",Table1323[[#This Row],[Automatic Controls?]]=\"\")),IF(Table1323[[#This Row],[Lamp / Luminaire Category]]=\"No eligible rebate\",Table1323[[#This Row],[Baseline W defined by user]]-Table1323[[#This Row],[Retrofit W defined by user (no rebate)]],Table1323[[#This Row],[Assumed Baseline W by source]]-Table1323[[#This Row],[LED Luminaire W by rebate]]),IF(AND(IF(Table1323[[#This Row],[Assumed hours from space type]]=\"user defined\",Table1323[[#This Row],[Baseline Operating hours]],Table1323[[#This Row],[Assumed hours from space type]])>=(3600/0.8),OR(Table1323[[#This Row],[Automatic Controls?]]=\"Fixture integrated occupancy sensor\",Table1323[[#This Row],[Automatic Controls?]]=\"Ceiling / wall mounted occupancy sensor\")),IF(Table1323[[#This Row],[Lamp / Luminaire Category]]=\"No eligible rebate\",(Table1323[[#This Row],[Baseline W defined by user]]-Table1323[[#This Row],[Retrofit W defined by user (no rebate)]]),Table1323[[#This Row],[Assumed Baseline W by source]]-Table1323[[#This Row],[LED Luminaire W by rebate]]),IF(AND(IF(Table1323[[#This Row],[Assumed hours from space type]]=\"user defined\",Table1323[[#This Row],[Baseline Operating hours]],Table1323[[#This Row],[Assumed hours from space type]])<(3600/0.8),OR(Table1323[[#This Row],[Automatic Controls?]]=\"Fixture integrated occupancy sensor\",Table1323[[#This Row],[Automatic Controls?]]=\"Ceiling / wall mounted occupancy sensor\")),IF(Table1323[[#This Row],[Lamp / Luminaire Category]]=\"No eligible rebate\",Table1323[[#This Row],[Baseline W defined by user]],Table1323[[#This Row],[Assumed Baseline W by source]])))))*Table1323[[#This Row],[Quantity of luminaires]]/1000,\"\")","v":""},{"$f":"Table1323[[#This Row],[LED lamp/luminaire retrofit part '#]]","v":0},{"$f":"IF(Table1323[[#This Row],[Rebate Unit]]=\"per lamp\",INDEX(Table1[Number of Lamps],MATCH(Table1323[[#This Row],[Lamp / Luminaire Category]]&Table1323[[#This Row],[Rebate Category]],Table1[PrescribedSource - Rebate ID],0)),1)*Table1323[[#This Row],[Quantity of luminaires]]","v":0},{"$f":"IFERROR(IF(Table1323[[#This Row],[Lamp / Luminaire Category]]=\"No eligible rebate\",\"no eligible rebate\",INDEX(Table1[BC Hydro xRM ECM],MATCH(Table1323[[#This Row],[Lamp / Luminaire Category]]&Table1323[[#This Row],[Rebate Category]],Table1[PrescribedSource - Rebate ID],0))),\"\")","v":""}]
[null,{"$f":"IF(Table1323[[#This Row],[Space Type]]=\"\",\"\",\"L-\"&ROW(231:231))","v":""},null,null,null,null,null,null,null,{"$f":"IFERROR(IF(Table1323[[#This Row],[Space Type]]=\"\",\"\",IF(Table1323[[#This Row],[Lamp / Luminaire Category]]=\"No eligible rebate\",\"\",IF(Table1323[[#This Row],[Rebate Category]]=\"\",\"select rebate\",INDEX(Table1[Actual Baseline W],MATCH(Table1323[[#This Row],[Lamp / Luminaire Category]]&Table1323[[#This Row],[Rebate Category]],Table1[PrescribedSource - Rebate ID],0))))),\"\")","v":""},{"$f":"IFERROR(IF(Table1323[[#This Row],[No]]=\"\",\"\",IF(Table1323[[#This Row],[Space Type]]=\"\",\"select Space Type\",IF(Table1323[[#This Row],[Baseline Operating hours]]<>\"\",\"user defined\",INDEX(Table5[Hours],MATCH(Table1323[[#This Row],[Space Type]],Table5[Space Type],0))))),\"\")","v":""},null,{"$f":"IFERROR(INDEX(Table1[Rebate],MATCH(Table1323[[#This Row],[Lamp / Luminaire Category]]&Table1323[[#This Row],[Rebate Category]],Table1[PrescribedSource - Rebate ID],0)),\"\")","v":""},{"$f":"IFERROR(INDEX(Table1[Rebate Unit],MATCH(Table1323[[#This Row],[Lamp / Luminaire Category]]&Table1323[[#This Row],[Rebate Category]],Table1[PrescribedSource - Rebate ID],0)),\"\")","v":""},null,{"$f":"IFERROR(IF(Table1323[[#This Row],[Lamp / Luminaire Category]]=\"No eligible rebate\",\"no rebate\",INDEX(Table1[Retrofit W],MATCH(Table1323[[#This Row],[Lamp / Luminaire Category]]&Table1323[[#This Row],[Rebate Category]],Table1[PrescribedSource - Rebate ID],0))),\"\")","v":""},null,null,null,{"$f":"IFERROR(INDEX(Table1[Rebate],MATCH(Table1323[[#This Row],[Lamp / Luminaire Category]]&Table1323[[#This Row],[Rebate Category]],Table1[PrescribedSource - Rebate ID],0))*Table1323[[#This Row],[Quantity of luminaires]],0)","v":0},{"$f":"IF(OR(Table1323[[#This Row],[Automatic Controls?]]=\"Fixture integrated Occupancy / Daylight Harvesting sensor\",Table1323[[#This Row],[Automatic Controls?]]=\"Ceiling / wall mounted Occupancy / Daylight Harvesting sensor\",Table1323[[#This Row],[Automatic Controls?]]=\"Timer\"),45*Table1323[[#This Row],[Number of occupancy sensors]],\"\")","v":""},{"$f":"IFERROR(IF(Table1323[[#This Row],[Controls Rebate]]=\"\",0,Table1323[[#This Row],[Controls Rebate]])+Table1323[[#This Row],[Lighting Rebate]],\"\")","v":0},{"$f":"IFERROR(INDEX(Table1[Rebate Savings],MATCH(Table1323[[#This Row],[Lamp / Luminaire Category]]&Table1323[[#This Row],[Rebate Category]],Table1[PrescribedSource - Rebate ID],0))*Table1323[[#This Row],[Quantity of luminaires]]/1000,0)","v":0},{"$f":"IFERROR(Table1323[[#This Row],[Rebate kW Savings]]*IF(Table1323[[#This Row],[Assumed hours from space type]]=\"user defined\",Table1323[[#This Row],[Baseline Operating hours]],Table1323[[#This Row],[Assumed hours from space type]]),0)","v":0},{"$f":"IF(OR(Table1323[[#This Row],[Automatic Controls?]]=\"Fixture integrated occupancy sensor\",Table1323[[#This Row],[Automatic Controls?]]=\"Ceiling / wall mounted occupancy sensor\"),Table1323[[#This Row],[Quantity of luminaires]]*IF(Table1323[[#This Row],[Rebate Category]]<>\"\",INDEX(Table1[Retrofit W],MATCH(Table1323[[#This Row],[Rebate Category]],Table1[BC Hydro Rebate Category],0)),Table1323[[#This Row],[Retrofit W defined by user (no rebate)]])/1000*IF(Table1323[[#This Row],[Assumed hours from space type]]=\"user defined\",Table1323[[#This Row],[Baseline Operating hours]],Table1323[[#This Row],[Assumed hours from space type]])*0.2,0)","v":0},{"$f":"Table1323[[#This Row],[Rebate kWh savings]]+Table1323[[#This Row],[Controls Rebate kWh Savings]]","v":0},{"$f":"IFERROR(IF(Table1323[[#This Row],[Quantity of luminaires]]=\"\",\"\",IF(Table1323[[#This Row],[Lamp / Luminaire Category]]=\"No eligible rebate\",(Table1323[[#This Row],[Baseline W defined by user]]-Table1323[[#This Row],[Retrofit W defined by user (no rebate)]])*Table1323[[#This Row],[Quantity of luminaires]]/1000,(Table1323[[#This Row],[Assumed Baseline W by source]]-Table1323[[#This Row],[LED Luminaire W by rebate]])*Table1323[[#This Row],[Quantity of luminaires]]/1000)),0)","v":""},{"$f":"IFERROR(IF(Table1323[[#This Row],[Lamp / Luminaire Category]]=\"No eligible rebate\",Table1323[[#This Row],[Quantity of luminaires]]*(Table1323[[#This Row],[Baseline W defined by user]]-Table1323[[#This Row],[Retrofit W defined by user (no rebate)]])/1000*IF(Table1323[[#This Row],[Assumed hours from space type]]=\"user defined\",Table1323[[#This Row],[Baseline Operating hours]],Table1323[[#This Row],[Assumed hours from space type]])+Table1323[[#This Row],[Controls Rebate kWh Savings]],Table1323[[#This Row],[Quantity of luminaires]]*(INDEX(Table1[Actual Baseline W],MATCH(Table1323[[#This Row],[Lamp / Luminaire Category]]&Table1323[[#This Row],[Rebate Category]],Table1[PrescribedSource - Rebate ID],0))/1000-Table1323[[#This Row],[LED Luminaire W by rebate]]/1000)*IF(Table1323[[#This Row],[Assumed hours from space type]]=\"user defined\",Table1323[[#This Row],[Baseline Operating hours]],Table1323[[#This Row],[Assumed hours from space type]])+Table1323[[#This Row],[Controls Rebate kWh Savings]]),0)","v":0},{"$f":"IFERROR(IF(Table1323[[#This Row],[Rebate kW Savings]]=0,Table1323[[#This Row],[Demand Savings, kW]],INDEX(Table1[Actual Savings],MATCH(Table1323[[#This Row],[Lamp / Luminaire Category]]&Table1323[[#This Row],[Rebate Category]],Table1[PrescribedSource - Rebate ID],0))*Table1323[[#This Row],[Quantity of luminaires]]/1000),0)","v":""},{"$f":"IFERROR(Table1323[[#This Row],[BC Housing Site kW Savings]]*IF(Table1323[[#This Row],[Assumed hours from space type]]=\"user defined\",Table1323[[#This Row],[Baseline Operating hours]],Table1323[[#This Row],[Assumed hours from space type]])+Table1323[[#This Row],[Controls Rebate kWh Savings]],0)","v":0},{"$f":"IFERROR(IF(Table1323[[#This Row],[Lamp / Luminaire Category]]=\"No eligible rebate\",Table1323[[#This Row],[Lighting Technology]]&\" retrofit with no rebate\",Table1323[[#This Row],[Rebate Category]]),\"\")","v":0},{"$f":"IF(Table1323[[#This Row],[Lamp / Luminaire Category]]=\"No eligible rebate\",1,0)","v":0},{"$f":"IFERROR(IF(IF(Table1323[[#This Row],[Assumed hours from space type]]=\"user defined\",Table1323[[#This Row],[Baseline Operating hours]],Table1323[[#This Row],[Assumed hours from space type]])<3600,0,IF(AND(IF(Table1323[[#This Row],[Assumed hours from space type]]=\"user defined\",Table1323[[#This Row],[Baseline Operating hours]],Table1323[[#This Row],[Assumed hours from space type]])>=3600,OR(Table1323[[#This Row],[Automatic Controls?]]=\"None\",Table1323[[#This Row],[Automatic Controls?]]=\"\")),IF(Table1323[[#This Row],[Lamp / Luminaire Category]]=\"No eligible rebate\",Table1323[[#This Row],[Baseline W defined by user]]-Table1323[[#This Row],[Retrofit W defined by user (no rebate)]],Table1323[[#This Row],[Assumed Baseline W by source]]-Table1323[[#This Row],[LED Luminaire W by rebate]]),IF(AND(IF(Table1323[[#This Row],[Assumed hours from space type]]=\"user defined\",Table1323[[#This Row],[Baseline Operating hours]],Table1323[[#This Row],[Assumed hours from space type]])>=(3600/0.8),OR(Table1323[[#This Row],[Automatic Controls?]]=\"Fixture integrated occupancy sensor\",Table1323[[#This Row],[Automatic Controls?]]=\"Ceiling / wall mounted occupancy sensor\")),IF(Table1323[[#This Row],[Lamp / Luminaire Category]]=\"No eligible rebate\",(Table1323[[#This Row],[Baseline W defined by user]]-Table1323[[#This Row],[Retrofit W defined by user (no rebate)]]),Table1323[[#This Row],[Assumed Baseline W by source]]-Table1323[[#This Row],[LED Luminaire W by rebate]]),IF(AND(IF(Table1323[[#This Row],[Assumed hours from space type]]=\"user defined\",Table1323[[#This Row],[Baseline Operating hours]],Table1323[[#This Row],[Assumed hours from space type]])<(3600/0.8),OR(Table1323[[#This Row],[Automatic Controls?]]=\"Fixture integrated occupancy sensor\",Table1323[[#This Row],[Automatic Controls?]]=\"Ceiling / wall mounted occupancy sensor\")),IF(Table1323[[#This Row],[Lamp / Luminaire Category]]=\"No eligible rebate\",Table1323[[#This Row],[Baseline W defined by user]],Table1323[[#This Row],[Assumed Baseline W by source]])))))*Table1323[[#This Row],[Quantity of luminaires]]/1000,\"\")","v":""},{"$f":"Table1323[[#This Row],[LED lamp/luminaire retrofit part '#]]","v":0},{"$f":"IF(Table1323[[#This Row],[Rebate Unit]]=\"per lamp\",INDEX(Table1[Number of Lamps],MATCH(Table1323[[#This Row],[Lamp / Luminaire Category]]&Table1323[[#This Row],[Rebate Category]],Table1[PrescribedSource - Rebate ID],0)),1)*Table1323[[#This Row],[Quantity of luminaires]]","v":0},{"$f":"IFERROR(IF(Table1323[[#This Row],[Lamp / Luminaire Category]]=\"No eligible rebate\",\"no eligible rebate\",INDEX(Table1[BC Hydro xRM ECM],MATCH(Table1323[[#This Row],[Lamp / Luminaire Category]]&Table1323[[#This Row],[Rebate Category]],Table1[PrescribedSource - Rebate ID],0))),\"\")","v":""}]
[null,{"$f":"IF(Table1323[[#This Row],[Space Type]]=\"\",\"\",\"L-\"&ROW(232:232))","v":""},null,null,null,null,null,null,null,{"$f":"IFERROR(IF(Table1323[[#This Row],[Space Type]]=\"\",\"\",IF(Table1323[[#This Row],[Lamp / Luminaire Category]]=\"No eligible rebate\",\"\",IF(Table1323[[#This Row],[Rebate Category]]=\"\",\"select rebate\",INDEX(Table1[Actual Baseline W],MATCH(Table1323[[#This Row],[Lamp / Luminaire Category]]&Table1323[[#This Row],[Rebate Category]],Table1[PrescribedSource - Rebate ID],0))))),\"\")","v":""},{"$f":"IFERROR(IF(Table1323[[#This Row],[No]]=\"\",\"\",IF(Table1323[[#This Row],[Space Type]]=\"\",\"select Space Type\",IF(Table1323[[#This Row],[Baseline Operating hours]]<>\"\",\"user defined\",INDEX(Table5[Hours],MATCH(Table1323[[#This Row],[Space Type]],Table5[Space Type],0))))),\"\")","v":""},null,{"$f":"IFERROR(INDEX(Table1[Rebate],MATCH(Table1323[[#This Row],[Lamp / Luminaire Category]]&Table1323[[#This Row],[Rebate Category]],Table1[PrescribedSource - Rebate ID],0)),\"\")","v":""},{"$f":"IFERROR(INDEX(Table1[Rebate Unit],MATCH(Table1323[[#This Row],[Lamp / Luminaire Category]]&Table1323[[#This Row],[Rebate Category]],Table1[PrescribedSource - Rebate ID],0)),\"\")","v":""},null,{"$f":"IFERROR(IF(Table1323[[#This Row],[Lamp / Luminaire Category]]=\"No eligible rebate\",\"no rebate\",INDEX(Table1[Retrofit W],MATCH(Table1323[[#This Row],[Lamp / Luminaire Category]]&Table1323[[#This Row],[Rebate Category]],Table1[PrescribedSource - Rebate ID],0))),\"\")","v":""},null,null,null,{"$f":"IFERROR(INDEX(Table1[Rebate],MATCH(Table1323[[#This Row],[Lamp / Luminaire Category]]&Table1323[[#This Row],[Rebate Category]],Table1[PrescribedSource - Rebate ID],0))*Table1323[[#This Row],[Quantity of luminaires]],0)","v":0},{"$f":"IF(OR(Table1323[[#This Row],[Automatic Controls?]]=\"Fixture integrated Occupancy / Daylight Harvesting sensor\",Table1323[[#This Row],[Automatic Controls?]]=\"Ceiling / wall mounted Occupancy / Daylight Harvesting sensor\",Table1323[[#This Row],[Automatic Controls?]]=\"Timer\"),45*Table1323[[#This Row],[Number of occupancy sensors]],\"\")","v":""},{"$f":"IFERROR(IF(Table1323[[#This Row],[Controls Rebate]]=\"\",0,Table1323[[#This Row],[Controls Rebate]])+Table1323[[#This Row],[Lighting Rebate]],\"\")","v":0},{"$f":"IFERROR(INDEX(Table1[Rebate Savings],MATCH(Table1323[[#This Row],[Lamp / Luminaire Category]]&Table1323[[#This Row],[Rebate Category]],Table1[PrescribedSource - Rebate ID],0))*Table1323[[#This Row],[Quantity of luminaires]]/1000,0)","v":0},{"$f":"IFERROR(Table1323[[#This Row],[Rebate kW Savings]]*IF(Table1323[[#This Row],[Assumed hours from space type]]=\"user defined\",Table1323[[#This Row],[Baseline Operating hours]],Table1323[[#This Row],[Assumed hours from space type]]),0)","v":0},{"$f":"IF(OR(Table1323[[#This Row],[Automatic Controls?]]=\"Fixture integrated occupancy sensor\",Table1323[[#This Row],[Automatic Controls?]]=\"Ceiling / wall mounted occupancy sensor\"),Table1323[[#This Row],[Quantity of luminaires]]*IF(Table1323[[#This Row],[Rebate Category]]<>\"\",INDEX(Table1[Retrofit W],MATCH(Table1323[[#This Row],[Rebate Category]],Table1[BC Hydro Rebate Category],0)),Table1323[[#This Row],[Retrofit W defined by user (no rebate)]])/1000*IF(Table1323[[#This Row],[Assumed hours from space type]]=\"user defined\",Table1323[[#This Row],[Baseline Operating hours]],Table1323[[#This Row],[Assumed hours from space type]])*0.2,0)","v":0},{"$f":"Table1323[[#This Row],[Rebate kWh savings]]+Table1323[[#This Row],[Controls Rebate kWh Savings]]","v":0},{"$f":"IFERROR(IF(Table1323[[#This Row],[Quantity of luminaires]]=\"\",\"\",IF(Table1323[[#This Row],[Lamp / Luminaire Category]]=\"No eligible rebate\",(Table1323[[#This Row],[Baseline W defined by user]]-Table1323[[#This Row],[Retrofit W defined by user (no rebate)]])*Table1323[[#This Row],[Quantity of luminaires]]/1000,(Table1323[[#This Row],[Assumed Baseline W by source]]-Table1323[[#This Row],[LED Luminaire W by rebate]])*Table1323[[#This Row],[Quantity of luminaires]]/1000)),0)","v":""},{"$f":"IFERROR(IF(Table1323[[#This Row],[Lamp / Luminaire Category]]=\"No eligible rebate\",Table1323[[#This Row],[Quantity of luminaires]]*(Table1323[[#This Row],[Baseline W defined by user]]-Table1323[[#This Row],[Retrofit W defined by user (no rebate)]])/1000*IF(Table1323[[#This Row],[Assumed hours from space type]]=\"user defined\",Table1323[[#This Row],[Baseline Operating hours]],Table1323[[#This Row],[Assumed hours from space type]])+Table1323[[#This Row],[Controls Rebate kWh Savings]],Table1323[[#This Row],[Quantity of luminaires]]*(INDEX(Table1[Actual Baseline W],MATCH(Table1323[[#This Row],[Lamp / Luminaire Category]]&Table1323[[#This Row],[Rebate Category]],Table1[PrescribedSource - Rebate ID],0))/1000-Table1323[[#This Row],[LED Luminaire W by rebate]]/1000)*IF(Table1323[[#This Row],[Assumed hours from space type]]=\"user defined\",Table1323[[#This Row],[Baseline Operating hours]],Table1323[[#This Row],[Assumed hours from space type]])+Table1323[[#This Row],[Controls Rebate kWh Savings]]),0)","v":0},{"$f":"IFERROR(IF(Table1323[[#This Row],[Rebate kW Savings]]=0,Table1323[[#This Row],[Demand Savings, kW]],INDEX(Table1[Actual Savings],MATCH(Table1323[[#This Row],[Lamp / Luminaire Category]]&Table1323[[#This Row],[Rebate Category]],Table1[PrescribedSource - Rebate ID],0))*Table1323[[#This Row],[Quantity of luminaires]]/1000),0)","v":""},{"$f":"IFERROR(Table1323[[#This Row],[BC Housing Site kW Savings]]*IF(Table1323[[#This Row],[Assumed hours from space type]]=\"user defined\",Table1323[[#This Row],[Baseline Operating hours]],Table1323[[#This Row],[Assumed hours from space type]])+Table1323[[#This Row],[Controls Rebate kWh Savings]],0)","v":0},{"$f":"IFERROR(IF(Table1323[[#This Row],[Lamp / Luminaire Category]]=\"No eligible rebate\",Table1323[[#This Row],[Lighting Technology]]&\" retrofit with no rebate\",Table1323[[#This Row],[Rebate Category]]),\"\")","v":0},{"$f":"IF(Table1323[[#This Row],[Lamp / Luminaire Category]]=\"No eligible rebate\",1,0)","v":0},{"$f":"IFERROR(IF(IF(Table1323[[#This Row],[Assumed hours from space type]]=\"user defined\",Table1323[[#This Row],[Baseline Operating hours]],Table1323[[#This Row],[Assumed hours from space type]])<3600,0,IF(AND(IF(Table1323[[#This Row],[Assumed hours from space type]]=\"user defined\",Table1323[[#This Row],[Baseline Operating hours]],Table1323[[#This Row],[Assumed hours from space type]])>=3600,OR(Table1323[[#This Row],[Automatic Controls?]]=\"None\",Table1323[[#This Row],[Automatic Controls?]]=\"\")),IF(Table1323[[#This Row],[Lamp / Luminaire Category]]=\"No eligible rebate\",Table1323[[#This Row],[Baseline W defined by user]]-Table1323[[#This Row],[Retrofit W defined by user (no rebate)]],Table1323[[#This Row],[Assumed Baseline W by source]]-Table1323[[#This Row],[LED Luminaire W by rebate]]),IF(AND(IF(Table1323[[#This Row],[Assumed hours from space type]]=\"user defined\",Table1323[[#This Row],[Baseline Operating hours]],Table1323[[#This Row],[Assumed hours from space type]])>=(3600/0.8),OR(Table1323[[#This Row],[Automatic Controls?]]=\"Fixture integrated occupancy sensor\",Table1323[[#This Row],[Automatic Controls?]]=\"Ceiling / wall mounted occupancy sensor\")),IF(Table1323[[#This Row],[Lamp / Luminaire Category]]=\"No eligible rebate\",(Table1323[[#This Row],[Baseline W defined by user]]-Table1323[[#This Row],[Retrofit W defined by user (no rebate)]]),Table1323[[#This Row],[Assumed Baseline W by source]]-Table1323[[#This Row],[LED Luminaire W by rebate]]),IF(AND(IF(Table1323[[#This Row],[Assumed hours from space type]]=\"user defined\",Table1323[[#This Row],[Baseline Operating hours]],Table1323[[#This Row],[Assumed hours from space type]])<(3600/0.8),OR(Table1323[[#This Row],[Automatic Controls?]]=\"Fixture integrated occupancy sensor\",Table1323[[#This Row],[Automatic Controls?]]=\"Ceiling / wall mounted occupancy sensor\")),IF(Table1323[[#This Row],[Lamp / Luminaire Category]]=\"No eligible rebate\",Table1323[[#This Row],[Baseline W defined by user]],Table1323[[#This Row],[Assumed Baseline W by source]])))))*Table1323[[#This Row],[Quantity of luminaires]]/1000,\"\")","v":""},{"$f":"Table1323[[#This Row],[LED lamp/luminaire retrofit part '#]]","v":0},{"$f":"IF(Table1323[[#This Row],[Rebate Unit]]=\"per lamp\",INDEX(Table1[Number of Lamps],MATCH(Table1323[[#This Row],[Lamp / Luminaire Category]]&Table1323[[#This Row],[Rebate Category]],Table1[PrescribedSource - Rebate ID],0)),1)*Table1323[[#This Row],[Quantity of luminaires]]","v":0},{"$f":"IFERROR(IF(Table1323[[#This Row],[Lamp / Luminaire Category]]=\"No eligible rebate\",\"no eligible rebate\",INDEX(Table1[BC Hydro xRM ECM],MATCH(Table1323[[#This Row],[Lamp / Luminaire Category]]&Table1323[[#This Row],[Rebate Category]],Table1[PrescribedSource - Rebate ID],0))),\"\")","v":""}]
[null,{"$f":"IF(Table1323[[#This Row],[Space Type]]=\"\",\"\",\"L-\"&ROW(233:233))","v":""},null,null,null,null,null,null,null,{"$f":"IFERROR(IF(Table1323[[#This Row],[Space Type]]=\"\",\"\",IF(Table1323[[#This Row],[Lamp / Luminaire Category]]=\"No eligible rebate\",\"\",IF(Table1323[[#This Row],[Rebate Category]]=\"\",\"select rebate\",INDEX(Table1[Actual Baseline W],MATCH(Table1323[[#This Row],[Lamp / Luminaire Category]]&Table1323[[#This Row],[Rebate Category]],Table1[PrescribedSource - Rebate ID],0))))),\"\")","v":""},{"$f":"IFERROR(IF(Table1323[[#This Row],[No]]=\"\",\"\",IF(Table1323[[#This Row],[Space Type]]=\"\",\"select Space Type\",IF(Table1323[[#This Row],[Baseline Operating hours]]<>\"\",\"user defined\",INDEX(Table5[Hours],MATCH(Table1323[[#This Row],[Space Type]],Table5[Space Type],0))))),\"\")","v":""},null,{"$f":"IFERROR(INDEX(Table1[Rebate],MATCH(Table1323[[#This Row],[Lamp / Luminaire Category]]&Table1323[[#This Row],[Rebate Category]],Table1[PrescribedSource - Rebate ID],0)),\"\")","v":""},{"$f":"IFERROR(INDEX(Table1[Rebate Unit],MATCH(Table1323[[#This Row],[Lamp / Luminaire Category]]&Table1323[[#This Row],[Rebate Category]],Table1[PrescribedSource - Rebate ID],0)),\"\")","v":""},null,{"$f":"IFERROR(IF(Table1323[[#This Row],[Lamp / Luminaire Category]]=\"No eligible rebate\",\"no rebate\",INDEX(Table1[Retrofit W],MATCH(Table1323[[#This Row],[Lamp / Luminaire Category]]&Table1323[[#This Row],[Rebate Category]],Table1[PrescribedSource - Rebate ID],0))),\"\")","v":""},null,null,null,{"$f":"IFERROR(INDEX(Table1[Rebate],MATCH(Table1323[[#This Row],[Lamp / Luminaire Category]]&Table1323[[#This Row],[Rebate Category]],Table1[PrescribedSource - Rebate ID],0))*Table1323[[#This Row],[Quantity of luminaires]],0)","v":0},{"$f":"IF(OR(Table1323[[#This Row],[Automatic Controls?]]=\"Fixture integrated Occupancy / Daylight Harvesting sensor\",Table1323[[#This Row],[Automatic Controls?]]=\"Ceiling / wall mounted Occupancy / Daylight Harvesting sensor\",Table1323[[#This Row],[Automatic Controls?]]=\"Timer\"),45*Table1323[[#This Row],[Number of occupancy sensors]],\"\")","v":""},{"$f":"IFERROR(IF(Table1323[[#This Row],[Controls Rebate]]=\"\",0,Table1323[[#This Row],[Controls Rebate]])+Table1323[[#This Row],[Lighting Rebate]],\"\")","v":0},{"$f":"IFERROR(INDEX(Table1[Rebate Savings],MATCH(Table1323[[#This Row],[Lamp / Luminaire Category]]&Table1323[[#This Row],[Rebate Category]],Table1[PrescribedSource - Rebate ID],0))*Table1323[[#This Row],[Quantity of luminaires]]/1000,0)","v":0},{"$f":"IFERROR(Table1323[[#This Row],[Rebate kW Savings]]*IF(Table1323[[#This Row],[Assumed hours from space type]]=\"user defined\",Table1323[[#This Row],[Baseline Operating hours]],Table1323[[#This Row],[Assumed hours from space type]]),0)","v":0},{"$f":"IF(OR(Table1323[[#This Row],[Automatic Controls?]]=\"Fixture integrated occupancy sensor\",Table1323[[#This Row],[Automatic Controls?]]=\"Ceiling / wall mounted occupancy sensor\"),Table1323[[#This Row],[Quantity of luminaires]]*IF(Table1323[[#This Row],[Rebate Category]]<>\"\",INDEX(Table1[Retrofit W],MATCH(Table1323[[#This Row],[Rebate Category]],Table1[BC Hydro Rebate Category],0)),Table1323[[#This Row],[Retrofit W defined by user (no rebate)]])/1000*IF(Table1323[[#This Row],[Assumed hours from space type]]=\"user defined\",Table1323[[#This Row],[Baseline Operating hours]],Table1323[[#This Row],[Assumed hours from space type]])*0.2,0)","v":0},{"$f":"Table1323[[#This Row],[Rebate kWh savings]]+Table1323[[#This Row],[Controls Rebate kWh Savings]]","v":0},{"$f":"IFERROR(IF(Table1323[[#This Row],[Quantity of luminaires]]=\"\",\"\",IF(Table1323[[#This Row],[Lamp / Luminaire Category]]=\"No eligible rebate\",(Table1323[[#This Row],[Baseline W defined by user]]-Table1323[[#This Row],[Retrofit W defined by user (no rebate)]])*Table1323[[#This Row],[Quantity of luminaires]]/1000,(Table1323[[#This Row],[Assumed Baseline W by source]]-Table1323[[#This Row],[LED Luminaire W by rebate]])*Table1323[[#This Row],[Quantity of luminaires]]/1000)),0)","v":""},{"$f":"IFERROR(IF(Table1323[[#This Row],[Lamp / Luminaire Category]]=\"No eligible rebate\",Table1323[[#This Row],[Quantity of luminaires]]*(Table1323[[#This Row],[Baseline W defined by user]]-Table1323[[#This Row],[Retrofit W defined by user (no rebate)]])/1000*IF(Table1323[[#This Row],[Assumed hours from space type]]=\"user defined\",Table1323[[#This Row],[Baseline Operating hours]],Table1323[[#This Row],[Assumed hours from space type]])+Table1323[[#This Row],[Controls Rebate kWh Savings]],Table1323[[#This Row],[Quantity of luminaires]]*(INDEX(Table1[Actual Baseline W],MATCH(Table1323[[#This Row],[Lamp / Luminaire Category]]&Table1323[[#This Row],[Rebate Category]],Table1[PrescribedSource - Rebate ID],0))/1000-Table1323[[#This Row],[LED Luminaire W by rebate]]/1000)*IF(Table1323[[#This Row],[Assumed hours from space type]]=\"user defined\",Table1323[[#This Row],[Baseline Operating hours]],Table1323[[#This Row],[Assumed hours from space type]])+Table1323[[#This Row],[Controls Rebate kWh Savings]]),0)","v":0},{"$f":"IFERROR(IF(Table1323[[#This Row],[Rebate kW Savings]]=0,Table1323[[#This Row],[Demand Savings, kW]],INDEX(Table1[Actual Savings],MATCH(Table1323[[#This Row],[Lamp / Luminaire Category]]&Table1323[[#This Row],[Rebate Category]],Table1[PrescribedSource - Rebate ID],0))*Table1323[[#This Row],[Quantity of luminaires]]/1000),0)","v":""},{"$f":"IFERROR(Table1323[[#This Row],[BC Housing Site kW Savings]]*IF(Table1323[[#This Row],[Assumed hours from space type]]=\"user defined\",Table1323[[#This Row],[Baseline Operating hours]],Table1323[[#This Row],[Assumed hours from space type]])+Table1323[[#This Row],[Controls Rebate kWh Savings]],0)","v":0},{"$f":"IFERROR(IF(Table1323[[#This Row],[Lamp / Luminaire Category]]=\"No eligible rebate\",Table1323[[#This Row],[Lighting Technology]]&\" retrofit with no rebate\",Table1323[[#This Row],[Rebate Category]]),\"\")","v":0},{"$f":"IF(Table1323[[#This Row],[Lamp / Luminaire Category]]=\"No eligible rebate\",1,0)","v":0},{"$f":"IFERROR(IF(IF(Table1323[[#This Row],[Assumed hours from space type]]=\"user defined\",Table1323[[#This Row],[Baseline Operating hours]],Table1323[[#This Row],[Assumed hours from space type]])<3600,0,IF(AND(IF(Table1323[[#This Row],[Assumed hours from space type]]=\"user defined\",Table1323[[#This Row],[Baseline Operating hours]],Table1323[[#This Row],[Assumed hours from space type]])>=3600,OR(Table1323[[#This Row],[Automatic Controls?]]=\"None\",Table1323[[#This Row],[Automatic Controls?]]=\"\")),IF(Table1323[[#This Row],[Lamp / Luminaire Category]]=\"No eligible rebate\",Table1323[[#This Row],[Baseline W defined by user]]-Table1323[[#This Row],[Retrofit W defined by user (no rebate)]],Table1323[[#This Row],[Assumed Baseline W by source]]-Table1323[[#This Row],[LED Luminaire W by rebate]]),IF(AND(IF(Table1323[[#This Row],[Assumed hours from space type]]=\"user defined\",Table1323[[#This Row],[Baseline Operating hours]],Table1323[[#This Row],[Assumed hours from space type]])>=(3600/0.8),OR(Table1323[[#This Row],[Automatic Controls?]]=\"Fixture integrated occupancy sensor\",Table1323[[#This Row],[Automatic Controls?]]=\"Ceiling / wall mounted occupancy sensor\")),IF(Table1323[[#This Row],[Lamp / Luminaire Category]]=\"No eligible rebate\",(Table1323[[#This Row],[Baseline W defined by user]]-Table1323[[#This Row],[Retrofit W defined by user (no rebate)]]),Table1323[[#This Row],[Assumed Baseline W by source]]-Table1323[[#This Row],[LED Luminaire W by rebate]]),IF(AND(IF(Table1323[[#This Row],[Assumed hours from space type]]=\"user defined\",Table1323[[#This Row],[Baseline Operating hours]],Table1323[[#This Row],[Assumed hours from space type]])<(3600/0.8),OR(Table1323[[#This Row],[Automatic Controls?]]=\"Fixture integrated occupancy sensor\",Table1323[[#This Row],[Automatic Controls?]]=\"Ceiling / wall mounted occupancy sensor\")),IF(Table1323[[#This Row],[Lamp / Luminaire Category]]=\"No eligible rebate\",Table1323[[#This Row],[Baseline W defined by user]],Table1323[[#This Row],[Assumed Baseline W by source]])))))*Table1323[[#This Row],[Quantity of luminaires]]/1000,\"\")","v":""},{"$f":"Table1323[[#This Row],[LED lamp/luminaire retrofit part '#]]","v":0},{"$f":"IF(Table1323[[#This Row],[Rebate Unit]]=\"per lamp\",INDEX(Table1[Number of Lamps],MATCH(Table1323[[#This Row],[Lamp / Luminaire Category]]&Table1323[[#This Row],[Rebate Category]],Table1[PrescribedSource - Rebate ID],0)),1)*Table1323[[#This Row],[Quantity of luminaires]]","v":0},{"$f":"IFERROR(IF(Table1323[[#This Row],[Lamp / Luminaire Category]]=\"No eligible rebate\",\"no eligible rebate\",INDEX(Table1[BC Hydro xRM ECM],MATCH(Table1323[[#This Row],[Lamp / Luminaire Category]]&Table1323[[#This Row],[Rebate Category]],Table1[PrescribedSource - Rebate ID],0))),\"\")","v":""}]
[null,{"$f":"IF(Table1323[[#This Row],[Space Type]]=\"\",\"\",\"L-\"&ROW(234:234))","v":""},null,null,null,null,null,null,null,{"$f":"IFERROR(IF(Table1323[[#This Row],[Space Type]]=\"\",\"\",IF(Table1323[[#This Row],[Lamp / Luminaire Category]]=\"No eligible rebate\",\"\",IF(Table1323[[#This Row],[Rebate Category]]=\"\",\"select rebate\",INDEX(Table1[Actual Baseline W],MATCH(Table1323[[#This Row],[Lamp / Luminaire Category]]&Table1323[[#This Row],[Rebate Category]],Table1[PrescribedSource - Rebate ID],0))))),\"\")","v":""},{"$f":"IFERROR(IF(Table1323[[#This Row],[No]]=\"\",\"\",IF(Table1323[[#This Row],[Space Type]]=\"\",\"select Space Type\",IF(Table1323[[#This Row],[Baseline Operating hours]]<>\"\",\"user defined\",INDEX(Table5[Hours],MATCH(Table1323[[#This Row],[Space Type]],Table5[Space Type],0))))),\"\")","v":""},null,{"$f":"IFERROR(INDEX(Table1[Rebate],MATCH(Table1323[[#This Row],[Lamp / Luminaire Category]]&Table1323[[#This Row],[Rebate Category]],Table1[PrescribedSource - Rebate ID],0)),\"\")","v":""},{"$f":"IFERROR(INDEX(Table1[Rebate Unit],MATCH(Table1323[[#This Row],[Lamp / Luminaire Category]]&Table1323[[#This Row],[Rebate Category]],Table1[PrescribedSource - Rebate ID],0)),\"\")","v":""},null,{"$f":"IFERROR(IF(Table1323[[#This Row],[Lamp / Luminaire Category]]=\"No eligible rebate\",\"no rebate\",INDEX(Table1[Retrofit W],MATCH(Table1323[[#This Row],[Lamp / Luminaire Category]]&Table1323[[#This Row],[Rebate Category]],Table1[PrescribedSource - Rebate ID],0))),\"\")","v":""},null,null,null,{"$f":"IFERROR(INDEX(Table1[Rebate],MATCH(Table1323[[#This Row],[Lamp / Luminaire Category]]&Table1323[[#This Row],[Rebate Category]],Table1[PrescribedSource - Rebate ID],0))*Table1323[[#This Row],[Quantity of luminaires]],0)","v":0},{"$f":"IF(OR(Table1323[[#This Row],[Automatic Controls?]]=\"Fixture integrated Occupancy / Daylight Harvesting sensor\",Table1323[[#This Row],[Automatic Controls?]]=\"Ceiling / wall mounted Occupancy / Daylight Harvesting sensor\",Table1323[[#This Row],[Automatic Controls?]]=\"Timer\"),45*Table1323[[#This Row],[Number of occupancy sensors]],\"\")","v":""},{"$f":"IFERROR(IF(Table1323[[#This Row],[Controls Rebate]]=\"\",0,Table1323[[#This Row],[Controls Rebate]])+Table1323[[#This Row],[Lighting Rebate]],\"\")","v":0},{"$f":"IFERROR(INDEX(Table1[Rebate Savings],MATCH(Table1323[[#This Row],[Lamp / Luminaire Category]]&Table1323[[#This Row],[Rebate Category]],Table1[PrescribedSource - Rebate ID],0))*Table1323[[#This Row],[Quantity of luminaires]]/1000,0)","v":0},{"$f":"IFERROR(Table1323[[#This Row],[Rebate kW Savings]]*IF(Table1323[[#This Row],[Assumed hours from space type]]=\"user defined\",Table1323[[#This Row],[Baseline Operating hours]],Table1323[[#This Row],[Assumed hours from space type]]),0)","v":0},{"$f":"IF(OR(Table1323[[#This Row],[Automatic Controls?]]=\"Fixture integrated occupancy sensor\",Table1323[[#This Row],[Automatic Controls?]]=\"Ceiling / wall mounted occupancy sensor\"),Table1323[[#This Row],[Quantity of luminaires]]*IF(Table1323[[#This Row],[Rebate Category]]<>\"\",INDEX(Table1[Retrofit W],MATCH(Table1323[[#This Row],[Rebate Category]],Table1[BC Hydro Rebate Category],0)),Table1323[[#This Row],[Retrofit W defined by user (no rebate)]])/1000*IF(Table1323[[#This Row],[Assumed hours from space type]]=\"user defined\",Table1323[[#This Row],[Baseline Operating hours]],Table1323[[#This Row],[Assumed hours from space type]])*0.2,0)","v":0},{"$f":"Table1323[[#This Row],[Rebate kWh savings]]+Table1323[[#This Row],[Controls Rebate kWh Savings]]","v":0},{"$f":"IFERROR(IF(Table1323[[#This Row],[Quantity of luminaires]]=\"\",\"\",IF(Table1323[[#This Row],[Lamp / Luminaire Category]]=\"No eligible rebate\",(Table1323[[#This Row],[Baseline W defined by user]]-Table1323[[#This Row],[Retrofit W defined by user (no rebate)]])*Table1323[[#This Row],[Quantity of luminaires]]/1000,(Table1323[[#This Row],[Assumed Baseline W by source]]-Table1323[[#This Row],[LED Luminaire W by rebate]])*Table1323[[#This Row],[Quantity of luminaires]]/1000)),0)","v":""},{"$f":"IFERROR(IF(Table1323[[#This Row],[Lamp / Luminaire Category]]=\"No eligible rebate\",Table1323[[#This Row],[Quantity of luminaires]]*(Table1323[[#This Row],[Baseline W defined by user]]-Table1323[[#This Row],[Retrofit W defined by user (no rebate)]])/1000*IF(Table1323[[#This Row],[Assumed hours from space type]]=\"user defined\",Table1323[[#This Row],[Baseline Operating hours]],Table1323[[#This Row],[Assumed hours from space type]])+Table1323[[#This Row],[Controls Rebate kWh Savings]],Table1323[[#This Row],[Quantity of luminaires]]*(INDEX(Table1[Actual Baseline W],MATCH(Table1323[[#This Row],[Lamp / Luminaire Category]]&Table1323[[#This Row],[Rebate Category]],Table1[PrescribedSource - Rebate ID],0))/1000-Table1323[[#This Row],[LED Luminaire W by rebate]]/1000)*IF(Table1323[[#This Row],[Assumed hours from space type]]=\"user defined\",Table1323[[#This Row],[Baseline Operating hours]],Table1323[[#This Row],[Assumed hours from space type]])+Table1323[[#This Row],[Controls Rebate kWh Savings]]),0)","v":0},{"$f":"IFERROR(IF(Table1323[[#This Row],[Rebate kW Savings]]=0,Table1323[[#This Row],[Demand Savings, kW]],INDEX(Table1[Actual Savings],MATCH(Table1323[[#This Row],[Lamp / Luminaire Category]]&Table1323[[#This Row],[Rebate Category]],Table1[PrescribedSource - Rebate ID],0))*Table1323[[#This Row],[Quantity of luminaires]]/1000),0)","v":""},{"$f":"IFERROR(Table1323[[#This Row],[BC Housing Site kW Savings]]*IF(Table1323[[#This Row],[Assumed hours from space type]]=\"user defined\",Table1323[[#This Row],[Baseline Operating hours]],Table1323[[#This Row],[Assumed hours from space type]])+Table1323[[#This Row],[Controls Rebate kWh Savings]],0)","v":0},{"$f":"IFERROR(IF(Table1323[[#This Row],[Lamp / Luminaire Category]]=\"No eligible rebate\",Table1323[[#This Row],[Lighting Technology]]&\" retrofit with no rebate\",Table1323[[#This Row],[Rebate Category]]),\"\")","v":0},{"$f":"IF(Table1323[[#This Row],[Lamp / Luminaire Category]]=\"No eligible rebate\",1,0)","v":0},{"$f":"IFERROR(IF(IF(Table1323[[#This Row],[Assumed hours from space type]]=\"user defined\",Table1323[[#This Row],[Baseline Operating hours]],Table1323[[#This Row],[Assumed hours from space type]])<3600,0,IF(AND(IF(Table1323[[#This Row],[Assumed hours from space type]]=\"user defined\",Table1323[[#This Row],[Baseline Operating hours]],Table1323[[#This Row],[Assumed hours from space type]])>=3600,OR(Table1323[[#This Row],[Automatic Controls?]]=\"None\",Table1323[[#This Row],[Automatic Controls?]]=\"\")),IF(Table1323[[#This Row],[Lamp / Luminaire Category]]=\"No eligible rebate\",Table1323[[#This Row],[Baseline W defined by user]]-Table1323[[#This Row],[Retrofit W defined by user (no rebate)]],Table1323[[#This Row],[Assumed Baseline W by source]]-Table1323[[#This Row],[LED Luminaire W by rebate]]),IF(AND(IF(Table1323[[#This Row],[Assumed hours from space type]]=\"user defined\",Table1323[[#This Row],[Baseline Operating hours]],Table1323[[#This Row],[Assumed hours from space type]])>=(3600/0.8),OR(Table1323[[#This Row],[Automatic Controls?]]=\"Fixture integrated occupancy sensor\",Table1323[[#This Row],[Automatic Controls?]]=\"Ceiling / wall mounted occupancy sensor\")),IF(Table1323[[#This Row],[Lamp / Luminaire Category]]=\"No eligible rebate\",(Table1323[[#This Row],[Baseline W defined by user]]-Table1323[[#This Row],[Retrofit W defined by user (no rebate)]]),Table1323[[#This Row],[Assumed Baseline W by source]]-Table1323[[#This Row],[LED Luminaire W by rebate]]),IF(AND(IF(Table1323[[#This Row],[Assumed hours from space type]]=\"user defined\",Table1323[[#This Row],[Baseline Operating hours]],Table1323[[#This Row],[Assumed hours from space type]])<(3600/0.8),OR(Table1323[[#This Row],[Automatic Controls?]]=\"Fixture integrated occupancy sensor\",Table1323[[#This Row],[Automatic Controls?]]=\"Ceiling / wall mounted occupancy sensor\")),IF(Table1323[[#This Row],[Lamp / Luminaire Category]]=\"No eligible rebate\",Table1323[[#This Row],[Baseline W defined by user]],Table1323[[#This Row],[Assumed Baseline W by source]])))))*Table1323[[#This Row],[Quantity of luminaires]]/1000,\"\")","v":""},{"$f":"Table1323[[#This Row],[LED lamp/luminaire retrofit part '#]]","v":0},{"$f":"IF(Table1323[[#This Row],[Rebate Unit]]=\"per lamp\",INDEX(Table1[Number of Lamps],MATCH(Table1323[[#This Row],[Lamp / Luminaire Category]]&Table1323[[#This Row],[Rebate Category]],Table1[PrescribedSource - Rebate ID],0)),1)*Table1323[[#This Row],[Quantity of luminaires]]","v":0},{"$f":"IFERROR(IF(Table1323[[#This Row],[Lamp / Luminaire Category]]=\"No eligible rebate\",\"no eligible rebate\",INDEX(Table1[BC Hydro xRM ECM],MATCH(Table1323[[#This Row],[Lamp / Luminaire Category]]&Table1323[[#This Row],[Rebate Category]],Table1[PrescribedSource - Rebate ID],0))),\"\")","v":""}]
[null,{"$f":"IF(Table1323[[#This Row],[Space Type]]=\"\",\"\",\"L-\"&ROW(235:235))","v":""},null,null,null,null,null,null,null,{"$f":"IFERROR(IF(Table1323[[#This Row],[Space Type]]=\"\",\"\",IF(Table1323[[#This Row],[Lamp / Luminaire Category]]=\"No eligible rebate\",\"\",IF(Table1323[[#This Row],[Rebate Category]]=\"\",\"select rebate\",INDEX(Table1[Actual Baseline W],MATCH(Table1323[[#This Row],[Lamp / Luminaire Category]]&Table1323[[#This Row],[Rebate Category]],Table1[PrescribedSource - Rebate ID],0))))),\"\")","v":""},{"$f":"IFERROR(IF(Table1323[[#This Row],[No]]=\"\",\"\",IF(Table1323[[#This Row],[Space Type]]=\"\",\"select Space Type\",IF(Table1323[[#This Row],[Baseline Operating hours]]<>\"\",\"user defined\",INDEX(Table5[Hours],MATCH(Table1323[[#This Row],[Space Type]],Table5[Space Type],0))))),\"\")","v":""},null,{"$f":"IFERROR(INDEX(Table1[Rebate],MATCH(Table1323[[#This Row],[Lamp / Luminaire Category]]&Table1323[[#This Row],[Rebate Category]],Table1[PrescribedSource - Rebate ID],0)),\"\")","v":""},{"$f":"IFERROR(INDEX(Table1[Rebate Unit],MATCH(Table1323[[#This Row],[Lamp / Luminaire Category]]&Table1323[[#This Row],[Rebate Category]],Table1[PrescribedSource - Rebate ID],0)),\"\")","v":""},null,{"$f":"IFERROR(IF(Table1323[[#This Row],[Lamp / Luminaire Category]]=\"No eligible rebate\",\"no rebate\",INDEX(Table1[Retrofit W],MATCH(Table1323[[#This Row],[Lamp / Luminaire Category]]&Table1323[[#This Row],[Rebate Category]],Table1[PrescribedSource - Rebate ID],0))),\"\")","v":""},null,null,null,{"$f":"IFERROR(INDEX(Table1[Rebate],MATCH(Table1323[[#This Row],[Lamp / Luminaire Category]]&Table1323[[#This Row],[Rebate Category]],Table1[PrescribedSource - Rebate ID],0))*Table1323[[#This Row],[Quantity of luminaires]],0)","v":0},{"$f":"IF(OR(Table1323[[#This Row],[Automatic Controls?]]=\"Fixture integrated Occupancy / Daylight Harvesting sensor\",Table1323[[#This Row],[Automatic Controls?]]=\"Ceiling / wall mounted Occupancy / Daylight Harvesting sensor\",Table1323[[#This Row],[Automatic Controls?]]=\"Timer\"),45*Table1323[[#This Row],[Number of occupancy sensors]],\"\")","v":""},{"$f":"IFERROR(IF(Table1323[[#This Row],[Controls Rebate]]=\"\",0,Table1323[[#This Row],[Controls Rebate]])+Table1323[[#This Row],[Lighting Rebate]],\"\")","v":0},{"$f":"IFERROR(INDEX(Table1[Rebate Savings],MATCH(Table1323[[#This Row],[Lamp / Luminaire Category]]&Table1323[[#This Row],[Rebate Category]],Table1[PrescribedSource - Rebate ID],0))*Table1323[[#This Row],[Quantity of luminaires]]/1000,0)","v":0},{"$f":"IFERROR(Table1323[[#This Row],[Rebate kW Savings]]*IF(Table1323[[#This Row],[Assumed hours from space type]]=\"user defined\",Table1323[[#This Row],[Baseline Operating hours]],Table1323[[#This Row],[Assumed hours from space type]]),0)","v":0},{"$f":"IF(OR(Table1323[[#This Row],[Automatic Controls?]]=\"Fixture integrated occupancy sensor\",Table1323[[#This Row],[Automatic Controls?]]=\"Ceiling / wall mounted occupancy sensor\"),Table1323[[#This Row],[Quantity of luminaires]]*IF(Table1323[[#This Row],[Rebate Category]]<>\"\",INDEX(Table1[Retrofit W],MATCH(Table1323[[#This Row],[Rebate Category]],Table1[BC Hydro Rebate Category],0)),Table1323[[#This Row],[Retrofit W defined by user (no rebate)]])/1000*IF(Table1323[[#This Row],[Assumed hours from space type]]=\"user defined\",Table1323[[#This Row],[Baseline Operating hours]],Table1323[[#This Row],[Assumed hours from space type]])*0.2,0)","v":0},{"$f":"Table1323[[#This Row],[Rebate kWh savings]]+Table1323[[#This Row],[Controls Rebate kWh Savings]]","v":0},{"$f":"IFERROR(IF(Table1323[[#This Row],[Quantity of luminaires]]=\"\",\"\",IF(Table1323[[#This Row],[Lamp / Luminaire Category]]=\"No eligible rebate\",(Table1323[[#This Row],[Baseline W defined by user]]-Table1323[[#This Row],[Retrofit W defined by user (no rebate)]])*Table1323[[#This Row],[Quantity of luminaires]]/1000,(Table1323[[#This Row],[Assumed Baseline W by source]]-Table1323[[#This Row],[LED Luminaire W by rebate]])*Table1323[[#This Row],[Quantity of luminaires]]/1000)),0)","v":""},{"$f":"IFERROR(IF(Table1323[[#This Row],[Lamp / Luminaire Category]]=\"No eligible rebate\",Table1323[[#This Row],[Quantity of luminaires]]*(Table1323[[#This Row],[Baseline W defined by user]]-Table1323[[#This Row],[Retrofit W defined by user (no rebate)]])/1000*IF(Table1323[[#This Row],[Assumed hours from space type]]=\"user defined\",Table1323[[#This Row],[Baseline Operating hours]],Table1323[[#This Row],[Assumed hours from space type]])+Table1323[[#This Row],[Controls Rebate kWh Savings]],Table1323[[#This Row],[Quantity of luminaires]]*(INDEX(Table1[Actual Baseline W],MATCH(Table1323[[#This Row],[Lamp / Luminaire Category]]&Table1323[[#This Row],[Rebate Category]],Table1[PrescribedSource - Rebate ID],0))/1000-Table1323[[#This Row],[LED Luminaire W by rebate]]/1000)*IF(Table1323[[#This Row],[Assumed hours from space type]]=\"user defined\",Table1323[[#This Row],[Baseline Operating hours]],Table1323[[#This Row],[Assumed hours from space type]])+Table1323[[#This Row],[Controls Rebate kWh Savings]]),0)","v":0},{"$f":"IFERROR(IF(Table1323[[#This Row],[Rebate kW Savings]]=0,Table1323[[#This Row],[Demand Savings, kW]],INDEX(Table1[Actual Savings],MATCH(Table1323[[#This Row],[Lamp / Luminaire Category]]&Table1323[[#This Row],[Rebate Category]],Table1[PrescribedSource - Rebate ID],0))*Table1323[[#This Row],[Quantity of luminaires]]/1000),0)","v":""},{"$f":"IFERROR(Table1323[[#This Row],[BC Housing Site kW Savings]]*IF(Table1323[[#This Row],[Assumed hours from space type]]=\"user defined\",Table1323[[#This Row],[Baseline Operating hours]],Table1323[[#This Row],[Assumed hours from space type]])+Table1323[[#This Row],[Controls Rebate kWh Savings]],0)","v":0},{"$f":"IFERROR(IF(Table1323[[#This Row],[Lamp / Luminaire Category]]=\"No eligible rebate\",Table1323[[#This Row],[Lighting Technology]]&\" retrofit with no rebate\",Table1323[[#This Row],[Rebate Category]]),\"\")","v":0},{"$f":"IF(Table1323[[#This Row],[Lamp / Luminaire Category]]=\"No eligible rebate\",1,0)","v":0},{"$f":"IFERROR(IF(IF(Table1323[[#This Row],[Assumed hours from space type]]=\"user defined\",Table1323[[#This Row],[Baseline Operating hours]],Table1323[[#This Row],[Assumed hours from space type]])<3600,0,IF(AND(IF(Table1323[[#This Row],[Assumed hours from space type]]=\"user defined\",Table1323[[#This Row],[Baseline Operating hours]],Table1323[[#This Row],[Assumed hours from space type]])>=3600,OR(Table1323[[#This Row],[Automatic Controls?]]=\"None\",Table1323[[#This Row],[Automatic Controls?]]=\"\")),IF(Table1323[[#This Row],[Lamp / Luminaire Category]]=\"No eligible rebate\",Table1323[[#This Row],[Baseline W defined by user]]-Table1323[[#This Row],[Retrofit W defined by user (no rebate)]],Table1323[[#This Row],[Assumed Baseline W by source]]-Table1323[[#This Row],[LED Luminaire W by rebate]]),IF(AND(IF(Table1323[[#This Row],[Assumed hours from space type]]=\"user defined\",Table1323[[#This Row],[Baseline Operating hours]],Table1323[[#This Row],[Assumed hours from space type]])>=(3600/0.8),OR(Table1323[[#This Row],[Automatic Controls?]]=\"Fixture integrated occupancy sensor\",Table1323[[#This Row],[Automatic Controls?]]=\"Ceiling / wall mounted occupancy sensor\")),IF(Table1323[[#This Row],[Lamp / Luminaire Category]]=\"No eligible rebate\",(Table1323[[#This Row],[Baseline W defined by user]]-Table1323[[#This Row],[Retrofit W defined by user (no rebate)]]),Table1323[[#This Row],[Assumed Baseline W by source]]-Table1323[[#This Row],[LED Luminaire W by rebate]]),IF(AND(IF(Table1323[[#This Row],[Assumed hours from space type]]=\"user defined\",Table1323[[#This Row],[Baseline Operating hours]],Table1323[[#This Row],[Assumed hours from space type]])<(3600/0.8),OR(Table1323[[#This Row],[Automatic Controls?]]=\"Fixture integrated occupancy sensor\",Table1323[[#This Row],[Automatic Controls?]]=\"Ceiling / wall mounted occupancy sensor\")),IF(Table1323[[#This Row],[Lamp / Luminaire Category]]=\"No eligible rebate\",Table1323[[#This Row],[Baseline W defined by user]],Table1323[[#This Row],[Assumed Baseline W by source]])))))*Table1323[[#This Row],[Quantity of luminaires]]/1000,\"\")","v":""},{"$f":"Table1323[[#This Row],[LED lamp/luminaire retrofit part '#]]","v":0},{"$f":"IF(Table1323[[#This Row],[Rebate Unit]]=\"per lamp\",INDEX(Table1[Number of Lamps],MATCH(Table1323[[#This Row],[Lamp / Luminaire Category]]&Table1323[[#This Row],[Rebate Category]],Table1[PrescribedSource - Rebate ID],0)),1)*Table1323[[#This Row],[Quantity of luminaires]]","v":0},{"$f":"IFERROR(IF(Table1323[[#This Row],[Lamp / Luminaire Category]]=\"No eligible rebate\",\"no eligible rebate\",INDEX(Table1[BC Hydro xRM ECM],MATCH(Table1323[[#This Row],[Lamp / Luminaire Category]]&Table1323[[#This Row],[Rebate Category]],Table1[PrescribedSource - Rebate ID],0))),\"\")","v":""}]
[null,{"$f":"IF(Table1323[[#This Row],[Space Type]]=\"\",\"\",\"L-\"&ROW(236:236))","v":""},null,null,null,null,null,null,null,{"$f":"IFERROR(IF(Table1323[[#This Row],[Space Type]]=\"\",\"\",IF(Table1323[[#This Row],[Lamp / Luminaire Category]]=\"No eligible rebate\",\"\",IF(Table1323[[#This Row],[Rebate Category]]=\"\",\"select rebate\",INDEX(Table1[Actual Baseline W],MATCH(Table1323[[#This Row],[Lamp / Luminaire Category]]&Table1323[[#This Row],[Rebate Category]],Table1[PrescribedSource - Rebate ID],0))))),\"\")","v":""},{"$f":"IFERROR(IF(Table1323[[#This Row],[No]]=\"\",\"\",IF(Table1323[[#This Row],[Space Type]]=\"\",\"select Space Type\",IF(Table1323[[#This Row],[Baseline Operating hours]]<>\"\",\"user defined\",INDEX(Table5[Hours],MATCH(Table1323[[#This Row],[Space Type]],Table5[Space Type],0))))),\"\")","v":""},null,{"$f":"IFERROR(INDEX(Table1[Rebate],MATCH(Table1323[[#This Row],[Lamp / Luminaire Category]]&Table1323[[#This Row],[Rebate Category]],Table1[PrescribedSource - Rebate ID],0)),\"\")","v":""},{"$f":"IFERROR(INDEX(Table1[Rebate Unit],MATCH(Table1323[[#This Row],[Lamp / Luminaire Category]]&Table1323[[#This Row],[Rebate Category]],Table1[PrescribedSource - Rebate ID],0)),\"\")","v":""},null,{"$f":"IFERROR(IF(Table1323[[#This Row],[Lamp / Luminaire Category]]=\"No eligible rebate\",\"no rebate\",INDEX(Table1[Retrofit W],MATCH(Table1323[[#This Row],[Lamp / Luminaire Category]]&Table1323[[#This Row],[Rebate Category]],Table1[PrescribedSource - Rebate ID],0))),\"\")","v":""},null,null,null,{"$f":"IFERROR(INDEX(Table1[Rebate],MATCH(Table1323[[#This Row],[Lamp / Luminaire Category]]&Table1323[[#This Row],[Rebate Category]],Table1[PrescribedSource - Rebate ID],0))*Table1323[[#This Row],[Quantity of luminaires]],0)","v":0},{"$f":"IF(OR(Table1323[[#This Row],[Automatic Controls?]]=\"Fixture integrated Occupancy / Daylight Harvesting sensor\",Table1323[[#This Row],[Automatic Controls?]]=\"Ceiling / wall mounted Occupancy / Daylight Harvesting sensor\",Table1323[[#This Row],[Automatic Controls?]]=\"Timer\"),45*Table1323[[#This Row],[Number of occupancy sensors]],\"\")","v":""},{"$f":"IFERROR(IF(Table1323[[#This Row],[Controls Rebate]]=\"\",0,Table1323[[#This Row],[Controls Rebate]])+Table1323[[#This Row],[Lighting Rebate]],\"\")","v":0},{"$f":"IFERROR(INDEX(Table1[Rebate Savings],MATCH(Table1323[[#This Row],[Lamp / Luminaire Category]]&Table1323[[#This Row],[Rebate Category]],Table1[PrescribedSource - Rebate ID],0))*Table1323[[#This Row],[Quantity of luminaires]]/1000,0)","v":0},{"$f":"IFERROR(Table1323[[#This Row],[Rebate kW Savings]]*IF(Table1323[[#This Row],[Assumed hours from space type]]=\"user defined\",Table1323[[#This Row],[Baseline Operating hours]],Table1323[[#This Row],[Assumed hours from space type]]),0)","v":0},{"$f":"IF(OR(Table1323[[#This Row],[Automatic Controls?]]=\"Fixture integrated occupancy sensor\",Table1323[[#This Row],[Automatic Controls?]]=\"Ceiling / wall mounted occupancy sensor\"),Table1323[[#This Row],[Quantity of luminaires]]*IF(Table1323[[#This Row],[Rebate Category]]<>\"\",INDEX(Table1[Retrofit W],MATCH(Table1323[[#This Row],[Rebate Category]],Table1[BC Hydro Rebate Category],0)),Table1323[[#This Row],[Retrofit W defined by user (no rebate)]])/1000*IF(Table1323[[#This Row],[Assumed hours from space type]]=\"user defined\",Table1323[[#This Row],[Baseline Operating hours]],Table1323[[#This Row],[Assumed hours from space type]])*0.2,0)","v":0},{"$f":"Table1323[[#This Row],[Rebate kWh savings]]+Table1323[[#This Row],[Controls Rebate kWh Savings]]","v":0},{"$f":"IFERROR(IF(Table1323[[#This Row],[Quantity of luminaires]]=\"\",\"\",IF(Table1323[[#This Row],[Lamp / Luminaire Category]]=\"No eligible rebate\",(Table1323[[#This Row],[Baseline W defined by user]]-Table1323[[#This Row],[Retrofit W defined by user (no rebate)]])*Table1323[[#This Row],[Quantity of luminaires]]/1000,(Table1323[[#This Row],[Assumed Baseline W by source]]-Table1323[[#This Row],[LED Luminaire W by rebate]])*Table1323[[#This Row],[Quantity of luminaires]]/1000)),0)","v":""},{"$f":"IFERROR(IF(Table1323[[#This Row],[Lamp / Luminaire Category]]=\"No eligible rebate\",Table1323[[#This Row],[Quantity of luminaires]]*(Table1323[[#This Row],[Baseline W defined by user]]-Table1323[[#This Row],[Retrofit W defined by user (no rebate)]])/1000*IF(Table1323[[#This Row],[Assumed hours from space type]]=\"user defined\",Table1323[[#This Row],[Baseline Operating hours]],Table1323[[#This Row],[Assumed hours from space type]])+Table1323[[#This Row],[Controls Rebate kWh Savings]],Table1323[[#This Row],[Quantity of luminaires]]*(INDEX(Table1[Actual Baseline W],MATCH(Table1323[[#This Row],[Lamp / Luminaire Category]]&Table1323[[#This Row],[Rebate Category]],Table1[PrescribedSource - Rebate ID],0))/1000-Table1323[[#This Row],[LED Luminaire W by rebate]]/1000)*IF(Table1323[[#This Row],[Assumed hours from space type]]=\"user defined\",Table1323[[#This Row],[Baseline Operating hours]],Table1323[[#This Row],[Assumed hours from space type]])+Table1323[[#This Row],[Controls Rebate kWh Savings]]),0)","v":0},{"$f":"IFERROR(IF(Table1323[[#This Row],[Rebate kW Savings]]=0,Table1323[[#This Row],[Demand Savings, kW]],INDEX(Table1[Actual Savings],MATCH(Table1323[[#This Row],[Lamp / Luminaire Category]]&Table1323[[#This Row],[Rebate Category]],Table1[PrescribedSource - Rebate ID],0))*Table1323[[#This Row],[Quantity of luminaires]]/1000),0)","v":""},{"$f":"IFERROR(Table1323[[#This Row],[BC Housing Site kW Savings]]*IF(Table1323[[#This Row],[Assumed hours from space type]]=\"user defined\",Table1323[[#This Row],[Baseline Operating hours]],Table1323[[#This Row],[Assumed hours from space type]])+Table1323[[#This Row],[Controls Rebate kWh Savings]],0)","v":0},{"$f":"IFERROR(IF(Table1323[[#This Row],[Lamp / Luminaire Category]]=\"No eligible rebate\",Table1323[[#This Row],[Lighting Technology]]&\" retrofit with no rebate\",Table1323[[#This Row],[Rebate Category]]),\"\")","v":0},{"$f":"IF(Table1323[[#This Row],[Lamp / Luminaire Category]]=\"No eligible rebate\",1,0)","v":0},{"$f":"IFERROR(IF(IF(Table1323[[#This Row],[Assumed hours from space type]]=\"user defined\",Table1323[[#This Row],[Baseline Operating hours]],Table1323[[#This Row],[Assumed hours from space type]])<3600,0,IF(AND(IF(Table1323[[#This Row],[Assumed hours from space type]]=\"user defined\",Table1323[[#This Row],[Baseline Operating hours]],Table1323[[#This Row],[Assumed hours from space type]])>=3600,OR(Table1323[[#This Row],[Automatic Controls?]]=\"None\",Table1323[[#This Row],[Automatic Controls?]]=\"\")),IF(Table1323[[#This Row],[Lamp / Luminaire Category]]=\"No eligible rebate\",Table1323[[#This Row],[Baseline W defined by user]]-Table1323[[#This Row],[Retrofit W defined by user (no rebate)]],Table1323[[#This Row],[Assumed Baseline W by source]]-Table1323[[#This Row],[LED Luminaire W by rebate]]),IF(AND(IF(Table1323[[#This Row],[Assumed hours from space type]]=\"user defined\",Table1323[[#This Row],[Baseline Operating hours]],Table1323[[#This Row],[Assumed hours from space type]])>=(3600/0.8),OR(Table1323[[#This Row],[Automatic Controls?]]=\"Fixture integrated occupancy sensor\",Table1323[[#This Row],[Automatic Controls?]]=\"Ceiling / wall mounted occupancy sensor\")),IF(Table1323[[#This Row],[Lamp / Luminaire Category]]=\"No eligible rebate\",(Table1323[[#This Row],[Baseline W defined by user]]-Table1323[[#This Row],[Retrofit W defined by user (no rebate)]]),Table1323[[#This Row],[Assumed Baseline W by source]]-Table1323[[#This Row],[LED Luminaire W by rebate]]),IF(AND(IF(Table1323[[#This Row],[Assumed hours from space type]]=\"user defined\",Table1323[[#This Row],[Baseline Operating hours]],Table1323[[#This Row],[Assumed hours from space type]])<(3600/0.8),OR(Table1323[[#This Row],[Automatic Controls?]]=\"Fixture integrated occupancy sensor\",Table1323[[#This Row],[Automatic Controls?]]=\"Ceiling / wall mounted occupancy sensor\")),IF(Table1323[[#This Row],[Lamp / Luminaire Category]]=\"No eligible rebate\",Table1323[[#This Row],[Baseline W defined by user]],Table1323[[#This Row],[Assumed Baseline W by source]])))))*Table1323[[#This Row],[Quantity of luminaires]]/1000,\"\")","v":""},{"$f":"Table1323[[#This Row],[LED lamp/luminaire retrofit part '#]]","v":0},{"$f":"IF(Table1323[[#This Row],[Rebate Unit]]=\"per lamp\",INDEX(Table1[Number of Lamps],MATCH(Table1323[[#This Row],[Lamp / Luminaire Category]]&Table1323[[#This Row],[Rebate Category]],Table1[PrescribedSource - Rebate ID],0)),1)*Table1323[[#This Row],[Quantity of luminaires]]","v":0},{"$f":"IFERROR(IF(Table1323[[#This Row],[Lamp / Luminaire Category]]=\"No eligible rebate\",\"no eligible rebate\",INDEX(Table1[BC Hydro xRM ECM],MATCH(Table1323[[#This Row],[Lamp / Luminaire Category]]&Table1323[[#This Row],[Rebate Category]],Table1[PrescribedSource - Rebate ID],0))),\"\")","v":""}]
[null,{"$f":"IF(Table1323[[#This Row],[Space Type]]=\"\",\"\",\"L-\"&ROW(237:237))","v":""},null,null,null,null,null,null,null,{"$f":"IFERROR(IF(Table1323[[#This Row],[Space Type]]=\"\",\"\",IF(Table1323[[#This Row],[Lamp / Luminaire Category]]=\"No eligible rebate\",\"\",IF(Table1323[[#This Row],[Rebate Category]]=\"\",\"select rebate\",INDEX(Table1[Actual Baseline W],MATCH(Table1323[[#This Row],[Lamp / Luminaire Category]]&Table1323[[#This Row],[Rebate Category]],Table1[PrescribedSource - Rebate ID],0))))),\"\")","v":""},{"$f":"IFERROR(IF(Table1323[[#This Row],[No]]=\"\",\"\",IF(Table1323[[#This Row],[Space Type]]=\"\",\"select Space Type\",IF(Table1323[[#This Row],[Baseline Operating hours]]<>\"\",\"user defined\",INDEX(Table5[Hours],MATCH(Table1323[[#This Row],[Space Type]],Table5[Space Type],0))))),\"\")","v":""},null,{"$f":"IFERROR(INDEX(Table1[Rebate],MATCH(Table1323[[#This Row],[Lamp / Luminaire Category]]&Table1323[[#This Row],[Rebate Category]],Table1[PrescribedSource - Rebate ID],0)),\"\")","v":""},{"$f":"IFERROR(INDEX(Table1[Rebate Unit],MATCH(Table1323[[#This Row],[Lamp / Luminaire Category]]&Table1323[[#This Row],[Rebate Category]],Table1[PrescribedSource - Rebate ID],0)),\"\")","v":""},null,{"$f":"IFERROR(IF(Table1323[[#This Row],[Lamp / Luminaire Category]]=\"No eligible rebate\",\"no rebate\",INDEX(Table1[Retrofit W],MATCH(Table1323[[#This Row],[Lamp / Luminaire Category]]&Table1323[[#This Row],[Rebate Category]],Table1[PrescribedSource - Rebate ID],0))),\"\")","v":""},null,null,null,{"$f":"IFERROR(INDEX(Table1[Rebate],MATCH(Table1323[[#This Row],[Lamp / Luminaire Category]]&Table1323[[#This Row],[Rebate Category]],Table1[PrescribedSource - Rebate ID],0))*Table1323[[#This Row],[Quantity of luminaires]],0)","v":0},{"$f":"IF(OR(Table1323[[#This Row],[Automatic Controls?]]=\"Fixture integrated Occupancy / Daylight Harvesting sensor\",Table1323[[#This Row],[Automatic Controls?]]=\"Ceiling / wall mounted Occupancy / Daylight Harvesting sensor\",Table1323[[#This Row],[Automatic Controls?]]=\"Timer\"),45*Table1323[[#This Row],[Number of occupancy sensors]],\"\")","v":""},{"$f":"IFERROR(IF(Table1323[[#This Row],[Controls Rebate]]=\"\",0,Table1323[[#This Row],[Controls Rebate]])+Table1323[[#This Row],[Lighting Rebate]],\"\")","v":0},{"$f":"IFERROR(INDEX(Table1[Rebate Savings],MATCH(Table1323[[#This Row],[Lamp / Luminaire Category]]&Table1323[[#This Row],[Rebate Category]],Table1[PrescribedSource - Rebate ID],0))*Table1323[[#This Row],[Quantity of luminaires]]/1000,0)","v":0},{"$f":"IFERROR(Table1323[[#This Row],[Rebate kW Savings]]*IF(Table1323[[#This Row],[Assumed hours from space type]]=\"user defined\",Table1323[[#This Row],[Baseline Operating hours]],Table1323[[#This Row],[Assumed hours from space type]]),0)","v":0},{"$f":"IF(OR(Table1323[[#This Row],[Automatic Controls?]]=\"Fixture integrated occupancy sensor\",Table1323[[#This Row],[Automatic Controls?]]=\"Ceiling / wall mounted occupancy sensor\"),Table1323[[#This Row],[Quantity of luminaires]]*IF(Table1323[[#This Row],[Rebate Category]]<>\"\",INDEX(Table1[Retrofit W],MATCH(Table1323[[#This Row],[Rebate Category]],Table1[BC Hydro Rebate Category],0)),Table1323[[#This Row],[Retrofit W defined by user (no rebate)]])/1000*IF(Table1323[[#This Row],[Assumed hours from space type]]=\"user defined\",Table1323[[#This Row],[Baseline Operating hours]],Table1323[[#This Row],[Assumed hours from space type]])*0.2,0)","v":0},{"$f":"Table1323[[#This Row],[Rebate kWh savings]]+Table1323[[#This Row],[Controls Rebate kWh Savings]]","v":0},{"$f":"IFERROR(IF(Table1323[[#This Row],[Quantity of luminaires]]=\"\",\"\",IF(Table1323[[#This Row],[Lamp / Luminaire Category]]=\"No eligible rebate\",(Table1323[[#This Row],[Baseline W defined by user]]-Table1323[[#This Row],[Retrofit W defined by user (no rebate)]])*Table1323[[#This Row],[Quantity of luminaires]]/1000,(Table1323[[#This Row],[Assumed Baseline W by source]]-Table1323[[#This Row],[LED Luminaire W by rebate]])*Table1323[[#This Row],[Quantity of luminaires]]/1000)),0)","v":""},{"$f":"IFERROR(IF(Table1323[[#This Row],[Lamp / Luminaire Category]]=\"No eligible rebate\",Table1323[[#This Row],[Quantity of luminaires]]*(Table1323[[#This Row],[Baseline W defined by user]]-Table1323[[#This Row],[Retrofit W defined by user (no rebate)]])/1000*IF(Table1323[[#This Row],[Assumed hours from space type]]=\"user defined\",Table1323[[#This Row],[Baseline Operating hours]],Table1323[[#This Row],[Assumed hours from space type]])+Table1323[[#This Row],[Controls Rebate kWh Savings]],Table1323[[#This Row],[Quantity of luminaires]]*(INDEX(Table1[Actual Baseline W],MATCH(Table1323[[#This Row],[Lamp / Luminaire Category]]&Table1323[[#This Row],[Rebate Category]],Table1[PrescribedSource - Rebate ID],0))/1000-Table1323[[#This Row],[LED Luminaire W by rebate]]/1000)*IF(Table1323[[#This Row],[Assumed hours from space type]]=\"user defined\",Table1323[[#This Row],[Baseline Operating hours]],Table1323[[#This Row],[Assumed hours from space type]])+Table1323[[#This Row],[Controls Rebate kWh Savings]]),0)","v":0},{"$f":"IFERROR(IF(Table1323[[#This Row],[Rebate kW Savings]]=0,Table1323[[#This Row],[Demand Savings, kW]],INDEX(Table1[Actual Savings],MATCH(Table1323[[#This Row],[Lamp / Luminaire Category]]&Table1323[[#This Row],[Rebate Category]],Table1[PrescribedSource - Rebate ID],0))*Table1323[[#This Row],[Quantity of luminaires]]/1000),0)","v":""},{"$f":"IFERROR(Table1323[[#This Row],[BC Housing Site kW Savings]]*IF(Table1323[[#This Row],[Assumed hours from space type]]=\"user defined\",Table1323[[#This Row],[Baseline Operating hours]],Table1323[[#This Row],[Assumed hours from space type]])+Table1323[[#This Row],[Controls Rebate kWh Savings]],0)","v":0},{"$f":"IFERROR(IF(Table1323[[#This Row],[Lamp / Luminaire Category]]=\"No eligible rebate\",Table1323[[#This Row],[Lighting Technology]]&\" retrofit with no rebate\",Table1323[[#This Row],[Rebate Category]]),\"\")","v":0},{"$f":"IF(Table1323[[#This Row],[Lamp / Luminaire Category]]=\"No eligible rebate\",1,0)","v":0},{"$f":"IFERROR(IF(IF(Table1323[[#This Row],[Assumed hours from space type]]=\"user defined\",Table1323[[#This Row],[Baseline Operating hours]],Table1323[[#This Row],[Assumed hours from space type]])<3600,0,IF(AND(IF(Table1323[[#This Row],[Assumed hours from space type]]=\"user defined\",Table1323[[#This Row],[Baseline Operating hours]],Table1323[[#This Row],[Assumed hours from space type]])>=3600,OR(Table1323[[#This Row],[Automatic Controls?]]=\"None\",Table1323[[#This Row],[Automatic Controls?]]=\"\")),IF(Table1323[[#This Row],[Lamp / Luminaire Category]]=\"No eligible rebate\",Table1323[[#This Row],[Baseline W defined by user]]-Table1323[[#This Row],[Retrofit W defined by user (no rebate)]],Table1323[[#This Row],[Assumed Baseline W by source]]-Table1323[[#This Row],[LED Luminaire W by rebate]]),IF(AND(IF(Table1323[[#This Row],[Assumed hours from space type]]=\"user defined\",Table1323[[#This Row],[Baseline Operating hours]],Table1323[[#This Row],[Assumed hours from space type]])>=(3600/0.8),OR(Table1323[[#This Row],[Automatic Controls?]]=\"Fixture integrated occupancy sensor\",Table1323[[#This Row],[Automatic Controls?]]=\"Ceiling / wall mounted occupancy sensor\")),IF(Table1323[[#This Row],[Lamp / Luminaire Category]]=\"No eligible rebate\",(Table1323[[#This Row],[Baseline W defined by user]]-Table1323[[#This Row],[Retrofit W defined by user (no rebate)]]),Table1323[[#This Row],[Assumed Baseline W by source]]-Table1323[[#This Row],[LED Luminaire W by rebate]]),IF(AND(IF(Table1323[[#This Row],[Assumed hours from space type]]=\"user defined\",Table1323[[#This Row],[Baseline Operating hours]],Table1323[[#This Row],[Assumed hours from space type]])<(3600/0.8),OR(Table1323[[#This Row],[Automatic Controls?]]=\"Fixture integrated occupancy sensor\",Table1323[[#This Row],[Automatic Controls?]]=\"Ceiling / wall mounted occupancy sensor\")),IF(Table1323[[#This Row],[Lamp / Luminaire Category]]=\"No eligible rebate\",Table1323[[#This Row],[Baseline W defined by user]],Table1323[[#This Row],[Assumed Baseline W by source]])))))*Table1323[[#This Row],[Quantity of luminaires]]/1000,\"\")","v":""},{"$f":"Table1323[[#This Row],[LED lamp/luminaire retrofit part '#]]","v":0},{"$f":"IF(Table1323[[#This Row],[Rebate Unit]]=\"per lamp\",INDEX(Table1[Number of Lamps],MATCH(Table1323[[#This Row],[Lamp / Luminaire Category]]&Table1323[[#This Row],[Rebate Category]],Table1[PrescribedSource - Rebate ID],0)),1)*Table1323[[#This Row],[Quantity of luminaires]]","v":0},{"$f":"IFERROR(IF(Table1323[[#This Row],[Lamp / Luminaire Category]]=\"No eligible rebate\",\"no eligible rebate\",INDEX(Table1[BC Hydro xRM ECM],MATCH(Table1323[[#This Row],[Lamp / Luminaire Category]]&Table1323[[#This Row],[Rebate Category]],Table1[PrescribedSource - Rebate ID],0))),\"\")","v":""}]
[null,{"$f":"IF(Table1323[[#This Row],[Space Type]]=\"\",\"\",\"L-\"&ROW(238:238))","v":""},null,null,null,null,null,null,null,{"$f":"IFERROR(IF(Table1323[[#This Row],[Space Type]]=\"\",\"\",IF(Table1323[[#This Row],[Lamp / Luminaire Category]]=\"No eligible rebate\",\"\",IF(Table1323[[#This Row],[Rebate Category]]=\"\",\"select rebate\",INDEX(Table1[Actual Baseline W],MATCH(Table1323[[#This Row],[Lamp / Luminaire Category]]&Table1323[[#This Row],[Rebate Category]],Table1[PrescribedSource - Rebate ID],0))))),\"\")","v":""},{"$f":"IFERROR(IF(Table1323[[#This Row],[No]]=\"\",\"\",IF(Table1323[[#This Row],[Space Type]]=\"\",\"select Space Type\",IF(Table1323[[#This Row],[Baseline Operating hours]]<>\"\",\"user defined\",INDEX(Table5[Hours],MATCH(Table1323[[#This Row],[Space Type]],Table5[Space Type],0))))),\"\")","v":""},null,{"$f":"IFERROR(INDEX(Table1[Rebate],MATCH(Table1323[[#This Row],[Lamp / Luminaire Category]]&Table1323[[#This Row],[Rebate Category]],Table1[PrescribedSource - Rebate ID],0)),\"\")","v":""},{"$f":"IFERROR(INDEX(Table1[Rebate Unit],MATCH(Table1323[[#This Row],[Lamp / Luminaire Category]]&Table1323[[#This Row],[Rebate Category]],Table1[PrescribedSource - Rebate ID],0)),\"\")","v":""},null,{"$f":"IFERROR(IF(Table1323[[#This Row],[Lamp / Luminaire Category]]=\"No eligible rebate\",\"no rebate\",INDEX(Table1[Retrofit W],MATCH(Table1323[[#This Row],[Lamp / Luminaire Category]]&Table1323[[#This Row],[Rebate Category]],Table1[PrescribedSource - Rebate ID],0))),\"\")","v":""},null,null,null,{"$f":"IFERROR(INDEX(Table1[Rebate],MATCH(Table1323[[#This Row],[Lamp / Luminaire Category]]&Table1323[[#This Row],[Rebate Category]],Table1[PrescribedSource - Rebate ID],0))*Table1323[[#This Row],[Quantity of luminaires]],0)","v":0},{"$f":"IF(OR(Table1323[[#This Row],[Automatic Controls?]]=\"Fixture integrated Occupancy / Daylight Harvesting sensor\",Table1323[[#This Row],[Automatic Controls?]]=\"Ceiling / wall mounted Occupancy / Daylight Harvesting sensor\",Table1323[[#This Row],[Automatic Controls?]]=\"Timer\"),45*Table1323[[#This Row],[Number of occupancy sensors]],\"\")","v":""},{"$f":"IFERROR(IF(Table1323[[#This Row],[Controls Rebate]]=\"\",0,Table1323[[#This Row],[Controls Rebate]])+Table1323[[#This Row],[Lighting Rebate]],\"\")","v":0},{"$f":"IFERROR(INDEX(Table1[Rebate Savings],MATCH(Table1323[[#This Row],[Lamp / Luminaire Category]]&Table1323[[#This Row],[Rebate Category]],Table1[PrescribedSource - Rebate ID],0))*Table1323[[#This Row],[Quantity of luminaires]]/1000,0)","v":0},{"$f":"IFERROR(Table1323[[#This Row],[Rebate kW Savings]]*IF(Table1323[[#This Row],[Assumed hours from space type]]=\"user defined\",Table1323[[#This Row],[Baseline Operating hours]],Table1323[[#This Row],[Assumed hours from space type]]),0)","v":0},{"$f":"IF(OR(Table1323[[#This Row],[Automatic Controls?]]=\"Fixture integrated occupancy sensor\",Table1323[[#This Row],[Automatic Controls?]]=\"Ceiling / wall mounted occupancy sensor\"),Table1323[[#This Row],[Quantity of luminaires]]*IF(Table1323[[#This Row],[Rebate Category]]<>\"\",INDEX(Table1[Retrofit W],MATCH(Table1323[[#This Row],[Rebate Category]],Table1[BC Hydro Rebate Category],0)),Table1323[[#This Row],[Retrofit W defined by user (no rebate)]])/1000*IF(Table1323[[#This Row],[Assumed hours from space type]]=\"user defined\",Table1323[[#This Row],[Baseline Operating hours]],Table1323[[#This Row],[Assumed hours from space type]])*0.2,0)","v":0},{"$f":"Table1323[[#This Row],[Rebate kWh savings]]+Table1323[[#This Row],[Controls Rebate kWh Savings]]","v":0},{"$f":"IFERROR(IF(Table1323[[#This Row],[Quantity of luminaires]]=\"\",\"\",IF(Table1323[[#This Row],[Lamp / Luminaire Category]]=\"No eligible rebate\",(Table1323[[#This Row],[Baseline W defined by user]]-Table1323[[#This Row],[Retrofit W defined by user (no rebate)]])*Table1323[[#This Row],[Quantity of luminaires]]/1000,(Table1323[[#This Row],[Assumed Baseline W by source]]-Table1323[[#This Row],[LED Luminaire W by rebate]])*Table1323[[#This Row],[Quantity of luminaires]]/1000)),0)","v":""},{"$f":"IFERROR(IF(Table1323[[#This Row],[Lamp / Luminaire Category]]=\"No eligible rebate\",Table1323[[#This Row],[Quantity of luminaires]]*(Table1323[[#This Row],[Baseline W defined by user]]-Table1323[[#This Row],[Retrofit W defined by user (no rebate)]])/1000*IF(Table1323[[#This Row],[Assumed hours from space type]]=\"user defined\",Table1323[[#This Row],[Baseline Operating hours]],Table1323[[#This Row],[Assumed hours from space type]])+Table1323[[#This Row],[Controls Rebate kWh Savings]],Table1323[[#This Row],[Quantity of luminaires]]*(INDEX(Table1[Actual Baseline W],MATCH(Table1323[[#This Row],[Lamp / Luminaire Category]]&Table1323[[#This Row],[Rebate Category]],Table1[PrescribedSource - Rebate ID],0))/1000-Table1323[[#This Row],[LED Luminaire W by rebate]]/1000)*IF(Table1323[[#This Row],[Assumed hours from space type]]=\"user defined\",Table1323[[#This Row],[Baseline Operating hours]],Table1323[[#This Row],[Assumed hours from space type]])+Table1323[[#This Row],[Controls Rebate kWh Savings]]),0)","v":0},{"$f":"IFERROR(IF(Table1323[[#This Row],[Rebate kW Savings]]=0,Table1323[[#This Row],[Demand Savings, kW]],INDEX(Table1[Actual Savings],MATCH(Table1323[[#This Row],[Lamp / Luminaire Category]]&Table1323[[#This Row],[Rebate Category]],Table1[PrescribedSource - Rebate ID],0))*Table1323[[#This Row],[Quantity of luminaires]]/1000),0)","v":""},{"$f":"IFERROR(Table1323[[#This Row],[BC Housing Site kW Savings]]*IF(Table1323[[#This Row],[Assumed hours from space type]]=\"user defined\",Table1323[[#This Row],[Baseline Operating hours]],Table1323[[#This Row],[Assumed hours from space type]])+Table1323[[#This Row],[Controls Rebate kWh Savings]],0)","v":0},{"$f":"IFERROR(IF(Table1323[[#This Row],[Lamp / Luminaire Category]]=\"No eligible rebate\",Table1323[[#This Row],[Lighting Technology]]&\" retrofit with no rebate\",Table1323[[#This Row],[Rebate Category]]),\"\")","v":0},{"$f":"IF(Table1323[[#This Row],[Lamp / Luminaire Category]]=\"No eligible rebate\",1,0)","v":0},{"$f":"IFERROR(IF(IF(Table1323[[#This Row],[Assumed hours from space type]]=\"user defined\",Table1323[[#This Row],[Baseline Operating hours]],Table1323[[#This Row],[Assumed hours from space type]])<3600,0,IF(AND(IF(Table1323[[#This Row],[Assumed hours from space type]]=\"user defined\",Table1323[[#This Row],[Baseline Operating hours]],Table1323[[#This Row],[Assumed hours from space type]])>=3600,OR(Table1323[[#This Row],[Automatic Controls?]]=\"None\",Table1323[[#This Row],[Automatic Controls?]]=\"\")),IF(Table1323[[#This Row],[Lamp / Luminaire Category]]=\"No eligible rebate\",Table1323[[#This Row],[Baseline W defined by user]]-Table1323[[#This Row],[Retrofit W defined by user (no rebate)]],Table1323[[#This Row],[Assumed Baseline W by source]]-Table1323[[#This Row],[LED Luminaire W by rebate]]),IF(AND(IF(Table1323[[#This Row],[Assumed hours from space type]]=\"user defined\",Table1323[[#This Row],[Baseline Operating hours]],Table1323[[#This Row],[Assumed hours from space type]])>=(3600/0.8),OR(Table1323[[#This Row],[Automatic Controls?]]=\"Fixture integrated occupancy sensor\",Table1323[[#This Row],[Automatic Controls?]]=\"Ceiling / wall mounted occupancy sensor\")),IF(Table1323[[#This Row],[Lamp / Luminaire Category]]=\"No eligible rebate\",(Table1323[[#This Row],[Baseline W defined by user]]-Table1323[[#This Row],[Retrofit W defined by user (no rebate)]]),Table1323[[#This Row],[Assumed Baseline W by source]]-Table1323[[#This Row],[LED Luminaire W by rebate]]),IF(AND(IF(Table1323[[#This Row],[Assumed hours from space type]]=\"user defined\",Table1323[[#This Row],[Baseline Operating hours]],Table1323[[#This Row],[Assumed hours from space type]])<(3600/0.8),OR(Table1323[[#This Row],[Automatic Controls?]]=\"Fixture integrated occupancy sensor\",Table1323[[#This Row],[Automatic Controls?]]=\"Ceiling / wall mounted occupancy sensor\")),IF(Table1323[[#This Row],[Lamp / Luminaire Category]]=\"No eligible rebate\",Table1323[[#This Row],[Baseline W defined by user]],Table1323[[#This Row],[Assumed Baseline W by source]])))))*Table1323[[#This Row],[Quantity of luminaires]]/1000,\"\")","v":""},{"$f":"Table1323[[#This Row],[LED lamp/luminaire retrofit part '#]]","v":0},{"$f":"IF(Table1323[[#This Row],[Rebate Unit]]=\"per lamp\",INDEX(Table1[Number of Lamps],MATCH(Table1323[[#This Row],[Lamp / Luminaire Category]]&Table1323[[#This Row],[Rebate Category]],Table1[PrescribedSource - Rebate ID],0)),1)*Table1323[[#This Row],[Quantity of luminaires]]","v":0},{"$f":"IFERROR(IF(Table1323[[#This Row],[Lamp / Luminaire Category]]=\"No eligible rebate\",\"no eligible rebate\",INDEX(Table1[BC Hydro xRM ECM],MATCH(Table1323[[#This Row],[Lamp / Luminaire Category]]&Table1323[[#This Row],[Rebate Category]],Table1[PrescribedSource - Rebate ID],0))),\"\")","v":""}]
[null,{"$f":"IF(Table1323[[#This Row],[Space Type]]=\"\",\"\",\"L-\"&ROW(239:239))","v":""},null,null,null,null,null,null,null,{"$f":"IFERROR(IF(Table1323[[#This Row],[Space Type]]=\"\",\"\",IF(Table1323[[#This Row],[Lamp / Luminaire Category]]=\"No eligible rebate\",\"\",IF(Table1323[[#This Row],[Rebate Category]]=\"\",\"select rebate\",INDEX(Table1[Actual Baseline W],MATCH(Table1323[[#This Row],[Lamp / Luminaire Category]]&Table1323[[#This Row],[Rebate Category]],Table1[PrescribedSource - Rebate ID],0))))),\"\")","v":""},{"$f":"IFERROR(IF(Table1323[[#This Row],[No]]=\"\",\"\",IF(Table1323[[#This Row],[Space Type]]=\"\",\"select Space Type\",IF(Table1323[[#This Row],[Baseline Operating hours]]<>\"\",\"user defined\",INDEX(Table5[Hours],MATCH(Table1323[[#This Row],[Space Type]],Table5[Space Type],0))))),\"\")","v":""},null,{"$f":"IFERROR(INDEX(Table1[Rebate],MATCH(Table1323[[#This Row],[Lamp / Luminaire Category]]&Table1323[[#This Row],[Rebate Category]],Table1[PrescribedSource - Rebate ID],0)),\"\")","v":""},{"$f":"IFERROR(INDEX(Table1[Rebate Unit],MATCH(Table1323[[#This Row],[Lamp / Luminaire Category]]&Table1323[[#This Row],[Rebate Category]],Table1[PrescribedSource - Rebate ID],0)),\"\")","v":""},null,{"$f":"IFERROR(IF(Table1323[[#This Row],[Lamp / Luminaire Category]]=\"No eligible rebate\",\"no rebate\",INDEX(Table1[Retrofit W],MATCH(Table1323[[#This Row],[Lamp / Luminaire Category]]&Table1323[[#This Row],[Rebate Category]],Table1[PrescribedSource - Rebate ID],0))),\"\")","v":""},null,null,null,{"$f":"IFERROR(INDEX(Table1[Rebate],MATCH(Table1323[[#This Row],[Lamp / Luminaire Category]]&Table1323[[#This Row],[Rebate Category]],Table1[PrescribedSource - Rebate ID],0))*Table1323[[#This Row],[Quantity of luminaires]],0)","v":0},{"$f":"IF(OR(Table1323[[#This Row],[Automatic Controls?]]=\"Fixture integrated Occupancy / Daylight Harvesting sensor\",Table1323[[#This Row],[Automatic Controls?]]=\"Ceiling / wall mounted Occupancy / Daylight Harvesting sensor\",Table1323[[#This Row],[Automatic Controls?]]=\"Timer\"),45*Table1323[[#This Row],[Number of occupancy sensors]],\"\")","v":""},{"$f":"IFERROR(IF(Table1323[[#This Row],[Controls Rebate]]=\"\",0,Table1323[[#This Row],[Controls Rebate]])+Table1323[[#This Row],[Lighting Rebate]],\"\")","v":0},{"$f":"IFERROR(INDEX(Table1[Rebate Savings],MATCH(Table1323[[#This Row],[Lamp / Luminaire Category]]&Table1323[[#This Row],[Rebate Category]],Table1[PrescribedSource - Rebate ID],0))*Table1323[[#This Row],[Quantity of luminaires]]/1000,0)","v":0},{"$f":"IFERROR(Table1323[[#This Row],[Rebate kW Savings]]*IF(Table1323[[#This Row],[Assumed hours from space type]]=\"user defined\",Table1323[[#This Row],[Baseline Operating hours]],Table1323[[#This Row],[Assumed hours from space type]]),0)","v":0},{"$f":"IF(OR(Table1323[[#This Row],[Automatic Controls?]]=\"Fixture integrated occupancy sensor\",Table1323[[#This Row],[Automatic Controls?]]=\"Ceiling / wall mounted occupancy sensor\"),Table1323[[#This Row],[Quantity of luminaires]]*IF(Table1323[[#This Row],[Rebate Category]]<>\"\",INDEX(Table1[Retrofit W],MATCH(Table1323[[#This Row],[Rebate Category]],Table1[BC Hydro Rebate Category],0)),Table1323[[#This Row],[Retrofit W defined by user (no rebate)]])/1000*IF(Table1323[[#This Row],[Assumed hours from space type]]=\"user defined\",Table1323[[#This Row],[Baseline Operating hours]],Table1323[[#This Row],[Assumed hours from space type]])*0.2,0)","v":0},{"$f":"Table1323[[#This Row],[Rebate kWh savings]]+Table1323[[#This Row],[Controls Rebate kWh Savings]]","v":0},{"$f":"IFERROR(IF(Table1323[[#This Row],[Quantity of luminaires]]=\"\",\"\",IF(Table1323[[#This Row],[Lamp / Luminaire Category]]=\"No eligible rebate\",(Table1323[[#This Row],[Baseline W defined by user]]-Table1323[[#This Row],[Retrofit W defined by user (no rebate)]])*Table1323[[#This Row],[Quantity of luminaires]]/1000,(Table1323[[#This Row],[Assumed Baseline W by source]]-Table1323[[#This Row],[LED Luminaire W by rebate]])*Table1323[[#This Row],[Quantity of luminaires]]/1000)),0)","v":""},{"$f":"IFERROR(IF(Table1323[[#This Row],[Lamp / Luminaire Category]]=\"No eligible rebate\",Table1323[[#This Row],[Quantity of luminaires]]*(Table1323[[#This Row],[Baseline W defined by user]]-Table1323[[#This Row],[Retrofit W defined by user (no rebate)]])/1000*IF(Table1323[[#This Row],[Assumed hours from space type]]=\"user defined\",Table1323[[#This Row],[Baseline Operating hours]],Table1323[[#This Row],[Assumed hours from space type]])+Table1323[[#This Row],[Controls Rebate kWh Savings]],Table1323[[#This Row],[Quantity of luminaires]]*(INDEX(Table1[Actual Baseline W],MATCH(Table1323[[#This Row],[Lamp / Luminaire Category]]&Table1323[[#This Row],[Rebate Category]],Table1[PrescribedSource - Rebate ID],0))/1000-Table1323[[#This Row],[LED Luminaire W by rebate]]/1000)*IF(Table1323[[#This Row],[Assumed hours from space type]]=\"user defined\",Table1323[[#This Row],[Baseline Operating hours]],Table1323[[#This Row],[Assumed hours from space type]])+Table1323[[#This Row],[Controls Rebate kWh Savings]]),0)","v":0},{"$f":"IFERROR(IF(Table1323[[#This Row],[Rebate kW Savings]]=0,Table1323[[#This Row],[Demand Savings, kW]],INDEX(Table1[Actual Savings],MATCH(Table1323[[#This Row],[Lamp / Luminaire Category]]&Table1323[[#This Row],[Rebate Category]],Table1[PrescribedSource - Rebate ID],0))*Table1323[[#This Row],[Quantity of luminaires]]/1000),0)","v":""},{"$f":"IFERROR(Table1323[[#This Row],[BC Housing Site kW Savings]]*IF(Table1323[[#This Row],[Assumed hours from space type]]=\"user defined\",Table1323[[#This Row],[Baseline Operating hours]],Table1323[[#This Row],[Assumed hours from space type]])+Table1323[[#This Row],[Controls Rebate kWh Savings]],0)","v":0},{"$f":"IFERROR(IF(Table1323[[#This Row],[Lamp / Luminaire Category]]=\"No eligible rebate\",Table1323[[#This Row],[Lighting Technology]]&\" retrofit with no rebate\",Table1323[[#This Row],[Rebate Category]]),\"\")","v":0},{"$f":"IF(Table1323[[#This Row],[Lamp / Luminaire Category]]=\"No eligible rebate\",1,0)","v":0},{"$f":"IFERROR(IF(IF(Table1323[[#This Row],[Assumed hours from space type]]=\"user defined\",Table1323[[#This Row],[Baseline Operating hours]],Table1323[[#This Row],[Assumed hours from space type]])<3600,0,IF(AND(IF(Table1323[[#This Row],[Assumed hours from space type]]=\"user defined\",Table1323[[#This Row],[Baseline Operating hours]],Table1323[[#This Row],[Assumed hours from space type]])>=3600,OR(Table1323[[#This Row],[Automatic Controls?]]=\"None\",Table1323[[#This Row],[Automatic Controls?]]=\"\")),IF(Table1323[[#This Row],[Lamp / Luminaire Category]]=\"No eligible rebate\",Table1323[[#This Row],[Baseline W defined by user]]-Table1323[[#This Row],[Retrofit W defined by user (no rebate)]],Table1323[[#This Row],[Assumed Baseline W by source]]-Table1323[[#This Row],[LED Luminaire W by rebate]]),IF(AND(IF(Table1323[[#This Row],[Assumed hours from space type]]=\"user defined\",Table1323[[#This Row],[Baseline Operating hours]],Table1323[[#This Row],[Assumed hours from space type]])>=(3600/0.8),OR(Table1323[[#This Row],[Automatic Controls?]]=\"Fixture integrated occupancy sensor\",Table1323[[#This Row],[Automatic Controls?]]=\"Ceiling / wall mounted occupancy sensor\")),IF(Table1323[[#This Row],[Lamp / Luminaire Category]]=\"No eligible rebate\",(Table1323[[#This Row],[Baseline W defined by user]]-Table1323[[#This Row],[Retrofit W defined by user (no rebate)]]),Table1323[[#This Row],[Assumed Baseline W by source]]-Table1323[[#This Row],[LED Luminaire W by rebate]]),IF(AND(IF(Table1323[[#This Row],[Assumed hours from space type]]=\"user defined\",Table1323[[#This Row],[Baseline Operating hours]],Table1323[[#This Row],[Assumed hours from space type]])<(3600/0.8),OR(Table1323[[#This Row],[Automatic Controls?]]=\"Fixture integrated occupancy sensor\",Table1323[[#This Row],[Automatic Controls?]]=\"Ceiling / wall mounted occupancy sensor\")),IF(Table1323[[#This Row],[Lamp / Luminaire Category]]=\"No eligible rebate\",Table1323[[#This Row],[Baseline W defined by user]],Table1323[[#This Row],[Assumed Baseline W by source]])))))*Table1323[[#This Row],[Quantity of luminaires]]/1000,\"\")","v":""},{"$f":"Table1323[[#This Row],[LED lamp/luminaire retrofit part '#]]","v":0},{"$f":"IF(Table1323[[#This Row],[Rebate Unit]]=\"per lamp\",INDEX(Table1[Number of Lamps],MATCH(Table1323[[#This Row],[Lamp / Luminaire Category]]&Table1323[[#This Row],[Rebate Category]],Table1[PrescribedSource - Rebate ID],0)),1)*Table1323[[#This Row],[Quantity of luminaires]]","v":0},{"$f":"IFERROR(IF(Table1323[[#This Row],[Lamp / Luminaire Category]]=\"No eligible rebate\",\"no eligible rebate\",INDEX(Table1[BC Hydro xRM ECM],MATCH(Table1323[[#This Row],[Lamp / Luminaire Category]]&Table1323[[#This Row],[Rebate Category]],Table1[PrescribedSource - Rebate ID],0))),\"\")","v":""}]
[null,{"$f":"IF(Table1323[[#This Row],[Space Type]]=\"\",\"\",\"L-\"&ROW(240:240))","v":""},null,null,null,null,null,null,null,{"$f":"IFERROR(IF(Table1323[[#This Row],[Space Type]]=\"\",\"\",IF(Table1323[[#This Row],[Lamp / Luminaire Category]]=\"No eligible rebate\",\"\",IF(Table1323[[#This Row],[Rebate Category]]=\"\",\"select rebate\",INDEX(Table1[Actual Baseline W],MATCH(Table1323[[#This Row],[Lamp / Luminaire Category]]&Table1323[[#This Row],[Rebate Category]],Table1[PrescribedSource - Rebate ID],0))))),\"\")","v":""},{"$f":"IFERROR(IF(Table1323[[#This Row],[No]]=\"\",\"\",IF(Table1323[[#This Row],[Space Type]]=\"\",\"select Space Type\",IF(Table1323[[#This Row],[Baseline Operating hours]]<>\"\",\"user defined\",INDEX(Table5[Hours],MATCH(Table1323[[#This Row],[Space Type]],Table5[Space Type],0))))),\"\")","v":""},null,{"$f":"IFERROR(INDEX(Table1[Rebate],MATCH(Table1323[[#This Row],[Lamp / Luminaire Category]]&Table1323[[#This Row],[Rebate Category]],Table1[PrescribedSource - Rebate ID],0)),\"\")","v":""},{"$f":"IFERROR(INDEX(Table1[Rebate Unit],MATCH(Table1323[[#This Row],[Lamp / Luminaire Category]]&Table1323[[#This Row],[Rebate Category]],Table1[PrescribedSource - Rebate ID],0)),\"\")","v":""},null,{"$f":"IFERROR(IF(Table1323[[#This Row],[Lamp / Luminaire Category]]=\"No eligible rebate\",\"no rebate\",INDEX(Table1[Retrofit W],MATCH(Table1323[[#This Row],[Lamp / Luminaire Category]]&Table1323[[#This Row],[Rebate Category]],Table1[PrescribedSource - Rebate ID],0))),\"\")","v":""},null,null,null,{"$f":"IFERROR(INDEX(Table1[Rebate],MATCH(Table1323[[#This Row],[Lamp / Luminaire Category]]&Table1323[[#This Row],[Rebate Category]],Table1[PrescribedSource - Rebate ID],0))*Table1323[[#This Row],[Quantity of luminaires]],0)","v":0},{"$f":"IF(OR(Table1323[[#This Row],[Automatic Controls?]]=\"Fixture integrated Occupancy / Daylight Harvesting sensor\",Table1323[[#This Row],[Automatic Controls?]]=\"Ceiling / wall mounted Occupancy / Daylight Harvesting sensor\",Table1323[[#This Row],[Automatic Controls?]]=\"Timer\"),45*Table1323[[#This Row],[Number of occupancy sensors]],\"\")","v":""},{"$f":"IFERROR(IF(Table1323[[#This Row],[Controls Rebate]]=\"\",0,Table1323[[#This Row],[Controls Rebate]])+Table1323[[#This Row],[Lighting Rebate]],\"\")","v":0},{"$f":"IFERROR(INDEX(Table1[Rebate Savings],MATCH(Table1323[[#This Row],[Lamp / Luminaire Category]]&Table1323[[#This Row],[Rebate Category]],Table1[PrescribedSource - Rebate ID],0))*Table1323[[#This Row],[Quantity of luminaires]]/1000,0)","v":0},{"$f":"IFERROR(Table1323[[#This Row],[Rebate kW Savings]]*IF(Table1323[[#This Row],[Assumed hours from space type]]=\"user defined\",Table1323[[#This Row],[Baseline Operating hours]],Table1323[[#This Row],[Assumed hours from space type]]),0)","v":0},{"$f":"IF(OR(Table1323[[#This Row],[Automatic Controls?]]=\"Fixture integrated occupancy sensor\",Table1323[[#This Row],[Automatic Controls?]]=\"Ceiling / wall mounted occupancy sensor\"),Table1323[[#This Row],[Quantity of luminaires]]*IF(Table1323[[#This Row],[Rebate Category]]<>\"\",INDEX(Table1[Retrofit W],MATCH(Table1323[[#This Row],[Rebate Category]],Table1[BC Hydro Rebate Category],0)),Table1323[[#This Row],[Retrofit W defined by user (no rebate)]])/1000*IF(Table1323[[#This Row],[Assumed hours from space type]]=\"user defined\",Table1323[[#This Row],[Baseline Operating hours]],Table1323[[#This Row],[Assumed hours from space type]])*0.2,0)","v":0},{"$f":"Table1323[[#This Row],[Rebate kWh savings]]+Table1323[[#This Row],[Controls Rebate kWh Savings]]","v":0},{"$f":"IFERROR(IF(Table1323[[#This Row],[Quantity of luminaires]]=\"\",\"\",IF(Table1323[[#This Row],[Lamp / Luminaire Category]]=\"No eligible rebate\",(Table1323[[#This Row],[Baseline W defined by user]]-Table1323[[#This Row],[Retrofit W defined by user (no rebate)]])*Table1323[[#This Row],[Quantity of luminaires]]/1000,(Table1323[[#This Row],[Assumed Baseline W by source]]-Table1323[[#This Row],[LED Luminaire W by rebate]])*Table1323[[#This Row],[Quantity of luminaires]]/1000)),0)","v":""},{"$f":"IFERROR(IF(Table1323[[#This Row],[Lamp / Luminaire Category]]=\"No eligible rebate\",Table1323[[#This Row],[Quantity of luminaires]]*(Table1323[[#This Row],[Baseline W defined by user]]-Table1323[[#This Row],[Retrofit W defined by user (no rebate)]])/1000*IF(Table1323[[#This Row],[Assumed hours from space type]]=\"user defined\",Table1323[[#This Row],[Baseline Operating hours]],Table1323[[#This Row],[Assumed hours from space type]])+Table1323[[#This Row],[Controls Rebate kWh Savings]],Table1323[[#This Row],[Quantity of luminaires]]*(INDEX(Table1[Actual Baseline W],MATCH(Table1323[[#This Row],[Lamp / Luminaire Category]]&Table1323[[#This Row],[Rebate Category]],Table1[PrescribedSource - Rebate ID],0))/1000-Table1323[[#This Row],[LED Luminaire W by rebate]]/1000)*IF(Table1323[[#This Row],[Assumed hours from space type]]=\"user defined\",Table1323[[#This Row],[Baseline Operating hours]],Table1323[[#This Row],[Assumed hours from space type]])+Table1323[[#This Row],[Controls Rebate kWh Savings]]),0)","v":0},{"$f":"IFERROR(IF(Table1323[[#This Row],[Rebate kW Savings]]=0,Table1323[[#This Row],[Demand Savings, kW]],INDEX(Table1[Actual Savings],MATCH(Table1323[[#This Row],[Lamp / Luminaire Category]]&Table1323[[#This Row],[Rebate Category]],Table1[PrescribedSource - Rebate ID],0))*Table1323[[#This Row],[Quantity of luminaires]]/1000),0)","v":""},{"$f":"IFERROR(Table1323[[#This Row],[BC Housing Site kW Savings]]*IF(Table1323[[#This Row],[Assumed hours from space type]]=\"user defined\",Table1323[[#This Row],[Baseline Operating hours]],Table1323[[#This Row],[Assumed hours from space type]])+Table1323[[#This Row],[Controls Rebate kWh Savings]],0)","v":0},{"$f":"IFERROR(IF(Table1323[[#This Row],[Lamp / Luminaire Category]]=\"No eligible rebate\",Table1323[[#This Row],[Lighting Technology]]&\" retrofit with no rebate\",Table1323[[#This Row],[Rebate Category]]),\"\")","v":0},{"$f":"IF(Table1323[[#This Row],[Lamp / Luminaire Category]]=\"No eligible rebate\",1,0)","v":0},{"$f":"IFERROR(IF(IF(Table1323[[#This Row],[Assumed hours from space type]]=\"user defined\",Table1323[[#This Row],[Baseline Operating hours]],Table1323[[#This Row],[Assumed hours from space type]])<3600,0,IF(AND(IF(Table1323[[#This Row],[Assumed hours from space type]]=\"user defined\",Table1323[[#This Row],[Baseline Operating hours]],Table1323[[#This Row],[Assumed hours from space type]])>=3600,OR(Table1323[[#This Row],[Automatic Controls?]]=\"None\",Table1323[[#This Row],[Automatic Controls?]]=\"\")),IF(Table1323[[#This Row],[Lamp / Luminaire Category]]=\"No eligible rebate\",Table1323[[#This Row],[Baseline W defined by user]]-Table1323[[#This Row],[Retrofit W defined by user (no rebate)]],Table1323[[#This Row],[Assumed Baseline W by source]]-Table1323[[#This Row],[LED Luminaire W by rebate]]),IF(AND(IF(Table1323[[#This Row],[Assumed hours from space type]]=\"user defined\",Table1323[[#This Row],[Baseline Operating hours]],Table1323[[#This Row],[Assumed hours from space type]])>=(3600/0.8),OR(Table1323[[#This Row],[Automatic Controls?]]=\"Fixture integrated occupancy sensor\",Table1323[[#This Row],[Automatic Controls?]]=\"Ceiling / wall mounted occupancy sensor\")),IF(Table1323[[#This Row],[Lamp / Luminaire Category]]=\"No eligible rebate\",(Table1323[[#This Row],[Baseline W defined by user]]-Table1323[[#This Row],[Retrofit W defined by user (no rebate)]]),Table1323[[#This Row],[Assumed Baseline W by source]]-Table1323[[#This Row],[LED Luminaire W by rebate]]),IF(AND(IF(Table1323[[#This Row],[Assumed hours from space type]]=\"user defined\",Table1323[[#This Row],[Baseline Operating hours]],Table1323[[#This Row],[Assumed hours from space type]])<(3600/0.8),OR(Table1323[[#This Row],[Automatic Controls?]]=\"Fixture integrated occupancy sensor\",Table1323[[#This Row],[Automatic Controls?]]=\"Ceiling / wall mounted occupancy sensor\")),IF(Table1323[[#This Row],[Lamp / Luminaire Category]]=\"No eligible rebate\",Table1323[[#This Row],[Baseline W defined by user]],Table1323[[#This Row],[Assumed Baseline W by source]])))))*Table1323[[#This Row],[Quantity of luminaires]]/1000,\"\")","v":""},{"$f":"Table1323[[#This Row],[LED lamp/luminaire retrofit part '#]]","v":0},{"$f":"IF(Table1323[[#This Row],[Rebate Unit]]=\"per lamp\",INDEX(Table1[Number of Lamps],MATCH(Table1323[[#This Row],[Lamp / Luminaire Category]]&Table1323[[#This Row],[Rebate Category]],Table1[PrescribedSource - Rebate ID],0)),1)*Table1323[[#This Row],[Quantity of luminaires]]","v":0},{"$f":"IFERROR(IF(Table1323[[#This Row],[Lamp / Luminaire Category]]=\"No eligible rebate\",\"no eligible rebate\",INDEX(Table1[BC Hydro xRM ECM],MATCH(Table1323[[#This Row],[Lamp / Luminaire Category]]&Table1323[[#This Row],[Rebate Category]],Table1[PrescribedSource - Rebate ID],0))),\"\")","v":""}]
[null,{"$f":"IF(Table1323[[#This Row],[Space Type]]=\"\",\"\",\"L-\"&ROW(241:241))","v":""},null,null,null,null,null,null,null,{"$f":"IFERROR(IF(Table1323[[#This Row],[Space Type]]=\"\",\"\",IF(Table1323[[#This Row],[Lamp / Luminaire Category]]=\"No eligible rebate\",\"\",IF(Table1323[[#This Row],[Rebate Category]]=\"\",\"select rebate\",INDEX(Table1[Actual Baseline W],MATCH(Table1323[[#This Row],[Lamp / Luminaire Category]]&Table1323[[#This Row],[Rebate Category]],Table1[PrescribedSource - Rebate ID],0))))),\"\")","v":""},{"$f":"IFERROR(IF(Table1323[[#This Row],[No]]=\"\",\"\",IF(Table1323[[#This Row],[Space Type]]=\"\",\"select Space Type\",IF(Table1323[[#This Row],[Baseline Operating hours]]<>\"\",\"user defined\",INDEX(Table5[Hours],MATCH(Table1323[[#This Row],[Space Type]],Table5[Space Type],0))))),\"\")","v":""},null,{"$f":"IFERROR(INDEX(Table1[Rebate],MATCH(Table1323[[#This Row],[Lamp / Luminaire Category]]&Table1323[[#This Row],[Rebate Category]],Table1[PrescribedSource - Rebate ID],0)),\"\")","v":""},{"$f":"IFERROR(INDEX(Table1[Rebate Unit],MATCH(Table1323[[#This Row],[Lamp / Luminaire Category]]&Table1323[[#This Row],[Rebate Category]],Table1[PrescribedSource - Rebate ID],0)),\"\")","v":""},null,{"$f":"IFERROR(IF(Table1323[[#This Row],[Lamp / Luminaire Category]]=\"No eligible rebate\",\"no rebate\",INDEX(Table1[Retrofit W],MATCH(Table1323[[#This Row],[Lamp / Luminaire Category]]&Table1323[[#This Row],[Rebate Category]],Table1[PrescribedSource - Rebate ID],0))),\"\")","v":""},null,null,null,{"$f":"IFERROR(INDEX(Table1[Rebate],MATCH(Table1323[[#This Row],[Lamp / Luminaire Category]]&Table1323[[#This Row],[Rebate Category]],Table1[PrescribedSource - Rebate ID],0))*Table1323[[#This Row],[Quantity of luminaires]],0)","v":0},{"$f":"IF(OR(Table1323[[#This Row],[Automatic Controls?]]=\"Fixture integrated Occupancy / Daylight Harvesting sensor\",Table1323[[#This Row],[Automatic Controls?]]=\"Ceiling / wall mounted Occupancy / Daylight Harvesting sensor\",Table1323[[#This Row],[Automatic Controls?]]=\"Timer\"),45*Table1323[[#This Row],[Number of occupancy sensors]],\"\")","v":""},{"$f":"IFERROR(IF(Table1323[[#This Row],[Controls Rebate]]=\"\",0,Table1323[[#This Row],[Controls Rebate]])+Table1323[[#This Row],[Lighting Rebate]],\"\")","v":0},{"$f":"IFERROR(INDEX(Table1[Rebate Savings],MATCH(Table1323[[#This Row],[Lamp / Luminaire Category]]&Table1323[[#This Row],[Rebate Category]],Table1[PrescribedSource - Rebate ID],0))*Table1323[[#This Row],[Quantity of luminaires]]/1000,0)","v":0},{"$f":"IFERROR(Table1323[[#This Row],[Rebate kW Savings]]*IF(Table1323[[#This Row],[Assumed hours from space type]]=\"user defined\",Table1323[[#This Row],[Baseline Operating hours]],Table1323[[#This Row],[Assumed hours from space type]]),0)","v":0},{"$f":"IF(OR(Table1323[[#This Row],[Automatic Controls?]]=\"Fixture integrated occupancy sensor\",Table1323[[#This Row],[Automatic Controls?]]=\"Ceiling / wall mounted occupancy sensor\"),Table1323[[#This Row],[Quantity of luminaires]]*IF(Table1323[[#This Row],[Rebate Category]]<>\"\",INDEX(Table1[Retrofit W],MATCH(Table1323[[#This Row],[Rebate Category]],Table1[BC Hydro Rebate Category],0)),Table1323[[#This Row],[Retrofit W defined by user (no rebate)]])/1000*IF(Table1323[[#This Row],[Assumed hours from space type]]=\"user defined\",Table1323[[#This Row],[Baseline Operating hours]],Table1323[[#This Row],[Assumed hours from space type]])*0.2,0)","v":0},{"$f":"Table1323[[#This Row],[Rebate kWh savings]]+Table1323[[#This Row],[Controls Rebate kWh Savings]]","v":0},{"$f":"IFERROR(IF(Table1323[[#This Row],[Quantity of luminaires]]=\"\",\"\",IF(Table1323[[#This Row],[Lamp / Luminaire Category]]=\"No eligible rebate\",(Table1323[[#This Row],[Baseline W defined by user]]-Table1323[[#This Row],[Retrofit W defined by user (no rebate)]])*Table1323[[#This Row],[Quantity of luminaires]]/1000,(Table1323[[#This Row],[Assumed Baseline W by source]]-Table1323[[#This Row],[LED Luminaire W by rebate]])*Table1323[[#This Row],[Quantity of luminaires]]/1000)),0)","v":""},{"$f":"IFERROR(IF(Table1323[[#This Row],[Lamp / Luminaire Category]]=\"No eligible rebate\",Table1323[[#This Row],[Quantity of luminaires]]*(Table1323[[#This Row],[Baseline W defined by user]]-Table1323[[#This Row],[Retrofit W defined by user (no rebate)]])/1000*IF(Table1323[[#This Row],[Assumed hours from space type]]=\"user defined\",Table1323[[#This Row],[Baseline Operating hours]],Table1323[[#This Row],[Assumed hours from space type]])+Table1323[[#This Row],[Controls Rebate kWh Savings]],Table1323[[#This Row],[Quantity of luminaires]]*(INDEX(Table1[Actual Baseline W],MATCH(Table1323[[#This Row],[Lamp / Luminaire Category]]&Table1323[[#This Row],[Rebate Category]],Table1[PrescribedSource - Rebate ID],0))/1000-Table1323[[#This Row],[LED Luminaire W by rebate]]/1000)*IF(Table1323[[#This Row],[Assumed hours from space type]]=\"user defined\",Table1323[[#This Row],[Baseline Operating hours]],Table1323[[#This Row],[Assumed hours from space type]])+Table1323[[#This Row],[Controls Rebate kWh Savings]]),0)","v":0},{"$f":"IFERROR(IF(Table1323[[#This Row],[Rebate kW Savings]]=0,Table1323[[#This Row],[Demand Savings, kW]],INDEX(Table1[Actual Savings],MATCH(Table1323[[#This Row],[Lamp / Luminaire Category]]&Table1323[[#This Row],[Rebate Category]],Table1[PrescribedSource - Rebate ID],0))*Table1323[[#This Row],[Quantity of luminaires]]/1000),0)","v":""},{"$f":"IFERROR(Table1323[[#This Row],[BC Housing Site kW Savings]]*IF(Table1323[[#This Row],[Assumed hours from space type]]=\"user defined\",Table1323[[#This Row],[Baseline Operating hours]],Table1323[[#This Row],[Assumed hours from space type]])+Table1323[[#This Row],[Controls Rebate kWh Savings]],0)","v":0},{"$f":"IFERROR(IF(Table1323[[#This Row],[Lamp / Luminaire Category]]=\"No eligible rebate\",Table1323[[#This Row],[Lighting Technology]]&\" retrofit with no rebate\",Table1323[[#This Row],[Rebate Category]]),\"\")","v":0},{"$f":"IF(Table1323[[#This Row],[Lamp / Luminaire Category]]=\"No eligible rebate\",1,0)","v":0},{"$f":"IFERROR(IF(IF(Table1323[[#This Row],[Assumed hours from space type]]=\"user defined\",Table1323[[#This Row],[Baseline Operating hours]],Table1323[[#This Row],[Assumed hours from space type]])<3600,0,IF(AND(IF(Table1323[[#This Row],[Assumed hours from space type]]=\"user defined\",Table1323[[#This Row],[Baseline Operating hours]],Table1323[[#This Row],[Assumed hours from space type]])>=3600,OR(Table1323[[#This Row],[Automatic Controls?]]=\"None\",Table1323[[#This Row],[Automatic Controls?]]=\"\")),IF(Table1323[[#This Row],[Lamp / Luminaire Category]]=\"No eligible rebate\",Table1323[[#This Row],[Baseline W defined by user]]-Table1323[[#This Row],[Retrofit W defined by user (no rebate)]],Table1323[[#This Row],[Assumed Baseline W by source]]-Table1323[[#This Row],[LED Luminaire W by rebate]]),IF(AND(IF(Table1323[[#This Row],[Assumed hours from space type]]=\"user defined\",Table1323[[#This Row],[Baseline Operating hours]],Table1323[[#This Row],[Assumed hours from space type]])>=(3600/0.8),OR(Table1323[[#This Row],[Automatic Controls?]]=\"Fixture integrated occupancy sensor\",Table1323[[#This Row],[Automatic Controls?]]=\"Ceiling / wall mounted occupancy sensor\")),IF(Table1323[[#This Row],[Lamp / Luminaire Category]]=\"No eligible rebate\",(Table1323[[#This Row],[Baseline W defined by user]]-Table1323[[#This Row],[Retrofit W defined by user (no rebate)]]),Table1323[[#This Row],[Assumed Baseline W by source]]-Table1323[[#This Row],[LED Luminaire W by rebate]]),IF(AND(IF(Table1323[[#This Row],[Assumed hours from space type]]=\"user defined\",Table1323[[#This Row],[Baseline Operating hours]],Table1323[[#This Row],[Assumed hours from space type]])<(3600/0.8),OR(Table1323[[#This Row],[Automatic Controls?]]=\"Fixture integrated occupancy sensor\",Table1323[[#This Row],[Automatic Controls?]]=\"Ceiling / wall mounted occupancy sensor\")),IF(Table1323[[#This Row],[Lamp / Luminaire Category]]=\"No eligible rebate\",Table1323[[#This Row],[Baseline W defined by user]],Table1323[[#This Row],[Assumed Baseline W by source]])))))*Table1323[[#This Row],[Quantity of luminaires]]/1000,\"\")","v":""},{"$f":"Table1323[[#This Row],[LED lamp/luminaire retrofit part '#]]","v":0},{"$f":"IF(Table1323[[#This Row],[Rebate Unit]]=\"per lamp\",INDEX(Table1[Number of Lamps],MATCH(Table1323[[#This Row],[Lamp / Luminaire Category]]&Table1323[[#This Row],[Rebate Category]],Table1[PrescribedSource - Rebate ID],0)),1)*Table1323[[#This Row],[Quantity of luminaires]]","v":0},{"$f":"IFERROR(IF(Table1323[[#This Row],[Lamp / Luminaire Category]]=\"No eligible rebate\",\"no eligible rebate\",INDEX(Table1[BC Hydro xRM ECM],MATCH(Table1323[[#This Row],[Lamp / Luminaire Category]]&Table1323[[#This Row],[Rebate Category]],Table1[PrescribedSource - Rebate ID],0))),\"\")","v":""}]
[null,{"$f":"IF(Table1323[[#This Row],[Space Type]]=\"\",\"\",\"L-\"&ROW(242:242))","v":""},null,null,null,null,null,null,null,{"$f":"IFERROR(IF(Table1323[[#This Row],[Space Type]]=\"\",\"\",IF(Table1323[[#This Row],[Lamp / Luminaire Category]]=\"No eligible rebate\",\"\",IF(Table1323[[#This Row],[Rebate Category]]=\"\",\"select rebate\",INDEX(Table1[Actual Baseline W],MATCH(Table1323[[#This Row],[Lamp / Luminaire Category]]&Table1323[[#This Row],[Rebate Category]],Table1[PrescribedSource - Rebate ID],0))))),\"\")","v":""},{"$f":"IFERROR(IF(Table1323[[#This Row],[No]]=\"\",\"\",IF(Table1323[[#This Row],[Space Type]]=\"\",\"select Space Type\",IF(Table1323[[#This Row],[Baseline Operating hours]]<>\"\",\"user defined\",INDEX(Table5[Hours],MATCH(Table1323[[#This Row],[Space Type]],Table5[Space Type],0))))),\"\")","v":""},null,{"$f":"IFERROR(INDEX(Table1[Rebate],MATCH(Table1323[[#This Row],[Lamp / Luminaire Category]]&Table1323[[#This Row],[Rebate Category]],Table1[PrescribedSource - Rebate ID],0)),\"\")","v":""},{"$f":"IFERROR(INDEX(Table1[Rebate Unit],MATCH(Table1323[[#This Row],[Lamp / Luminaire Category]]&Table1323[[#This Row],[Rebate Category]],Table1[PrescribedSource - Rebate ID],0)),\"\")","v":""},null,{"$f":"IFERROR(IF(Table1323[[#This Row],[Lamp / Luminaire Category]]=\"No eligible rebate\",\"no rebate\",INDEX(Table1[Retrofit W],MATCH(Table1323[[#This Row],[Lamp / Luminaire Category]]&Table1323[[#This Row],[Rebate Category]],Table1[PrescribedSource - Rebate ID],0))),\"\")","v":""},null,null,null,{"$f":"IFERROR(INDEX(Table1[Rebate],MATCH(Table1323[[#This Row],[Lamp / Luminaire Category]]&Table1323[[#This Row],[Rebate Category]],Table1[PrescribedSource - Rebate ID],0))*Table1323[[#This Row],[Quantity of luminaires]],0)","v":0},{"$f":"IF(OR(Table1323[[#This Row],[Automatic Controls?]]=\"Fixture integrated Occupancy / Daylight Harvesting sensor\",Table1323[[#This Row],[Automatic Controls?]]=\"Ceiling / wall mounted Occupancy / Daylight Harvesting sensor\",Table1323[[#This Row],[Automatic Controls?]]=\"Timer\"),45*Table1323[[#This Row],[Number of occupancy sensors]],\"\")","v":""},{"$f":"IFERROR(IF(Table1323[[#This Row],[Controls Rebate]]=\"\",0,Table1323[[#This Row],[Controls Rebate]])+Table1323[[#This Row],[Lighting Rebate]],\"\")","v":0},{"$f":"IFERROR(INDEX(Table1[Rebate Savings],MATCH(Table1323[[#This Row],[Lamp / Luminaire Category]]&Table1323[[#This Row],[Rebate Category]],Table1[PrescribedSource - Rebate ID],0))*Table1323[[#This Row],[Quantity of luminaires]]/1000,0)","v":0},{"$f":"IFERROR(Table1323[[#This Row],[Rebate kW Savings]]*IF(Table1323[[#This Row],[Assumed hours from space type]]=\"user defined\",Table1323[[#This Row],[Baseline Operating hours]],Table1323[[#This Row],[Assumed hours from space type]]),0)","v":0},{"$f":"IF(OR(Table1323[[#This Row],[Automatic Controls?]]=\"Fixture integrated occupancy sensor\",Table1323[[#This Row],[Automatic Controls?]]=\"Ceiling / wall mounted occupancy sensor\"),Table1323[[#This Row],[Quantity of luminaires]]*IF(Table1323[[#This Row],[Rebate Category]]<>\"\",INDEX(Table1[Retrofit W],MATCH(Table1323[[#This Row],[Rebate Category]],Table1[BC Hydro Rebate Category],0)),Table1323[[#This Row],[Retrofit W defined by user (no rebate)]])/1000*IF(Table1323[[#This Row],[Assumed hours from space type]]=\"user defined\",Table1323[[#This Row],[Baseline Operating hours]],Table1323[[#This Row],[Assumed hours from space type]])*0.2,0)","v":0},{"$f":"Table1323[[#This Row],[Rebate kWh savings]]+Table1323[[#This Row],[Controls Rebate kWh Savings]]","v":0},{"$f":"IFERROR(IF(Table1323[[#This Row],[Quantity of luminaires]]=\"\",\"\",IF(Table1323[[#This Row],[Lamp / Luminaire Category]]=\"No eligible rebate\",(Table1323[[#This Row],[Baseline W defined by user]]-Table1323[[#This Row],[Retrofit W defined by user (no rebate)]])*Table1323[[#This Row],[Quantity of luminaires]]/1000,(Table1323[[#This Row],[Assumed Baseline W by source]]-Table1323[[#This Row],[LED Luminaire W by rebate]])*Table1323[[#This Row],[Quantity of luminaires]]/1000)),0)","v":""},{"$f":"IFERROR(IF(Table1323[[#This Row],[Lamp / Luminaire Category]]=\"No eligible rebate\",Table1323[[#This Row],[Quantity of luminaires]]*(Table1323[[#This Row],[Baseline W defined by user]]-Table1323[[#This Row],[Retrofit W defined by user (no rebate)]])/1000*IF(Table1323[[#This Row],[Assumed hours from space type]]=\"user defined\",Table1323[[#This Row],[Baseline Operating hours]],Table1323[[#This Row],[Assumed hours from space type]])+Table1323[[#This Row],[Controls Rebate kWh Savings]],Table1323[[#This Row],[Quantity of luminaires]]*(INDEX(Table1[Actual Baseline W],MATCH(Table1323[[#This Row],[Lamp / Luminaire Category]]&Table1323[[#This Row],[Rebate Category]],Table1[PrescribedSource - Rebate ID],0))/1000-Table1323[[#This Row],[LED Luminaire W by rebate]]/1000)*IF(Table1323[[#This Row],[Assumed hours from space type]]=\"user defined\",Table1323[[#This Row],[Baseline Operating hours]],Table1323[[#This Row],[Assumed hours from space type]])+Table1323[[#This Row],[Controls Rebate kWh Savings]]),0)","v":0},{"$f":"IFERROR(IF(Table1323[[#This Row],[Rebate kW Savings]]=0,Table1323[[#This Row],[Demand Savings, kW]],INDEX(Table1[Actual Savings],MATCH(Table1323[[#This Row],[Lamp / Luminaire Category]]&Table1323[[#This Row],[Rebate Category]],Table1[PrescribedSource - Rebate ID],0))*Table1323[[#This Row],[Quantity of luminaires]]/1000),0)","v":""},{"$f":"IFERROR(Table1323[[#This Row],[BC Housing Site kW Savings]]*IF(Table1323[[#This Row],[Assumed hours from space type]]=\"user defined\",Table1323[[#This Row],[Baseline Operating hours]],Table1323[[#This Row],[Assumed hours from space type]])+Table1323[[#This Row],[Controls Rebate kWh Savings]],0)","v":0},{"$f":"IFERROR(IF(Table1323[[#This Row],[Lamp / Luminaire Category]]=\"No eligible rebate\",Table1323[[#This Row],[Lighting Technology]]&\" retrofit with no rebate\",Table1323[[#This Row],[Rebate Category]]),\"\")","v":0},{"$f":"IF(Table1323[[#This Row],[Lamp / Luminaire Category]]=\"No eligible rebate\",1,0)","v":0},{"$f":"IFERROR(IF(IF(Table1323[[#This Row],[Assumed hours from space type]]=\"user defined\",Table1323[[#This Row],[Baseline Operating hours]],Table1323[[#This Row],[Assumed hours from space type]])<3600,0,IF(AND(IF(Table1323[[#This Row],[Assumed hours from space type]]=\"user defined\",Table1323[[#This Row],[Baseline Operating hours]],Table1323[[#This Row],[Assumed hours from space type]])>=3600,OR(Table1323[[#This Row],[Automatic Controls?]]=\"None\",Table1323[[#This Row],[Automatic Controls?]]=\"\")),IF(Table1323[[#This Row],[Lamp / Luminaire Category]]=\"No eligible rebate\",Table1323[[#This Row],[Baseline W defined by user]]-Table1323[[#This Row],[Retrofit W defined by user (no rebate)]],Table1323[[#This Row],[Assumed Baseline W by source]]-Table1323[[#This Row],[LED Luminaire W by rebate]]),IF(AND(IF(Table1323[[#This Row],[Assumed hours from space type]]=\"user defined\",Table1323[[#This Row],[Baseline Operating hours]],Table1323[[#This Row],[Assumed hours from space type]])>=(3600/0.8),OR(Table1323[[#This Row],[Automatic Controls?]]=\"Fixture integrated occupancy sensor\",Table1323[[#This Row],[Automatic Controls?]]=\"Ceiling / wall mounted occupancy sensor\")),IF(Table1323[[#This Row],[Lamp / Luminaire Category]]=\"No eligible rebate\",(Table1323[[#This Row],[Baseline W defined by user]]-Table1323[[#This Row],[Retrofit W defined by user (no rebate)]]),Table1323[[#This Row],[Assumed Baseline W by source]]-Table1323[[#This Row],[LED Luminaire W by rebate]]),IF(AND(IF(Table1323[[#This Row],[Assumed hours from space type]]=\"user defined\",Table1323[[#This Row],[Baseline Operating hours]],Table1323[[#This Row],[Assumed hours from space type]])<(3600/0.8),OR(Table1323[[#This Row],[Automatic Controls?]]=\"Fixture integrated occupancy sensor\",Table1323[[#This Row],[Automatic Controls?]]=\"Ceiling / wall mounted occupancy sensor\")),IF(Table1323[[#This Row],[Lamp / Luminaire Category]]=\"No eligible rebate\",Table1323[[#This Row],[Baseline W defined by user]],Table1323[[#This Row],[Assumed Baseline W by source]])))))*Table1323[[#This Row],[Quantity of luminaires]]/1000,\"\")","v":""},{"$f":"Table1323[[#This Row],[LED lamp/luminaire retrofit part '#]]","v":0},{"$f":"IF(Table1323[[#This Row],[Rebate Unit]]=\"per lamp\",INDEX(Table1[Number of Lamps],MATCH(Table1323[[#This Row],[Lamp / Luminaire Category]]&Table1323[[#This Row],[Rebate Category]],Table1[PrescribedSource - Rebate ID],0)),1)*Table1323[[#This Row],[Quantity of luminaires]]","v":0},{"$f":"IFERROR(IF(Table1323[[#This Row],[Lamp / Luminaire Category]]=\"No eligible rebate\",\"no eligible rebate\",INDEX(Table1[BC Hydro xRM ECM],MATCH(Table1323[[#This Row],[Lamp / Luminaire Category]]&Table1323[[#This Row],[Rebate Category]],Table1[PrescribedSource - Rebate ID],0))),\"\")","v":""}]
[null,{"$f":"IF(Table1323[[#This Row],[Space Type]]=\"\",\"\",\"L-\"&ROW(193:193))","v":""},null,null,null,null,null,null,null,{"$f":"IFERROR(IF(Table1323[[#This Row],[Space Type]]=\"\",\"\",IF(Table1323[[#This Row],[Lamp / Luminaire Category]]=\"No eligible rebate\",\"\",IF(Table1323[[#This Row],[Rebate Category]]=\"\",\"select rebate\",INDEX(Table1[Actual Baseline W],MATCH(Table1323[[#This Row],[Lamp / Luminaire Category]]&Table1323[[#This Row],[Rebate Category]],Table1[PrescribedSource - Rebate ID],0))))),\"\")","v":""},{"$f":"IFERROR(IF(Table1323[[#This Row],[No]]=\"\",\"\",IF(Table1323[[#This Row],[Space Type]]=\"\",\"select Space Type\",IF(Table1323[[#This Row],[Baseline Operating hours]]<>\"\",\"user defined\",INDEX(Table5[Hours],MATCH(Table1323[[#This Row],[Space Type]],Table5[Space Type],0))))),\"\")","v":""},null,{"$f":"IFERROR(INDEX(Table1[Rebate],MATCH(Table1323[[#This Row],[Lamp / Luminaire Category]]&Table1323[[#This Row],[Rebate Category]],Table1[PrescribedSource - Rebate ID],0)),\"\")","v":""},{"$f":"IFERROR(INDEX(Table1[Rebate Unit],MATCH(Table1323[[#This Row],[Lamp / Luminaire Category]]&Table1323[[#This Row],[Rebate Category]],Table1[PrescribedSource - Rebate ID],0)),\"\")","v":""},null,{"$f":"IFERROR(IF(Table1323[[#This Row],[Lamp / Luminaire Category]]=\"No eligible rebate\",\"no rebate\",INDEX(Table1[Retrofit W],MATCH(Table1323[[#This Row],[Lamp / Luminaire Category]]&Table1323[[#This Row],[Rebate Category]],Table1[PrescribedSource - Rebate ID],0))),\"\")","v":""},null,null,null,{"$f":"IFERROR(INDEX(Table1[Rebate],MATCH(Table1323[[#This Row],[Lamp / Luminaire Category]]&Table1323[[#This Row],[Rebate Category]],Table1[PrescribedSource - Rebate ID],0))*Table1323[[#This Row],[Quantity of luminaires]],0)","v":0},{"$f":"IF(OR(Table1323[[#This Row],[Automatic Controls?]]=\"Fixture integrated Occupancy / Daylight Harvesting sensor\",Table1323[[#This Row],[Automatic Controls?]]=\"Ceiling / wall mounted Occupancy / Daylight Harvesting sensor\",Table1323[[#This Row],[Automatic Controls?]]=\"Timer\"),45*Table1323[[#This Row],[Number of occupancy sensors]],\"\")","v":""},{"$f":"IFERROR(IF(Table1323[[#This Row],[Controls Rebate]]=\"\",0,Table1323[[#This Row],[Controls Rebate]])+Table1323[[#This Row],[Lighting Rebate]],\"\")","v":0},{"$f":"IFERROR(INDEX(Table1[Rebate Savings],MATCH(Table1323[[#This Row],[Lamp / Luminaire Category]]&Table1323[[#This Row],[Rebate Category]],Table1[PrescribedSource - Rebate ID],0))*Table1323[[#This Row],[Quantity of luminaires]]/1000,0)","v":0},{"$f":"IFERROR(Table1323[[#This Row],[Rebate kW Savings]]*IF(Table1323[[#This Row],[Assumed hours from space type]]=\"user defined\",Table1323[[#This Row],[Baseline Operating hours]],Table1323[[#This Row],[Assumed hours from space type]]),0)","v":0},{"$f":"IF(OR(Table1323[[#This Row],[Automatic Controls?]]=\"Fixture integrated occupancy sensor\",Table1323[[#This Row],[Automatic Controls?]]=\"Ceiling / wall mounted occupancy sensor\"),Table1323[[#This Row],[Quantity of luminaires]]*IF(Table1323[[#This Row],[Rebate Category]]<>\"\",INDEX(Table1[Retrofit W],MATCH(Table1323[[#This Row],[Rebate Category]],Table1[BC Hydro Rebate Category],0)),Table1323[[#This Row],[Retrofit W defined by user (no rebate)]])/1000*IF(Table1323[[#This Row],[Assumed hours from space type]]=\"user defined\",Table1323[[#This Row],[Baseline Operating hours]],Table1323[[#This Row],[Assumed hours from space type]])*0.2,0)","v":0},{"$f":"Table1323[[#This Row],[Rebate kWh savings]]+Table1323[[#This Row],[Controls Rebate kWh Savings]]","v":0},{"$f":"IFERROR(IF(Table1323[[#This Row],[Quantity of luminaires]]=\"\",\"\",IF(Table1323[[#This Row],[Lamp / Luminaire Category]]=\"No eligible rebate\",(Table1323[[#This Row],[Baseline W defined by user]]-Table1323[[#This Row],[Retrofit W defined by user (no rebate)]])*Table1323[[#This Row],[Quantity of luminaires]]/1000,(Table1323[[#This Row],[Assumed Baseline W by source]]-Table1323[[#This Row],[LED Luminaire W by rebate]])*Table1323[[#This Row],[Quantity of luminaires]]/1000)),0)","v":""},{"$f":"IFERROR(IF(Table1323[[#This Row],[Lamp / Luminaire Category]]=\"No eligible rebate\",Table1323[[#This Row],[Quantity of luminaires]]*(Table1323[[#This Row],[Baseline W defined by user]]-Table1323[[#This Row],[Retrofit W defined by user (no rebate)]])/1000*IF(Table1323[[#This Row],[Assumed hours from space type]]=\"user defined\",Table1323[[#This Row],[Baseline Operating hours]],Table1323[[#This Row],[Assumed hours from space type]])+Table1323[[#This Row],[Controls Rebate kWh Savings]],Table1323[[#This Row],[Quantity of luminaires]]*(INDEX(Table1[Actual Baseline W],MATCH(Table1323[[#This Row],[Lamp / Luminaire Category]]&Table1323[[#This Row],[Rebate Category]],Table1[PrescribedSource - Rebate ID],0))/1000-Table1323[[#This Row],[LED Luminaire W by rebate]]/1000)*IF(Table1323[[#This Row],[Assumed hours from space type]]=\"user defined\",Table1323[[#This Row],[Baseline Operating hours]],Table1323[[#This Row],[Assumed hours from space type]])+Table1323[[#This Row],[Controls Rebate kWh Savings]]),0)","v":0},{"$f":"IFERROR(IF(Table1323[[#This Row],[Rebate kW Savings]]=0,Table1323[[#This Row],[Demand Savings, kW]],INDEX(Table1[Actual Savings],MATCH(Table1323[[#This Row],[Lamp / Luminaire Category]]&Table1323[[#This Row],[Rebate Category]],Table1[PrescribedSource - Rebate ID],0))*Table1323[[#This Row],[Quantity of luminaires]]/1000),0)","v":""},{"$f":"IFERROR(Table1323[[#This Row],[BC Housing Site kW Savings]]*IF(Table1323[[#This Row],[Assumed hours from space type]]=\"user defined\",Table1323[[#This Row],[Baseline Operating hours]],Table1323[[#This Row],[Assumed hours from space type]])+Table1323[[#This Row],[Controls Rebate kWh Savings]],0)","v":0},{"$f":"IFERROR(IF(Table1323[[#This Row],[Lamp / Luminaire Category]]=\"No eligible rebate\",Table1323[[#This Row],[Lighting Technology]]&\" retrofit with no rebate\",Table1323[[#This Row],[Rebate Category]]),\"\")","v":0},{"$f":"IF(Table1323[[#This Row],[Lamp / Luminaire Category]]=\"No eligible rebate\",1,0)","v":0},{"$f":"IFERROR(IF(IF(Table1323[[#This Row],[Assumed hours from space type]]=\"user defined\",Table1323[[#This Row],[Baseline Operating hours]],Table1323[[#This Row],[Assumed hours from space type]])<3600,0,IF(AND(IF(Table1323[[#This Row],[Assumed hours from space type]]=\"user defined\",Table1323[[#This Row],[Baseline Operating hours]],Table1323[[#This Row],[Assumed hours from space type]])>=3600,OR(Table1323[[#This Row],[Automatic Controls?]]=\"None\",Table1323[[#This Row],[Automatic Controls?]]=\"\")),IF(Table1323[[#This Row],[Lamp / Luminaire Category]]=\"No eligible rebate\",Table1323[[#This Row],[Baseline W defined by user]]-Table1323[[#This Row],[Retrofit W defined by user (no rebate)]],Table1323[[#This Row],[Assumed Baseline W by source]]-Table1323[[#This Row],[LED Luminaire W by rebate]]),IF(AND(IF(Table1323[[#This Row],[Assumed hours from space type]]=\"user defined\",Table1323[[#This Row],[Baseline Operating hours]],Table1323[[#This Row],[Assumed hours from space type]])>=(3600/0.8),OR(Table1323[[#This Row],[Automatic Controls?]]=\"Fixture integrated occupancy sensor\",Table1323[[#This Row],[Automatic Controls?]]=\"Ceiling / wall mounted occupancy sensor\")),IF(Table1323[[#This Row],[Lamp / Luminaire Category]]=\"No eligible rebate\",(Table1323[[#This Row],[Baseline W defined by user]]-Table1323[[#This Row],[Retrofit W defined by user (no rebate)]]),Table1323[[#This Row],[Assumed Baseline W by source]]-Table1323[[#This Row],[LED Luminaire W by rebate]]),IF(AND(IF(Table1323[[#This Row],[Assumed hours from space type]]=\"user defined\",Table1323[[#This Row],[Baseline Operating hours]],Table1323[[#This Row],[Assumed hours from space type]])<(3600/0.8),OR(Table1323[[#This Row],[Automatic Controls?]]=\"Fixture integrated occupancy sensor\",Table1323[[#This Row],[Automatic Controls?]]=\"Ceiling / wall mounted occupancy sensor\")),IF(Table1323[[#This Row],[Lamp / Luminaire Category]]=\"No eligible rebate\",Table1323[[#This Row],[Baseline W defined by user]],Table1323[[#This Row],[Assumed Baseline W by source]])))))*Table1323[[#This Row],[Quantity of luminaires]]/1000,\"\")","v":""},{"$f":"Table1323[[#This Row],[LED lamp/luminaire retrofit part '#]]","v":0},{"$f":"IF(Table1323[[#This Row],[Rebate Unit]]=\"per lamp\",INDEX(Table1[Number of Lamps],MATCH(Table1323[[#This Row],[Lamp / Luminaire Category]]&Table1323[[#This Row],[Rebate Category]],Table1[PrescribedSource - Rebate ID],0)),1)*Table1323[[#This Row],[Quantity of luminaires]]","v":0},{"$f":"IFERROR(IF(Table1323[[#This Row],[Lamp / Luminaire Category]]=\"No eligible rebate\",\"no eligible rebate\",INDEX(Table1[BC Hydro xRM ECM],MATCH(Table1323[[#This Row],[Lamp / Luminaire Category]]&Table1323[[#This Row],[Rebate Category]],Table1[PrescribedSource - Rebate ID],0))),\"\")","v":""}]
[null,{"$f":"IF(Table1323[[#This Row],[Space Type]]=\"\",\"\",\"L-\"&ROW(194:194))","v":""},null,null,null,null,null,null,null,{"$f":"IFERROR(IF(Table1323[[#This Row],[Space Type]]=\"\",\"\",IF(Table1323[[#This Row],[Lamp / Luminaire Category]]=\"No eligible rebate\",\"\",IF(Table1323[[#This Row],[Rebate Category]]=\"\",\"select rebate\",INDEX(Table1[Actual Baseline W],MATCH(Table1323[[#This Row],[Lamp / Luminaire Category]]&Table1323[[#This Row],[Rebate Category]],Table1[PrescribedSource - Rebate ID],0))))),\"\")","v":""},{"$f":"IFERROR(IF(Table1323[[#This Row],[No]]=\"\",\"\",IF(Table1323[[#This Row],[Space Type]]=\"\",\"select Space Type\",IF(Table1323[[#This Row],[Baseline Operating hours]]<>\"\",\"user defined\",INDEX(Table5[Hours],MATCH(Table1323[[#This Row],[Space Type]],Table5[Space Type],0))))),\"\")","v":""},null,{"$f":"IFERROR(INDEX(Table1[Rebate],MATCH(Table1323[[#This Row],[Lamp / Luminaire Category]]&Table1323[[#This Row],[Rebate Category]],Table1[PrescribedSource - Rebate ID],0)),\"\")","v":""},{"$f":"IFERROR(INDEX(Table1[Rebate Unit],MATCH(Table1323[[#This Row],[Lamp / Luminaire Category]]&Table1323[[#This Row],[Rebate Category]],Table1[PrescribedSource - Rebate ID],0)),\"\")","v":""},null,{"$f":"IFERROR(IF(Table1323[[#This Row],[Lamp / Luminaire Category]]=\"No eligible rebate\",\"no rebate\",INDEX(Table1[Retrofit W],MATCH(Table1323[[#This Row],[Lamp / Luminaire Category]]&Table1323[[#This Row],[Rebate Category]],Table1[PrescribedSource - Rebate ID],0))),\"\")","v":""},null,null,null,{"$f":"IFERROR(INDEX(Table1[Rebate],MATCH(Table1323[[#This Row],[Lamp / Luminaire Category]]&Table1323[[#This Row],[Rebate Category]],Table1[PrescribedSource - Rebate ID],0))*Table1323[[#This Row],[Quantity of luminaires]],0)","v":0},{"$f":"IF(OR(Table1323[[#This Row],[Automatic Controls?]]=\"Fixture integrated Occupancy / Daylight Harvesting sensor\",Table1323[[#This Row],[Automatic Controls?]]=\"Ceiling / wall mounted Occupancy / Daylight Harvesting sensor\",Table1323[[#This Row],[Automatic Controls?]]=\"Timer\"),45*Table1323[[#This Row],[Number of occupancy sensors]],\"\")","v":""},{"$f":"IFERROR(IF(Table1323[[#This Row],[Controls Rebate]]=\"\",0,Table1323[[#This Row],[Controls Rebate]])+Table1323[[#This Row],[Lighting Rebate]],\"\")","v":0},{"$f":"IFERROR(INDEX(Table1[Rebate Savings],MATCH(Table1323[[#This Row],[Lamp / Luminaire Category]]&Table1323[[#This Row],[Rebate Category]],Table1[PrescribedSource - Rebate ID],0))*Table1323[[#This Row],[Quantity of luminaires]]/1000,0)","v":0},{"$f":"IFERROR(Table1323[[#This Row],[Rebate kW Savings]]*IF(Table1323[[#This Row],[Assumed hours from space type]]=\"user defined\",Table1323[[#This Row],[Baseline Operating hours]],Table1323[[#This Row],[Assumed hours from space type]]),0)","v":0},{"$f":"IF(OR(Table1323[[#This Row],[Automatic Controls?]]=\"Fixture integrated occupancy sensor\",Table1323[[#This Row],[Automatic Controls?]]=\"Ceiling / wall mounted occupancy sensor\"),Table1323[[#This Row],[Quantity of luminaires]]*IF(Table1323[[#This Row],[Rebate Category]]<>\"\",INDEX(Table1[Retrofit W],MATCH(Table1323[[#This Row],[Rebate Category]],Table1[BC Hydro Rebate Category],0)),Table1323[[#This Row],[Retrofit W defined by user (no rebate)]])/1000*IF(Table1323[[#This Row],[Assumed hours from space type]]=\"user defined\",Table1323[[#This Row],[Baseline Operating hours]],Table1323[[#This Row],[Assumed hours from space type]])*0.2,0)","v":0},{"$f":"Table1323[[#This Row],[Rebate kWh savings]]+Table1323[[#This Row],[Controls Rebate kWh Savings]]","v":0},{"$f":"IFERROR(IF(Table1323[[#This Row],[Quantity of luminaires]]=\"\",\"\",IF(Table1323[[#This Row],[Lamp / Luminaire Category]]=\"No eligible rebate\",(Table1323[[#This Row],[Baseline W defined by user]]-Table1323[[#This Row],[Retrofit W defined by user (no rebate)]])*Table1323[[#This Row],[Quantity of luminaires]]/1000,(Table1323[[#This Row],[Assumed Baseline W by source]]-Table1323[[#This Row],[LED Luminaire W by rebate]])*Table1323[[#This Row],[Quantity of luminaires]]/1000)),0)","v":""},{"$f":"IFERROR(IF(Table1323[[#This Row],[Lamp / Luminaire Category]]=\"No eligible rebate\",Table1323[[#This Row],[Quantity of luminaires]]*(Table1323[[#This Row],[Baseline W defined by user]]-Table1323[[#This Row],[Retrofit W defined by user (no rebate)]])/1000*IF(Table1323[[#This Row],[Assumed hours from space type]]=\"user defined\",Table1323[[#This Row],[Baseline Operating hours]],Table1323[[#This Row],[Assumed hours from space type]])+Table1323[[#This Row],[Controls Rebate kWh Savings]],Table1323[[#This Row],[Quantity of luminaires]]*(INDEX(Table1[Actual Baseline W],MATCH(Table1323[[#This Row],[Lamp / Luminaire Category]]&Table1323[[#This Row],[Rebate Category]],Table1[PrescribedSource - Rebate ID],0))/1000-Table1323[[#This Row],[LED Luminaire W by rebate]]/1000)*IF(Table1323[[#This Row],[Assumed hours from space type]]=\"user defined\",Table1323[[#This Row],[Baseline Operating hours]],Table1323[[#This Row],[Assumed hours from space type]])+Table1323[[#This Row],[Controls Rebate kWh Savings]]),0)","v":0},{"$f":"IFERROR(IF(Table1323[[#This Row],[Rebate kW Savings]]=0,Table1323[[#This Row],[Demand Savings, kW]],INDEX(Table1[Actual Savings],MATCH(Table1323[[#This Row],[Lamp / Luminaire Category]]&Table1323[[#This Row],[Rebate Category]],Table1[PrescribedSource - Rebate ID],0))*Table1323[[#This Row],[Quantity of luminaires]]/1000),0)","v":""},{"$f":"IFERROR(Table1323[[#This Row],[BC Housing Site kW Savings]]*IF(Table1323[[#This Row],[Assumed hours from space type]]=\"user defined\",Table1323[[#This Row],[Baseline Operating hours]],Table1323[[#This Row],[Assumed hours from space type]])+Table1323[[#This Row],[Controls Rebate kWh Savings]],0)","v":0},{"$f":"IFERROR(IF(Table1323[[#This Row],[Lamp / Luminaire Category]]=\"No eligible rebate\",Table1323[[#This Row],[Lighting Technology]]&\" retrofit with no rebate\",Table1323[[#This Row],[Rebate Category]]),\"\")","v":0},{"$f":"IF(Table1323[[#This Row],[Lamp / Luminaire Category]]=\"No eligible rebate\",1,0)","v":0},{"$f":"IFERROR(IF(IF(Table1323[[#This Row],[Assumed hours from space type]]=\"user defined\",Table1323[[#This Row],[Baseline Operating hours]],Table1323[[#This Row],[Assumed hours from space type]])<3600,0,IF(AND(IF(Table1323[[#This Row],[Assumed hours from space type]]=\"user defined\",Table1323[[#This Row],[Baseline Operating hours]],Table1323[[#This Row],[Assumed hours from space type]])>=3600,OR(Table1323[[#This Row],[Automatic Controls?]]=\"None\",Table1323[[#This Row],[Automatic Controls?]]=\"\")),IF(Table1323[[#This Row],[Lamp / Luminaire Category]]=\"No eligible rebate\",Table1323[[#This Row],[Baseline W defined by user]]-Table1323[[#This Row],[Retrofit W defined by user (no rebate)]],Table1323[[#This Row],[Assumed Baseline W by source]]-Table1323[[#This Row],[LED Luminaire W by rebate]]),IF(AND(IF(Table1323[[#This Row],[Assumed hours from space type]]=\"user defined\",Table1323[[#This Row],[Baseline Operating hours]],Table1323[[#This Row],[Assumed hours from space type]])>=(3600/0.8),OR(Table1323[[#This Row],[Automatic Controls?]]=\"Fixture integrated occupancy sensor\",Table1323[[#This Row],[Automatic Controls?]]=\"Ceiling / wall mounted occupancy sensor\")),IF(Table1323[[#This Row],[Lamp / Luminaire Category]]=\"No eligible rebate\",(Table1323[[#This Row],[Baseline W defined by user]]-Table1323[[#This Row],[Retrofit W defined by user (no rebate)]]),Table1323[[#This Row],[Assumed Baseline W by source]]-Table1323[[#This Row],[LED Luminaire W by rebate]]),IF(AND(IF(Table1323[[#This Row],[Assumed hours from space type]]=\"user defined\",Table1323[[#This Row],[Baseline Operating hours]],Table1323[[#This Row],[Assumed hours from space type]])<(3600/0.8),OR(Table1323[[#This Row],[Automatic Controls?]]=\"Fixture integrated occupancy sensor\",Table1323[[#This Row],[Automatic Controls?]]=\"Ceiling / wall mounted occupancy sensor\")),IF(Table1323[[#This Row],[Lamp / Luminaire Category]]=\"No eligible rebate\",Table1323[[#This Row],[Baseline W defined by user]],Table1323[[#This Row],[Assumed Baseline W by source]])))))*Table1323[[#This Row],[Quantity of luminaires]]/1000,\"\")","v":""},{"$f":"Table1323[[#This Row],[LED lamp/luminaire retrofit part '#]]","v":0},{"$f":"IF(Table1323[[#This Row],[Rebate Unit]]=\"per lamp\",INDEX(Table1[Number of Lamps],MATCH(Table1323[[#This Row],[Lamp / Luminaire Category]]&Table1323[[#This Row],[Rebate Category]],Table1[PrescribedSource - Rebate ID],0)),1)*Table1323[[#This Row],[Quantity of luminaires]]","v":0},{"$f":"IFERROR(IF(Table1323[[#This Row],[Lamp / Luminaire Category]]=\"No eligible rebate\",\"no eligible rebate\",INDEX(Table1[BC Hydro xRM ECM],MATCH(Table1323[[#This Row],[Lamp / Luminaire Category]]&Table1323[[#This Row],[Rebate Category]],Table1[PrescribedSource - Rebate ID],0))),\"\")","v":""}]
[null,{"$f":"IF(Table1323[[#This Row],[Space Type]]=\"\",\"\",\"L-\"&ROW(195:195))","v":""},null,null,null,null,null,null,null,{"$f":"IFERROR(IF(Table1323[[#This Row],[Space Type]]=\"\",\"\",IF(Table1323[[#This Row],[Lamp / Luminaire Category]]=\"No eligible rebate\",\"\",IF(Table1323[[#This Row],[Rebate Category]]=\"\",\"select rebate\",INDEX(Table1[Actual Baseline W],MATCH(Table1323[[#This Row],[Lamp / Luminaire Category]]&Table1323[[#This Row],[Rebate Category]],Table1[PrescribedSource - Rebate ID],0))))),\"\")","v":""},{"$f":"IFERROR(IF(Table1323[[#This Row],[No]]=\"\",\"\",IF(Table1323[[#This Row],[Space Type]]=\"\",\"select Space Type\",IF(Table1323[[#This Row],[Baseline Operating hours]]<>\"\",\"user defined\",INDEX(Table5[Hours],MATCH(Table1323[[#This Row],[Space Type]],Table5[Space Type],0))))),\"\")","v":""},null,{"$f":"IFERROR(INDEX(Table1[Rebate],MATCH(Table1323[[#This Row],[Lamp / Luminaire Category]]&Table1323[[#This Row],[Rebate Category]],Table1[PrescribedSource - Rebate ID],0)),\"\")","v":""},{"$f":"IFERROR(INDEX(Table1[Rebate Unit],MATCH(Table1323[[#This Row],[Lamp / Luminaire Category]]&Table1323[[#This Row],[Rebate Category]],Table1[PrescribedSource - Rebate ID],0)),\"\")","v":""},null,{"$f":"IFERROR(IF(Table1323[[#This Row],[Lamp / Luminaire Category]]=\"No eligible rebate\",\"no rebate\",INDEX(Table1[Retrofit W],MATCH(Table1323[[#This Row],[Lamp / Luminaire Category]]&Table1323[[#This Row],[Rebate Category]],Table1[PrescribedSource - Rebate ID],0))),\"\")","v":""},null,null,null,{"$f":"IFERROR(INDEX(Table1[Rebate],MATCH(Table1323[[#This Row],[Lamp / Luminaire Category]]&Table1323[[#This Row],[Rebate Category]],Table1[PrescribedSource - Rebate ID],0))*Table1323[[#This Row],[Quantity of luminaires]],0)","v":0},{"$f":"IF(OR(Table1323[[#This Row],[Automatic Controls?]]=\"Fixture integrated Occupancy / Daylight Harvesting sensor\",Table1323[[#This Row],[Automatic Controls?]]=\"Ceiling / wall mounted Occupancy / Daylight Harvesting sensor\",Table1323[[#This Row],[Automatic Controls?]]=\"Timer\"),45*Table1323[[#This Row],[Number of occupancy sensors]],\"\")","v":""},{"$f":"IFERROR(IF(Table1323[[#This Row],[Controls Rebate]]=\"\",0,Table1323[[#This Row],[Controls Rebate]])+Table1323[[#This Row],[Lighting Rebate]],\"\")","v":0},{"$f":"IFERROR(INDEX(Table1[Rebate Savings],MATCH(Table1323[[#This Row],[Lamp / Luminaire Category]]&Table1323[[#This Row],[Rebate Category]],Table1[PrescribedSource - Rebate ID],0))*Table1323[[#This Row],[Quantity of luminaires]]/1000,0)","v":0},{"$f":"IFERROR(Table1323[[#This Row],[Rebate kW Savings]]*IF(Table1323[[#This Row],[Assumed hours from space type]]=\"user defined\",Table1323[[#This Row],[Baseline Operating hours]],Table1323[[#This Row],[Assumed hours from space type]]),0)","v":0},{"$f":"IF(OR(Table1323[[#This Row],[Automatic Controls?]]=\"Fixture integrated occupancy sensor\",Table1323[[#This Row],[Automatic Controls?]]=\"Ceiling / wall mounted occupancy sensor\"),Table1323[[#This Row],[Quantity of luminaires]]*IF(Table1323[[#This Row],[Rebate Category]]<>\"\",INDEX(Table1[Retrofit W],MATCH(Table1323[[#This Row],[Rebate Category]],Table1[BC Hydro Rebate Category],0)),Table1323[[#This Row],[Retrofit W defined by user (no rebate)]])/1000*IF(Table1323[[#This Row],[Assumed hours from space type]]=\"user defined\",Table1323[[#This Row],[Baseline Operating hours]],Table1323[[#This Row],[Assumed hours from space type]])*0.2,0)","v":0},{"$f":"Table1323[[#This Row],[Rebate kWh savings]]+Table1323[[#This Row],[Controls Rebate kWh Savings]]","v":0},{"$f":"IFERROR(IF(Table1323[[#This Row],[Quantity of luminaires]]=\"\",\"\",IF(Table1323[[#This Row],[Lamp / Luminaire Category]]=\"No eligible rebate\",(Table1323[[#This Row],[Baseline W defined by user]]-Table1323[[#This Row],[Retrofit W defined by user (no rebate)]])*Table1323[[#This Row],[Quantity of luminaires]]/1000,(Table1323[[#This Row],[Assumed Baseline W by source]]-Table1323[[#This Row],[LED Luminaire W by rebate]])*Table1323[[#This Row],[Quantity of luminaires]]/1000)),0)","v":""},{"$f":"IFERROR(IF(Table1323[[#This Row],[Lamp / Luminaire Category]]=\"No eligible rebate\",Table1323[[#This Row],[Quantity of luminaires]]*(Table1323[[#This Row],[Baseline W defined by user]]-Table1323[[#This Row],[Retrofit W defined by user (no rebate)]])/1000*IF(Table1323[[#This Row],[Assumed hours from space type]]=\"user defined\",Table1323[[#This Row],[Baseline Operating hours]],Table1323[[#This Row],[Assumed hours from space type]])+Table1323[[#This Row],[Controls Rebate kWh Savings]],Table1323[[#This Row],[Quantity of luminaires]]*(INDEX(Table1[Actual Baseline W],MATCH(Table1323[[#This Row],[Lamp / Luminaire Category]]&Table1323[[#This Row],[Rebate Category]],Table1[PrescribedSource - Rebate ID],0))/1000-Table1323[[#This Row],[LED Luminaire W by rebate]]/1000)*IF(Table1323[[#This Row],[Assumed hours from space type]]=\"user defined\",Table1323[[#This Row],[Baseline Operating hours]],Table1323[[#This Row],[Assumed hours from space type]])+Table1323[[#This Row],[Controls Rebate kWh Savings]]),0)","v":0},{"$f":"IFERROR(IF(Table1323[[#This Row],[Rebate kW Savings]]=0,Table1323[[#This Row],[Demand Savings, kW]],INDEX(Table1[Actual Savings],MATCH(Table1323[[#This Row],[Lamp / Luminaire Category]]&Table1323[[#This Row],[Rebate Category]],Table1[PrescribedSource - Rebate ID],0))*Table1323[[#This Row],[Quantity of luminaires]]/1000),0)","v":""},{"$f":"IFERROR(Table1323[[#This Row],[BC Housing Site kW Savings]]*IF(Table1323[[#This Row],[Assumed hours from space type]]=\"user defined\",Table1323[[#This Row],[Baseline Operating hours]],Table1323[[#This Row],[Assumed hours from space type]])+Table1323[[#This Row],[Controls Rebate kWh Savings]],0)","v":0},{"$f":"IFERROR(IF(Table1323[[#This Row],[Lamp / Luminaire Category]]=\"No eligible rebate\",Table1323[[#This Row],[Lighting Technology]]&\" retrofit with no rebate\",Table1323[[#This Row],[Rebate Category]]),\"\")","v":0},{"$f":"IF(Table1323[[#This Row],[Lamp / Luminaire Category]]=\"No eligible rebate\",1,0)","v":0},{"$f":"IFERROR(IF(IF(Table1323[[#This Row],[Assumed hours from space type]]=\"user defined\",Table1323[[#This Row],[Baseline Operating hours]],Table1323[[#This Row],[Assumed hours from space type]])<3600,0,IF(AND(IF(Table1323[[#This Row],[Assumed hours from space type]]=\"user defined\",Table1323[[#This Row],[Baseline Operating hours]],Table1323[[#This Row],[Assumed hours from space type]])>=3600,OR(Table1323[[#This Row],[Automatic Controls?]]=\"None\",Table1323[[#This Row],[Automatic Controls?]]=\"\")),IF(Table1323[[#This Row],[Lamp / Luminaire Category]]=\"No eligible rebate\",Table1323[[#This Row],[Baseline W defined by user]]-Table1323[[#This Row],[Retrofit W defined by user (no rebate)]],Table1323[[#This Row],[Assumed Baseline W by source]]-Table1323[[#This Row],[LED Luminaire W by rebate]]),IF(AND(IF(Table1323[[#This Row],[Assumed hours from space type]]=\"user defined\",Table1323[[#This Row],[Baseline Operating hours]],Table1323[[#This Row],[Assumed hours from space type]])>=(3600/0.8),OR(Table1323[[#This Row],[Automatic Controls?]]=\"Fixture integrated occupancy sensor\",Table1323[[#This Row],[Automatic Controls?]]=\"Ceiling / wall mounted occupancy sensor\")),IF(Table1323[[#This Row],[Lamp / Luminaire Category]]=\"No eligible rebate\",(Table1323[[#This Row],[Baseline W defined by user]]-Table1323[[#This Row],[Retrofit W defined by user (no rebate)]]),Table1323[[#This Row],[Assumed Baseline W by source]]-Table1323[[#This Row],[LED Luminaire W by rebate]]),IF(AND(IF(Table1323[[#This Row],[Assumed hours from space type]]=\"user defined\",Table1323[[#This Row],[Baseline Operating hours]],Table1323[[#This Row],[Assumed hours from space type]])<(3600/0.8),OR(Table1323[[#This Row],[Automatic Controls?]]=\"Fixture integrated occupancy sensor\",Table1323[[#This Row],[Automatic Controls?]]=\"Ceiling / wall mounted occupancy sensor\")),IF(Table1323[[#This Row],[Lamp / Luminaire Category]]=\"No eligible rebate\",Table1323[[#This Row],[Baseline W defined by user]],Table1323[[#This Row],[Assumed Baseline W by source]])))))*Table1323[[#This Row],[Quantity of luminaires]]/1000,\"\")","v":""},{"$f":"Table1323[[#This Row],[LED lamp/luminaire retrofit part '#]]","v":0},{"$f":"IF(Table1323[[#This Row],[Rebate Unit]]=\"per lamp\",INDEX(Table1[Number of Lamps],MATCH(Table1323[[#This Row],[Lamp / Luminaire Category]]&Table1323[[#This Row],[Rebate Category]],Table1[PrescribedSource - Rebate ID],0)),1)*Table1323[[#This Row],[Quantity of luminaires]]","v":0},{"$f":"IFERROR(IF(Table1323[[#This Row],[Lamp / Luminaire Category]]=\"No eligible rebate\",\"no eligible rebate\",INDEX(Table1[BC Hydro xRM ECM],MATCH(Table1323[[#This Row],[Lamp / Luminaire Category]]&Table1323[[#This Row],[Rebate Category]],Table1[PrescribedSource - Rebate ID],0))),\"\")","v":""}]
[null,{"$f":"IF(Table1323[[#This Row],[Space Type]]=\"\",\"\",\"L-\"&ROW(196:196))","v":""},null,null,null,null,null,null,null,{"$f":"IFERROR(IF(Table1323[[#This Row],[Space Type]]=\"\",\"\",IF(Table1323[[#This Row],[Lamp / Luminaire Category]]=\"No eligible rebate\",\"\",IF(Table1323[[#This Row],[Rebate Category]]=\"\",\"select rebate\",INDEX(Table1[Actual Baseline W],MATCH(Table1323[[#This Row],[Lamp / Luminaire Category]]&Table1323[[#This Row],[Rebate Category]],Table1[PrescribedSource - Rebate ID],0))))),\"\")","v":""},{"$f":"IFERROR(IF(Table1323[[#This Row],[No]]=\"\",\"\",IF(Table1323[[#This Row],[Space Type]]=\"\",\"select Space Type\",IF(Table1323[[#This Row],[Baseline Operating hours]]<>\"\",\"user defined\",INDEX(Table5[Hours],MATCH(Table1323[[#This Row],[Space Type]],Table5[Space Type],0))))),\"\")","v":""},null,{"$f":"IFERROR(INDEX(Table1[Rebate],MATCH(Table1323[[#This Row],[Lamp / Luminaire Category]]&Table1323[[#This Row],[Rebate Category]],Table1[PrescribedSource - Rebate ID],0)),\"\")","v":""},{"$f":"IFERROR(INDEX(Table1[Rebate Unit],MATCH(Table1323[[#This Row],[Lamp / Luminaire Category]]&Table1323[[#This Row],[Rebate Category]],Table1[PrescribedSource - Rebate ID],0)),\"\")","v":""},null,{"$f":"IFERROR(IF(Table1323[[#This Row],[Lamp / Luminaire Category]]=\"No eligible rebate\",\"no rebate\",INDEX(Table1[Retrofit W],MATCH(Table1323[[#This Row],[Lamp / Luminaire Category]]&Table1323[[#This Row],[Rebate Category]],Table1[PrescribedSource - Rebate ID],0))),\"\")","v":""},null,null,null,{"$f":"IFERROR(INDEX(Table1[Rebate],MATCH(Table1323[[#This Row],[Lamp / Luminaire Category]]&Table1323[[#This Row],[Rebate Category]],Table1[PrescribedSource - Rebate ID],0))*Table1323[[#This Row],[Quantity of luminaires]],0)","v":0},{"$f":"IF(OR(Table1323[[#This Row],[Automatic Controls?]]=\"Fixture integrated Occupancy / Daylight Harvesting sensor\",Table1323[[#This Row],[Automatic Controls?]]=\"Ceiling / wall mounted Occupancy / Daylight Harvesting sensor\",Table1323[[#This Row],[Automatic Controls?]]=\"Timer\"),45*Table1323[[#This Row],[Number of occupancy sensors]],\"\")","v":""},{"$f":"IFERROR(IF(Table1323[[#This Row],[Controls Rebate]]=\"\",0,Table1323[[#This Row],[Controls Rebate]])+Table1323[[#This Row],[Lighting Rebate]],\"\")","v":0},{"$f":"IFERROR(INDEX(Table1[Rebate Savings],MATCH(Table1323[[#This Row],[Lamp / Luminaire Category]]&Table1323[[#This Row],[Rebate Category]],Table1[PrescribedSource - Rebate ID],0))*Table1323[[#This Row],[Quantity of luminaires]]/1000,0)","v":0},{"$f":"IFERROR(Table1323[[#This Row],[Rebate kW Savings]]*IF(Table1323[[#This Row],[Assumed hours from space type]]=\"user defined\",Table1323[[#This Row],[Baseline Operating hours]],Table1323[[#This Row],[Assumed hours from space type]]),0)","v":0},{"$f":"IF(OR(Table1323[[#This Row],[Automatic Controls?]]=\"Fixture integrated occupancy sensor\",Table1323[[#This Row],[Automatic Controls?]]=\"Ceiling / wall mounted occupancy sensor\"),Table1323[[#This Row],[Quantity of luminaires]]*IF(Table1323[[#This Row],[Rebate Category]]<>\"\",INDEX(Table1[Retrofit W],MATCH(Table1323[[#This Row],[Rebate Category]],Table1[BC Hydro Rebate Category],0)),Table1323[[#This Row],[Retrofit W defined by user (no rebate)]])/1000*IF(Table1323[[#This Row],[Assumed hours from space type]]=\"user defined\",Table1323[[#This Row],[Baseline Operating hours]],Table1323[[#This Row],[Assumed hours from space type]])*0.2,0)","v":0},{"$f":"Table1323[[#This Row],[Rebate kWh savings]]+Table1323[[#This Row],[Controls Rebate kWh Savings]]","v":0},{"$f":"IFERROR(IF(Table1323[[#This Row],[Quantity of luminaires]]=\"\",\"\",IF(Table1323[[#This Row],[Lamp / Luminaire Category]]=\"No eligible rebate\",(Table1323[[#This Row],[Baseline W defined by user]]-Table1323[[#This Row],[Retrofit W defined by user (no rebate)]])*Table1323[[#This Row],[Quantity of luminaires]]/1000,(Table1323[[#This Row],[Assumed Baseline W by source]]-Table1323[[#This Row],[LED Luminaire W by rebate]])*Table1323[[#This Row],[Quantity of luminaires]]/1000)),0)","v":""},{"$f":"IFERROR(IF(Table1323[[#This Row],[Lamp / Luminaire Category]]=\"No eligible rebate\",Table1323[[#This Row],[Quantity of luminaires]]*(Table1323[[#This Row],[Baseline W defined by user]]-Table1323[[#This Row],[Retrofit W defined by user (no rebate)]])/1000*IF(Table1323[[#This Row],[Assumed hours from space type]]=\"user defined\",Table1323[[#This Row],[Baseline Operating hours]],Table1323[[#This Row],[Assumed hours from space type]])+Table1323[[#This Row],[Controls Rebate kWh Savings]],Table1323[[#This Row],[Quantity of luminaires]]*(INDEX(Table1[Actual Baseline W],MATCH(Table1323[[#This Row],[Lamp / Luminaire Category]]&Table1323[[#This Row],[Rebate Category]],Table1[PrescribedSource - Rebate ID],0))/1000-Table1323[[#This Row],[LED Luminaire W by rebate]]/1000)*IF(Table1323[[#This Row],[Assumed hours from space type]]=\"user defined\",Table1323[[#This Row],[Baseline Operating hours]],Table1323[[#This Row],[Assumed hours from space type]])+Table1323[[#This Row],[Controls Rebate kWh Savings]]),0)","v":0},{"$f":"IFERROR(IF(Table1323[[#This Row],[Rebate kW Savings]]=0,Table1323[[#This Row],[Demand Savings, kW]],INDEX(Table1[Actual Savings],MATCH(Table1323[[#This Row],[Lamp / Luminaire Category]]&Table1323[[#This Row],[Rebate Category]],Table1[PrescribedSource - Rebate ID],0))*Table1323[[#This Row],[Quantity of luminaires]]/1000),0)","v":""},{"$f":"IFERROR(Table1323[[#This Row],[BC Housing Site kW Savings]]*IF(Table1323[[#This Row],[Assumed hours from space type]]=\"user defined\",Table1323[[#This Row],[Baseline Operating hours]],Table1323[[#This Row],[Assumed hours from space type]])+Table1323[[#This Row],[Controls Rebate kWh Savings]],0)","v":0},{"$f":"IFERROR(IF(Table1323[[#This Row],[Lamp / Luminaire Category]]=\"No eligible rebate\",Table1323[[#This Row],[Lighting Technology]]&\" retrofit with no rebate\",Table1323[[#This Row],[Rebate Category]]),\"\")","v":0},{"$f":"IF(Table1323[[#This Row],[Lamp / Luminaire Category]]=\"No eligible rebate\",1,0)","v":0},{"$f":"IFERROR(IF(IF(Table1323[[#This Row],[Assumed hours from space type]]=\"user defined\",Table1323[[#This Row],[Baseline Operating hours]],Table1323[[#This Row],[Assumed hours from space type]])<3600,0,IF(AND(IF(Table1323[[#This Row],[Assumed hours from space type]]=\"user defined\",Table1323[[#This Row],[Baseline Operating hours]],Table1323[[#This Row],[Assumed hours from space type]])>=3600,OR(Table1323[[#This Row],[Automatic Controls?]]=\"None\",Table1323[[#This Row],[Automatic Controls?]]=\"\")),IF(Table1323[[#This Row],[Lamp / Luminaire Category]]=\"No eligible rebate\",Table1323[[#This Row],[Baseline W defined by user]]-Table1323[[#This Row],[Retrofit W defined by user (no rebate)]],Table1323[[#This Row],[Assumed Baseline W by source]]-Table1323[[#This Row],[LED Luminaire W by rebate]]),IF(AND(IF(Table1323[[#This Row],[Assumed hours from space type]]=\"user defined\",Table1323[[#This Row],[Baseline Operating hours]],Table1323[[#This Row],[Assumed hours from space type]])>=(3600/0.8),OR(Table1323[[#This Row],[Automatic Controls?]]=\"Fixture integrated occupancy sensor\",Table1323[[#This Row],[Automatic Controls?]]=\"Ceiling / wall mounted occupancy sensor\")),IF(Table1323[[#This Row],[Lamp / Luminaire Category]]=\"No eligible rebate\",(Table1323[[#This Row],[Baseline W defined by user]]-Table1323[[#This Row],[Retrofit W defined by user (no rebate)]]),Table1323[[#This Row],[Assumed Baseline W by source]]-Table1323[[#This Row],[LED Luminaire W by rebate]]),IF(AND(IF(Table1323[[#This Row],[Assumed hours from space type]]=\"user defined\",Table1323[[#This Row],[Baseline Operating hours]],Table1323[[#This Row],[Assumed hours from space type]])<(3600/0.8),OR(Table1323[[#This Row],[Automatic Controls?]]=\"Fixture integrated occupancy sensor\",Table1323[[#This Row],[Automatic Controls?]]=\"Ceiling / wall mounted occupancy sensor\")),IF(Table1323[[#This Row],[Lamp / Luminaire Category]]=\"No eligible rebate\",Table1323[[#This Row],[Baseline W defined by user]],Table1323[[#This Row],[Assumed Baseline W by source]])))))*Table1323[[#This Row],[Quantity of luminaires]]/1000,\"\")","v":""},{"$f":"Table1323[[#This Row],[LED lamp/luminaire retrofit part '#]]","v":0},{"$f":"IF(Table1323[[#This Row],[Rebate Unit]]=\"per lamp\",INDEX(Table1[Number of Lamps],MATCH(Table1323[[#This Row],[Lamp / Luminaire Category]]&Table1323[[#This Row],[Rebate Category]],Table1[PrescribedSource - Rebate ID],0)),1)*Table1323[[#This Row],[Quantity of luminaires]]","v":0},{"$f":"IFERROR(IF(Table1323[[#This Row],[Lamp / Luminaire Category]]=\"No eligible rebate\",\"no eligible rebate\",INDEX(Table1[BC Hydro xRM ECM],MATCH(Table1323[[#This Row],[Lamp / Luminaire Category]]&Table1323[[#This Row],[Rebate Category]],Table1[PrescribedSource - Rebate ID],0))),\"\")","v":""}]
[null,{"$f":"IF(Table1323[[#This Row],[Space Type]]=\"\",\"\",\"L-\"&ROW(247:247))","v":""},null,null,null,null,null,null,null,{"$f":"IFERROR(IF(Table1323[[#This Row],[Space Type]]=\"\",\"\",IF(Table1323[[#This Row],[Lamp / Luminaire Category]]=\"No eligible rebate\",\"\",IF(Table1323[[#This Row],[Rebate Category]]=\"\",\"select rebate\",INDEX(Table1[Actual Baseline W],MATCH(Table1323[[#This Row],[Lamp / Luminaire Category]]&Table1323[[#This Row],[Rebate Category]],Table1[PrescribedSource - Rebate ID],0))))),\"\")","v":""},{"$f":"IFERROR(IF(Table1323[[#This Row],[No]]=\"\",\"\",IF(Table1323[[#This Row],[Space Type]]=\"\",\"select Space Type\",IF(Table1323[[#This Row],[Baseline Operating hours]]<>\"\",\"user defined\",INDEX(Table5[Hours],MATCH(Table1323[[#This Row],[Space Type]],Table5[Space Type],0))))),\"\")","v":""},null,{"$f":"IFERROR(INDEX(Table1[Rebate],MATCH(Table1323[[#This Row],[Lamp / Luminaire Category]]&Table1323[[#This Row],[Rebate Category]],Table1[PrescribedSource - Rebate ID],0)),\"\")","v":""},{"$f":"IFERROR(INDEX(Table1[Rebate Unit],MATCH(Table1323[[#This Row],[Lamp / Luminaire Category]]&Table1323[[#This Row],[Rebate Category]],Table1[PrescribedSource - Rebate ID],0)),\"\")","v":""},null,{"$f":"IFERROR(IF(Table1323[[#This Row],[Lamp / Luminaire Category]]=\"No eligible rebate\",\"no rebate\",INDEX(Table1[Retrofit W],MATCH(Table1323[[#This Row],[Lamp / Luminaire Category]]&Table1323[[#This Row],[Rebate Category]],Table1[PrescribedSource - Rebate ID],0))),\"\")","v":""},null,null,null,{"$f":"IFERROR(INDEX(Table1[Rebate],MATCH(Table1323[[#This Row],[Lamp / Luminaire Category]]&Table1323[[#This Row],[Rebate Category]],Table1[PrescribedSource - Rebate ID],0))*Table1323[[#This Row],[Quantity of luminaires]],0)","v":0},{"$f":"IF(OR(Table1323[[#This Row],[Automatic Controls?]]=\"Fixture integrated Occupancy / Daylight Harvesting sensor\",Table1323[[#This Row],[Automatic Controls?]]=\"Ceiling / wall mounted Occupancy / Daylight Harvesting sensor\",Table1323[[#This Row],[Automatic Controls?]]=\"Timer\"),45*Table1323[[#This Row],[Number of occupancy sensors]],\"\")","v":""},{"$f":"IFERROR(IF(Table1323[[#This Row],[Controls Rebate]]=\"\",0,Table1323[[#This Row],[Controls Rebate]])+Table1323[[#This Row],[Lighting Rebate]],\"\")","v":0},{"$f":"IFERROR(INDEX(Table1[Rebate Savings],MATCH(Table1323[[#This Row],[Lamp / Luminaire Category]]&Table1323[[#This Row],[Rebate Category]],Table1[PrescribedSource - Rebate ID],0))*Table1323[[#This Row],[Quantity of luminaires]]/1000,0)","v":0},{"$f":"IFERROR(Table1323[[#This Row],[Rebate kW Savings]]*IF(Table1323[[#This Row],[Assumed hours from space type]]=\"user defined\",Table1323[[#This Row],[Baseline Operating hours]],Table1323[[#This Row],[Assumed hours from space type]]),0)","v":0},{"$f":"IF(OR(Table1323[[#This Row],[Automatic Controls?]]=\"Fixture integrated occupancy sensor\",Table1323[[#This Row],[Automatic Controls?]]=\"Ceiling / wall mounted occupancy sensor\"),Table1323[[#This Row],[Quantity of luminaires]]*IF(Table1323[[#This Row],[Rebate Category]]<>\"\",INDEX(Table1[Retrofit W],MATCH(Table1323[[#This Row],[Rebate Category]],Table1[BC Hydro Rebate Category],0)),Table1323[[#This Row],[Retrofit W defined by user (no rebate)]])/1000*IF(Table1323[[#This Row],[Assumed hours from space type]]=\"user defined\",Table1323[[#This Row],[Baseline Operating hours]],Table1323[[#This Row],[Assumed hours from space type]])*0.2,0)","v":0},{"$f":"Table1323[[#This Row],[Rebate kWh savings]]+Table1323[[#This Row],[Controls Rebate kWh Savings]]","v":0},{"$f":"IFERROR(IF(Table1323[[#This Row],[Quantity of luminaires]]=\"\",\"\",IF(Table1323[[#This Row],[Lamp / Luminaire Category]]=\"No eligible rebate\",(Table1323[[#This Row],[Baseline W defined by user]]-Table1323[[#This Row],[Retrofit W defined by user (no rebate)]])*Table1323[[#This Row],[Quantity of luminaires]]/1000,(Table1323[[#This Row],[Assumed Baseline W by source]]-Table1323[[#This Row],[LED Luminaire W by rebate]])*Table1323[[#This Row],[Quantity of luminaires]]/1000)),0)","v":""},{"$f":"IFERROR(IF(Table1323[[#This Row],[Lamp / Luminaire Category]]=\"No eligible rebate\",Table1323[[#This Row],[Quantity of luminaires]]*(Table1323[[#This Row],[Baseline W defined by user]]-Table1323[[#This Row],[Retrofit W defined by user (no rebate)]])/1000*IF(Table1323[[#This Row],[Assumed hours from space type]]=\"user defined\",Table1323[[#This Row],[Baseline Operating hours]],Table1323[[#This Row],[Assumed hours from space type]])+Table1323[[#This Row],[Controls Rebate kWh Savings]],Table1323[[#This Row],[Quantity of luminaires]]*(INDEX(Table1[Actual Baseline W],MATCH(Table1323[[#This Row],[Lamp / Luminaire Category]]&Table1323[[#This Row],[Rebate Category]],Table1[PrescribedSource - Rebate ID],0))/1000-Table1323[[#This Row],[LED Luminaire W by rebate]]/1000)*IF(Table1323[[#This Row],[Assumed hours from space type]]=\"user defined\",Table1323[[#This Row],[Baseline Operating hours]],Table1323[[#This Row],[Assumed hours from space type]])+Table1323[[#This Row],[Controls Rebate kWh Savings]]),0)","v":0},{"$f":"IFERROR(IF(Table1323[[#This Row],[Rebate kW Savings]]=0,Table1323[[#This Row],[Demand Savings, kW]],INDEX(Table1[Actual Savings],MATCH(Table1323[[#This Row],[Lamp / Luminaire Category]]&Table1323[[#This Row],[Rebate Category]],Table1[PrescribedSource - Rebate ID],0))*Table1323[[#This Row],[Quantity of luminaires]]/1000),0)","v":""},{"$f":"IFERROR(Table1323[[#This Row],[BC Housing Site kW Savings]]*IF(Table1323[[#This Row],[Assumed hours from space type]]=\"user defined\",Table1323[[#This Row],[Baseline Operating hours]],Table1323[[#This Row],[Assumed hours from space type]])+Table1323[[#This Row],[Controls Rebate kWh Savings]],0)","v":0},{"$f":"IFERROR(IF(Table1323[[#This Row],[Lamp / Luminaire Category]]=\"No eligible rebate\",Table1323[[#This Row],[Lighting Technology]]&\" retrofit with no rebate\",Table1323[[#This Row],[Rebate Category]]),\"\")","v":0},{"$f":"IF(Table1323[[#This Row],[Lamp / Luminaire Category]]=\"No eligible rebate\",1,0)","v":0},{"$f":"IFERROR(IF(IF(Table1323[[#This Row],[Assumed hours from space type]]=\"user defined\",Table1323[[#This Row],[Baseline Operating hours]],Table1323[[#This Row],[Assumed hours from space type]])<3600,0,IF(AND(IF(Table1323[[#This Row],[Assumed hours from space type]]=\"user defined\",Table1323[[#This Row],[Baseline Operating hours]],Table1323[[#This Row],[Assumed hours from space type]])>=3600,OR(Table1323[[#This Row],[Automatic Controls?]]=\"None\",Table1323[[#This Row],[Automatic Controls?]]=\"\")),IF(Table1323[[#This Row],[Lamp / Luminaire Category]]=\"No eligible rebate\",Table1323[[#This Row],[Baseline W defined by user]]-Table1323[[#This Row],[Retrofit W defined by user (no rebate)]],Table1323[[#This Row],[Assumed Baseline W by source]]-Table1323[[#This Row],[LED Luminaire W by rebate]]),IF(AND(IF(Table1323[[#This Row],[Assumed hours from space type]]=\"user defined\",Table1323[[#This Row],[Baseline Operating hours]],Table1323[[#This Row],[Assumed hours from space type]])>=(3600/0.8),OR(Table1323[[#This Row],[Automatic Controls?]]=\"Fixture integrated occupancy sensor\",Table1323[[#This Row],[Automatic Controls?]]=\"Ceiling / wall mounted occupancy sensor\")),IF(Table1323[[#This Row],[Lamp / Luminaire Category]]=\"No eligible rebate\",(Table1323[[#This Row],[Baseline W defined by user]]-Table1323[[#This Row],[Retrofit W defined by user (no rebate)]]),Table1323[[#This Row],[Assumed Baseline W by source]]-Table1323[[#This Row],[LED Luminaire W by rebate]]),IF(AND(IF(Table1323[[#This Row],[Assumed hours from space type]]=\"user defined\",Table1323[[#This Row],[Baseline Operating hours]],Table1323[[#This Row],[Assumed hours from space type]])<(3600/0.8),OR(Table1323[[#This Row],[Automatic Controls?]]=\"Fixture integrated occupancy sensor\",Table1323[[#This Row],[Automatic Controls?]]=\"Ceiling / wall mounted occupancy sensor\")),IF(Table1323[[#This Row],[Lamp / Luminaire Category]]=\"No eligible rebate\",Table1323[[#This Row],[Baseline W defined by user]],Table1323[[#This Row],[Assumed Baseline W by source]])))))*Table1323[[#This Row],[Quantity of luminaires]]/1000,\"\")","v":""},{"$f":"Table1323[[#This Row],[LED lamp/luminaire retrofit part '#]]","v":0},{"$f":"IF(Table1323[[#This Row],[Rebate Unit]]=\"per lamp\",INDEX(Table1[Number of Lamps],MATCH(Table1323[[#This Row],[Lamp / Luminaire Category]]&Table1323[[#This Row],[Rebate Category]],Table1[PrescribedSource - Rebate ID],0)),1)*Table1323[[#This Row],[Quantity of luminaires]]","v":0},{"$f":"IFERROR(IF(Table1323[[#This Row],[Lamp / Luminaire Category]]=\"No eligible rebate\",\"no eligible rebate\",INDEX(Table1[BC Hydro xRM ECM],MATCH(Table1323[[#This Row],[Lamp / Luminaire Category]]&Table1323[[#This Row],[Rebate Category]],Table1[PrescribedSource - Rebate ID],0))),\"\")","v":""}]
[null,{"$f":"IF(Table1323[[#This Row],[Space Type]]=\"\",\"\",\"L-\"&ROW(248:248))","v":""},null,null,null,null,null,null,null,{"$f":"IFERROR(IF(Table1323[[#This Row],[Space Type]]=\"\",\"\",IF(Table1323[[#This Row],[Lamp / Luminaire Category]]=\"No eligible rebate\",\"\",IF(Table1323[[#This Row],[Rebate Category]]=\"\",\"select rebate\",INDEX(Table1[Actual Baseline W],MATCH(Table1323[[#This Row],[Lamp / Luminaire Category]]&Table1323[[#This Row],[Rebate Category]],Table1[PrescribedSource - Rebate ID],0))))),\"\")","v":""},{"$f":"IFERROR(IF(Table1323[[#This Row],[No]]=\"\",\"\",IF(Table1323[[#This Row],[Space Type]]=\"\",\"select Space Type\",IF(Table1323[[#This Row],[Baseline Operating hours]]<>\"\",\"user defined\",INDEX(Table5[Hours],MATCH(Table1323[[#This Row],[Space Type]],Table5[Space Type],0))))),\"\")","v":""},null,{"$f":"IFERROR(INDEX(Table1[Rebate],MATCH(Table1323[[#This Row],[Lamp / Luminaire Category]]&Table1323[[#This Row],[Rebate Category]],Table1[PrescribedSource - Rebate ID],0)),\"\")","v":""},{"$f":"IFERROR(INDEX(Table1[Rebate Unit],MATCH(Table1323[[#This Row],[Lamp / Luminaire Category]]&Table1323[[#This Row],[Rebate Category]],Table1[PrescribedSource - Rebate ID],0)),\"\")","v":""},null,{"$f":"IFERROR(IF(Table1323[[#This Row],[Lamp / Luminaire Category]]=\"No eligible rebate\",\"no rebate\",INDEX(Table1[Retrofit W],MATCH(Table1323[[#This Row],[Lamp / Luminaire Category]]&Table1323[[#This Row],[Rebate Category]],Table1[PrescribedSource - Rebate ID],0))),\"\")","v":""},null,null,null,{"$f":"IFERROR(INDEX(Table1[Rebate],MATCH(Table1323[[#This Row],[Lamp / Luminaire Category]]&Table1323[[#This Row],[Rebate Category]],Table1[PrescribedSource - Rebate ID],0))*Table1323[[#This Row],[Quantity of luminaires]],0)","v":0},{"$f":"IF(OR(Table1323[[#This Row],[Automatic Controls?]]=\"Fixture integrated Occupancy / Daylight Harvesting sensor\",Table1323[[#This Row],[Automatic Controls?]]=\"Ceiling / wall mounted Occupancy / Daylight Harvesting sensor\",Table1323[[#This Row],[Automatic Controls?]]=\"Timer\"),45*Table1323[[#This Row],[Number of occupancy sensors]],\"\")","v":""},{"$f":"IFERROR(IF(Table1323[[#This Row],[Controls Rebate]]=\"\",0,Table1323[[#This Row],[Controls Rebate]])+Table1323[[#This Row],[Lighting Rebate]],\"\")","v":0},{"$f":"IFERROR(INDEX(Table1[Rebate Savings],MATCH(Table1323[[#This Row],[Lamp / Luminaire Category]]&Table1323[[#This Row],[Rebate Category]],Table1[PrescribedSource - Rebate ID],0))*Table1323[[#This Row],[Quantity of luminaires]]/1000,0)","v":0},{"$f":"IFERROR(Table1323[[#This Row],[Rebate kW Savings]]*IF(Table1323[[#This Row],[Assumed hours from space type]]=\"user defined\",Table1323[[#This Row],[Baseline Operating hours]],Table1323[[#This Row],[Assumed hours from space type]]),0)","v":0},{"$f":"IF(OR(Table1323[[#This Row],[Automatic Controls?]]=\"Fixture integrated occupancy sensor\",Table1323[[#This Row],[Automatic Controls?]]=\"Ceiling / wall mounted occupancy sensor\"),Table1323[[#This Row],[Quantity of luminaires]]*IF(Table1323[[#This Row],[Rebate Category]]<>\"\",INDEX(Table1[Retrofit W],MATCH(Table1323[[#This Row],[Rebate Category]],Table1[BC Hydro Rebate Category],0)),Table1323[[#This Row],[Retrofit W defined by user (no rebate)]])/1000*IF(Table1323[[#This Row],[Assumed hours from space type]]=\"user defined\",Table1323[[#This Row],[Baseline Operating hours]],Table1323[[#This Row],[Assumed hours from space type]])*0.2,0)","v":0},{"$f":"Table1323[[#This Row],[Rebate kWh savings]]+Table1323[[#This Row],[Controls Rebate kWh Savings]]","v":0},{"$f":"IFERROR(IF(Table1323[[#This Row],[Quantity of luminaires]]=\"\",\"\",IF(Table1323[[#This Row],[Lamp / Luminaire Category]]=\"No eligible rebate\",(Table1323[[#This Row],[Baseline W defined by user]]-Table1323[[#This Row],[Retrofit W defined by user (no rebate)]])*Table1323[[#This Row],[Quantity of luminaires]]/1000,(Table1323[[#This Row],[Assumed Baseline W by source]]-Table1323[[#This Row],[LED Luminaire W by rebate]])*Table1323[[#This Row],[Quantity of luminaires]]/1000)),0)","v":""},{"$f":"IFERROR(IF(Table1323[[#This Row],[Lamp / Luminaire Category]]=\"No eligible rebate\",Table1323[[#This Row],[Quantity of luminaires]]*(Table1323[[#This Row],[Baseline W defined by user]]-Table1323[[#This Row],[Retrofit W defined by user (no rebate)]])/1000*IF(Table1323[[#This Row],[Assumed hours from space type]]=\"user defined\",Table1323[[#This Row],[Baseline Operating hours]],Table1323[[#This Row],[Assumed hours from space type]])+Table1323[[#This Row],[Controls Rebate kWh Savings]],Table1323[[#This Row],[Quantity of luminaires]]*(INDEX(Table1[Actual Baseline W],MATCH(Table1323[[#This Row],[Lamp / Luminaire Category]]&Table1323[[#This Row],[Rebate Category]],Table1[PrescribedSource - Rebate ID],0))/1000-Table1323[[#This Row],[LED Luminaire W by rebate]]/1000)*IF(Table1323[[#This Row],[Assumed hours from space type]]=\"user defined\",Table1323[[#This Row],[Baseline Operating hours]],Table1323[[#This Row],[Assumed hours from space type]])+Table1323[[#This Row],[Controls Rebate kWh Savings]]),0)","v":0},{"$f":"IFERROR(IF(Table1323[[#This Row],[Rebate kW Savings]]=0,Table1323[[#This Row],[Demand Savings, kW]],INDEX(Table1[Actual Savings],MATCH(Table1323[[#This Row],[Lamp / Luminaire Category]]&Table1323[[#This Row],[Rebate Category]],Table1[PrescribedSource - Rebate ID],0))*Table1323[[#This Row],[Quantity of luminaires]]/1000),0)","v":""},{"$f":"IFERROR(Table1323[[#This Row],[BC Housing Site kW Savings]]*IF(Table1323[[#This Row],[Assumed hours from space type]]=\"user defined\",Table1323[[#This Row],[Baseline Operating hours]],Table1323[[#This Row],[Assumed hours from space type]])+Table1323[[#This Row],[Controls Rebate kWh Savings]],0)","v":0},{"$f":"IFERROR(IF(Table1323[[#This Row],[Lamp / Luminaire Category]]=\"No eligible rebate\",Table1323[[#This Row],[Lighting Technology]]&\" retrofit with no rebate\",Table1323[[#This Row],[Rebate Category]]),\"\")","v":0},{"$f":"IF(Table1323[[#This Row],[Lamp / Luminaire Category]]=\"No eligible rebate\",1,0)","v":0},{"$f":"IFERROR(IF(IF(Table1323[[#This Row],[Assumed hours from space type]]=\"user defined\",Table1323[[#This Row],[Baseline Operating hours]],Table1323[[#This Row],[Assumed hours from space type]])<3600,0,IF(AND(IF(Table1323[[#This Row],[Assumed hours from space type]]=\"user defined\",Table1323[[#This Row],[Baseline Operating hours]],Table1323[[#This Row],[Assumed hours from space type]])>=3600,OR(Table1323[[#This Row],[Automatic Controls?]]=\"None\",Table1323[[#This Row],[Automatic Controls?]]=\"\")),IF(Table1323[[#This Row],[Lamp / Luminaire Category]]=\"No eligible rebate\",Table1323[[#This Row],[Baseline W defined by user]]-Table1323[[#This Row],[Retrofit W defined by user (no rebate)]],Table1323[[#This Row],[Assumed Baseline W by source]]-Table1323[[#This Row],[LED Luminaire W by rebate]]),IF(AND(IF(Table1323[[#This Row],[Assumed hours from space type]]=\"user defined\",Table1323[[#This Row],[Baseline Operating hours]],Table1323[[#This Row],[Assumed hours from space type]])>=(3600/0.8),OR(Table1323[[#This Row],[Automatic Controls?]]=\"Fixture integrated occupancy sensor\",Table1323[[#This Row],[Automatic Controls?]]=\"Ceiling / wall mounted occupancy sensor\")),IF(Table1323[[#This Row],[Lamp / Luminaire Category]]=\"No eligible rebate\",(Table1323[[#This Row],[Baseline W defined by user]]-Table1323[[#This Row],[Retrofit W defined by user (no rebate)]]),Table1323[[#This Row],[Assumed Baseline W by source]]-Table1323[[#This Row],[LED Luminaire W by rebate]]),IF(AND(IF(Table1323[[#This Row],[Assumed hours from space type]]=\"user defined\",Table1323[[#This Row],[Baseline Operating hours]],Table1323[[#This Row],[Assumed hours from space type]])<(3600/0.8),OR(Table1323[[#This Row],[Automatic Controls?]]=\"Fixture integrated occupancy sensor\",Table1323[[#This Row],[Automatic Controls?]]=\"Ceiling / wall mounted occupancy sensor\")),IF(Table1323[[#This Row],[Lamp / Luminaire Category]]=\"No eligible rebate\",Table1323[[#This Row],[Baseline W defined by user]],Table1323[[#This Row],[Assumed Baseline W by source]])))))*Table1323[[#This Row],[Quantity of luminaires]]/1000,\"\")","v":""},{"$f":"Table1323[[#This Row],[LED lamp/luminaire retrofit part '#]]","v":0},{"$f":"IF(Table1323[[#This Row],[Rebate Unit]]=\"per lamp\",INDEX(Table1[Number of Lamps],MATCH(Table1323[[#This Row],[Lamp / Luminaire Category]]&Table1323[[#This Row],[Rebate Category]],Table1[PrescribedSource - Rebate ID],0)),1)*Table1323[[#This Row],[Quantity of luminaires]]","v":0},{"$f":"IFERROR(IF(Table1323[[#This Row],[Lamp / Luminaire Category]]=\"No eligible rebate\",\"no eligible rebate\",INDEX(Table1[BC Hydro xRM ECM],MATCH(Table1323[[#This Row],[Lamp / Luminaire Category]]&Table1323[[#This Row],[Rebate Category]],Table1[PrescribedSource - Rebate ID],0))),\"\")","v":""}]
[null,{"$f":"IF(Table1323[[#This Row],[Space Type]]=\"\",\"\",\"L-\"&ROW(249:249))","v":""},null,null,null,null,null,null,null,{"$f":"IFERROR(IF(Table1323[[#This Row],[Space Type]]=\"\",\"\",IF(Table1323[[#This Row],[Lamp / Luminaire Category]]=\"No eligible rebate\",\"\",IF(Table1323[[#This Row],[Rebate Category]]=\"\",\"select rebate\",INDEX(Table1[Actual Baseline W],MATCH(Table1323[[#This Row],[Lamp / Luminaire Category]]&Table1323[[#This Row],[Rebate Category]],Table1[PrescribedSource - Rebate ID],0))))),\"\")","v":""},{"$f":"IFERROR(IF(Table1323[[#This Row],[No]]=\"\",\"\",IF(Table1323[[#This Row],[Space Type]]=\"\",\"select Space Type\",IF(Table1323[[#This Row],[Baseline Operating hours]]<>\"\",\"user defined\",INDEX(Table5[Hours],MATCH(Table1323[[#This Row],[Space Type]],Table5[Space Type],0))))),\"\")","v":""},null,{"$f":"IFERROR(INDEX(Table1[Rebate],MATCH(Table1323[[#This Row],[Lamp / Luminaire Category]]&Table1323[[#This Row],[Rebate Category]],Table1[PrescribedSource - Rebate ID],0)),\"\")","v":""},{"$f":"IFERROR(INDEX(Table1[Rebate Unit],MATCH(Table1323[[#This Row],[Lamp / Luminaire Category]]&Table1323[[#This Row],[Rebate Category]],Table1[PrescribedSource - Rebate ID],0)),\"\")","v":""},null,{"$f":"IFERROR(IF(Table1323[[#This Row],[Lamp / Luminaire Category]]=\"No eligible rebate\",\"no rebate\",INDEX(Table1[Retrofit W],MATCH(Table1323[[#This Row],[Lamp / Luminaire Category]]&Table1323[[#This Row],[Rebate Category]],Table1[PrescribedSource - Rebate ID],0))),\"\")","v":""},null,null,null,{"$f":"IFERROR(INDEX(Table1[Rebate],MATCH(Table1323[[#This Row],[Lamp / Luminaire Category]]&Table1323[[#This Row],[Rebate Category]],Table1[PrescribedSource - Rebate ID],0))*Table1323[[#This Row],[Quantity of luminaires]],0)","v":0},{"$f":"IF(OR(Table1323[[#This Row],[Automatic Controls?]]=\"Fixture integrated Occupancy / Daylight Harvesting sensor\",Table1323[[#This Row],[Automatic Controls?]]=\"Ceiling / wall mounted Occupancy / Daylight Harvesting sensor\",Table1323[[#This Row],[Automatic Controls?]]=\"Timer\"),45*Table1323[[#This Row],[Number of occupancy sensors]],\"\")","v":""},{"$f":"IFERROR(IF(Table1323[[#This Row],[Controls Rebate]]=\"\",0,Table1323[[#This Row],[Controls Rebate]])+Table1323[[#This Row],[Lighting Rebate]],\"\")","v":0},{"$f":"IFERROR(INDEX(Table1[Rebate Savings],MATCH(Table1323[[#This Row],[Lamp / Luminaire Category]]&Table1323[[#This Row],[Rebate Category]],Table1[PrescribedSource - Rebate ID],0))*Table1323[[#This Row],[Quantity of luminaires]]/1000,0)","v":0},{"$f":"IFERROR(Table1323[[#This Row],[Rebate kW Savings]]*IF(Table1323[[#This Row],[Assumed hours from space type]]=\"user defined\",Table1323[[#This Row],[Baseline Operating hours]],Table1323[[#This Row],[Assumed hours from space type]]),0)","v":0},{"$f":"IF(OR(Table1323[[#This Row],[Automatic Controls?]]=\"Fixture integrated occupancy sensor\",Table1323[[#This Row],[Automatic Controls?]]=\"Ceiling / wall mounted occupancy sensor\"),Table1323[[#This Row],[Quantity of luminaires]]*IF(Table1323[[#This Row],[Rebate Category]]<>\"\",INDEX(Table1[Retrofit W],MATCH(Table1323[[#This Row],[Rebate Category]],Table1[BC Hydro Rebate Category],0)),Table1323[[#This Row],[Retrofit W defined by user (no rebate)]])/1000*IF(Table1323[[#This Row],[Assumed hours from space type]]=\"user defined\",Table1323[[#This Row],[Baseline Operating hours]],Table1323[[#This Row],[Assumed hours from space type]])*0.2,0)","v":0},{"$f":"Table1323[[#This Row],[Rebate kWh savings]]+Table1323[[#This Row],[Controls Rebate kWh Savings]]","v":0},{"$f":"IFERROR(IF(Table1323[[#This Row],[Quantity of luminaires]]=\"\",\"\",IF(Table1323[[#This Row],[Lamp / Luminaire Category]]=\"No eligible rebate\",(Table1323[[#This Row],[Baseline W defined by user]]-Table1323[[#This Row],[Retrofit W defined by user (no rebate)]])*Table1323[[#This Row],[Quantity of luminaires]]/1000,(Table1323[[#This Row],[Assumed Baseline W by source]]-Table1323[[#This Row],[LED Luminaire W by rebate]])*Table1323[[#This Row],[Quantity of luminaires]]/1000)),0)","v":""},{"$f":"IFERROR(IF(Table1323[[#This Row],[Lamp / Luminaire Category]]=\"No eligible rebate\",Table1323[[#This Row],[Quantity of luminaires]]*(Table1323[[#This Row],[Baseline W defined by user]]-Table1323[[#This Row],[Retrofit W defined by user (no rebate)]])/1000*IF(Table1323[[#This Row],[Assumed hours from space type]]=\"user defined\",Table1323[[#This Row],[Baseline Operating hours]],Table1323[[#This Row],[Assumed hours from space type]])+Table1323[[#This Row],[Controls Rebate kWh Savings]],Table1323[[#This Row],[Quantity of luminaires]]*(INDEX(Table1[Actual Baseline W],MATCH(Table1323[[#This Row],[Lamp / Luminaire Category]]&Table1323[[#This Row],[Rebate Category]],Table1[PrescribedSource - Rebate ID],0))/1000-Table1323[[#This Row],[LED Luminaire W by rebate]]/1000)*IF(Table1323[[#This Row],[Assumed hours from space type]]=\"user defined\",Table1323[[#This Row],[Baseline Operating hours]],Table1323[[#This Row],[Assumed hours from space type]])+Table1323[[#This Row],[Controls Rebate kWh Savings]]),0)","v":0},{"$f":"IFERROR(IF(Table1323[[#This Row],[Rebate kW Savings]]=0,Table1323[[#This Row],[Demand Savings, kW]],INDEX(Table1[Actual Savings],MATCH(Table1323[[#This Row],[Lamp / Luminaire Category]]&Table1323[[#This Row],[Rebate Category]],Table1[PrescribedSource - Rebate ID],0))*Table1323[[#This Row],[Quantity of luminaires]]/1000),0)","v":""},{"$f":"IFERROR(Table1323[[#This Row],[BC Housing Site kW Savings]]*IF(Table1323[[#This Row],[Assumed hours from space type]]=\"user defined\",Table1323[[#This Row],[Baseline Operating hours]],Table1323[[#This Row],[Assumed hours from space type]])+Table1323[[#This Row],[Controls Rebate kWh Savings]],0)","v":0},{"$f":"IFERROR(IF(Table1323[[#This Row],[Lamp / Luminaire Category]]=\"No eligible rebate\",Table1323[[#This Row],[Lighting Technology]]&\" retrofit with no rebate\",Table1323[[#This Row],[Rebate Category]]),\"\")","v":0},{"$f":"IF(Table1323[[#This Row],[Lamp / Luminaire Category]]=\"No eligible rebate\",1,0)","v":0},{"$f":"IFERROR(IF(IF(Table1323[[#This Row],[Assumed hours from space type]]=\"user defined\",Table1323[[#This Row],[Baseline Operating hours]],Table1323[[#This Row],[Assumed hours from space type]])<3600,0,IF(AND(IF(Table1323[[#This Row],[Assumed hours from space type]]=\"user defined\",Table1323[[#This Row],[Baseline Operating hours]],Table1323[[#This Row],[Assumed hours from space type]])>=3600,OR(Table1323[[#This Row],[Automatic Controls?]]=\"None\",Table1323[[#This Row],[Automatic Controls?]]=\"\")),IF(Table1323[[#This Row],[Lamp / Luminaire Category]]=\"No eligible rebate\",Table1323[[#This Row],[Baseline W defined by user]]-Table1323[[#This Row],[Retrofit W defined by user (no rebate)]],Table1323[[#This Row],[Assumed Baseline W by source]]-Table1323[[#This Row],[LED Luminaire W by rebate]]),IF(AND(IF(Table1323[[#This Row],[Assumed hours from space type]]=\"user defined\",Table1323[[#This Row],[Baseline Operating hours]],Table1323[[#This Row],[Assumed hours from space type]])>=(3600/0.8),OR(Table1323[[#This Row],[Automatic Controls?]]=\"Fixture integrated occupancy sensor\",Table1323[[#This Row],[Automatic Controls?]]=\"Ceiling / wall mounted occupancy sensor\")),IF(Table1323[[#This Row],[Lamp / Luminaire Category]]=\"No eligible rebate\",(Table1323[[#This Row],[Baseline W defined by user]]-Table1323[[#This Row],[Retrofit W defined by user (no rebate)]]),Table1323[[#This Row],[Assumed Baseline W by source]]-Table1323[[#This Row],[LED Luminaire W by rebate]]),IF(AND(IF(Table1323[[#This Row],[Assumed hours from space type]]=\"user defined\",Table1323[[#This Row],[Baseline Operating hours]],Table1323[[#This Row],[Assumed hours from space type]])<(3600/0.8),OR(Table1323[[#This Row],[Automatic Controls?]]=\"Fixture integrated occupancy sensor\",Table1323[[#This Row],[Automatic Controls?]]=\"Ceiling / wall mounted occupancy sensor\")),IF(Table1323[[#This Row],[Lamp / Luminaire Category]]=\"No eligible rebate\",Table1323[[#This Row],[Baseline W defined by user]],Table1323[[#This Row],[Assumed Baseline W by source]])))))*Table1323[[#This Row],[Quantity of luminaires]]/1000,\"\")","v":""},{"$f":"Table1323[[#This Row],[LED lamp/luminaire retrofit part '#]]","v":0},{"$f":"IF(Table1323[[#This Row],[Rebate Unit]]=\"per lamp\",INDEX(Table1[Number of Lamps],MATCH(Table1323[[#This Row],[Lamp / Luminaire Category]]&Table1323[[#This Row],[Rebate Category]],Table1[PrescribedSource - Rebate ID],0)),1)*Table1323[[#This Row],[Quantity of luminaires]]","v":0},{"$f":"IFERROR(IF(Table1323[[#This Row],[Lamp / Luminaire Category]]=\"No eligible rebate\",\"no eligible rebate\",INDEX(Table1[BC Hydro xRM ECM],MATCH(Table1323[[#This Row],[Lamp / Luminaire Category]]&Table1323[[#This Row],[Rebate Category]],Table1[PrescribedSource - Rebate ID],0))),\"\")","v":""}]
[null,{"$f":"IF(Table1323[[#This Row],[Space Type]]=\"\",\"\",\"L-\"&ROW(250:250))","v":""},null,null,null,null,null,null,null,{"$f":"IFERROR(IF(Table1323[[#This Row],[Space Type]]=\"\",\"\",IF(Table1323[[#This Row],[Lamp / Luminaire Category]]=\"No eligible rebate\",\"\",IF(Table1323[[#This Row],[Rebate Category]]=\"\",\"select rebate\",INDEX(Table1[Actual Baseline W],MATCH(Table1323[[#This Row],[Lamp / Luminaire Category]]&Table1323[[#This Row],[Rebate Category]],Table1[PrescribedSource - Rebate ID],0))))),\"\")","v":""},{"$f":"IFERROR(IF(Table1323[[#This Row],[No]]=\"\",\"\",IF(Table1323[[#This Row],[Space Type]]=\"\",\"select Space Type\",IF(Table1323[[#This Row],[Baseline Operating hours]]<>\"\",\"user defined\",INDEX(Table5[Hours],MATCH(Table1323[[#This Row],[Space Type]],Table5[Space Type],0))))),\"\")","v":""},null,{"$f":"IFERROR(INDEX(Table1[Rebate],MATCH(Table1323[[#This Row],[Lamp / Luminaire Category]]&Table1323[[#This Row],[Rebate Category]],Table1[PrescribedSource - Rebate ID],0)),\"\")","v":""},{"$f":"IFERROR(INDEX(Table1[Rebate Unit],MATCH(Table1323[[#This Row],[Lamp / Luminaire Category]]&Table1323[[#This Row],[Rebate Category]],Table1[PrescribedSource - Rebate ID],0)),\"\")","v":""},null,{"$f":"IFERROR(IF(Table1323[[#This Row],[Lamp / Luminaire Category]]=\"No eligible rebate\",\"no rebate\",INDEX(Table1[Retrofit W],MATCH(Table1323[[#This Row],[Lamp / Luminaire Category]]&Table1323[[#This Row],[Rebate Category]],Table1[PrescribedSource - Rebate ID],0))),\"\")","v":""},null,null,null,{"$f":"IFERROR(INDEX(Table1[Rebate],MATCH(Table1323[[#This Row],[Lamp / Luminaire Category]]&Table1323[[#This Row],[Rebate Category]],Table1[PrescribedSource - Rebate ID],0))*Table1323[[#This Row],[Quantity of luminaires]],0)","v":0},{"$f":"IF(OR(Table1323[[#This Row],[Automatic Controls?]]=\"Fixture integrated Occupancy / Daylight Harvesting sensor\",Table1323[[#This Row],[Automatic Controls?]]=\"Ceiling / wall mounted Occupancy / Daylight Harvesting sensor\",Table1323[[#This Row],[Automatic Controls?]]=\"Timer\"),45*Table1323[[#This Row],[Number of occupancy sensors]],\"\")","v":""},{"$f":"IFERROR(IF(Table1323[[#This Row],[Controls Rebate]]=\"\",0,Table1323[[#This Row],[Controls Rebate]])+Table1323[[#This Row],[Lighting Rebate]],\"\")","v":0},{"$f":"IFERROR(INDEX(Table1[Rebate Savings],MATCH(Table1323[[#This Row],[Lamp / Luminaire Category]]&Table1323[[#This Row],[Rebate Category]],Table1[PrescribedSource - Rebate ID],0))*Table1323[[#This Row],[Quantity of luminaires]]/1000,0)","v":0},{"$f":"IFERROR(Table1323[[#This Row],[Rebate kW Savings]]*IF(Table1323[[#This Row],[Assumed hours from space type]]=\"user defined\",Table1323[[#This Row],[Baseline Operating hours]],Table1323[[#This Row],[Assumed hours from space type]]),0)","v":0},{"$f":"IF(OR(Table1323[[#This Row],[Automatic Controls?]]=\"Fixture integrated occupancy sensor\",Table1323[[#This Row],[Automatic Controls?]]=\"Ceiling / wall mounted occupancy sensor\"),Table1323[[#This Row],[Quantity of luminaires]]*IF(Table1323[[#This Row],[Rebate Category]]<>\"\",INDEX(Table1[Retrofit W],MATCH(Table1323[[#This Row],[Rebate Category]],Table1[BC Hydro Rebate Category],0)),Table1323[[#This Row],[Retrofit W defined by user (no rebate)]])/1000*IF(Table1323[[#This Row],[Assumed hours from space type]]=\"user defined\",Table1323[[#This Row],[Baseline Operating hours]],Table1323[[#This Row],[Assumed hours from space type]])*0.2,0)","v":0},{"$f":"Table1323[[#This Row],[Rebate kWh savings]]+Table1323[[#This Row],[Controls Rebate kWh Savings]]","v":0},{"$f":"IFERROR(IF(Table1323[[#This Row],[Quantity of luminaires]]=\"\",\"\",IF(Table1323[[#This Row],[Lamp / Luminaire Category]]=\"No eligible rebate\",(Table1323[[#This Row],[Baseline W defined by user]]-Table1323[[#This Row],[Retrofit W defined by user (no rebate)]])*Table1323[[#This Row],[Quantity of luminaires]]/1000,(Table1323[[#This Row],[Assumed Baseline W by source]]-Table1323[[#This Row],[LED Luminaire W by rebate]])*Table1323[[#This Row],[Quantity of luminaires]]/1000)),0)","v":""},{"$f":"IFERROR(IF(Table1323[[#This Row],[Lamp / Luminaire Category]]=\"No eligible rebate\",Table1323[[#This Row],[Quantity of luminaires]]*(Table1323[[#This Row],[Baseline W defined by user]]-Table1323[[#This Row],[Retrofit W defined by user (no rebate)]])/1000*IF(Table1323[[#This Row],[Assumed hours from space type]]=\"user defined\",Table1323[[#This Row],[Baseline Operating hours]],Table1323[[#This Row],[Assumed hours from space type]])+Table1323[[#This Row],[Controls Rebate kWh Savings]],Table1323[[#This Row],[Quantity of luminaires]]*(INDEX(Table1[Actual Baseline W],MATCH(Table1323[[#This Row],[Lamp / Luminaire Category]]&Table1323[[#This Row],[Rebate Category]],Table1[PrescribedSource - Rebate ID],0))/1000-Table1323[[#This Row],[LED Luminaire W by rebate]]/1000)*IF(Table1323[[#This Row],[Assumed hours from space type]]=\"user defined\",Table1323[[#This Row],[Baseline Operating hours]],Table1323[[#This Row],[Assumed hours from space type]])+Table1323[[#This Row],[Controls Rebate kWh Savings]]),0)","v":0},{"$f":"IFERROR(IF(Table1323[[#This Row],[Rebate kW Savings]]=0,Table1323[[#This Row],[Demand Savings, kW]],INDEX(Table1[Actual Savings],MATCH(Table1323[[#This Row],[Lamp / Luminaire Category]]&Table1323[[#This Row],[Rebate Category]],Table1[PrescribedSource - Rebate ID],0))*Table1323[[#This Row],[Quantity of luminaires]]/1000),0)","v":""},{"$f":"IFERROR(Table1323[[#This Row],[BC Housing Site kW Savings]]*IF(Table1323[[#This Row],[Assumed hours from space type]]=\"user defined\",Table1323[[#This Row],[Baseline Operating hours]],Table1323[[#This Row],[Assumed hours from space type]])+Table1323[[#This Row],[Controls Rebate kWh Savings]],0)","v":0},{"$f":"IFERROR(IF(Table1323[[#This Row],[Lamp / Luminaire Category]]=\"No eligible rebate\",Table1323[[#This Row],[Lighting Technology]]&\" retrofit with no rebate\",Table1323[[#This Row],[Rebate Category]]),\"\")","v":0},{"$f":"IF(Table1323[[#This Row],[Lamp / Luminaire Category]]=\"No eligible rebate\",1,0)","v":0},{"$f":"IFERROR(IF(IF(Table1323[[#This Row],[Assumed hours from space type]]=\"user defined\",Table1323[[#This Row],[Baseline Operating hours]],Table1323[[#This Row],[Assumed hours from space type]])<3600,0,IF(AND(IF(Table1323[[#This Row],[Assumed hours from space type]]=\"user defined\",Table1323[[#This Row],[Baseline Operating hours]],Table1323[[#This Row],[Assumed hours from space type]])>=3600,OR(Table1323[[#This Row],[Automatic Controls?]]=\"None\",Table1323[[#This Row],[Automatic Controls?]]=\"\")),IF(Table1323[[#This Row],[Lamp / Luminaire Category]]=\"No eligible rebate\",Table1323[[#This Row],[Baseline W defined by user]]-Table1323[[#This Row],[Retrofit W defined by user (no rebate)]],Table1323[[#This Row],[Assumed Baseline W by source]]-Table1323[[#This Row],[LED Luminaire W by rebate]]),IF(AND(IF(Table1323[[#This Row],[Assumed hours from space type]]=\"user defined\",Table1323[[#This Row],[Baseline Operating hours]],Table1323[[#This Row],[Assumed hours from space type]])>=(3600/0.8),OR(Table1323[[#This Row],[Automatic Controls?]]=\"Fixture integrated occupancy sensor\",Table1323[[#This Row],[Automatic Controls?]]=\"Ceiling / wall mounted occupancy sensor\")),IF(Table1323[[#This Row],[Lamp / Luminaire Category]]=\"No eligible rebate\",(Table1323[[#This Row],[Baseline W defined by user]]-Table1323[[#This Row],[Retrofit W defined by user (no rebate)]]),Table1323[[#This Row],[Assumed Baseline W by source]]-Table1323[[#This Row],[LED Luminaire W by rebate]]),IF(AND(IF(Table1323[[#This Row],[Assumed hours from space type]]=\"user defined\",Table1323[[#This Row],[Baseline Operating hours]],Table1323[[#This Row],[Assumed hours from space type]])<(3600/0.8),OR(Table1323[[#This Row],[Automatic Controls?]]=\"Fixture integrated occupancy sensor\",Table1323[[#This Row],[Automatic Controls?]]=\"Ceiling / wall mounted occupancy sensor\")),IF(Table1323[[#This Row],[Lamp / Luminaire Category]]=\"No eligible rebate\",Table1323[[#This Row],[Baseline W defined by user]],Table1323[[#This Row],[Assumed Baseline W by source]])))))*Table1323[[#This Row],[Quantity of luminaires]]/1000,\"\")","v":""},{"$f":"Table1323[[#This Row],[LED lamp/luminaire retrofit part '#]]","v":0},{"$f":"IF(Table1323[[#This Row],[Rebate Unit]]=\"per lamp\",INDEX(Table1[Number of Lamps],MATCH(Table1323[[#This Row],[Lamp / Luminaire Category]]&Table1323[[#This Row],[Rebate Category]],Table1[PrescribedSource - Rebate ID],0)),1)*Table1323[[#This Row],[Quantity of luminaires]]","v":0},{"$f":"IFERROR(IF(Table1323[[#This Row],[Lamp / Luminaire Category]]=\"No eligible rebate\",\"no eligible rebate\",INDEX(Table1[BC Hydro xRM ECM],MATCH(Table1323[[#This Row],[Lamp / Luminaire Category]]&Table1323[[#This Row],[Rebate Category]],Table1[PrescribedSource - Rebate ID],0))),\"\")","v":""}]
[null,{"$f":"IF(Table1323[[#This Row],[Space Type]]=\"\",\"\",\"L-\"&ROW(251:251))","v":""},null,null,null,null,null,null,null,{"$f":"IFERROR(IF(Table1323[[#This Row],[Space Type]]=\"\",\"\",IF(Table1323[[#This Row],[Lamp / Luminaire Category]]=\"No eligible rebate\",\"\",IF(Table1323[[#This Row],[Rebate Category]]=\"\",\"select rebate\",INDEX(Table1[Actual Baseline W],MATCH(Table1323[[#This Row],[Lamp / Luminaire Category]]&Table1323[[#This Row],[Rebate Category]],Table1[PrescribedSource - Rebate ID],0))))),\"\")","v":""},{"$f":"IFERROR(IF(Table1323[[#This Row],[No]]=\"\",\"\",IF(Table1323[[#This Row],[Space Type]]=\"\",\"select Space Type\",IF(Table1323[[#This Row],[Baseline Operating hours]]<>\"\",\"user defined\",INDEX(Table5[Hours],MATCH(Table1323[[#This Row],[Space Type]],Table5[Space Type],0))))),\"\")","v":""},null,{"$f":"IFERROR(INDEX(Table1[Rebate],MATCH(Table1323[[#This Row],[Lamp / Luminaire Category]]&Table1323[[#This Row],[Rebate Category]],Table1[PrescribedSource - Rebate ID],0)),\"\")","v":""},{"$f":"IFERROR(INDEX(Table1[Rebate Unit],MATCH(Table1323[[#This Row],[Lamp / Luminaire Category]]&Table1323[[#This Row],[Rebate Category]],Table1[PrescribedSource - Rebate ID],0)),\"\")","v":""},null,{"$f":"IFERROR(IF(Table1323[[#This Row],[Lamp / Luminaire Category]]=\"No eligible rebate\",\"no rebate\",INDEX(Table1[Retrofit W],MATCH(Table1323[[#This Row],[Lamp / Luminaire Category]]&Table1323[[#This Row],[Rebate Category]],Table1[PrescribedSource - Rebate ID],0))),\"\")","v":""},null,null,null,{"$f":"IFERROR(INDEX(Table1[Rebate],MATCH(Table1323[[#This Row],[Lamp / Luminaire Category]]&Table1323[[#This Row],[Rebate Category]],Table1[PrescribedSource - Rebate ID],0))*Table1323[[#This Row],[Quantity of luminaires]],0)","v":0},{"$f":"IF(OR(Table1323[[#This Row],[Automatic Controls?]]=\"Fixture integrated Occupancy / Daylight Harvesting sensor\",Table1323[[#This Row],[Automatic Controls?]]=\"Ceiling / wall mounted Occupancy / Daylight Harvesting sensor\",Table1323[[#This Row],[Automatic Controls?]]=\"Timer\"),45*Table1323[[#This Row],[Number of occupancy sensors]],\"\")","v":""},{"$f":"IFERROR(IF(Table1323[[#This Row],[Controls Rebate]]=\"\",0,Table1323[[#This Row],[Controls Rebate]])+Table1323[[#This Row],[Lighting Rebate]],\"\")","v":0},{"$f":"IFERROR(INDEX(Table1[Rebate Savings],MATCH(Table1323[[#This Row],[Lamp / Luminaire Category]]&Table1323[[#This Row],[Rebate Category]],Table1[PrescribedSource - Rebate ID],0))*Table1323[[#This Row],[Quantity of luminaires]]/1000,0)","v":0},{"$f":"IFERROR(Table1323[[#This Row],[Rebate kW Savings]]*IF(Table1323[[#This Row],[Assumed hours from space type]]=\"user defined\",Table1323[[#This Row],[Baseline Operating hours]],Table1323[[#This Row],[Assumed hours from space type]]),0)","v":0},{"$f":"IF(OR(Table1323[[#This Row],[Automatic Controls?]]=\"Fixture integrated occupancy sensor\",Table1323[[#This Row],[Automatic Controls?]]=\"Ceiling / wall mounted occupancy sensor\"),Table1323[[#This Row],[Quantity of luminaires]]*IF(Table1323[[#This Row],[Rebate Category]]<>\"\",INDEX(Table1[Retrofit W],MATCH(Table1323[[#This Row],[Rebate Category]],Table1[BC Hydro Rebate Category],0)),Table1323[[#This Row],[Retrofit W defined by user (no rebate)]])/1000*IF(Table1323[[#This Row],[Assumed hours from space type]]=\"user defined\",Table1323[[#This Row],[Baseline Operating hours]],Table1323[[#This Row],[Assumed hours from space type]])*0.2,0)","v":0},{"$f":"Table1323[[#This Row],[Rebate kWh savings]]+Table1323[[#This Row],[Controls Rebate kWh Savings]]","v":0},{"$f":"IFERROR(IF(Table1323[[#This Row],[Quantity of luminaires]]=\"\",\"\",IF(Table1323[[#This Row],[Lamp / Luminaire Category]]=\"No eligible rebate\",(Table1323[[#This Row],[Baseline W defined by user]]-Table1323[[#This Row],[Retrofit W defined by user (no rebate)]])*Table1323[[#This Row],[Quantity of luminaires]]/1000,(Table1323[[#This Row],[Assumed Baseline W by source]]-Table1323[[#This Row],[LED Luminaire W by rebate]])*Table1323[[#This Row],[Quantity of luminaires]]/1000)),0)","v":""},{"$f":"IFERROR(IF(Table1323[[#This Row],[Lamp / Luminaire Category]]=\"No eligible rebate\",Table1323[[#This Row],[Quantity of luminaires]]*(Table1323[[#This Row],[Baseline W defined by user]]-Table1323[[#This Row],[Retrofit W defined by user (no rebate)]])/1000*IF(Table1323[[#This Row],[Assumed hours from space type]]=\"user defined\",Table1323[[#This Row],[Baseline Operating hours]],Table1323[[#This Row],[Assumed hours from space type]])+Table1323[[#This Row],[Controls Rebate kWh Savings]],Table1323[[#This Row],[Quantity of luminaires]]*(INDEX(Table1[Actual Baseline W],MATCH(Table1323[[#This Row],[Lamp / Luminaire Category]]&Table1323[[#This Row],[Rebate Category]],Table1[PrescribedSource - Rebate ID],0))/1000-Table1323[[#This Row],[LED Luminaire W by rebate]]/1000)*IF(Table1323[[#This Row],[Assumed hours from space type]]=\"user defined\",Table1323[[#This Row],[Baseline Operating hours]],Table1323[[#This Row],[Assumed hours from space type]])+Table1323[[#This Row],[Controls Rebate kWh Savings]]),0)","v":0},{"$f":"IFERROR(IF(Table1323[[#This Row],[Rebate kW Savings]]=0,Table1323[[#This Row],[Demand Savings, kW]],INDEX(Table1[Actual Savings],MATCH(Table1323[[#This Row],[Lamp / Luminaire Category]]&Table1323[[#This Row],[Rebate Category]],Table1[PrescribedSource - Rebate ID],0))*Table1323[[#This Row],[Quantity of luminaires]]/1000),0)","v":""},{"$f":"IFERROR(Table1323[[#This Row],[BC Housing Site kW Savings]]*IF(Table1323[[#This Row],[Assumed hours from space type]]=\"user defined\",Table1323[[#This Row],[Baseline Operating hours]],Table1323[[#This Row],[Assumed hours from space type]])+Table1323[[#This Row],[Controls Rebate kWh Savings]],0)","v":0},{"$f":"IFERROR(IF(Table1323[[#This Row],[Lamp / Luminaire Category]]=\"No eligible rebate\",Table1323[[#This Row],[Lighting Technology]]&\" retrofit with no rebate\",Table1323[[#This Row],[Rebate Category]]),\"\")","v":0},{"$f":"IF(Table1323[[#This Row],[Lamp / Luminaire Category]]=\"No eligible rebate\",1,0)","v":0},{"$f":"IFERROR(IF(IF(Table1323[[#This Row],[Assumed hours from space type]]=\"user defined\",Table1323[[#This Row],[Baseline Operating hours]],Table1323[[#This Row],[Assumed hours from space type]])<3600,0,IF(AND(IF(Table1323[[#This Row],[Assumed hours from space type]]=\"user defined\",Table1323[[#This Row],[Baseline Operating hours]],Table1323[[#This Row],[Assumed hours from space type]])>=3600,OR(Table1323[[#This Row],[Automatic Controls?]]=\"None\",Table1323[[#This Row],[Automatic Controls?]]=\"\")),IF(Table1323[[#This Row],[Lamp / Luminaire Category]]=\"No eligible rebate\",Table1323[[#This Row],[Baseline W defined by user]]-Table1323[[#This Row],[Retrofit W defined by user (no rebate)]],Table1323[[#This Row],[Assumed Baseline W by source]]-Table1323[[#This Row],[LED Luminaire W by rebate]]),IF(AND(IF(Table1323[[#This Row],[Assumed hours from space type]]=\"user defined\",Table1323[[#This Row],[Baseline Operating hours]],Table1323[[#This Row],[Assumed hours from space type]])>=(3600/0.8),OR(Table1323[[#This Row],[Automatic Controls?]]=\"Fixture integrated occupancy sensor\",Table1323[[#This Row],[Automatic Controls?]]=\"Ceiling / wall mounted occupancy sensor\")),IF(Table1323[[#This Row],[Lamp / Luminaire Category]]=\"No eligible rebate\",(Table1323[[#This Row],[Baseline W defined by user]]-Table1323[[#This Row],[Retrofit W defined by user (no rebate)]]),Table1323[[#This Row],[Assumed Baseline W by source]]-Table1323[[#This Row],[LED Luminaire W by rebate]]),IF(AND(IF(Table1323[[#This Row],[Assumed hours from space type]]=\"user defined\",Table1323[[#This Row],[Baseline Operating hours]],Table1323[[#This Row],[Assumed hours from space type]])<(3600/0.8),OR(Table1323[[#This Row],[Automatic Controls?]]=\"Fixture integrated occupancy sensor\",Table1323[[#This Row],[Automatic Controls?]]=\"Ceiling / wall mounted occupancy sensor\")),IF(Table1323[[#This Row],[Lamp / Luminaire Category]]=\"No eligible rebate\",Table1323[[#This Row],[Baseline W defined by user]],Table1323[[#This Row],[Assumed Baseline W by source]])))))*Table1323[[#This Row],[Quantity of luminaires]]/1000,\"\")","v":""},{"$f":"Table1323[[#This Row],[LED lamp/luminaire retrofit part '#]]","v":0},{"$f":"IF(Table1323[[#This Row],[Rebate Unit]]=\"per lamp\",INDEX(Table1[Number of Lamps],MATCH(Table1323[[#This Row],[Lamp / Luminaire Category]]&Table1323[[#This Row],[Rebate Category]],Table1[PrescribedSource - Rebate ID],0)),1)*Table1323[[#This Row],[Quantity of luminaires]]","v":0},{"$f":"IFERROR(IF(Table1323[[#This Row],[Lamp / Luminaire Category]]=\"No eligible rebate\",\"no eligible rebate\",INDEX(Table1[BC Hydro xRM ECM],MATCH(Table1323[[#This Row],[Lamp / Luminaire Category]]&Table1323[[#This Row],[Rebate Category]],Table1[PrescribedSource - Rebate ID],0))),\"\")","v":""}]
[null,{"$f":"IF(Table1323[[#This Row],[Space Type]]=\"\",\"\",\"L-\"&ROW(252:252))","v":""},null,null,null,null,null,null,null,{"$f":"IFERROR(IF(Table1323[[#This Row],[Space Type]]=\"\",\"\",IF(Table1323[[#This Row],[Lamp / Luminaire Category]]=\"No eligible rebate\",\"\",IF(Table1323[[#This Row],[Rebate Category]]=\"\",\"select rebate\",INDEX(Table1[Actual Baseline W],MATCH(Table1323[[#This Row],[Lamp / Luminaire Category]]&Table1323[[#This Row],[Rebate Category]],Table1[PrescribedSource - Rebate ID],0))))),\"\")","v":""},{"$f":"IFERROR(IF(Table1323[[#This Row],[No]]=\"\",\"\",IF(Table1323[[#This Row],[Space Type]]=\"\",\"select Space Type\",IF(Table1323[[#This Row],[Baseline Operating hours]]<>\"\",\"user defined\",INDEX(Table5[Hours],MATCH(Table1323[[#This Row],[Space Type]],Table5[Space Type],0))))),\"\")","v":""},null,{"$f":"IFERROR(INDEX(Table1[Rebate],MATCH(Table1323[[#This Row],[Lamp / Luminaire Category]]&Table1323[[#This Row],[Rebate Category]],Table1[PrescribedSource - Rebate ID],0)),\"\")","v":""},{"$f":"IFERROR(INDEX(Table1[Rebate Unit],MATCH(Table1323[[#This Row],[Lamp / Luminaire Category]]&Table1323[[#This Row],[Rebate Category]],Table1[PrescribedSource - Rebate ID],0)),\"\")","v":""},null,{"$f":"IFERROR(IF(Table1323[[#This Row],[Lamp / Luminaire Category]]=\"No eligible rebate\",\"no rebate\",INDEX(Table1[Retrofit W],MATCH(Table1323[[#This Row],[Lamp / Luminaire Category]]&Table1323[[#This Row],[Rebate Category]],Table1[PrescribedSource - Rebate ID],0))),\"\")","v":""},null,null,null,{"$f":"IFERROR(INDEX(Table1[Rebate],MATCH(Table1323[[#This Row],[Lamp / Luminaire Category]]&Table1323[[#This Row],[Rebate Category]],Table1[PrescribedSource - Rebate ID],0))*Table1323[[#This Row],[Quantity of luminaires]],0)","v":0},{"$f":"IF(OR(Table1323[[#This Row],[Automatic Controls?]]=\"Fixture integrated Occupancy / Daylight Harvesting sensor\",Table1323[[#This Row],[Automatic Controls?]]=\"Ceiling / wall mounted Occupancy / Daylight Harvesting sensor\",Table1323[[#This Row],[Automatic Controls?]]=\"Timer\"),45*Table1323[[#This Row],[Number of occupancy sensors]],\"\")","v":""},{"$f":"IFERROR(IF(Table1323[[#This Row],[Controls Rebate]]=\"\",0,Table1323[[#This Row],[Controls Rebate]])+Table1323[[#This Row],[Lighting Rebate]],\"\")","v":0},{"$f":"IFERROR(INDEX(Table1[Rebate Savings],MATCH(Table1323[[#This Row],[Lamp / Luminaire Category]]&Table1323[[#This Row],[Rebate Category]],Table1[PrescribedSource - Rebate ID],0))*Table1323[[#This Row],[Quantity of luminaires]]/1000,0)","v":0},{"$f":"IFERROR(Table1323[[#This Row],[Rebate kW Savings]]*IF(Table1323[[#This Row],[Assumed hours from space type]]=\"user defined\",Table1323[[#This Row],[Baseline Operating hours]],Table1323[[#This Row],[Assumed hours from space type]]),0)","v":0},{"$f":"IF(OR(Table1323[[#This Row],[Automatic Controls?]]=\"Fixture integrated occupancy sensor\",Table1323[[#This Row],[Automatic Controls?]]=\"Ceiling / wall mounted occupancy sensor\"),Table1323[[#This Row],[Quantity of luminaires]]*IF(Table1323[[#This Row],[Rebate Category]]<>\"\",INDEX(Table1[Retrofit W],MATCH(Table1323[[#This Row],[Rebate Category]],Table1[BC Hydro Rebate Category],0)),Table1323[[#This Row],[Retrofit W defined by user (no rebate)]])/1000*IF(Table1323[[#This Row],[Assumed hours from space type]]=\"user defined\",Table1323[[#This Row],[Baseline Operating hours]],Table1323[[#This Row],[Assumed hours from space type]])*0.2,0)","v":0},{"$f":"Table1323[[#This Row],[Rebate kWh savings]]+Table1323[[#This Row],[Controls Rebate kWh Savings]]","v":0},{"$f":"IFERROR(IF(Table1323[[#This Row],[Quantity of luminaires]]=\"\",\"\",IF(Table1323[[#This Row],[Lamp / Luminaire Category]]=\"No eligible rebate\",(Table1323[[#This Row],[Baseline W defined by user]]-Table1323[[#This Row],[Retrofit W defined by user (no rebate)]])*Table1323[[#This Row],[Quantity of luminaires]]/1000,(Table1323[[#This Row],[Assumed Baseline W by source]]-Table1323[[#This Row],[LED Luminaire W by rebate]])*Table1323[[#This Row],[Quantity of luminaires]]/1000)),0)","v":""},{"$f":"IFERROR(IF(Table1323[[#This Row],[Lamp / Luminaire Category]]=\"No eligible rebate\",Table1323[[#This Row],[Quantity of luminaires]]*(Table1323[[#This Row],[Baseline W defined by user]]-Table1323[[#This Row],[Retrofit W defined by user (no rebate)]])/1000*IF(Table1323[[#This Row],[Assumed hours from space type]]=\"user defined\",Table1323[[#This Row],[Baseline Operating hours]],Table1323[[#This Row],[Assumed hours from space type]])+Table1323[[#This Row],[Controls Rebate kWh Savings]],Table1323[[#This Row],[Quantity of luminaires]]*(INDEX(Table1[Actual Baseline W],MATCH(Table1323[[#This Row],[Lamp / Luminaire Category]]&Table1323[[#This Row],[Rebate Category]],Table1[PrescribedSource - Rebate ID],0))/1000-Table1323[[#This Row],[LED Luminaire W by rebate]]/1000)*IF(Table1323[[#This Row],[Assumed hours from space type]]=\"user defined\",Table1323[[#This Row],[Baseline Operating hours]],Table1323[[#This Row],[Assumed hours from space type]])+Table1323[[#This Row],[Controls Rebate kWh Savings]]),0)","v":0},{"$f":"IFERROR(IF(Table1323[[#This Row],[Rebate kW Savings]]=0,Table1323[[#This Row],[Demand Savings, kW]],INDEX(Table1[Actual Savings],MATCH(Table1323[[#This Row],[Lamp / Luminaire Category]]&Table1323[[#This Row],[Rebate Category]],Table1[PrescribedSource - Rebate ID],0))*Table1323[[#This Row],[Quantity of luminaires]]/1000),0)","v":""},{"$f":"IFERROR(Table1323[[#This Row],[BC Housing Site kW Savings]]*IF(Table1323[[#This Row],[Assumed hours from space type]]=\"user defined\",Table1323[[#This Row],[Baseline Operating hours]],Table1323[[#This Row],[Assumed hours from space type]])+Table1323[[#This Row],[Controls Rebate kWh Savings]],0)","v":0},{"$f":"IFERROR(IF(Table1323[[#This Row],[Lamp / Luminaire Category]]=\"No eligible rebate\",Table1323[[#This Row],[Lighting Technology]]&\" retrofit with no rebate\",Table1323[[#This Row],[Rebate Category]]),\"\")","v":0},{"$f":"IF(Table1323[[#This Row],[Lamp / Luminaire Category]]=\"No eligible rebate\",1,0)","v":0},{"$f":"IFERROR(IF(IF(Table1323[[#This Row],[Assumed hours from space type]]=\"user defined\",Table1323[[#This Row],[Baseline Operating hours]],Table1323[[#This Row],[Assumed hours from space type]])<3600,0,IF(AND(IF(Table1323[[#This Row],[Assumed hours from space type]]=\"user defined\",Table1323[[#This Row],[Baseline Operating hours]],Table1323[[#This Row],[Assumed hours from space type]])>=3600,OR(Table1323[[#This Row],[Automatic Controls?]]=\"None\",Table1323[[#This Row],[Automatic Controls?]]=\"\")),IF(Table1323[[#This Row],[Lamp / Luminaire Category]]=\"No eligible rebate\",Table1323[[#This Row],[Baseline W defined by user]]-Table1323[[#This Row],[Retrofit W defined by user (no rebate)]],Table1323[[#This Row],[Assumed Baseline W by source]]-Table1323[[#This Row],[LED Luminaire W by rebate]]),IF(AND(IF(Table1323[[#This Row],[Assumed hours from space type]]=\"user defined\",Table1323[[#This Row],[Baseline Operating hours]],Table1323[[#This Row],[Assumed hours from space type]])>=(3600/0.8),OR(Table1323[[#This Row],[Automatic Controls?]]=\"Fixture integrated occupancy sensor\",Table1323[[#This Row],[Automatic Controls?]]=\"Ceiling / wall mounted occupancy sensor\")),IF(Table1323[[#This Row],[Lamp / Luminaire Category]]=\"No eligible rebate\",(Table1323[[#This Row],[Baseline W defined by user]]-Table1323[[#This Row],[Retrofit W defined by user (no rebate)]]),Table1323[[#This Row],[Assumed Baseline W by source]]-Table1323[[#This Row],[LED Luminaire W by rebate]]),IF(AND(IF(Table1323[[#This Row],[Assumed hours from space type]]=\"user defined\",Table1323[[#This Row],[Baseline Operating hours]],Table1323[[#This Row],[Assumed hours from space type]])<(3600/0.8),OR(Table1323[[#This Row],[Automatic Controls?]]=\"Fixture integrated occupancy sensor\",Table1323[[#This Row],[Automatic Controls?]]=\"Ceiling / wall mounted occupancy sensor\")),IF(Table1323[[#This Row],[Lamp / Luminaire Category]]=\"No eligible rebate\",Table1323[[#This Row],[Baseline W defined by user]],Table1323[[#This Row],[Assumed Baseline W by source]])))))*Table1323[[#This Row],[Quantity of luminaires]]/1000,\"\")","v":""},{"$f":"Table1323[[#This Row],[LED lamp/luminaire retrofit part '#]]","v":0},{"$f":"IF(Table1323[[#This Row],[Rebate Unit]]=\"per lamp\",INDEX(Table1[Number of Lamps],MATCH(Table1323[[#This Row],[Lamp / Luminaire Category]]&Table1323[[#This Row],[Rebate Category]],Table1[PrescribedSource - Rebate ID],0)),1)*Table1323[[#This Row],[Quantity of luminaires]]","v":0},{"$f":"IFERROR(IF(Table1323[[#This Row],[Lamp / Luminaire Category]]=\"No eligible rebate\",\"no eligible rebate\",INDEX(Table1[BC Hydro xRM ECM],MATCH(Table1323[[#This Row],[Lamp / Luminaire Category]]&Table1323[[#This Row],[Rebate Category]],Table1[PrescribedSource - Rebate ID],0))),\"\")","v":""}]
[null,{"$f":"IF(Table1323[[#This Row],[Space Type]]=\"\",\"\",\"L-\"&ROW(253:253))","v":""},null,null,null,null,null,null,null,{"$f":"IFERROR(IF(Table1323[[#This Row],[Space Type]]=\"\",\"\",IF(Table1323[[#This Row],[Lamp / Luminaire Category]]=\"No eligible rebate\",\"\",IF(Table1323[[#This Row],[Rebate Category]]=\"\",\"select rebate\",INDEX(Table1[Actual Baseline W],MATCH(Table1323[[#This Row],[Lamp / Luminaire Category]]&Table1323[[#This Row],[Rebate Category]],Table1[PrescribedSource - Rebate ID],0))))),\"\")","v":""},{"$f":"IFERROR(IF(Table1323[[#This Row],[No]]=\"\",\"\",IF(Table1323[[#This Row],[Space Type]]=\"\",\"select Space Type\",IF(Table1323[[#This Row],[Baseline Operating hours]]<>\"\",\"user defined\",INDEX(Table5[Hours],MATCH(Table1323[[#This Row],[Space Type]],Table5[Space Type],0))))),\"\")","v":""},null,{"$f":"IFERROR(INDEX(Table1[Rebate],MATCH(Table1323[[#This Row],[Lamp / Luminaire Category]]&Table1323[[#This Row],[Rebate Category]],Table1[PrescribedSource - Rebate ID],0)),\"\")","v":""},{"$f":"IFERROR(INDEX(Table1[Rebate Unit],MATCH(Table1323[[#This Row],[Lamp / Luminaire Category]]&Table1323[[#This Row],[Rebate Category]],Table1[PrescribedSource - Rebate ID],0)),\"\")","v":""},null,{"$f":"IFERROR(IF(Table1323[[#This Row],[Lamp / Luminaire Category]]=\"No eligible rebate\",\"no rebate\",INDEX(Table1[Retrofit W],MATCH(Table1323[[#This Row],[Lamp / Luminaire Category]]&Table1323[[#This Row],[Rebate Category]],Table1[PrescribedSource - Rebate ID],0))),\"\")","v":""},null,null,null,{"$f":"IFERROR(INDEX(Table1[Rebate],MATCH(Table1323[[#This Row],[Lamp / Luminaire Category]]&Table1323[[#This Row],[Rebate Category]],Table1[PrescribedSource - Rebate ID],0))*Table1323[[#This Row],[Quantity of luminaires]],0)","v":0},{"$f":"IF(OR(Table1323[[#This Row],[Automatic Controls?]]=\"Fixture integrated Occupancy / Daylight Harvesting sensor\",Table1323[[#This Row],[Automatic Controls?]]=\"Ceiling / wall mounted Occupancy / Daylight Harvesting sensor\",Table1323[[#This Row],[Automatic Controls?]]=\"Timer\"),45*Table1323[[#This Row],[Number of occupancy sensors]],\"\")","v":""},{"$f":"IFERROR(IF(Table1323[[#This Row],[Controls Rebate]]=\"\",0,Table1323[[#This Row],[Controls Rebate]])+Table1323[[#This Row],[Lighting Rebate]],\"\")","v":0},{"$f":"IFERROR(INDEX(Table1[Rebate Savings],MATCH(Table1323[[#This Row],[Lamp / Luminaire Category]]&Table1323[[#This Row],[Rebate Category]],Table1[PrescribedSource - Rebate ID],0))*Table1323[[#This Row],[Quantity of luminaires]]/1000,0)","v":0},{"$f":"IFERROR(Table1323[[#This Row],[Rebate kW Savings]]*IF(Table1323[[#This Row],[Assumed hours from space type]]=\"user defined\",Table1323[[#This Row],[Baseline Operating hours]],Table1323[[#This Row],[Assumed hours from space type]]),0)","v":0},{"$f":"IF(OR(Table1323[[#This Row],[Automatic Controls?]]=\"Fixture integrated occupancy sensor\",Table1323[[#This Row],[Automatic Controls?]]=\"Ceiling / wall mounted occupancy sensor\"),Table1323[[#This Row],[Quantity of luminaires]]*IF(Table1323[[#This Row],[Rebate Category]]<>\"\",INDEX(Table1[Retrofit W],MATCH(Table1323[[#This Row],[Rebate Category]],Table1[BC Hydro Rebate Category],0)),Table1323[[#This Row],[Retrofit W defined by user (no rebate)]])/1000*IF(Table1323[[#This Row],[Assumed hours from space type]]=\"user defined\",Table1323[[#This Row],[Baseline Operating hours]],Table1323[[#This Row],[Assumed hours from space type]])*0.2,0)","v":0},{"$f":"Table1323[[#This Row],[Rebate kWh savings]]+Table1323[[#This Row],[Controls Rebate kWh Savings]]","v":0},{"$f":"IFERROR(IF(Table1323[[#This Row],[Quantity of luminaires]]=\"\",\"\",IF(Table1323[[#This Row],[Lamp / Luminaire Category]]=\"No eligible rebate\",(Table1323[[#This Row],[Baseline W defined by user]]-Table1323[[#This Row],[Retrofit W defined by user (no rebate)]])*Table1323[[#This Row],[Quantity of luminaires]]/1000,(Table1323[[#This Row],[Assumed Baseline W by source]]-Table1323[[#This Row],[LED Luminaire W by rebate]])*Table1323[[#This Row],[Quantity of luminaires]]/1000)),0)","v":""},{"$f":"IFERROR(IF(Table1323[[#This Row],[Lamp / Luminaire Category]]=\"No eligible rebate\",Table1323[[#This Row],[Quantity of luminaires]]*(Table1323[[#This Row],[Baseline W defined by user]]-Table1323[[#This Row],[Retrofit W defined by user (no rebate)]])/1000*IF(Table1323[[#This Row],[Assumed hours from space type]]=\"user defined\",Table1323[[#This Row],[Baseline Operating hours]],Table1323[[#This Row],[Assumed hours from space type]])+Table1323[[#This Row],[Controls Rebate kWh Savings]],Table1323[[#This Row],[Quantity of luminaires]]*(INDEX(Table1[Actual Baseline W],MATCH(Table1323[[#This Row],[Lamp / Luminaire Category]]&Table1323[[#This Row],[Rebate Category]],Table1[PrescribedSource - Rebate ID],0))/1000-Table1323[[#This Row],[LED Luminaire W by rebate]]/1000)*IF(Table1323[[#This Row],[Assumed hours from space type]]=\"user defined\",Table1323[[#This Row],[Baseline Operating hours]],Table1323[[#This Row],[Assumed hours from space type]])+Table1323[[#This Row],[Controls Rebate kWh Savings]]),0)","v":0},{"$f":"IFERROR(IF(Table1323[[#This Row],[Rebate kW Savings]]=0,Table1323[[#This Row],[Demand Savings, kW]],INDEX(Table1[Actual Savings],MATCH(Table1323[[#This Row],[Lamp / Luminaire Category]]&Table1323[[#This Row],[Rebate Category]],Table1[PrescribedSource - Rebate ID],0))*Table1323[[#This Row],[Quantity of luminaires]]/1000),0)","v":""},{"$f":"IFERROR(Table1323[[#This Row],[BC Housing Site kW Savings]]*IF(Table1323[[#This Row],[Assumed hours from space type]]=\"user defined\",Table1323[[#This Row],[Baseline Operating hours]],Table1323[[#This Row],[Assumed hours from space type]])+Table1323[[#This Row],[Controls Rebate kWh Savings]],0)","v":0},{"$f":"IFERROR(IF(Table1323[[#This Row],[Lamp / Luminaire Category]]=\"No eligible rebate\",Table1323[[#This Row],[Lighting Technology]]&\" retrofit with no rebate\",Table1323[[#This Row],[Rebate Category]]),\"\")","v":0},{"$f":"IF(Table1323[[#This Row],[Lamp / Luminaire Category]]=\"No eligible rebate\",1,0)","v":0},{"$f":"IFERROR(IF(IF(Table1323[[#This Row],[Assumed hours from space type]]=\"user defined\",Table1323[[#This Row],[Baseline Operating hours]],Table1323[[#This Row],[Assumed hours from space type]])<3600,0,IF(AND(IF(Table1323[[#This Row],[Assumed hours from space type]]=\"user defined\",Table1323[[#This Row],[Baseline Operating hours]],Table1323[[#This Row],[Assumed hours from space type]])>=3600,OR(Table1323[[#This Row],[Automatic Controls?]]=\"None\",Table1323[[#This Row],[Automatic Controls?]]=\"\")),IF(Table1323[[#This Row],[Lamp / Luminaire Category]]=\"No eligible rebate\",Table1323[[#This Row],[Baseline W defined by user]]-Table1323[[#This Row],[Retrofit W defined by user (no rebate)]],Table1323[[#This Row],[Assumed Baseline W by source]]-Table1323[[#This Row],[LED Luminaire W by rebate]]),IF(AND(IF(Table1323[[#This Row],[Assumed hours from space type]]=\"user defined\",Table1323[[#This Row],[Baseline Operating hours]],Table1323[[#This Row],[Assumed hours from space type]])>=(3600/0.8),OR(Table1323[[#This Row],[Automatic Controls?]]=\"Fixture integrated occupancy sensor\",Table1323[[#This Row],[Automatic Controls?]]=\"Ceiling / wall mounted occupancy sensor\")),IF(Table1323[[#This Row],[Lamp / Luminaire Category]]=\"No eligible rebate\",(Table1323[[#This Row],[Baseline W defined by user]]-Table1323[[#This Row],[Retrofit W defined by user (no rebate)]]),Table1323[[#This Row],[Assumed Baseline W by source]]-Table1323[[#This Row],[LED Luminaire W by rebate]]),IF(AND(IF(Table1323[[#This Row],[Assumed hours from space type]]=\"user defined\",Table1323[[#This Row],[Baseline Operating hours]],Table1323[[#This Row],[Assumed hours from space type]])<(3600/0.8),OR(Table1323[[#This Row],[Automatic Controls?]]=\"Fixture integrated occupancy sensor\",Table1323[[#This Row],[Automatic Controls?]]=\"Ceiling / wall mounted occupancy sensor\")),IF(Table1323[[#This Row],[Lamp / Luminaire Category]]=\"No eligible rebate\",Table1323[[#This Row],[Baseline W defined by user]],Table1323[[#This Row],[Assumed Baseline W by source]])))))*Table1323[[#This Row],[Quantity of luminaires]]/1000,\"\")","v":""},{"$f":"Table1323[[#This Row],[LED lamp/luminaire retrofit part '#]]","v":0},{"$f":"IF(Table1323[[#This Row],[Rebate Unit]]=\"per lamp\",INDEX(Table1[Number of Lamps],MATCH(Table1323[[#This Row],[Lamp / Luminaire Category]]&Table1323[[#This Row],[Rebate Category]],Table1[PrescribedSource - Rebate ID],0)),1)*Table1323[[#This Row],[Quantity of luminaires]]","v":0},{"$f":"IFERROR(IF(Table1323[[#This Row],[Lamp / Luminaire Category]]=\"No eligible rebate\",\"no eligible rebate\",INDEX(Table1[BC Hydro xRM ECM],MATCH(Table1323[[#This Row],[Lamp / Luminaire Category]]&Table1323[[#This Row],[Rebate Category]],Table1[PrescribedSource - Rebate ID],0))),\"\")","v":""}]
[null,{"$f":"IF(Table1323[[#This Row],[Space Type]]=\"\",\"\",\"L-\"&ROW(254:254))","v":""},null,null,null,null,null,null,null,{"$f":"IFERROR(IF(Table1323[[#This Row],[Space Type]]=\"\",\"\",IF(Table1323[[#This Row],[Lamp / Luminaire Category]]=\"No eligible rebate\",\"\",IF(Table1323[[#This Row],[Rebate Category]]=\"\",\"select rebate\",INDEX(Table1[Actual Baseline W],MATCH(Table1323[[#This Row],[Lamp / Luminaire Category]]&Table1323[[#This Row],[Rebate Category]],Table1[PrescribedSource - Rebate ID],0))))),\"\")","v":""},{"$f":"IFERROR(IF(Table1323[[#This Row],[No]]=\"\",\"\",IF(Table1323[[#This Row],[Space Type]]=\"\",\"select Space Type\",IF(Table1323[[#This Row],[Baseline Operating hours]]<>\"\",\"user defined\",INDEX(Table5[Hours],MATCH(Table1323[[#This Row],[Space Type]],Table5[Space Type],0))))),\"\")","v":""},null,{"$f":"IFERROR(INDEX(Table1[Rebate],MATCH(Table1323[[#This Row],[Lamp / Luminaire Category]]&Table1323[[#This Row],[Rebate Category]],Table1[PrescribedSource - Rebate ID],0)),\"\")","v":""},{"$f":"IFERROR(INDEX(Table1[Rebate Unit],MATCH(Table1323[[#This Row],[Lamp / Luminaire Category]]&Table1323[[#This Row],[Rebate Category]],Table1[PrescribedSource - Rebate ID],0)),\"\")","v":""},null,{"$f":"IFERROR(IF(Table1323[[#This Row],[Lamp / Luminaire Category]]=\"No eligible rebate\",\"no rebate\",INDEX(Table1[Retrofit W],MATCH(Table1323[[#This Row],[Lamp / Luminaire Category]]&Table1323[[#This Row],[Rebate Category]],Table1[PrescribedSource - Rebate ID],0))),\"\")","v":""},null,null,null,{"$f":"IFERROR(INDEX(Table1[Rebate],MATCH(Table1323[[#This Row],[Lamp / Luminaire Category]]&Table1323[[#This Row],[Rebate Category]],Table1[PrescribedSource - Rebate ID],0))*Table1323[[#This Row],[Quantity of luminaires]],0)","v":0},{"$f":"IF(OR(Table1323[[#This Row],[Automatic Controls?]]=\"Fixture integrated Occupancy / Daylight Harvesting sensor\",Table1323[[#This Row],[Automatic Controls?]]=\"Ceiling / wall mounted Occupancy / Daylight Harvesting sensor\",Table1323[[#This Row],[Automatic Controls?]]=\"Timer\"),45*Table1323[[#This Row],[Number of occupancy sensors]],\"\")","v":""},{"$f":"IFERROR(IF(Table1323[[#This Row],[Controls Rebate]]=\"\",0,Table1323[[#This Row],[Controls Rebate]])+Table1323[[#This Row],[Lighting Rebate]],\"\")","v":0},{"$f":"IFERROR(INDEX(Table1[Rebate Savings],MATCH(Table1323[[#This Row],[Lamp / Luminaire Category]]&Table1323[[#This Row],[Rebate Category]],Table1[PrescribedSource - Rebate ID],0))*Table1323[[#This Row],[Quantity of luminaires]]/1000,0)","v":0},{"$f":"IFERROR(Table1323[[#This Row],[Rebate kW Savings]]*IF(Table1323[[#This Row],[Assumed hours from space type]]=\"user defined\",Table1323[[#This Row],[Baseline Operating hours]],Table1323[[#This Row],[Assumed hours from space type]]),0)","v":0},{"$f":"IF(OR(Table1323[[#This Row],[Automatic Controls?]]=\"Fixture integrated occupancy sensor\",Table1323[[#This Row],[Automatic Controls?]]=\"Ceiling / wall mounted occupancy sensor\"),Table1323[[#This Row],[Quantity of luminaires]]*IF(Table1323[[#This Row],[Rebate Category]]<>\"\",INDEX(Table1[Retrofit W],MATCH(Table1323[[#This Row],[Rebate Category]],Table1[BC Hydro Rebate Category],0)),Table1323[[#This Row],[Retrofit W defined by user (no rebate)]])/1000*IF(Table1323[[#This Row],[Assumed hours from space type]]=\"user defined\",Table1323[[#This Row],[Baseline Operating hours]],Table1323[[#This Row],[Assumed hours from space type]])*0.2,0)","v":0},{"$f":"Table1323[[#This Row],[Rebate kWh savings]]+Table1323[[#This Row],[Controls Rebate kWh Savings]]","v":0},{"$f":"IFERROR(IF(Table1323[[#This Row],[Quantity of luminaires]]=\"\",\"\",IF(Table1323[[#This Row],[Lamp / Luminaire Category]]=\"No eligible rebate\",(Table1323[[#This Row],[Baseline W defined by user]]-Table1323[[#This Row],[Retrofit W defined by user (no rebate)]])*Table1323[[#This Row],[Quantity of luminaires]]/1000,(Table1323[[#This Row],[Assumed Baseline W by source]]-Table1323[[#This Row],[LED Luminaire W by rebate]])*Table1323[[#This Row],[Quantity of luminaires]]/1000)),0)","v":""},{"$f":"IFERROR(IF(Table1323[[#This Row],[Lamp / Luminaire Category]]=\"No eligible rebate\",Table1323[[#This Row],[Quantity of luminaires]]*(Table1323[[#This Row],[Baseline W defined by user]]-Table1323[[#This Row],[Retrofit W defined by user (no rebate)]])/1000*IF(Table1323[[#This Row],[Assumed hours from space type]]=\"user defined\",Table1323[[#This Row],[Baseline Operating hours]],Table1323[[#This Row],[Assumed hours from space type]])+Table1323[[#This Row],[Controls Rebate kWh Savings]],Table1323[[#This Row],[Quantity of luminaires]]*(INDEX(Table1[Actual Baseline W],MATCH(Table1323[[#This Row],[Lamp / Luminaire Category]]&Table1323[[#This Row],[Rebate Category]],Table1[PrescribedSource - Rebate ID],0))/1000-Table1323[[#This Row],[LED Luminaire W by rebate]]/1000)*IF(Table1323[[#This Row],[Assumed hours from space type]]=\"user defined\",Table1323[[#This Row],[Baseline Operating hours]],Table1323[[#This Row],[Assumed hours from space type]])+Table1323[[#This Row],[Controls Rebate kWh Savings]]),0)","v":0},{"$f":"IFERROR(IF(Table1323[[#This Row],[Rebate kW Savings]]=0,Table1323[[#This Row],[Demand Savings, kW]],INDEX(Table1[Actual Savings],MATCH(Table1323[[#This Row],[Lamp / Luminaire Category]]&Table1323[[#This Row],[Rebate Category]],Table1[PrescribedSource - Rebate ID],0))*Table1323[[#This Row],[Quantity of luminaires]]/1000),0)","v":""},{"$f":"IFERROR(Table1323[[#This Row],[BC Housing Site kW Savings]]*IF(Table1323[[#This Row],[Assumed hours from space type]]=\"user defined\",Table1323[[#This Row],[Baseline Operating hours]],Table1323[[#This Row],[Assumed hours from space type]])+Table1323[[#This Row],[Controls Rebate kWh Savings]],0)","v":0},{"$f":"IFERROR(IF(Table1323[[#This Row],[Lamp / Luminaire Category]]=\"No eligible rebate\",Table1323[[#This Row],[Lighting Technology]]&\" retrofit with no rebate\",Table1323[[#This Row],[Rebate Category]]),\"\")","v":0},{"$f":"IF(Table1323[[#This Row],[Lamp / Luminaire Category]]=\"No eligible rebate\",1,0)","v":0},{"$f":"IFERROR(IF(IF(Table1323[[#This Row],[Assumed hours from space type]]=\"user defined\",Table1323[[#This Row],[Baseline Operating hours]],Table1323[[#This Row],[Assumed hours from space type]])<3600,0,IF(AND(IF(Table1323[[#This Row],[Assumed hours from space type]]=\"user defined\",Table1323[[#This Row],[Baseline Operating hours]],Table1323[[#This Row],[Assumed hours from space type]])>=3600,OR(Table1323[[#This Row],[Automatic Controls?]]=\"None\",Table1323[[#This Row],[Automatic Controls?]]=\"\")),IF(Table1323[[#This Row],[Lamp / Luminaire Category]]=\"No eligible rebate\",Table1323[[#This Row],[Baseline W defined by user]]-Table1323[[#This Row],[Retrofit W defined by user (no rebate)]],Table1323[[#This Row],[Assumed Baseline W by source]]-Table1323[[#This Row],[LED Luminaire W by rebate]]),IF(AND(IF(Table1323[[#This Row],[Assumed hours from space type]]=\"user defined\",Table1323[[#This Row],[Baseline Operating hours]],Table1323[[#This Row],[Assumed hours from space type]])>=(3600/0.8),OR(Table1323[[#This Row],[Automatic Controls?]]=\"Fixture integrated occupancy sensor\",Table1323[[#This Row],[Automatic Controls?]]=\"Ceiling / wall mounted occupancy sensor\")),IF(Table1323[[#This Row],[Lamp / Luminaire Category]]=\"No eligible rebate\",(Table1323[[#This Row],[Baseline W defined by user]]-Table1323[[#This Row],[Retrofit W defined by user (no rebate)]]),Table1323[[#This Row],[Assumed Baseline W by source]]-Table1323[[#This Row],[LED Luminaire W by rebate]]),IF(AND(IF(Table1323[[#This Row],[Assumed hours from space type]]=\"user defined\",Table1323[[#This Row],[Baseline Operating hours]],Table1323[[#This Row],[Assumed hours from space type]])<(3600/0.8),OR(Table1323[[#This Row],[Automatic Controls?]]=\"Fixture integrated occupancy sensor\",Table1323[[#This Row],[Automatic Controls?]]=\"Ceiling / wall mounted occupancy sensor\")),IF(Table1323[[#This Row],[Lamp / Luminaire Category]]=\"No eligible rebate\",Table1323[[#This Row],[Baseline W defined by user]],Table1323[[#This Row],[Assumed Baseline W by source]])))))*Table1323[[#This Row],[Quantity of luminaires]]/1000,\"\")","v":""},{"$f":"Table1323[[#This Row],[LED lamp/luminaire retrofit part '#]]","v":0},{"$f":"IF(Table1323[[#This Row],[Rebate Unit]]=\"per lamp\",INDEX(Table1[Number of Lamps],MATCH(Table1323[[#This Row],[Lamp / Luminaire Category]]&Table1323[[#This Row],[Rebate Category]],Table1[PrescribedSource - Rebate ID],0)),1)*Table1323[[#This Row],[Quantity of luminaires]]","v":0},{"$f":"IFERROR(IF(Table1323[[#This Row],[Lamp / Luminaire Category]]=\"No eligible rebate\",\"no eligible rebate\",INDEX(Table1[BC Hydro xRM ECM],MATCH(Table1323[[#This Row],[Lamp / Luminaire Category]]&Table1323[[#This Row],[Rebate Category]],Table1[PrescribedSource - Rebate ID],0))),\"\")","v":""}]
[null,{"$f":"IF(Table1323[[#This Row],[Space Type]]=\"\",\"\",\"L-\"&ROW(255:255))","v":""},null,null,null,null,null,null,null,{"$f":"IFERROR(IF(Table1323[[#This Row],[Space Type]]=\"\",\"\",IF(Table1323[[#This Row],[Lamp / Luminaire Category]]=\"No eligible rebate\",\"\",IF(Table1323[[#This Row],[Rebate Category]]=\"\",\"select rebate\",INDEX(Table1[Actual Baseline W],MATCH(Table1323[[#This Row],[Lamp / Luminaire Category]]&Table1323[[#This Row],[Rebate Category]],Table1[PrescribedSource - Rebate ID],0))))),\"\")","v":""},{"$f":"IFERROR(IF(Table1323[[#This Row],[No]]=\"\",\"\",IF(Table1323[[#This Row],[Space Type]]=\"\",\"select Space Type\",IF(Table1323[[#This Row],[Baseline Operating hours]]<>\"\",\"user defined\",INDEX(Table5[Hours],MATCH(Table1323[[#This Row],[Space Type]],Table5[Space Type],0))))),\"\")","v":""},null,{"$f":"IFERROR(INDEX(Table1[Rebate],MATCH(Table1323[[#This Row],[Lamp / Luminaire Category]]&Table1323[[#This Row],[Rebate Category]],Table1[PrescribedSource - Rebate ID],0)),\"\")","v":""},{"$f":"IFERROR(INDEX(Table1[Rebate Unit],MATCH(Table1323[[#This Row],[Lamp / Luminaire Category]]&Table1323[[#This Row],[Rebate Category]],Table1[PrescribedSource - Rebate ID],0)),\"\")","v":""},null,{"$f":"IFERROR(IF(Table1323[[#This Row],[Lamp / Luminaire Category]]=\"No eligible rebate\",\"no rebate\",INDEX(Table1[Retrofit W],MATCH(Table1323[[#This Row],[Lamp / Luminaire Category]]&Table1323[[#This Row],[Rebate Category]],Table1[PrescribedSource - Rebate ID],0))),\"\")","v":""},null,null,null,{"$f":"IFERROR(INDEX(Table1[Rebate],MATCH(Table1323[[#This Row],[Lamp / Luminaire Category]]&Table1323[[#This Row],[Rebate Category]],Table1[PrescribedSource - Rebate ID],0))*Table1323[[#This Row],[Quantity of luminaires]],0)","v":0},{"$f":"IF(OR(Table1323[[#This Row],[Automatic Controls?]]=\"Fixture integrated Occupancy / Daylight Harvesting sensor\",Table1323[[#This Row],[Automatic Controls?]]=\"Ceiling / wall mounted Occupancy / Daylight Harvesting sensor\",Table1323[[#This Row],[Automatic Controls?]]=\"Timer\"),45*Table1323[[#This Row],[Number of occupancy sensors]],\"\")","v":""},{"$f":"IFERROR(IF(Table1323[[#This Row],[Controls Rebate]]=\"\",0,Table1323[[#This Row],[Controls Rebate]])+Table1323[[#This Row],[Lighting Rebate]],\"\")","v":0},{"$f":"IFERROR(INDEX(Table1[Rebate Savings],MATCH(Table1323[[#This Row],[Lamp / Luminaire Category]]&Table1323[[#This Row],[Rebate Category]],Table1[PrescribedSource - Rebate ID],0))*Table1323[[#This Row],[Quantity of luminaires]]/1000,0)","v":0},{"$f":"IFERROR(Table1323[[#This Row],[Rebate kW Savings]]*IF(Table1323[[#This Row],[Assumed hours from space type]]=\"user defined\",Table1323[[#This Row],[Baseline Operating hours]],Table1323[[#This Row],[Assumed hours from space type]]),0)","v":0},{"$f":"IF(OR(Table1323[[#This Row],[Automatic Controls?]]=\"Fixture integrated occupancy sensor\",Table1323[[#This Row],[Automatic Controls?]]=\"Ceiling / wall mounted occupancy sensor\"),Table1323[[#This Row],[Quantity of luminaires]]*IF(Table1323[[#This Row],[Rebate Category]]<>\"\",INDEX(Table1[Retrofit W],MATCH(Table1323[[#This Row],[Rebate Category]],Table1[BC Hydro Rebate Category],0)),Table1323[[#This Row],[Retrofit W defined by user (no rebate)]])/1000*IF(Table1323[[#This Row],[Assumed hours from space type]]=\"user defined\",Table1323[[#This Row],[Baseline Operating hours]],Table1323[[#This Row],[Assumed hours from space type]])*0.2,0)","v":0},{"$f":"Table1323[[#This Row],[Rebate kWh savings]]+Table1323[[#This Row],[Controls Rebate kWh Savings]]","v":0},{"$f":"IFERROR(IF(Table1323[[#This Row],[Quantity of luminaires]]=\"\",\"\",IF(Table1323[[#This Row],[Lamp / Luminaire Category]]=\"No eligible rebate\",(Table1323[[#This Row],[Baseline W defined by user]]-Table1323[[#This Row],[Retrofit W defined by user (no rebate)]])*Table1323[[#This Row],[Quantity of luminaires]]/1000,(Table1323[[#This Row],[Assumed Baseline W by source]]-Table1323[[#This Row],[LED Luminaire W by rebate]])*Table1323[[#This Row],[Quantity of luminaires]]/1000)),0)","v":""},{"$f":"IFERROR(IF(Table1323[[#This Row],[Lamp / Luminaire Category]]=\"No eligible rebate\",Table1323[[#This Row],[Quantity of luminaires]]*(Table1323[[#This Row],[Baseline W defined by user]]-Table1323[[#This Row],[Retrofit W defined by user (no rebate)]])/1000*IF(Table1323[[#This Row],[Assumed hours from space type]]=\"user defined\",Table1323[[#This Row],[Baseline Operating hours]],Table1323[[#This Row],[Assumed hours from space type]])+Table1323[[#This Row],[Controls Rebate kWh Savings]],Table1323[[#This Row],[Quantity of luminaires]]*(INDEX(Table1[Actual Baseline W],MATCH(Table1323[[#This Row],[Lamp / Luminaire Category]]&Table1323[[#This Row],[Rebate Category]],Table1[PrescribedSource - Rebate ID],0))/1000-Table1323[[#This Row],[LED Luminaire W by rebate]]/1000)*IF(Table1323[[#This Row],[Assumed hours from space type]]=\"user defined\",Table1323[[#This Row],[Baseline Operating hours]],Table1323[[#This Row],[Assumed hours from space type]])+Table1323[[#This Row],[Controls Rebate kWh Savings]]),0)","v":0},{"$f":"IFERROR(IF(Table1323[[#This Row],[Rebate kW Savings]]=0,Table1323[[#This Row],[Demand Savings, kW]],INDEX(Table1[Actual Savings],MATCH(Table1323[[#This Row],[Lamp / Luminaire Category]]&Table1323[[#This Row],[Rebate Category]],Table1[PrescribedSource - Rebate ID],0))*Table1323[[#This Row],[Quantity of luminaires]]/1000),0)","v":""},{"$f":"IFERROR(Table1323[[#This Row],[BC Housing Site kW Savings]]*IF(Table1323[[#This Row],[Assumed hours from space type]]=\"user defined\",Table1323[[#This Row],[Baseline Operating hours]],Table1323[[#This Row],[Assumed hours from space type]])+Table1323[[#This Row],[Controls Rebate kWh Savings]],0)","v":0},{"$f":"IFERROR(IF(Table1323[[#This Row],[Lamp / Luminaire Category]]=\"No eligible rebate\",Table1323[[#This Row],[Lighting Technology]]&\" retrofit with no rebate\",Table1323[[#This Row],[Rebate Category]]),\"\")","v":0},{"$f":"IF(Table1323[[#This Row],[Lamp / Luminaire Category]]=\"No eligible rebate\",1,0)","v":0},{"$f":"IFERROR(IF(IF(Table1323[[#This Row],[Assumed hours from space type]]=\"user defined\",Table1323[[#This Row],[Baseline Operating hours]],Table1323[[#This Row],[Assumed hours from space type]])<3600,0,IF(AND(IF(Table1323[[#This Row],[Assumed hours from space type]]=\"user defined\",Table1323[[#This Row],[Baseline Operating hours]],Table1323[[#This Row],[Assumed hours from space type]])>=3600,OR(Table1323[[#This Row],[Automatic Controls?]]=\"None\",Table1323[[#This Row],[Automatic Controls?]]=\"\")),IF(Table1323[[#This Row],[Lamp / Luminaire Category]]=\"No eligible rebate\",Table1323[[#This Row],[Baseline W defined by user]]-Table1323[[#This Row],[Retrofit W defined by user (no rebate)]],Table1323[[#This Row],[Assumed Baseline W by source]]-Table1323[[#This Row],[LED Luminaire W by rebate]]),IF(AND(IF(Table1323[[#This Row],[Assumed hours from space type]]=\"user defined\",Table1323[[#This Row],[Baseline Operating hours]],Table1323[[#This Row],[Assumed hours from space type]])>=(3600/0.8),OR(Table1323[[#This Row],[Automatic Controls?]]=\"Fixture integrated occupancy sensor\",Table1323[[#This Row],[Automatic Controls?]]=\"Ceiling / wall mounted occupancy sensor\")),IF(Table1323[[#This Row],[Lamp / Luminaire Category]]=\"No eligible rebate\",(Table1323[[#This Row],[Baseline W defined by user]]-Table1323[[#This Row],[Retrofit W defined by user (no rebate)]]),Table1323[[#This Row],[Assumed Baseline W by source]]-Table1323[[#This Row],[LED Luminaire W by rebate]]),IF(AND(IF(Table1323[[#This Row],[Assumed hours from space type]]=\"user defined\",Table1323[[#This Row],[Baseline Operating hours]],Table1323[[#This Row],[Assumed hours from space type]])<(3600/0.8),OR(Table1323[[#This Row],[Automatic Controls?]]=\"Fixture integrated occupancy sensor\",Table1323[[#This Row],[Automatic Controls?]]=\"Ceiling / wall mounted occupancy sensor\")),IF(Table1323[[#This Row],[Lamp / Luminaire Category]]=\"No eligible rebate\",Table1323[[#This Row],[Baseline W defined by user]],Table1323[[#This Row],[Assumed Baseline W by source]])))))*Table1323[[#This Row],[Quantity of luminaires]]/1000,\"\")","v":""},{"$f":"Table1323[[#This Row],[LED lamp/luminaire retrofit part '#]]","v":0},{"$f":"IF(Table1323[[#This Row],[Rebate Unit]]=\"per lamp\",INDEX(Table1[Number of Lamps],MATCH(Table1323[[#This Row],[Lamp / Luminaire Category]]&Table1323[[#This Row],[Rebate Category]],Table1[PrescribedSource - Rebate ID],0)),1)*Table1323[[#This Row],[Quantity of luminaires]]","v":0},{"$f":"IFERROR(IF(Table1323[[#This Row],[Lamp / Luminaire Category]]=\"No eligible rebate\",\"no eligible rebate\",INDEX(Table1[BC Hydro xRM ECM],MATCH(Table1323[[#This Row],[Lamp / Luminaire Category]]&Table1323[[#This Row],[Rebate Category]],Table1[PrescribedSource - Rebate ID],0))),\"\")","v":""}]
[null,{"$f":"IF(Table1323[[#This Row],[Space Type]]=\"\",\"\",\"L-\"&ROW(256:256))","v":""},null,null,null,null,null,null,null,{"$f":"IFERROR(IF(Table1323[[#This Row],[Space Type]]=\"\",\"\",IF(Table1323[[#This Row],[Lamp / Luminaire Category]]=\"No eligible rebate\",\"\",IF(Table1323[[#This Row],[Rebate Category]]=\"\",\"select rebate\",INDEX(Table1[Actual Baseline W],MATCH(Table1323[[#This Row],[Lamp / Luminaire Category]]&Table1323[[#This Row],[Rebate Category]],Table1[PrescribedSource - Rebate ID],0))))),\"\")","v":""},{"$f":"IFERROR(IF(Table1323[[#This Row],[No]]=\"\",\"\",IF(Table1323[[#This Row],[Space Type]]=\"\",\"select Space Type\",IF(Table1323[[#This Row],[Baseline Operating hours]]<>\"\",\"user defined\",INDEX(Table5[Hours],MATCH(Table1323[[#This Row],[Space Type]],Table5[Space Type],0))))),\"\")","v":""},null,{"$f":"IFERROR(INDEX(Table1[Rebate],MATCH(Table1323[[#This Row],[Lamp / Luminaire Category]]&Table1323[[#This Row],[Rebate Category]],Table1[PrescribedSource - Rebate ID],0)),\"\")","v":""},{"$f":"IFERROR(INDEX(Table1[Rebate Unit],MATCH(Table1323[[#This Row],[Lamp / Luminaire Category]]&Table1323[[#This Row],[Rebate Category]],Table1[PrescribedSource - Rebate ID],0)),\"\")","v":""},null,{"$f":"IFERROR(IF(Table1323[[#This Row],[Lamp / Luminaire Category]]=\"No eligible rebate\",\"no rebate\",INDEX(Table1[Retrofit W],MATCH(Table1323[[#This Row],[Lamp / Luminaire Category]]&Table1323[[#This Row],[Rebate Category]],Table1[PrescribedSource - Rebate ID],0))),\"\")","v":""},null,null,null,{"$f":"IFERROR(INDEX(Table1[Rebate],MATCH(Table1323[[#This Row],[Lamp / Luminaire Category]]&Table1323[[#This Row],[Rebate Category]],Table1[PrescribedSource - Rebate ID],0))*Table1323[[#This Row],[Quantity of luminaires]],0)","v":0},{"$f":"IF(OR(Table1323[[#This Row],[Automatic Controls?]]=\"Fixture integrated Occupancy / Daylight Harvesting sensor\",Table1323[[#This Row],[Automatic Controls?]]=\"Ceiling / wall mounted Occupancy / Daylight Harvesting sensor\",Table1323[[#This Row],[Automatic Controls?]]=\"Timer\"),45*Table1323[[#This Row],[Number of occupancy sensors]],\"\")","v":""},{"$f":"IFERROR(IF(Table1323[[#This Row],[Controls Rebate]]=\"\",0,Table1323[[#This Row],[Controls Rebate]])+Table1323[[#This Row],[Lighting Rebate]],\"\")","v":0},{"$f":"IFERROR(INDEX(Table1[Rebate Savings],MATCH(Table1323[[#This Row],[Lamp / Luminaire Category]]&Table1323[[#This Row],[Rebate Category]],Table1[PrescribedSource - Rebate ID],0))*Table1323[[#This Row],[Quantity of luminaires]]/1000,0)","v":0},{"$f":"IFERROR(Table1323[[#This Row],[Rebate kW Savings]]*IF(Table1323[[#This Row],[Assumed hours from space type]]=\"user defined\",Table1323[[#This Row],[Baseline Operating hours]],Table1323[[#This Row],[Assumed hours from space type]]),0)","v":0},{"$f":"IF(OR(Table1323[[#This Row],[Automatic Controls?]]=\"Fixture integrated occupancy sensor\",Table1323[[#This Row],[Automatic Controls?]]=\"Ceiling / wall mounted occupancy sensor\"),Table1323[[#This Row],[Quantity of luminaires]]*IF(Table1323[[#This Row],[Rebate Category]]<>\"\",INDEX(Table1[Retrofit W],MATCH(Table1323[[#This Row],[Rebate Category]],Table1[BC Hydro Rebate Category],0)),Table1323[[#This Row],[Retrofit W defined by user (no rebate)]])/1000*IF(Table1323[[#This Row],[Assumed hours from space type]]=\"user defined\",Table1323[[#This Row],[Baseline Operating hours]],Table1323[[#This Row],[Assumed hours from space type]])*0.2,0)","v":0},{"$f":"Table1323[[#This Row],[Rebate kWh savings]]+Table1323[[#This Row],[Controls Rebate kWh Savings]]","v":0},{"$f":"IFERROR(IF(Table1323[[#This Row],[Quantity of luminaires]]=\"\",\"\",IF(Table1323[[#This Row],[Lamp / Luminaire Category]]=\"No eligible rebate\",(Table1323[[#This Row],[Baseline W defined by user]]-Table1323[[#This Row],[Retrofit W defined by user (no rebate)]])*Table1323[[#This Row],[Quantity of luminaires]]/1000,(Table1323[[#This Row],[Assumed Baseline W by source]]-Table1323[[#This Row],[LED Luminaire W by rebate]])*Table1323[[#This Row],[Quantity of luminaires]]/1000)),0)","v":""},{"$f":"IFERROR(IF(Table1323[[#This Row],[Lamp / Luminaire Category]]=\"No eligible rebate\",Table1323[[#This Row],[Quantity of luminaires]]*(Table1323[[#This Row],[Baseline W defined by user]]-Table1323[[#This Row],[Retrofit W defined by user (no rebate)]])/1000*IF(Table1323[[#This Row],[Assumed hours from space type]]=\"user defined\",Table1323[[#This Row],[Baseline Operating hours]],Table1323[[#This Row],[Assumed hours from space type]])+Table1323[[#This Row],[Controls Rebate kWh Savings]],Table1323[[#This Row],[Quantity of luminaires]]*(INDEX(Table1[Actual Baseline W],MATCH(Table1323[[#This Row],[Lamp / Luminaire Category]]&Table1323[[#This Row],[Rebate Category]],Table1[PrescribedSource - Rebate ID],0))/1000-Table1323[[#This Row],[LED Luminaire W by rebate]]/1000)*IF(Table1323[[#This Row],[Assumed hours from space type]]=\"user defined\",Table1323[[#This Row],[Baseline Operating hours]],Table1323[[#This Row],[Assumed hours from space type]])+Table1323[[#This Row],[Controls Rebate kWh Savings]]),0)","v":0},{"$f":"IFERROR(IF(Table1323[[#This Row],[Rebate kW Savings]]=0,Table1323[[#This Row],[Demand Savings, kW]],INDEX(Table1[Actual Savings],MATCH(Table1323[[#This Row],[Lamp / Luminaire Category]]&Table1323[[#This Row],[Rebate Category]],Table1[PrescribedSource - Rebate ID],0))*Table1323[[#This Row],[Quantity of luminaires]]/1000),0)","v":""},{"$f":"IFERROR(Table1323[[#This Row],[BC Housing Site kW Savings]]*IF(Table1323[[#This Row],[Assumed hours from space type]]=\"user defined\",Table1323[[#This Row],[Baseline Operating hours]],Table1323[[#This Row],[Assumed hours from space type]])+Table1323[[#This Row],[Controls Rebate kWh Savings]],0)","v":0},{"$f":"IFERROR(IF(Table1323[[#This Row],[Lamp / Luminaire Category]]=\"No eligible rebate\",Table1323[[#This Row],[Lighting Technology]]&\" retrofit with no rebate\",Table1323[[#This Row],[Rebate Category]]),\"\")","v":0},{"$f":"IF(Table1323[[#This Row],[Lamp / Luminaire Category]]=\"No eligible rebate\",1,0)","v":0},{"$f":"IFERROR(IF(IF(Table1323[[#This Row],[Assumed hours from space type]]=\"user defined\",Table1323[[#This Row],[Baseline Operating hours]],Table1323[[#This Row],[Assumed hours from space type]])<3600,0,IF(AND(IF(Table1323[[#This Row],[Assumed hours from space type]]=\"user defined\",Table1323[[#This Row],[Baseline Operating hours]],Table1323[[#This Row],[Assumed hours from space type]])>=3600,OR(Table1323[[#This Row],[Automatic Controls?]]=\"None\",Table1323[[#This Row],[Automatic Controls?]]=\"\")),IF(Table1323[[#This Row],[Lamp / Luminaire Category]]=\"No eligible rebate\",Table1323[[#This Row],[Baseline W defined by user]]-Table1323[[#This Row],[Retrofit W defined by user (no rebate)]],Table1323[[#This Row],[Assumed Baseline W by source]]-Table1323[[#This Row],[LED Luminaire W by rebate]]),IF(AND(IF(Table1323[[#This Row],[Assumed hours from space type]]=\"user defined\",Table1323[[#This Row],[Baseline Operating hours]],Table1323[[#This Row],[Assumed hours from space type]])>=(3600/0.8),OR(Table1323[[#This Row],[Automatic Controls?]]=\"Fixture integrated occupancy sensor\",Table1323[[#This Row],[Automatic Controls?]]=\"Ceiling / wall mounted occupancy sensor\")),IF(Table1323[[#This Row],[Lamp / Luminaire Category]]=\"No eligible rebate\",(Table1323[[#This Row],[Baseline W defined by user]]-Table1323[[#This Row],[Retrofit W defined by user (no rebate)]]),Table1323[[#This Row],[Assumed Baseline W by source]]-Table1323[[#This Row],[LED Luminaire W by rebate]]),IF(AND(IF(Table1323[[#This Row],[Assumed hours from space type]]=\"user defined\",Table1323[[#This Row],[Baseline Operating hours]],Table1323[[#This Row],[Assumed hours from space type]])<(3600/0.8),OR(Table1323[[#This Row],[Automatic Controls?]]=\"Fixture integrated occupancy sensor\",Table1323[[#This Row],[Automatic Controls?]]=\"Ceiling / wall mounted occupancy sensor\")),IF(Table1323[[#This Row],[Lamp / Luminaire Category]]=\"No eligible rebate\",Table1323[[#This Row],[Baseline W defined by user]],Table1323[[#This Row],[Assumed Baseline W by source]])))))*Table1323[[#This Row],[Quantity of luminaires]]/1000,\"\")","v":""},{"$f":"Table1323[[#This Row],[LED lamp/luminaire retrofit part '#]]","v":0},{"$f":"IF(Table1323[[#This Row],[Rebate Unit]]=\"per lamp\",INDEX(Table1[Number of Lamps],MATCH(Table1323[[#This Row],[Lamp / Luminaire Category]]&Table1323[[#This Row],[Rebate Category]],Table1[PrescribedSource - Rebate ID],0)),1)*Table1323[[#This Row],[Quantity of luminaires]]","v":0},{"$f":"IFERROR(IF(Table1323[[#This Row],[Lamp / Luminaire Category]]=\"No eligible rebate\",\"no eligible rebate\",INDEX(Table1[BC Hydro xRM ECM],MATCH(Table1323[[#This Row],[Lamp / Luminaire Category]]&Table1323[[#This Row],[Rebate Category]],Table1[PrescribedSource - Rebate ID],0))),\"\")","v":""}]
[null,{"$f":"IF(Table1323[[#This Row],[Space Type]]=\"\",\"\",\"L-\"&ROW(257:257))","v":""},null,null,null,null,null,null,null,{"$f":"IFERROR(IF(Table1323[[#This Row],[Space Type]]=\"\",\"\",IF(Table1323[[#This Row],[Lamp / Luminaire Category]]=\"No eligible rebate\",\"\",IF(Table1323[[#This Row],[Rebate Category]]=\"\",\"select rebate\",INDEX(Table1[Actual Baseline W],MATCH(Table1323[[#This Row],[Lamp / Luminaire Category]]&Table1323[[#This Row],[Rebate Category]],Table1[PrescribedSource - Rebate ID],0))))),\"\")","v":""},{"$f":"IFERROR(IF(Table1323[[#This Row],[No]]=\"\",\"\",IF(Table1323[[#This Row],[Space Type]]=\"\",\"select Space Type\",IF(Table1323[[#This Row],[Baseline Operating hours]]<>\"\",\"user defined\",INDEX(Table5[Hours],MATCH(Table1323[[#This Row],[Space Type]],Table5[Space Type],0))))),\"\")","v":""},null,{"$f":"IFERROR(INDEX(Table1[Rebate],MATCH(Table1323[[#This Row],[Lamp / Luminaire Category]]&Table1323[[#This Row],[Rebate Category]],Table1[PrescribedSource - Rebate ID],0)),\"\")","v":""},{"$f":"IFERROR(INDEX(Table1[Rebate Unit],MATCH(Table1323[[#This Row],[Lamp / Luminaire Category]]&Table1323[[#This Row],[Rebate Category]],Table1[PrescribedSource - Rebate ID],0)),\"\")","v":""},null,{"$f":"IFERROR(IF(Table1323[[#This Row],[Lamp / Luminaire Category]]=\"No eligible rebate\",\"no rebate\",INDEX(Table1[Retrofit W],MATCH(Table1323[[#This Row],[Lamp / Luminaire Category]]&Table1323[[#This Row],[Rebate Category]],Table1[PrescribedSource - Rebate ID],0))),\"\")","v":""},null,null,null,{"$f":"IFERROR(INDEX(Table1[Rebate],MATCH(Table1323[[#This Row],[Lamp / Luminaire Category]]&Table1323[[#This Row],[Rebate Category]],Table1[PrescribedSource - Rebate ID],0))*Table1323[[#This Row],[Quantity of luminaires]],0)","v":0},{"$f":"IF(OR(Table1323[[#This Row],[Automatic Controls?]]=\"Fixture integrated Occupancy / Daylight Harvesting sensor\",Table1323[[#This Row],[Automatic Controls?]]=\"Ceiling / wall mounted Occupancy / Daylight Harvesting sensor\",Table1323[[#This Row],[Automatic Controls?]]=\"Timer\"),45*Table1323[[#This Row],[Number of occupancy sensors]],\"\")","v":""},{"$f":"IFERROR(IF(Table1323[[#This Row],[Controls Rebate]]=\"\",0,Table1323[[#This Row],[Controls Rebate]])+Table1323[[#This Row],[Lighting Rebate]],\"\")","v":0},{"$f":"IFERROR(INDEX(Table1[Rebate Savings],MATCH(Table1323[[#This Row],[Lamp / Luminaire Category]]&Table1323[[#This Row],[Rebate Category]],Table1[PrescribedSource - Rebate ID],0))*Table1323[[#This Row],[Quantity of luminaires]]/1000,0)","v":0},{"$f":"IFERROR(Table1323[[#This Row],[Rebate kW Savings]]*IF(Table1323[[#This Row],[Assumed hours from space type]]=\"user defined\",Table1323[[#This Row],[Baseline Operating hours]],Table1323[[#This Row],[Assumed hours from space type]]),0)","v":0},{"$f":"IF(OR(Table1323[[#This Row],[Automatic Controls?]]=\"Fixture integrated occupancy sensor\",Table1323[[#This Row],[Automatic Controls?]]=\"Ceiling / wall mounted occupancy sensor\"),Table1323[[#This Row],[Quantity of luminaires]]*IF(Table1323[[#This Row],[Rebate Category]]<>\"\",INDEX(Table1[Retrofit W],MATCH(Table1323[[#This Row],[Rebate Category]],Table1[BC Hydro Rebate Category],0)),Table1323[[#This Row],[Retrofit W defined by user (no rebate)]])/1000*IF(Table1323[[#This Row],[Assumed hours from space type]]=\"user defined\",Table1323[[#This Row],[Baseline Operating hours]],Table1323[[#This Row],[Assumed hours from space type]])*0.2,0)","v":0},{"$f":"Table1323[[#This Row],[Rebate kWh savings]]+Table1323[[#This Row],[Controls Rebate kWh Savings]]","v":0},{"$f":"IFERROR(IF(Table1323[[#This Row],[Quantity of luminaires]]=\"\",\"\",IF(Table1323[[#This Row],[Lamp / Luminaire Category]]=\"No eligible rebate\",(Table1323[[#This Row],[Baseline W defined by user]]-Table1323[[#This Row],[Retrofit W defined by user (no rebate)]])*Table1323[[#This Row],[Quantity of luminaires]]/1000,(Table1323[[#This Row],[Assumed Baseline W by source]]-Table1323[[#This Row],[LED Luminaire W by rebate]])*Table1323[[#This Row],[Quantity of luminaires]]/1000)),0)","v":""},{"$f":"IFERROR(IF(Table1323[[#This Row],[Lamp / Luminaire Category]]=\"No eligible rebate\",Table1323[[#This Row],[Quantity of luminaires]]*(Table1323[[#This Row],[Baseline W defined by user]]-Table1323[[#This Row],[Retrofit W defined by user (no rebate)]])/1000*IF(Table1323[[#This Row],[Assumed hours from space type]]=\"user defined\",Table1323[[#This Row],[Baseline Operating hours]],Table1323[[#This Row],[Assumed hours from space type]])+Table1323[[#This Row],[Controls Rebate kWh Savings]],Table1323[[#This Row],[Quantity of luminaires]]*(INDEX(Table1[Actual Baseline W],MATCH(Table1323[[#This Row],[Lamp / Luminaire Category]]&Table1323[[#This Row],[Rebate Category]],Table1[PrescribedSource - Rebate ID],0))/1000-Table1323[[#This Row],[LED Luminaire W by rebate]]/1000)*IF(Table1323[[#This Row],[Assumed hours from space type]]=\"user defined\",Table1323[[#This Row],[Baseline Operating hours]],Table1323[[#This Row],[Assumed hours from space type]])+Table1323[[#This Row],[Controls Rebate kWh Savings]]),0)","v":0},{"$f":"IFERROR(IF(Table1323[[#This Row],[Rebate kW Savings]]=0,Table1323[[#This Row],[Demand Savings, kW]],INDEX(Table1[Actual Savings],MATCH(Table1323[[#This Row],[Lamp / Luminaire Category]]&Table1323[[#This Row],[Rebate Category]],Table1[PrescribedSource - Rebate ID],0))*Table1323[[#This Row],[Quantity of luminaires]]/1000),0)","v":""},{"$f":"IFERROR(Table1323[[#This Row],[BC Housing Site kW Savings]]*IF(Table1323[[#This Row],[Assumed hours from space type]]=\"user defined\",Table1323[[#This Row],[Baseline Operating hours]],Table1323[[#This Row],[Assumed hours from space type]])+Table1323[[#This Row],[Controls Rebate kWh Savings]],0)","v":0},{"$f":"IFERROR(IF(Table1323[[#This Row],[Lamp / Luminaire Category]]=\"No eligible rebate\",Table1323[[#This Row],[Lighting Technology]]&\" retrofit with no rebate\",Table1323[[#This Row],[Rebate Category]]),\"\")","v":0},{"$f":"IF(Table1323[[#This Row],[Lamp / Luminaire Category]]=\"No eligible rebate\",1,0)","v":0},{"$f":"IFERROR(IF(IF(Table1323[[#This Row],[Assumed hours from space type]]=\"user defined\",Table1323[[#This Row],[Baseline Operating hours]],Table1323[[#This Row],[Assumed hours from space type]])<3600,0,IF(AND(IF(Table1323[[#This Row],[Assumed hours from space type]]=\"user defined\",Table1323[[#This Row],[Baseline Operating hours]],Table1323[[#This Row],[Assumed hours from space type]])>=3600,OR(Table1323[[#This Row],[Automatic Controls?]]=\"None\",Table1323[[#This Row],[Automatic Controls?]]=\"\")),IF(Table1323[[#This Row],[Lamp / Luminaire Category]]=\"No eligible rebate\",Table1323[[#This Row],[Baseline W defined by user]]-Table1323[[#This Row],[Retrofit W defined by user (no rebate)]],Table1323[[#This Row],[Assumed Baseline W by source]]-Table1323[[#This Row],[LED Luminaire W by rebate]]),IF(AND(IF(Table1323[[#This Row],[Assumed hours from space type]]=\"user defined\",Table1323[[#This Row],[Baseline Operating hours]],Table1323[[#This Row],[Assumed hours from space type]])>=(3600/0.8),OR(Table1323[[#This Row],[Automatic Controls?]]=\"Fixture integrated occupancy sensor\",Table1323[[#This Row],[Automatic Controls?]]=\"Ceiling / wall mounted occupancy sensor\")),IF(Table1323[[#This Row],[Lamp / Luminaire Category]]=\"No eligible rebate\",(Table1323[[#This Row],[Baseline W defined by user]]-Table1323[[#This Row],[Retrofit W defined by user (no rebate)]]),Table1323[[#This Row],[Assumed Baseline W by source]]-Table1323[[#This Row],[LED Luminaire W by rebate]]),IF(AND(IF(Table1323[[#This Row],[Assumed hours from space type]]=\"user defined\",Table1323[[#This Row],[Baseline Operating hours]],Table1323[[#This Row],[Assumed hours from space type]])<(3600/0.8),OR(Table1323[[#This Row],[Automatic Controls?]]=\"Fixture integrated occupancy sensor\",Table1323[[#This Row],[Automatic Controls?]]=\"Ceiling / wall mounted occupancy sensor\")),IF(Table1323[[#This Row],[Lamp / Luminaire Category]]=\"No eligible rebate\",Table1323[[#This Row],[Baseline W defined by user]],Table1323[[#This Row],[Assumed Baseline W by source]])))))*Table1323[[#This Row],[Quantity of luminaires]]/1000,\"\")","v":""},{"$f":"Table1323[[#This Row],[LED lamp/luminaire retrofit part '#]]","v":0},{"$f":"IF(Table1323[[#This Row],[Rebate Unit]]=\"per lamp\",INDEX(Table1[Number of Lamps],MATCH(Table1323[[#This Row],[Lamp / Luminaire Category]]&Table1323[[#This Row],[Rebate Category]],Table1[PrescribedSource - Rebate ID],0)),1)*Table1323[[#This Row],[Quantity of luminaires]]","v":0},{"$f":"IFERROR(IF(Table1323[[#This Row],[Lamp / Luminaire Category]]=\"No eligible rebate\",\"no eligible rebate\",INDEX(Table1[BC Hydro xRM ECM],MATCH(Table1323[[#This Row],[Lamp / Luminaire Category]]&Table1323[[#This Row],[Rebate Category]],Table1[PrescribedSource - Rebate ID],0))),\"\")","v":""}]
[null,{"$f":"IF(Table1323[[#This Row],[Space Type]]=\"\",\"\",\"L-\"&ROW(258:258))","v":""},null,null,null,null,null,null,null,{"$f":"IFERROR(IF(Table1323[[#This Row],[Space Type]]=\"\",\"\",IF(Table1323[[#This Row],[Lamp / Luminaire Category]]=\"No eligible rebate\",\"\",IF(Table1323[[#This Row],[Rebate Category]]=\"\",\"select rebate\",INDEX(Table1[Actual Baseline W],MATCH(Table1323[[#This Row],[Lamp / Luminaire Category]]&Table1323[[#This Row],[Rebate Category]],Table1[PrescribedSource - Rebate ID],0))))),\"\")","v":""},{"$f":"IFERROR(IF(Table1323[[#This Row],[No]]=\"\",\"\",IF(Table1323[[#This Row],[Space Type]]=\"\",\"select Space Type\",IF(Table1323[[#This Row],[Baseline Operating hours]]<>\"\",\"user defined\",INDEX(Table5[Hours],MATCH(Table1323[[#This Row],[Space Type]],Table5[Space Type],0))))),\"\")","v":""},null,{"$f":"IFERROR(INDEX(Table1[Rebate],MATCH(Table1323[[#This Row],[Lamp / Luminaire Category]]&Table1323[[#This Row],[Rebate Category]],Table1[PrescribedSource - Rebate ID],0)),\"\")","v":""},{"$f":"IFERROR(INDEX(Table1[Rebate Unit],MATCH(Table1323[[#This Row],[Lamp / Luminaire Category]]&Table1323[[#This Row],[Rebate Category]],Table1[PrescribedSource - Rebate ID],0)),\"\")","v":""},null,{"$f":"IFERROR(IF(Table1323[[#This Row],[Lamp / Luminaire Category]]=\"No eligible rebate\",\"no rebate\",INDEX(Table1[Retrofit W],MATCH(Table1323[[#This Row],[Lamp / Luminaire Category]]&Table1323[[#This Row],[Rebate Category]],Table1[PrescribedSource - Rebate ID],0))),\"\")","v":""},null,null,null,{"$f":"IFERROR(INDEX(Table1[Rebate],MATCH(Table1323[[#This Row],[Lamp / Luminaire Category]]&Table1323[[#This Row],[Rebate Category]],Table1[PrescribedSource - Rebate ID],0))*Table1323[[#This Row],[Quantity of luminaires]],0)","v":0},{"$f":"IF(OR(Table1323[[#This Row],[Automatic Controls?]]=\"Fixture integrated Occupancy / Daylight Harvesting sensor\",Table1323[[#This Row],[Automatic Controls?]]=\"Ceiling / wall mounted Occupancy / Daylight Harvesting sensor\",Table1323[[#This Row],[Automatic Controls?]]=\"Timer\"),45*Table1323[[#This Row],[Number of occupancy sensors]],\"\")","v":""},{"$f":"IFERROR(IF(Table1323[[#This Row],[Controls Rebate]]=\"\",0,Table1323[[#This Row],[Controls Rebate]])+Table1323[[#This Row],[Lighting Rebate]],\"\")","v":0},{"$f":"IFERROR(INDEX(Table1[Rebate Savings],MATCH(Table1323[[#This Row],[Lamp / Luminaire Category]]&Table1323[[#This Row],[Rebate Category]],Table1[PrescribedSource - Rebate ID],0))*Table1323[[#This Row],[Quantity of luminaires]]/1000,0)","v":0},{"$f":"IFERROR(Table1323[[#This Row],[Rebate kW Savings]]*IF(Table1323[[#This Row],[Assumed hours from space type]]=\"user defined\",Table1323[[#This Row],[Baseline Operating hours]],Table1323[[#This Row],[Assumed hours from space type]]),0)","v":0},{"$f":"IF(OR(Table1323[[#This Row],[Automatic Controls?]]=\"Fixture integrated occupancy sensor\",Table1323[[#This Row],[Automatic Controls?]]=\"Ceiling / wall mounted occupancy sensor\"),Table1323[[#This Row],[Quantity of luminaires]]*IF(Table1323[[#This Row],[Rebate Category]]<>\"\",INDEX(Table1[Retrofit W],MATCH(Table1323[[#This Row],[Rebate Category]],Table1[BC Hydro Rebate Category],0)),Table1323[[#This Row],[Retrofit W defined by user (no rebate)]])/1000*IF(Table1323[[#This Row],[Assumed hours from space type]]=\"user defined\",Table1323[[#This Row],[Baseline Operating hours]],Table1323[[#This Row],[Assumed hours from space type]])*0.2,0)","v":0},{"$f":"Table1323[[#This Row],[Rebate kWh savings]]+Table1323[[#This Row],[Controls Rebate kWh Savings]]","v":0},{"$f":"IFERROR(IF(Table1323[[#This Row],[Quantity of luminaires]]=\"\",\"\",IF(Table1323[[#This Row],[Lamp / Luminaire Category]]=\"No eligible rebate\",(Table1323[[#This Row],[Baseline W defined by user]]-Table1323[[#This Row],[Retrofit W defined by user (no rebate)]])*Table1323[[#This Row],[Quantity of luminaires]]/1000,(Table1323[[#This Row],[Assumed Baseline W by source]]-Table1323[[#This Row],[LED Luminaire W by rebate]])*Table1323[[#This Row],[Quantity of luminaires]]/1000)),0)","v":""},{"$f":"IFERROR(IF(Table1323[[#This Row],[Lamp / Luminaire Category]]=\"No eligible rebate\",Table1323[[#This Row],[Quantity of luminaires]]*(Table1323[[#This Row],[Baseline W defined by user]]-Table1323[[#This Row],[Retrofit W defined by user (no rebate)]])/1000*IF(Table1323[[#This Row],[Assumed hours from space type]]=\"user defined\",Table1323[[#This Row],[Baseline Operating hours]],Table1323[[#This Row],[Assumed hours from space type]])+Table1323[[#This Row],[Controls Rebate kWh Savings]],Table1323[[#This Row],[Quantity of luminaires]]*(INDEX(Table1[Actual Baseline W],MATCH(Table1323[[#This Row],[Lamp / Luminaire Category]]&Table1323[[#This Row],[Rebate Category]],Table1[PrescribedSource - Rebate ID],0))/1000-Table1323[[#This Row],[LED Luminaire W by rebate]]/1000)*IF(Table1323[[#This Row],[Assumed hours from space type]]=\"user defined\",Table1323[[#This Row],[Baseline Operating hours]],Table1323[[#This Row],[Assumed hours from space type]])+Table1323[[#This Row],[Controls Rebate kWh Savings]]),0)","v":0},{"$f":"IFERROR(IF(Table1323[[#This Row],[Rebate kW Savings]]=0,Table1323[[#This Row],[Demand Savings, kW]],INDEX(Table1[Actual Savings],MATCH(Table1323[[#This Row],[Lamp / Luminaire Category]]&Table1323[[#This Row],[Rebate Category]],Table1[PrescribedSource - Rebate ID],0))*Table1323[[#This Row],[Quantity of luminaires]]/1000),0)","v":""},{"$f":"IFERROR(Table1323[[#This Row],[BC Housing Site kW Savings]]*IF(Table1323[[#This Row],[Assumed hours from space type]]=\"user defined\",Table1323[[#This Row],[Baseline Operating hours]],Table1323[[#This Row],[Assumed hours from space type]])+Table1323[[#This Row],[Controls Rebate kWh Savings]],0)","v":0},{"$f":"IFERROR(IF(Table1323[[#This Row],[Lamp / Luminaire Category]]=\"No eligible rebate\",Table1323[[#This Row],[Lighting Technology]]&\" retrofit with no rebate\",Table1323[[#This Row],[Rebate Category]]),\"\")","v":0},{"$f":"IF(Table1323[[#This Row],[Lamp / Luminaire Category]]=\"No eligible rebate\",1,0)","v":0},{"$f":"IFERROR(IF(IF(Table1323[[#This Row],[Assumed hours from space type]]=\"user defined\",Table1323[[#This Row],[Baseline Operating hours]],Table1323[[#This Row],[Assumed hours from space type]])<3600,0,IF(AND(IF(Table1323[[#This Row],[Assumed hours from space type]]=\"user defined\",Table1323[[#This Row],[Baseline Operating hours]],Table1323[[#This Row],[Assumed hours from space type]])>=3600,OR(Table1323[[#This Row],[Automatic Controls?]]=\"None\",Table1323[[#This Row],[Automatic Controls?]]=\"\")),IF(Table1323[[#This Row],[Lamp / Luminaire Category]]=\"No eligible rebate\",Table1323[[#This Row],[Baseline W defined by user]]-Table1323[[#This Row],[Retrofit W defined by user (no rebate)]],Table1323[[#This Row],[Assumed Baseline W by source]]-Table1323[[#This Row],[LED Luminaire W by rebate]]),IF(AND(IF(Table1323[[#This Row],[Assumed hours from space type]]=\"user defined\",Table1323[[#This Row],[Baseline Operating hours]],Table1323[[#This Row],[Assumed hours from space type]])>=(3600/0.8),OR(Table1323[[#This Row],[Automatic Controls?]]=\"Fixture integrated occupancy sensor\",Table1323[[#This Row],[Automatic Controls?]]=\"Ceiling / wall mounted occupancy sensor\")),IF(Table1323[[#This Row],[Lamp / Luminaire Category]]=\"No eligible rebate\",(Table1323[[#This Row],[Baseline W defined by user]]-Table1323[[#This Row],[Retrofit W defined by user (no rebate)]]),Table1323[[#This Row],[Assumed Baseline W by source]]-Table1323[[#This Row],[LED Luminaire W by rebate]]),IF(AND(IF(Table1323[[#This Row],[Assumed hours from space type]]=\"user defined\",Table1323[[#This Row],[Baseline Operating hours]],Table1323[[#This Row],[Assumed hours from space type]])<(3600/0.8),OR(Table1323[[#This Row],[Automatic Controls?]]=\"Fixture integrated occupancy sensor\",Table1323[[#This Row],[Automatic Controls?]]=\"Ceiling / wall mounted occupancy sensor\")),IF(Table1323[[#This Row],[Lamp / Luminaire Category]]=\"No eligible rebate\",Table1323[[#This Row],[Baseline W defined by user]],Table1323[[#This Row],[Assumed Baseline W by source]])))))*Table1323[[#This Row],[Quantity of luminaires]]/1000,\"\")","v":""},{"$f":"Table1323[[#This Row],[LED lamp/luminaire retrofit part '#]]","v":0},{"$f":"IF(Table1323[[#This Row],[Rebate Unit]]=\"per lamp\",INDEX(Table1[Number of Lamps],MATCH(Table1323[[#This Row],[Lamp / Luminaire Category]]&Table1323[[#This Row],[Rebate Category]],Table1[PrescribedSource - Rebate ID],0)),1)*Table1323[[#This Row],[Quantity of luminaires]]","v":0},{"$f":"IFERROR(IF(Table1323[[#This Row],[Lamp / Luminaire Category]]=\"No eligible rebate\",\"no eligible rebate\",INDEX(Table1[BC Hydro xRM ECM],MATCH(Table1323[[#This Row],[Lamp / Luminaire Category]]&Table1323[[#This Row],[Rebate Category]],Table1[PrescribedSource - Rebate ID],0))),\"\")","v":""}]
[null,{"$f":"IF(Table1323[[#This Row],[Space Type]]=\"\",\"\",\"L-\"&ROW(259:259))","v":""},null,null,null,null,null,null,null,{"$f":"IFERROR(IF(Table1323[[#This Row],[Space Type]]=\"\",\"\",IF(Table1323[[#This Row],[Lamp / Luminaire Category]]=\"No eligible rebate\",\"\",IF(Table1323[[#This Row],[Rebate Category]]=\"\",\"select rebate\",INDEX(Table1[Actual Baseline W],MATCH(Table1323[[#This Row],[Lamp / Luminaire Category]]&Table1323[[#This Row],[Rebate Category]],Table1[PrescribedSource - Rebate ID],0))))),\"\")","v":""},{"$f":"IFERROR(IF(Table1323[[#This Row],[No]]=\"\",\"\",IF(Table1323[[#This Row],[Space Type]]=\"\",\"select Space Type\",IF(Table1323[[#This Row],[Baseline Operating hours]]<>\"\",\"user defined\",INDEX(Table5[Hours],MATCH(Table1323[[#This Row],[Space Type]],Table5[Space Type],0))))),\"\")","v":""},null,{"$f":"IFERROR(INDEX(Table1[Rebate],MATCH(Table1323[[#This Row],[Lamp / Luminaire Category]]&Table1323[[#This Row],[Rebate Category]],Table1[PrescribedSource - Rebate ID],0)),\"\")","v":""},{"$f":"IFERROR(INDEX(Table1[Rebate Unit],MATCH(Table1323[[#This Row],[Lamp / Luminaire Category]]&Table1323[[#This Row],[Rebate Category]],Table1[PrescribedSource - Rebate ID],0)),\"\")","v":""},null,{"$f":"IFERROR(IF(Table1323[[#This Row],[Lamp / Luminaire Category]]=\"No eligible rebate\",\"no rebate\",INDEX(Table1[Retrofit W],MATCH(Table1323[[#This Row],[Lamp / Luminaire Category]]&Table1323[[#This Row],[Rebate Category]],Table1[PrescribedSource - Rebate ID],0))),\"\")","v":""},null,null,null,{"$f":"IFERROR(INDEX(Table1[Rebate],MATCH(Table1323[[#This Row],[Lamp / Luminaire Category]]&Table1323[[#This Row],[Rebate Category]],Table1[PrescribedSource - Rebate ID],0))*Table1323[[#This Row],[Quantity of luminaires]],0)","v":0},{"$f":"IF(OR(Table1323[[#This Row],[Automatic Controls?]]=\"Fixture integrated Occupancy / Daylight Harvesting sensor\",Table1323[[#This Row],[Automatic Controls?]]=\"Ceiling / wall mounted Occupancy / Daylight Harvesting sensor\",Table1323[[#This Row],[Automatic Controls?]]=\"Timer\"),45*Table1323[[#This Row],[Number of occupancy sensors]],\"\")","v":""},{"$f":"IFERROR(IF(Table1323[[#This Row],[Controls Rebate]]=\"\",0,Table1323[[#This Row],[Controls Rebate]])+Table1323[[#This Row],[Lighting Rebate]],\"\")","v":0},{"$f":"IFERROR(INDEX(Table1[Rebate Savings],MATCH(Table1323[[#This Row],[Lamp / Luminaire Category]]&Table1323[[#This Row],[Rebate Category]],Table1[PrescribedSource - Rebate ID],0))*Table1323[[#This Row],[Quantity of luminaires]]/1000,0)","v":0},{"$f":"IFERROR(Table1323[[#This Row],[Rebate kW Savings]]*IF(Table1323[[#This Row],[Assumed hours from space type]]=\"user defined\",Table1323[[#This Row],[Baseline Operating hours]],Table1323[[#This Row],[Assumed hours from space type]]),0)","v":0},{"$f":"IF(OR(Table1323[[#This Row],[Automatic Controls?]]=\"Fixture integrated occupancy sensor\",Table1323[[#This Row],[Automatic Controls?]]=\"Ceiling / wall mounted occupancy sensor\"),Table1323[[#This Row],[Quantity of luminaires]]*IF(Table1323[[#This Row],[Rebate Category]]<>\"\",INDEX(Table1[Retrofit W],MATCH(Table1323[[#This Row],[Rebate Category]],Table1[BC Hydro Rebate Category],0)),Table1323[[#This Row],[Retrofit W defined by user (no rebate)]])/1000*IF(Table1323[[#This Row],[Assumed hours from space type]]=\"user defined\",Table1323[[#This Row],[Baseline Operating hours]],Table1323[[#This Row],[Assumed hours from space type]])*0.2,0)","v":0},{"$f":"Table1323[[#This Row],[Rebate kWh savings]]+Table1323[[#This Row],[Controls Rebate kWh Savings]]","v":0},{"$f":"IFERROR(IF(Table1323[[#This Row],[Quantity of luminaires]]=\"\",\"\",IF(Table1323[[#This Row],[Lamp / Luminaire Category]]=\"No eligible rebate\",(Table1323[[#This Row],[Baseline W defined by user]]-Table1323[[#This Row],[Retrofit W defined by user (no rebate)]])*Table1323[[#This Row],[Quantity of luminaires]]/1000,(Table1323[[#This Row],[Assumed Baseline W by source]]-Table1323[[#This Row],[LED Luminaire W by rebate]])*Table1323[[#This Row],[Quantity of luminaires]]/1000)),0)","v":""},{"$f":"IFERROR(IF(Table1323[[#This Row],[Lamp / Luminaire Category]]=\"No eligible rebate\",Table1323[[#This Row],[Quantity of luminaires]]*(Table1323[[#This Row],[Baseline W defined by user]]-Table1323[[#This Row],[Retrofit W defined by user (no rebate)]])/1000*IF(Table1323[[#This Row],[Assumed hours from space type]]=\"user defined\",Table1323[[#This Row],[Baseline Operating hours]],Table1323[[#This Row],[Assumed hours from space type]])+Table1323[[#This Row],[Controls Rebate kWh Savings]],Table1323[[#This Row],[Quantity of luminaires]]*(INDEX(Table1[Actual Baseline W],MATCH(Table1323[[#This Row],[Lamp / Luminaire Category]]&Table1323[[#This Row],[Rebate Category]],Table1[PrescribedSource - Rebate ID],0))/1000-Table1323[[#This Row],[LED Luminaire W by rebate]]/1000)*IF(Table1323[[#This Row],[Assumed hours from space type]]=\"user defined\",Table1323[[#This Row],[Baseline Operating hours]],Table1323[[#This Row],[Assumed hours from space type]])+Table1323[[#This Row],[Controls Rebate kWh Savings]]),0)","v":0},{"$f":"IFERROR(IF(Table1323[[#This Row],[Rebate kW Savings]]=0,Table1323[[#This Row],[Demand Savings, kW]],INDEX(Table1[Actual Savings],MATCH(Table1323[[#This Row],[Lamp / Luminaire Category]]&Table1323[[#This Row],[Rebate Category]],Table1[PrescribedSource - Rebate ID],0))*Table1323[[#This Row],[Quantity of luminaires]]/1000),0)","v":""},{"$f":"IFERROR(Table1323[[#This Row],[BC Housing Site kW Savings]]*IF(Table1323[[#This Row],[Assumed hours from space type]]=\"user defined\",Table1323[[#This Row],[Baseline Operating hours]],Table1323[[#This Row],[Assumed hours from space type]])+Table1323[[#This Row],[Controls Rebate kWh Savings]],0)","v":0},{"$f":"IFERROR(IF(Table1323[[#This Row],[Lamp / Luminaire Category]]=\"No eligible rebate\",Table1323[[#This Row],[Lighting Technology]]&\" retrofit with no rebate\",Table1323[[#This Row],[Rebate Category]]),\"\")","v":0},{"$f":"IF(Table1323[[#This Row],[Lamp / Luminaire Category]]=\"No eligible rebate\",1,0)","v":0},{"$f":"IFERROR(IF(IF(Table1323[[#This Row],[Assumed hours from space type]]=\"user defined\",Table1323[[#This Row],[Baseline Operating hours]],Table1323[[#This Row],[Assumed hours from space type]])<3600,0,IF(AND(IF(Table1323[[#This Row],[Assumed hours from space type]]=\"user defined\",Table1323[[#This Row],[Baseline Operating hours]],Table1323[[#This Row],[Assumed hours from space type]])>=3600,OR(Table1323[[#This Row],[Automatic Controls?]]=\"None\",Table1323[[#This Row],[Automatic Controls?]]=\"\")),IF(Table1323[[#This Row],[Lamp / Luminaire Category]]=\"No eligible rebate\",Table1323[[#This Row],[Baseline W defined by user]]-Table1323[[#This Row],[Retrofit W defined by user (no rebate)]],Table1323[[#This Row],[Assumed Baseline W by source]]-Table1323[[#This Row],[LED Luminaire W by rebate]]),IF(AND(IF(Table1323[[#This Row],[Assumed hours from space type]]=\"user defined\",Table1323[[#This Row],[Baseline Operating hours]],Table1323[[#This Row],[Assumed hours from space type]])>=(3600/0.8),OR(Table1323[[#This Row],[Automatic Controls?]]=\"Fixture integrated occupancy sensor\",Table1323[[#This Row],[Automatic Controls?]]=\"Ceiling / wall mounted occupancy sensor\")),IF(Table1323[[#This Row],[Lamp / Luminaire Category]]=\"No eligible rebate\",(Table1323[[#This Row],[Baseline W defined by user]]-Table1323[[#This Row],[Retrofit W defined by user (no rebate)]]),Table1323[[#This Row],[Assumed Baseline W by source]]-Table1323[[#This Row],[LED Luminaire W by rebate]]),IF(AND(IF(Table1323[[#This Row],[Assumed hours from space type]]=\"user defined\",Table1323[[#This Row],[Baseline Operating hours]],Table1323[[#This Row],[Assumed hours from space type]])<(3600/0.8),OR(Table1323[[#This Row],[Automatic Controls?]]=\"Fixture integrated occupancy sensor\",Table1323[[#This Row],[Automatic Controls?]]=\"Ceiling / wall mounted occupancy sensor\")),IF(Table1323[[#This Row],[Lamp / Luminaire Category]]=\"No eligible rebate\",Table1323[[#This Row],[Baseline W defined by user]],Table1323[[#This Row],[Assumed Baseline W by source]])))))*Table1323[[#This Row],[Quantity of luminaires]]/1000,\"\")","v":""},{"$f":"Table1323[[#This Row],[LED lamp/luminaire retrofit part '#]]","v":0},{"$f":"IF(Table1323[[#This Row],[Rebate Unit]]=\"per lamp\",INDEX(Table1[Number of Lamps],MATCH(Table1323[[#This Row],[Lamp / Luminaire Category]]&Table1323[[#This Row],[Rebate Category]],Table1[PrescribedSource - Rebate ID],0)),1)*Table1323[[#This Row],[Quantity of luminaires]]","v":0},{"$f":"IFERROR(IF(Table1323[[#This Row],[Lamp / Luminaire Category]]=\"No eligible rebate\",\"no eligible rebate\",INDEX(Table1[BC Hydro xRM ECM],MATCH(Table1323[[#This Row],[Lamp / Luminaire Category]]&Table1323[[#This Row],[Rebate Category]],Table1[PrescribedSource - Rebate ID],0))),\"\")","v":""}]
[null,{"$f":"IF(Table1323[[#This Row],[Space Type]]=\"\",\"\",\"L-\"&ROW(260:260))","v":""},null,null,null,null,null,null,null,{"$f":"IFERROR(IF(Table1323[[#This Row],[Space Type]]=\"\",\"\",IF(Table1323[[#This Row],[Lamp / Luminaire Category]]=\"No eligible rebate\",\"\",IF(Table1323[[#This Row],[Rebate Category]]=\"\",\"select rebate\",INDEX(Table1[Actual Baseline W],MATCH(Table1323[[#This Row],[Lamp / Luminaire Category]]&Table1323[[#This Row],[Rebate Category]],Table1[PrescribedSource - Rebate ID],0))))),\"\")","v":""},{"$f":"IFERROR(IF(Table1323[[#This Row],[No]]=\"\",\"\",IF(Table1323[[#This Row],[Space Type]]=\"\",\"select Space Type\",IF(Table1323[[#This Row],[Baseline Operating hours]]<>\"\",\"user defined\",INDEX(Table5[Hours],MATCH(Table1323[[#This Row],[Space Type]],Table5[Space Type],0))))),\"\")","v":""},null,{"$f":"IFERROR(INDEX(Table1[Rebate],MATCH(Table1323[[#This Row],[Lamp / Luminaire Category]]&Table1323[[#This Row],[Rebate Category]],Table1[PrescribedSource - Rebate ID],0)),\"\")","v":""},{"$f":"IFERROR(INDEX(Table1[Rebate Unit],MATCH(Table1323[[#This Row],[Lamp / Luminaire Category]]&Table1323[[#This Row],[Rebate Category]],Table1[PrescribedSource - Rebate ID],0)),\"\")","v":""},null,{"$f":"IFERROR(IF(Table1323[[#This Row],[Lamp / Luminaire Category]]=\"No eligible rebate\",\"no rebate\",INDEX(Table1[Retrofit W],MATCH(Table1323[[#This Row],[Lamp / Luminaire Category]]&Table1323[[#This Row],[Rebate Category]],Table1[PrescribedSource - Rebate ID],0))),\"\")","v":""},null,null,null,{"$f":"IFERROR(INDEX(Table1[Rebate],MATCH(Table1323[[#This Row],[Lamp / Luminaire Category]]&Table1323[[#This Row],[Rebate Category]],Table1[PrescribedSource - Rebate ID],0))*Table1323[[#This Row],[Quantity of luminaires]],0)","v":0},{"$f":"IF(OR(Table1323[[#This Row],[Automatic Controls?]]=\"Fixture integrated Occupancy / Daylight Harvesting sensor\",Table1323[[#This Row],[Automatic Controls?]]=\"Ceiling / wall mounted Occupancy / Daylight Harvesting sensor\",Table1323[[#This Row],[Automatic Controls?]]=\"Timer\"),45*Table1323[[#This Row],[Number of occupancy sensors]],\"\")","v":""},{"$f":"IFERROR(IF(Table1323[[#This Row],[Controls Rebate]]=\"\",0,Table1323[[#This Row],[Controls Rebate]])+Table1323[[#This Row],[Lighting Rebate]],\"\")","v":0},{"$f":"IFERROR(INDEX(Table1[Rebate Savings],MATCH(Table1323[[#This Row],[Lamp / Luminaire Category]]&Table1323[[#This Row],[Rebate Category]],Table1[PrescribedSource - Rebate ID],0))*Table1323[[#This Row],[Quantity of luminaires]]/1000,0)","v":0},{"$f":"IFERROR(Table1323[[#This Row],[Rebate kW Savings]]*IF(Table1323[[#This Row],[Assumed hours from space type]]=\"user defined\",Table1323[[#This Row],[Baseline Operating hours]],Table1323[[#This Row],[Assumed hours from space type]]),0)","v":0},{"$f":"IF(OR(Table1323[[#This Row],[Automatic Controls?]]=\"Fixture integrated occupancy sensor\",Table1323[[#This Row],[Automatic Controls?]]=\"Ceiling / wall mounted occupancy sensor\"),Table1323[[#This Row],[Quantity of luminaires]]*IF(Table1323[[#This Row],[Rebate Category]]<>\"\",INDEX(Table1[Retrofit W],MATCH(Table1323[[#This Row],[Rebate Category]],Table1[BC Hydro Rebate Category],0)),Table1323[[#This Row],[Retrofit W defined by user (no rebate)]])/1000*IF(Table1323[[#This Row],[Assumed hours from space type]]=\"user defined\",Table1323[[#This Row],[Baseline Operating hours]],Table1323[[#This Row],[Assumed hours from space type]])*0.2,0)","v":0},{"$f":"Table1323[[#This Row],[Rebate kWh savings]]+Table1323[[#This Row],[Controls Rebate kWh Savings]]","v":0},{"$f":"IFERROR(IF(Table1323[[#This Row],[Quantity of luminaires]]=\"\",\"\",IF(Table1323[[#This Row],[Lamp / Luminaire Category]]=\"No eligible rebate\",(Table1323[[#This Row],[Baseline W defined by user]]-Table1323[[#This Row],[Retrofit W defined by user (no rebate)]])*Table1323[[#This Row],[Quantity of luminaires]]/1000,(Table1323[[#This Row],[Assumed Baseline W by source]]-Table1323[[#This Row],[LED Luminaire W by rebate]])*Table1323[[#This Row],[Quantity of luminaires]]/1000)),0)","v":""},{"$f":"IFERROR(IF(Table1323[[#This Row],[Lamp / Luminaire Category]]=\"No eligible rebate\",Table1323[[#This Row],[Quantity of luminaires]]*(Table1323[[#This Row],[Baseline W defined by user]]-Table1323[[#This Row],[Retrofit W defined by user (no rebate)]])/1000*IF(Table1323[[#This Row],[Assumed hours from space type]]=\"user defined\",Table1323[[#This Row],[Baseline Operating hours]],Table1323[[#This Row],[Assumed hours from space type]])+Table1323[[#This Row],[Controls Rebate kWh Savings]],Table1323[[#This Row],[Quantity of luminaires]]*(INDEX(Table1[Actual Baseline W],MATCH(Table1323[[#This Row],[Lamp / Luminaire Category]]&Table1323[[#This Row],[Rebate Category]],Table1[PrescribedSource - Rebate ID],0))/1000-Table1323[[#This Row],[LED Luminaire W by rebate]]/1000)*IF(Table1323[[#This Row],[Assumed hours from space type]]=\"user defined\",Table1323[[#This Row],[Baseline Operating hours]],Table1323[[#This Row],[Assumed hours from space type]])+Table1323[[#This Row],[Controls Rebate kWh Savings]]),0)","v":0},{"$f":"IFERROR(IF(Table1323[[#This Row],[Rebate kW Savings]]=0,Table1323[[#This Row],[Demand Savings, kW]],INDEX(Table1[Actual Savings],MATCH(Table1323[[#This Row],[Lamp / Luminaire Category]]&Table1323[[#This Row],[Rebate Category]],Table1[PrescribedSource - Rebate ID],0))*Table1323[[#This Row],[Quantity of luminaires]]/1000),0)","v":""},{"$f":"IFERROR(Table1323[[#This Row],[BC Housing Site kW Savings]]*IF(Table1323[[#This Row],[Assumed hours from space type]]=\"user defined\",Table1323[[#This Row],[Baseline Operating hours]],Table1323[[#This Row],[Assumed hours from space type]])+Table1323[[#This Row],[Controls Rebate kWh Savings]],0)","v":0},{"$f":"IFERROR(IF(Table1323[[#This Row],[Lamp / Luminaire Category]]=\"No eligible rebate\",Table1323[[#This Row],[Lighting Technology]]&\" retrofit with no rebate\",Table1323[[#This Row],[Rebate Category]]),\"\")","v":0},{"$f":"IF(Table1323[[#This Row],[Lamp / Luminaire Category]]=\"No eligible rebate\",1,0)","v":0},{"$f":"IFERROR(IF(IF(Table1323[[#This Row],[Assumed hours from space type]]=\"user defined\",Table1323[[#This Row],[Baseline Operating hours]],Table1323[[#This Row],[Assumed hours from space type]])<3600,0,IF(AND(IF(Table1323[[#This Row],[Assumed hours from space type]]=\"user defined\",Table1323[[#This Row],[Baseline Operating hours]],Table1323[[#This Row],[Assumed hours from space type]])>=3600,OR(Table1323[[#This Row],[Automatic Controls?]]=\"None\",Table1323[[#This Row],[Automatic Controls?]]=\"\")),IF(Table1323[[#This Row],[Lamp / Luminaire Category]]=\"No eligible rebate\",Table1323[[#This Row],[Baseline W defined by user]]-Table1323[[#This Row],[Retrofit W defined by user (no rebate)]],Table1323[[#This Row],[Assumed Baseline W by source]]-Table1323[[#This Row],[LED Luminaire W by rebate]]),IF(AND(IF(Table1323[[#This Row],[Assumed hours from space type]]=\"user defined\",Table1323[[#This Row],[Baseline Operating hours]],Table1323[[#This Row],[Assumed hours from space type]])>=(3600/0.8),OR(Table1323[[#This Row],[Automatic Controls?]]=\"Fixture integrated occupancy sensor\",Table1323[[#This Row],[Automatic Controls?]]=\"Ceiling / wall mounted occupancy sensor\")),IF(Table1323[[#This Row],[Lamp / Luminaire Category]]=\"No eligible rebate\",(Table1323[[#This Row],[Baseline W defined by user]]-Table1323[[#This Row],[Retrofit W defined by user (no rebate)]]),Table1323[[#This Row],[Assumed Baseline W by source]]-Table1323[[#This Row],[LED Luminaire W by rebate]]),IF(AND(IF(Table1323[[#This Row],[Assumed hours from space type]]=\"user defined\",Table1323[[#This Row],[Baseline Operating hours]],Table1323[[#This Row],[Assumed hours from space type]])<(3600/0.8),OR(Table1323[[#This Row],[Automatic Controls?]]=\"Fixture integrated occupancy sensor\",Table1323[[#This Row],[Automatic Controls?]]=\"Ceiling / wall mounted occupancy sensor\")),IF(Table1323[[#This Row],[Lamp / Luminaire Category]]=\"No eligible rebate\",Table1323[[#This Row],[Baseline W defined by user]],Table1323[[#This Row],[Assumed Baseline W by source]])))))*Table1323[[#This Row],[Quantity of luminaires]]/1000,\"\")","v":""},{"$f":"Table1323[[#This Row],[LED lamp/luminaire retrofit part '#]]","v":0},{"$f":"IF(Table1323[[#This Row],[Rebate Unit]]=\"per lamp\",INDEX(Table1[Number of Lamps],MATCH(Table1323[[#This Row],[Lamp / Luminaire Category]]&Table1323[[#This Row],[Rebate Category]],Table1[PrescribedSource - Rebate ID],0)),1)*Table1323[[#This Row],[Quantity of luminaires]]","v":0},{"$f":"IFERROR(IF(Table1323[[#This Row],[Lamp / Luminaire Category]]=\"No eligible rebate\",\"no eligible rebate\",INDEX(Table1[BC Hydro xRM ECM],MATCH(Table1323[[#This Row],[Lamp / Luminaire Category]]&Table1323[[#This Row],[Rebate Category]],Table1[PrescribedSource - Rebate ID],0))),\"\")","v":""}]
[null,{"$f":"IF(Table1323[[#This Row],[Space Type]]=\"\",\"\",\"L-\"&ROW(261:261))","v":""},null,null,null,null,null,null,null,{"$f":"IFERROR(IF(Table1323[[#This Row],[Space Type]]=\"\",\"\",IF(Table1323[[#This Row],[Lamp / Luminaire Category]]=\"No eligible rebate\",\"\",IF(Table1323[[#This Row],[Rebate Category]]=\"\",\"select rebate\",INDEX(Table1[Actual Baseline W],MATCH(Table1323[[#This Row],[Lamp / Luminaire Category]]&Table1323[[#This Row],[Rebate Category]],Table1[PrescribedSource - Rebate ID],0))))),\"\")","v":""},{"$f":"IFERROR(IF(Table1323[[#This Row],[No]]=\"\",\"\",IF(Table1323[[#This Row],[Space Type]]=\"\",\"select Space Type\",IF(Table1323[[#This Row],[Baseline Operating hours]]<>\"\",\"user defined\",INDEX(Table5[Hours],MATCH(Table1323[[#This Row],[Space Type]],Table5[Space Type],0))))),\"\")","v":""},null,{"$f":"IFERROR(INDEX(Table1[Rebate],MATCH(Table1323[[#This Row],[Lamp / Luminaire Category]]&Table1323[[#This Row],[Rebate Category]],Table1[PrescribedSource - Rebate ID],0)),\"\")","v":""},{"$f":"IFERROR(INDEX(Table1[Rebate Unit],MATCH(Table1323[[#This Row],[Lamp / Luminaire Category]]&Table1323[[#This Row],[Rebate Category]],Table1[PrescribedSource - Rebate ID],0)),\"\")","v":""},null,{"$f":"IFERROR(IF(Table1323[[#This Row],[Lamp / Luminaire Category]]=\"No eligible rebate\",\"no rebate\",INDEX(Table1[Retrofit W],MATCH(Table1323[[#This Row],[Lamp / Luminaire Category]]&Table1323[[#This Row],[Rebate Category]],Table1[PrescribedSource - Rebate ID],0))),\"\")","v":""},null,null,null,{"$f":"IFERROR(INDEX(Table1[Rebate],MATCH(Table1323[[#This Row],[Lamp / Luminaire Category]]&Table1323[[#This Row],[Rebate Category]],Table1[PrescribedSource - Rebate ID],0))*Table1323[[#This Row],[Quantity of luminaires]],0)","v":0},{"$f":"IF(OR(Table1323[[#This Row],[Automatic Controls?]]=\"Fixture integrated Occupancy / Daylight Harvesting sensor\",Table1323[[#This Row],[Automatic Controls?]]=\"Ceiling / wall mounted Occupancy / Daylight Harvesting sensor\",Table1323[[#This Row],[Automatic Controls?]]=\"Timer\"),45*Table1323[[#This Row],[Number of occupancy sensors]],\"\")","v":""},{"$f":"IFERROR(IF(Table1323[[#This Row],[Controls Rebate]]=\"\",0,Table1323[[#This Row],[Controls Rebate]])+Table1323[[#This Row],[Lighting Rebate]],\"\")","v":0},{"$f":"IFERROR(INDEX(Table1[Rebate Savings],MATCH(Table1323[[#This Row],[Lamp / Luminaire Category]]&Table1323[[#This Row],[Rebate Category]],Table1[PrescribedSource - Rebate ID],0))*Table1323[[#This Row],[Quantity of luminaires]]/1000,0)","v":0},{"$f":"IFERROR(Table1323[[#This Row],[Rebate kW Savings]]*IF(Table1323[[#This Row],[Assumed hours from space type]]=\"user defined\",Table1323[[#This Row],[Baseline Operating hours]],Table1323[[#This Row],[Assumed hours from space type]]),0)","v":0},{"$f":"IF(OR(Table1323[[#This Row],[Automatic Controls?]]=\"Fixture integrated occupancy sensor\",Table1323[[#This Row],[Automatic Controls?]]=\"Ceiling / wall mounted occupancy sensor\"),Table1323[[#This Row],[Quantity of luminaires]]*IF(Table1323[[#This Row],[Rebate Category]]<>\"\",INDEX(Table1[Retrofit W],MATCH(Table1323[[#This Row],[Rebate Category]],Table1[BC Hydro Rebate Category],0)),Table1323[[#This Row],[Retrofit W defined by user (no rebate)]])/1000*IF(Table1323[[#This Row],[Assumed hours from space type]]=\"user defined\",Table1323[[#This Row],[Baseline Operating hours]],Table1323[[#This Row],[Assumed hours from space type]])*0.2,0)","v":0},{"$f":"Table1323[[#This Row],[Rebate kWh savings]]+Table1323[[#This Row],[Controls Rebate kWh Savings]]","v":0},{"$f":"IFERROR(IF(Table1323[[#This Row],[Quantity of luminaires]]=\"\",\"\",IF(Table1323[[#This Row],[Lamp / Luminaire Category]]=\"No eligible rebate\",(Table1323[[#This Row],[Baseline W defined by user]]-Table1323[[#This Row],[Retrofit W defined by user (no rebate)]])*Table1323[[#This Row],[Quantity of luminaires]]/1000,(Table1323[[#This Row],[Assumed Baseline W by source]]-Table1323[[#This Row],[LED Luminaire W by rebate]])*Table1323[[#This Row],[Quantity of luminaires]]/1000)),0)","v":""},{"$f":"IFERROR(IF(Table1323[[#This Row],[Lamp / Luminaire Category]]=\"No eligible rebate\",Table1323[[#This Row],[Quantity of luminaires]]*(Table1323[[#This Row],[Baseline W defined by user]]-Table1323[[#This Row],[Retrofit W defined by user (no rebate)]])/1000*IF(Table1323[[#This Row],[Assumed hours from space type]]=\"user defined\",Table1323[[#This Row],[Baseline Operating hours]],Table1323[[#This Row],[Assumed hours from space type]])+Table1323[[#This Row],[Controls Rebate kWh Savings]],Table1323[[#This Row],[Quantity of luminaires]]*(INDEX(Table1[Actual Baseline W],MATCH(Table1323[[#This Row],[Lamp / Luminaire Category]]&Table1323[[#This Row],[Rebate Category]],Table1[PrescribedSource - Rebate ID],0))/1000-Table1323[[#This Row],[LED Luminaire W by rebate]]/1000)*IF(Table1323[[#This Row],[Assumed hours from space type]]=\"user defined\",Table1323[[#This Row],[Baseline Operating hours]],Table1323[[#This Row],[Assumed hours from space type]])+Table1323[[#This Row],[Controls Rebate kWh Savings]]),0)","v":0},{"$f":"IFERROR(IF(Table1323[[#This Row],[Rebate kW Savings]]=0,Table1323[[#This Row],[Demand Savings, kW]],INDEX(Table1[Actual Savings],MATCH(Table1323[[#This Row],[Lamp / Luminaire Category]]&Table1323[[#This Row],[Rebate Category]],Table1[PrescribedSource - Rebate ID],0))*Table1323[[#This Row],[Quantity of luminaires]]/1000),0)","v":""},{"$f":"IFERROR(Table1323[[#This Row],[BC Housing Site kW Savings]]*IF(Table1323[[#This Row],[Assumed hours from space type]]=\"user defined\",Table1323[[#This Row],[Baseline Operating hours]],Table1323[[#This Row],[Assumed hours from space type]])+Table1323[[#This Row],[Controls Rebate kWh Savings]],0)","v":0},{"$f":"IFERROR(IF(Table1323[[#This Row],[Lamp / Luminaire Category]]=\"No eligible rebate\",Table1323[[#This Row],[Lighting Technology]]&\" retrofit with no rebate\",Table1323[[#This Row],[Rebate Category]]),\"\")","v":0},{"$f":"IF(Table1323[[#This Row],[Lamp / Luminaire Category]]=\"No eligible rebate\",1,0)","v":0},{"$f":"IFERROR(IF(IF(Table1323[[#This Row],[Assumed hours from space type]]=\"user defined\",Table1323[[#This Row],[Baseline Operating hours]],Table1323[[#This Row],[Assumed hours from space type]])<3600,0,IF(AND(IF(Table1323[[#This Row],[Assumed hours from space type]]=\"user defined\",Table1323[[#This Row],[Baseline Operating hours]],Table1323[[#This Row],[Assumed hours from space type]])>=3600,OR(Table1323[[#This Row],[Automatic Controls?]]=\"None\",Table1323[[#This Row],[Automatic Controls?]]=\"\")),IF(Table1323[[#This Row],[Lamp / Luminaire Category]]=\"No eligible rebate\",Table1323[[#This Row],[Baseline W defined by user]]-Table1323[[#This Row],[Retrofit W defined by user (no rebate)]],Table1323[[#This Row],[Assumed Baseline W by source]]-Table1323[[#This Row],[LED Luminaire W by rebate]]),IF(AND(IF(Table1323[[#This Row],[Assumed hours from space type]]=\"user defined\",Table1323[[#This Row],[Baseline Operating hours]],Table1323[[#This Row],[Assumed hours from space type]])>=(3600/0.8),OR(Table1323[[#This Row],[Automatic Controls?]]=\"Fixture integrated occupancy sensor\",Table1323[[#This Row],[Automatic Controls?]]=\"Ceiling / wall mounted occupancy sensor\")),IF(Table1323[[#This Row],[Lamp / Luminaire Category]]=\"No eligible rebate\",(Table1323[[#This Row],[Baseline W defined by user]]-Table1323[[#This Row],[Retrofit W defined by user (no rebate)]]),Table1323[[#This Row],[Assumed Baseline W by source]]-Table1323[[#This Row],[LED Luminaire W by rebate]]),IF(AND(IF(Table1323[[#This Row],[Assumed hours from space type]]=\"user defined\",Table1323[[#This Row],[Baseline Operating hours]],Table1323[[#This Row],[Assumed hours from space type]])<(3600/0.8),OR(Table1323[[#This Row],[Automatic Controls?]]=\"Fixture integrated occupancy sensor\",Table1323[[#This Row],[Automatic Controls?]]=\"Ceiling / wall mounted occupancy sensor\")),IF(Table1323[[#This Row],[Lamp / Luminaire Category]]=\"No eligible rebate\",Table1323[[#This Row],[Baseline W defined by user]],Table1323[[#This Row],[Assumed Baseline W by source]])))))*Table1323[[#This Row],[Quantity of luminaires]]/1000,\"\")","v":""},{"$f":"Table1323[[#This Row],[LED lamp/luminaire retrofit part '#]]","v":0},{"$f":"IF(Table1323[[#This Row],[Rebate Unit]]=\"per lamp\",INDEX(Table1[Number of Lamps],MATCH(Table1323[[#This Row],[Lamp / Luminaire Category]]&Table1323[[#This Row],[Rebate Category]],Table1[PrescribedSource - Rebate ID],0)),1)*Table1323[[#This Row],[Quantity of luminaires]]","v":0},{"$f":"IFERROR(IF(Table1323[[#This Row],[Lamp / Luminaire Category]]=\"No eligible rebate\",\"no eligible rebate\",INDEX(Table1[BC Hydro xRM ECM],MATCH(Table1323[[#This Row],[Lamp / Luminaire Category]]&Table1323[[#This Row],[Rebate Category]],Table1[PrescribedSource - Rebate ID],0))),\"\")","v":""}]
[null,{"$f":"IF(Table1323[[#This Row],[Space Type]]=\"\",\"\",\"L-\"&ROW(262:262))","v":""},null,null,null,null,null,null,null,{"$f":"IFERROR(IF(Table1323[[#This Row],[Space Type]]=\"\",\"\",IF(Table1323[[#This Row],[Lamp / Luminaire Category]]=\"No eligible rebate\",\"\",IF(Table1323[[#This Row],[Rebate Category]]=\"\",\"select rebate\",INDEX(Table1[Actual Baseline W],MATCH(Table1323[[#This Row],[Lamp / Luminaire Category]]&Table1323[[#This Row],[Rebate Category]],Table1[PrescribedSource - Rebate ID],0))))),\"\")","v":""},{"$f":"IFERROR(IF(Table1323[[#This Row],[No]]=\"\",\"\",IF(Table1323[[#This Row],[Space Type]]=\"\",\"select Space Type\",IF(Table1323[[#This Row],[Baseline Operating hours]]<>\"\",\"user defined\",INDEX(Table5[Hours],MATCH(Table1323[[#This Row],[Space Type]],Table5[Space Type],0))))),\"\")","v":""},null,{"$f":"IFERROR(INDEX(Table1[Rebate],MATCH(Table1323[[#This Row],[Lamp / Luminaire Category]]&Table1323[[#This Row],[Rebate Category]],Table1[PrescribedSource - Rebate ID],0)),\"\")","v":""},{"$f":"IFERROR(INDEX(Table1[Rebate Unit],MATCH(Table1323[[#This Row],[Lamp / Luminaire Category]]&Table1323[[#This Row],[Rebate Category]],Table1[PrescribedSource - Rebate ID],0)),\"\")","v":""},null,{"$f":"IFERROR(IF(Table1323[[#This Row],[Lamp / Luminaire Category]]=\"No eligible rebate\",\"no rebate\",INDEX(Table1[Retrofit W],MATCH(Table1323[[#This Row],[Lamp / Luminaire Category]]&Table1323[[#This Row],[Rebate Category]],Table1[PrescribedSource - Rebate ID],0))),\"\")","v":""},null,null,null,{"$f":"IFERROR(INDEX(Table1[Rebate],MATCH(Table1323[[#This Row],[Lamp / Luminaire Category]]&Table1323[[#This Row],[Rebate Category]],Table1[PrescribedSource - Rebate ID],0))*Table1323[[#This Row],[Quantity of luminaires]],0)","v":0},{"$f":"IF(OR(Table1323[[#This Row],[Automatic Controls?]]=\"Fixture integrated Occupancy / Daylight Harvesting sensor\",Table1323[[#This Row],[Automatic Controls?]]=\"Ceiling / wall mounted Occupancy / Daylight Harvesting sensor\",Table1323[[#This Row],[Automatic Controls?]]=\"Timer\"),45*Table1323[[#This Row],[Number of occupancy sensors]],\"\")","v":""},{"$f":"IFERROR(IF(Table1323[[#This Row],[Controls Rebate]]=\"\",0,Table1323[[#This Row],[Controls Rebate]])+Table1323[[#This Row],[Lighting Rebate]],\"\")","v":0},{"$f":"IFERROR(INDEX(Table1[Rebate Savings],MATCH(Table1323[[#This Row],[Lamp / Luminaire Category]]&Table1323[[#This Row],[Rebate Category]],Table1[PrescribedSource - Rebate ID],0))*Table1323[[#This Row],[Quantity of luminaires]]/1000,0)","v":0},{"$f":"IFERROR(Table1323[[#This Row],[Rebate kW Savings]]*IF(Table1323[[#This Row],[Assumed hours from space type]]=\"user defined\",Table1323[[#This Row],[Baseline Operating hours]],Table1323[[#This Row],[Assumed hours from space type]]),0)","v":0},{"$f":"IF(OR(Table1323[[#This Row],[Automatic Controls?]]=\"Fixture integrated occupancy sensor\",Table1323[[#This Row],[Automatic Controls?]]=\"Ceiling / wall mounted occupancy sensor\"),Table1323[[#This Row],[Quantity of luminaires]]*IF(Table1323[[#This Row],[Rebate Category]]<>\"\",INDEX(Table1[Retrofit W],MATCH(Table1323[[#This Row],[Rebate Category]],Table1[BC Hydro Rebate Category],0)),Table1323[[#This Row],[Retrofit W defined by user (no rebate)]])/1000*IF(Table1323[[#This Row],[Assumed hours from space type]]=\"user defined\",Table1323[[#This Row],[Baseline Operating hours]],Table1323[[#This Row],[Assumed hours from space type]])*0.2,0)","v":0},{"$f":"Table1323[[#This Row],[Rebate kWh savings]]+Table1323[[#This Row],[Controls Rebate kWh Savings]]","v":0},{"$f":"IFERROR(IF(Table1323[[#This Row],[Quantity of luminaires]]=\"\",\"\",IF(Table1323[[#This Row],[Lamp / Luminaire Category]]=\"No eligible rebate\",(Table1323[[#This Row],[Baseline W defined by user]]-Table1323[[#This Row],[Retrofit W defined by user (no rebate)]])*Table1323[[#This Row],[Quantity of luminaires]]/1000,(Table1323[[#This Row],[Assumed Baseline W by source]]-Table1323[[#This Row],[LED Luminaire W by rebate]])*Table1323[[#This Row],[Quantity of luminaires]]/1000)),0)","v":""},{"$f":"IFERROR(IF(Table1323[[#This Row],[Lamp / Luminaire Category]]=\"No eligible rebate\",Table1323[[#This Row],[Quantity of luminaires]]*(Table1323[[#This Row],[Baseline W defined by user]]-Table1323[[#This Row],[Retrofit W defined by user (no rebate)]])/1000*IF(Table1323[[#This Row],[Assumed hours from space type]]=\"user defined\",Table1323[[#This Row],[Baseline Operating hours]],Table1323[[#This Row],[Assumed hours from space type]])+Table1323[[#This Row],[Controls Rebate kWh Savings]],Table1323[[#This Row],[Quantity of luminaires]]*(INDEX(Table1[Actual Baseline W],MATCH(Table1323[[#This Row],[Lamp / Luminaire Category]]&Table1323[[#This Row],[Rebate Category]],Table1[PrescribedSource - Rebate ID],0))/1000-Table1323[[#This Row],[LED Luminaire W by rebate]]/1000)*IF(Table1323[[#This Row],[Assumed hours from space type]]=\"user defined\",Table1323[[#This Row],[Baseline Operating hours]],Table1323[[#This Row],[Assumed hours from space type]])+Table1323[[#This Row],[Controls Rebate kWh Savings]]),0)","v":0},{"$f":"IFERROR(IF(Table1323[[#This Row],[Rebate kW Savings]]=0,Table1323[[#This Row],[Demand Savings, kW]],INDEX(Table1[Actual Savings],MATCH(Table1323[[#This Row],[Lamp / Luminaire Category]]&Table1323[[#This Row],[Rebate Category]],Table1[PrescribedSource - Rebate ID],0))*Table1323[[#This Row],[Quantity of luminaires]]/1000),0)","v":""},{"$f":"IFERROR(Table1323[[#This Row],[BC Housing Site kW Savings]]*IF(Table1323[[#This Row],[Assumed hours from space type]]=\"user defined\",Table1323[[#This Row],[Baseline Operating hours]],Table1323[[#This Row],[Assumed hours from space type]])+Table1323[[#This Row],[Controls Rebate kWh Savings]],0)","v":0},{"$f":"IFERROR(IF(Table1323[[#This Row],[Lamp / Luminaire Category]]=\"No eligible rebate\",Table1323[[#This Row],[Lighting Technology]]&\" retrofit with no rebate\",Table1323[[#This Row],[Rebate Category]]),\"\")","v":0},{"$f":"IF(Table1323[[#This Row],[Lamp / Luminaire Category]]=\"No eligible rebate\",1,0)","v":0},{"$f":"IFERROR(IF(IF(Table1323[[#This Row],[Assumed hours from space type]]=\"user defined\",Table1323[[#This Row],[Baseline Operating hours]],Table1323[[#This Row],[Assumed hours from space type]])<3600,0,IF(AND(IF(Table1323[[#This Row],[Assumed hours from space type]]=\"user defined\",Table1323[[#This Row],[Baseline Operating hours]],Table1323[[#This Row],[Assumed hours from space type]])>=3600,OR(Table1323[[#This Row],[Automatic Controls?]]=\"None\",Table1323[[#This Row],[Automatic Controls?]]=\"\")),IF(Table1323[[#This Row],[Lamp / Luminaire Category]]=\"No eligible rebate\",Table1323[[#This Row],[Baseline W defined by user]]-Table1323[[#This Row],[Retrofit W defined by user (no rebate)]],Table1323[[#This Row],[Assumed Baseline W by source]]-Table1323[[#This Row],[LED Luminaire W by rebate]]),IF(AND(IF(Table1323[[#This Row],[Assumed hours from space type]]=\"user defined\",Table1323[[#This Row],[Baseline Operating hours]],Table1323[[#This Row],[Assumed hours from space type]])>=(3600/0.8),OR(Table1323[[#This Row],[Automatic Controls?]]=\"Fixture integrated occupancy sensor\",Table1323[[#This Row],[Automatic Controls?]]=\"Ceiling / wall mounted occupancy sensor\")),IF(Table1323[[#This Row],[Lamp / Luminaire Category]]=\"No eligible rebate\",(Table1323[[#This Row],[Baseline W defined by user]]-Table1323[[#This Row],[Retrofit W defined by user (no rebate)]]),Table1323[[#This Row],[Assumed Baseline W by source]]-Table1323[[#This Row],[LED Luminaire W by rebate]]),IF(AND(IF(Table1323[[#This Row],[Assumed hours from space type]]=\"user defined\",Table1323[[#This Row],[Baseline Operating hours]],Table1323[[#This Row],[Assumed hours from space type]])<(3600/0.8),OR(Table1323[[#This Row],[Automatic Controls?]]=\"Fixture integrated occupancy sensor\",Table1323[[#This Row],[Automatic Controls?]]=\"Ceiling / wall mounted occupancy sensor\")),IF(Table1323[[#This Row],[Lamp / Luminaire Category]]=\"No eligible rebate\",Table1323[[#This Row],[Baseline W defined by user]],Table1323[[#This Row],[Assumed Baseline W by source]])))))*Table1323[[#This Row],[Quantity of luminaires]]/1000,\"\")","v":""},{"$f":"Table1323[[#This Row],[LED lamp/luminaire retrofit part '#]]","v":0},{"$f":"IF(Table1323[[#This Row],[Rebate Unit]]=\"per lamp\",INDEX(Table1[Number of Lamps],MATCH(Table1323[[#This Row],[Lamp / Luminaire Category]]&Table1323[[#This Row],[Rebate Category]],Table1[PrescribedSource - Rebate ID],0)),1)*Table1323[[#This Row],[Quantity of luminaires]]","v":0},{"$f":"IFERROR(IF(Table1323[[#This Row],[Lamp / Luminaire Category]]=\"No eligible rebate\",\"no eligible rebate\",INDEX(Table1[BC Hydro xRM ECM],MATCH(Table1323[[#This Row],[Lamp / Luminaire Category]]&Table1323[[#This Row],[Rebate Category]],Table1[PrescribedSource - Rebate ID],0))),\"\")","v":""}]
[null,{"$f":"IF(Table1323[[#This Row],[Space Type]]=\"\",\"\",\"L-\"&ROW(263:263))","v":""},null,null,null,null,null,null,null,{"$f":"IFERROR(IF(Table1323[[#This Row],[Space Type]]=\"\",\"\",IF(Table1323[[#This Row],[Lamp / Luminaire Category]]=\"No eligible rebate\",\"\",IF(Table1323[[#This Row],[Rebate Category]]=\"\",\"select rebate\",INDEX(Table1[Actual Baseline W],MATCH(Table1323[[#This Row],[Lamp / Luminaire Category]]&Table1323[[#This Row],[Rebate Category]],Table1[PrescribedSource - Rebate ID],0))))),\"\")","v":""},{"$f":"IFERROR(IF(Table1323[[#This Row],[No]]=\"\",\"\",IF(Table1323[[#This Row],[Space Type]]=\"\",\"select Space Type\",IF(Table1323[[#This Row],[Baseline Operating hours]]<>\"\",\"user defined\",INDEX(Table5[Hours],MATCH(Table1323[[#This Row],[Space Type]],Table5[Space Type],0))))),\"\")","v":""},null,{"$f":"IFERROR(INDEX(Table1[Rebate],MATCH(Table1323[[#This Row],[Lamp / Luminaire Category]]&Table1323[[#This Row],[Rebate Category]],Table1[PrescribedSource - Rebate ID],0)),\"\")","v":""},{"$f":"IFERROR(INDEX(Table1[Rebate Unit],MATCH(Table1323[[#This Row],[Lamp / Luminaire Category]]&Table1323[[#This Row],[Rebate Category]],Table1[PrescribedSource - Rebate ID],0)),\"\")","v":""},null,{"$f":"IFERROR(IF(Table1323[[#This Row],[Lamp / Luminaire Category]]=\"No eligible rebate\",\"no rebate\",INDEX(Table1[Retrofit W],MATCH(Table1323[[#This Row],[Lamp / Luminaire Category]]&Table1323[[#This Row],[Rebate Category]],Table1[PrescribedSource - Rebate ID],0))),\"\")","v":""},null,null,null,{"$f":"IFERROR(INDEX(Table1[Rebate],MATCH(Table1323[[#This Row],[Lamp / Luminaire Category]]&Table1323[[#This Row],[Rebate Category]],Table1[PrescribedSource - Rebate ID],0))*Table1323[[#This Row],[Quantity of luminaires]],0)","v":0},{"$f":"IF(OR(Table1323[[#This Row],[Automatic Controls?]]=\"Fixture integrated Occupancy / Daylight Harvesting sensor\",Table1323[[#This Row],[Automatic Controls?]]=\"Ceiling / wall mounted Occupancy / Daylight Harvesting sensor\",Table1323[[#This Row],[Automatic Controls?]]=\"Timer\"),45*Table1323[[#This Row],[Number of occupancy sensors]],\"\")","v":""},{"$f":"IFERROR(IF(Table1323[[#This Row],[Controls Rebate]]=\"\",0,Table1323[[#This Row],[Controls Rebate]])+Table1323[[#This Row],[Lighting Rebate]],\"\")","v":0},{"$f":"IFERROR(INDEX(Table1[Rebate Savings],MATCH(Table1323[[#This Row],[Lamp / Luminaire Category]]&Table1323[[#This Row],[Rebate Category]],Table1[PrescribedSource - Rebate ID],0))*Table1323[[#This Row],[Quantity of luminaires]]/1000,0)","v":0},{"$f":"IFERROR(Table1323[[#This Row],[Rebate kW Savings]]*IF(Table1323[[#This Row],[Assumed hours from space type]]=\"user defined\",Table1323[[#This Row],[Baseline Operating hours]],Table1323[[#This Row],[Assumed hours from space type]]),0)","v":0},{"$f":"IF(OR(Table1323[[#This Row],[Automatic Controls?]]=\"Fixture integrated occupancy sensor\",Table1323[[#This Row],[Automatic Controls?]]=\"Ceiling / wall mounted occupancy sensor\"),Table1323[[#This Row],[Quantity of luminaires]]*IF(Table1323[[#This Row],[Rebate Category]]<>\"\",INDEX(Table1[Retrofit W],MATCH(Table1323[[#This Row],[Rebate Category]],Table1[BC Hydro Rebate Category],0)),Table1323[[#This Row],[Retrofit W defined by user (no rebate)]])/1000*IF(Table1323[[#This Row],[Assumed hours from space type]]=\"user defined\",Table1323[[#This Row],[Baseline Operating hours]],Table1323[[#This Row],[Assumed hours from space type]])*0.2,0)","v":0},{"$f":"Table1323[[#This Row],[Rebate kWh savings]]+Table1323[[#This Row],[Controls Rebate kWh Savings]]","v":0},{"$f":"IFERROR(IF(Table1323[[#This Row],[Quantity of luminaires]]=\"\",\"\",IF(Table1323[[#This Row],[Lamp / Luminaire Category]]=\"No eligible rebate\",(Table1323[[#This Row],[Baseline W defined by user]]-Table1323[[#This Row],[Retrofit W defined by user (no rebate)]])*Table1323[[#This Row],[Quantity of luminaires]]/1000,(Table1323[[#This Row],[Assumed Baseline W by source]]-Table1323[[#This Row],[LED Luminaire W by rebate]])*Table1323[[#This Row],[Quantity of luminaires]]/1000)),0)","v":""},{"$f":"IFERROR(IF(Table1323[[#This Row],[Lamp / Luminaire Category]]=\"No eligible rebate\",Table1323[[#This Row],[Quantity of luminaires]]*(Table1323[[#This Row],[Baseline W defined by user]]-Table1323[[#This Row],[Retrofit W defined by user (no rebate)]])/1000*IF(Table1323[[#This Row],[Assumed hours from space type]]=\"user defined\",Table1323[[#This Row],[Baseline Operating hours]],Table1323[[#This Row],[Assumed hours from space type]])+Table1323[[#This Row],[Controls Rebate kWh Savings]],Table1323[[#This Row],[Quantity of luminaires]]*(INDEX(Table1[Actual Baseline W],MATCH(Table1323[[#This Row],[Lamp / Luminaire Category]]&Table1323[[#This Row],[Rebate Category]],Table1[PrescribedSource - Rebate ID],0))/1000-Table1323[[#This Row],[LED Luminaire W by rebate]]/1000)*IF(Table1323[[#This Row],[Assumed hours from space type]]=\"user defined\",Table1323[[#This Row],[Baseline Operating hours]],Table1323[[#This Row],[Assumed hours from space type]])+Table1323[[#This Row],[Controls Rebate kWh Savings]]),0)","v":0},{"$f":"IFERROR(IF(Table1323[[#This Row],[Rebate kW Savings]]=0,Table1323[[#This Row],[Demand Savings, kW]],INDEX(Table1[Actual Savings],MATCH(Table1323[[#This Row],[Lamp / Luminaire Category]]&Table1323[[#This Row],[Rebate Category]],Table1[PrescribedSource - Rebate ID],0))*Table1323[[#This Row],[Quantity of luminaires]]/1000),0)","v":""},{"$f":"IFERROR(Table1323[[#This Row],[BC Housing Site kW Savings]]*IF(Table1323[[#This Row],[Assumed hours from space type]]=\"user defined\",Table1323[[#This Row],[Baseline Operating hours]],Table1323[[#This Row],[Assumed hours from space type]])+Table1323[[#This Row],[Controls Rebate kWh Savings]],0)","v":0},{"$f":"IFERROR(IF(Table1323[[#This Row],[Lamp / Luminaire Category]]=\"No eligible rebate\",Table1323[[#This Row],[Lighting Technology]]&\" retrofit with no rebate\",Table1323[[#This Row],[Rebate Category]]),\"\")","v":0},{"$f":"IF(Table1323[[#This Row],[Lamp / Luminaire Category]]=\"No eligible rebate\",1,0)","v":0},{"$f":"IFERROR(IF(IF(Table1323[[#This Row],[Assumed hours from space type]]=\"user defined\",Table1323[[#This Row],[Baseline Operating hours]],Table1323[[#This Row],[Assumed hours from space type]])<3600,0,IF(AND(IF(Table1323[[#This Row],[Assumed hours from space type]]=\"user defined\",Table1323[[#This Row],[Baseline Operating hours]],Table1323[[#This Row],[Assumed hours from space type]])>=3600,OR(Table1323[[#This Row],[Automatic Controls?]]=\"None\",Table1323[[#This Row],[Automatic Controls?]]=\"\")),IF(Table1323[[#This Row],[Lamp / Luminaire Category]]=\"No eligible rebate\",Table1323[[#This Row],[Baseline W defined by user]]-Table1323[[#This Row],[Retrofit W defined by user (no rebate)]],Table1323[[#This Row],[Assumed Baseline W by source]]-Table1323[[#This Row],[LED Luminaire W by rebate]]),IF(AND(IF(Table1323[[#This Row],[Assumed hours from space type]]=\"user defined\",Table1323[[#This Row],[Baseline Operating hours]],Table1323[[#This Row],[Assumed hours from space type]])>=(3600/0.8),OR(Table1323[[#This Row],[Automatic Controls?]]=\"Fixture integrated occupancy sensor\",Table1323[[#This Row],[Automatic Controls?]]=\"Ceiling / wall mounted occupancy sensor\")),IF(Table1323[[#This Row],[Lamp / Luminaire Category]]=\"No eligible rebate\",(Table1323[[#This Row],[Baseline W defined by user]]-Table1323[[#This Row],[Retrofit W defined by user (no rebate)]]),Table1323[[#This Row],[Assumed Baseline W by source]]-Table1323[[#This Row],[LED Luminaire W by rebate]]),IF(AND(IF(Table1323[[#This Row],[Assumed hours from space type]]=\"user defined\",Table1323[[#This Row],[Baseline Operating hours]],Table1323[[#This Row],[Assumed hours from space type]])<(3600/0.8),OR(Table1323[[#This Row],[Automatic Controls?]]=\"Fixture integrated occupancy sensor\",Table1323[[#This Row],[Automatic Controls?]]=\"Ceiling / wall mounted occupancy sensor\")),IF(Table1323[[#This Row],[Lamp / Luminaire Category]]=\"No eligible rebate\",Table1323[[#This Row],[Baseline W defined by user]],Table1323[[#This Row],[Assumed Baseline W by source]])))))*Table1323[[#This Row],[Quantity of luminaires]]/1000,\"\")","v":""},{"$f":"Table1323[[#This Row],[LED lamp/luminaire retrofit part '#]]","v":0},{"$f":"IF(Table1323[[#This Row],[Rebate Unit]]=\"per lamp\",INDEX(Table1[Number of Lamps],MATCH(Table1323[[#This Row],[Lamp / Luminaire Category]]&Table1323[[#This Row],[Rebate Category]],Table1[PrescribedSource - Rebate ID],0)),1)*Table1323[[#This Row],[Quantity of luminaires]]","v":0},{"$f":"IFERROR(IF(Table1323[[#This Row],[Lamp / Luminaire Category]]=\"No eligible rebate\",\"no eligible rebate\",INDEX(Table1[BC Hydro xRM ECM],MATCH(Table1323[[#This Row],[Lamp / Luminaire Category]]&Table1323[[#This Row],[Rebate Category]],Table1[PrescribedSource - Rebate ID],0))),\"\")","v":""}]
[null,{"$f":"IF(Table1323[[#This Row],[Space Type]]=\"\",\"\",\"L-\"&ROW(264:264))","v":""},null,null,null,null,null,null,null,{"$f":"IFERROR(IF(Table1323[[#This Row],[Space Type]]=\"\",\"\",IF(Table1323[[#This Row],[Lamp / Luminaire Category]]=\"No eligible rebate\",\"\",IF(Table1323[[#This Row],[Rebate Category]]=\"\",\"select rebate\",INDEX(Table1[Actual Baseline W],MATCH(Table1323[[#This Row],[Lamp / Luminaire Category]]&Table1323[[#This Row],[Rebate Category]],Table1[PrescribedSource - Rebate ID],0))))),\"\")","v":""},{"$f":"IFERROR(IF(Table1323[[#This Row],[No]]=\"\",\"\",IF(Table1323[[#This Row],[Space Type]]=\"\",\"select Space Type\",IF(Table1323[[#This Row],[Baseline Operating hours]]<>\"\",\"user defined\",INDEX(Table5[Hours],MATCH(Table1323[[#This Row],[Space Type]],Table5[Space Type],0))))),\"\")","v":""},null,{"$f":"IFERROR(INDEX(Table1[Rebate],MATCH(Table1323[[#This Row],[Lamp / Luminaire Category]]&Table1323[[#This Row],[Rebate Category]],Table1[PrescribedSource - Rebate ID],0)),\"\")","v":""},{"$f":"IFERROR(INDEX(Table1[Rebate Unit],MATCH(Table1323[[#This Row],[Lamp / Luminaire Category]]&Table1323[[#This Row],[Rebate Category]],Table1[PrescribedSource - Rebate ID],0)),\"\")","v":""},null,{"$f":"IFERROR(IF(Table1323[[#This Row],[Lamp / Luminaire Category]]=\"No eligible rebate\",\"no rebate\",INDEX(Table1[Retrofit W],MATCH(Table1323[[#This Row],[Lamp / Luminaire Category]]&Table1323[[#This Row],[Rebate Category]],Table1[PrescribedSource - Rebate ID],0))),\"\")","v":""},null,null,null,{"$f":"IFERROR(INDEX(Table1[Rebate],MATCH(Table1323[[#This Row],[Lamp / Luminaire Category]]&Table1323[[#This Row],[Rebate Category]],Table1[PrescribedSource - Rebate ID],0))*Table1323[[#This Row],[Quantity of luminaires]],0)","v":0},{"$f":"IF(OR(Table1323[[#This Row],[Automatic Controls?]]=\"Fixture integrated Occupancy / Daylight Harvesting sensor\",Table1323[[#This Row],[Automatic Controls?]]=\"Ceiling / wall mounted Occupancy / Daylight Harvesting sensor\",Table1323[[#This Row],[Automatic Controls?]]=\"Timer\"),45*Table1323[[#This Row],[Number of occupancy sensors]],\"\")","v":""},{"$f":"IFERROR(IF(Table1323[[#This Row],[Controls Rebate]]=\"\",0,Table1323[[#This Row],[Controls Rebate]])+Table1323[[#This Row],[Lighting Rebate]],\"\")","v":0},{"$f":"IFERROR(INDEX(Table1[Rebate Savings],MATCH(Table1323[[#This Row],[Lamp / Luminaire Category]]&Table1323[[#This Row],[Rebate Category]],Table1[PrescribedSource - Rebate ID],0))*Table1323[[#This Row],[Quantity of luminaires]]/1000,0)","v":0},{"$f":"IFERROR(Table1323[[#This Row],[Rebate kW Savings]]*IF(Table1323[[#This Row],[Assumed hours from space type]]=\"user defined\",Table1323[[#This Row],[Baseline Operating hours]],Table1323[[#This Row],[Assumed hours from space type]]),0)","v":0},{"$f":"IF(OR(Table1323[[#This Row],[Automatic Controls?]]=\"Fixture integrated occupancy sensor\",Table1323[[#This Row],[Automatic Controls?]]=\"Ceiling / wall mounted occupancy sensor\"),Table1323[[#This Row],[Quantity of luminaires]]*IF(Table1323[[#This Row],[Rebate Category]]<>\"\",INDEX(Table1[Retrofit W],MATCH(Table1323[[#This Row],[Rebate Category]],Table1[BC Hydro Rebate Category],0)),Table1323[[#This Row],[Retrofit W defined by user (no rebate)]])/1000*IF(Table1323[[#This Row],[Assumed hours from space type]]=\"user defined\",Table1323[[#This Row],[Baseline Operating hours]],Table1323[[#This Row],[Assumed hours from space type]])*0.2,0)","v":0},{"$f":"Table1323[[#This Row],[Rebate kWh savings]]+Table1323[[#This Row],[Controls Rebate kWh Savings]]","v":0},{"$f":"IFERROR(IF(Table1323[[#This Row],[Quantity of luminaires]]=\"\",\"\",IF(Table1323[[#This Row],[Lamp / Luminaire Category]]=\"No eligible rebate\",(Table1323[[#This Row],[Baseline W defined by user]]-Table1323[[#This Row],[Retrofit W defined by user (no rebate)]])*Table1323[[#This Row],[Quantity of luminaires]]/1000,(Table1323[[#This Row],[Assumed Baseline W by source]]-Table1323[[#This Row],[LED Luminaire W by rebate]])*Table1323[[#This Row],[Quantity of luminaires]]/1000)),0)","v":""},{"$f":"IFERROR(IF(Table1323[[#This Row],[Lamp / Luminaire Category]]=\"No eligible rebate\",Table1323[[#This Row],[Quantity of luminaires]]*(Table1323[[#This Row],[Baseline W defined by user]]-Table1323[[#This Row],[Retrofit W defined by user (no rebate)]])/1000*IF(Table1323[[#This Row],[Assumed hours from space type]]=\"user defined\",Table1323[[#This Row],[Baseline Operating hours]],Table1323[[#This Row],[Assumed hours from space type]])+Table1323[[#This Row],[Controls Rebate kWh Savings]],Table1323[[#This Row],[Quantity of luminaires]]*(INDEX(Table1[Actual Baseline W],MATCH(Table1323[[#This Row],[Lamp / Luminaire Category]]&Table1323[[#This Row],[Rebate Category]],Table1[PrescribedSource - Rebate ID],0))/1000-Table1323[[#This Row],[LED Luminaire W by rebate]]/1000)*IF(Table1323[[#This Row],[Assumed hours from space type]]=\"user defined\",Table1323[[#This Row],[Baseline Operating hours]],Table1323[[#This Row],[Assumed hours from space type]])+Table1323[[#This Row],[Controls Rebate kWh Savings]]),0)","v":0},{"$f":"IFERROR(IF(Table1323[[#This Row],[Rebate kW Savings]]=0,Table1323[[#This Row],[Demand Savings, kW]],INDEX(Table1[Actual Savings],MATCH(Table1323[[#This Row],[Lamp / Luminaire Category]]&Table1323[[#This Row],[Rebate Category]],Table1[PrescribedSource - Rebate ID],0))*Table1323[[#This Row],[Quantity of luminaires]]/1000),0)","v":""},{"$f":"IFERROR(Table1323[[#This Row],[BC Housing Site kW Savings]]*IF(Table1323[[#This Row],[Assumed hours from space type]]=\"user defined\",Table1323[[#This Row],[Baseline Operating hours]],Table1323[[#This Row],[Assumed hours from space type]])+Table1323[[#This Row],[Controls Rebate kWh Savings]],0)","v":0},{"$f":"IFERROR(IF(Table1323[[#This Row],[Lamp / Luminaire Category]]=\"No eligible rebate\",Table1323[[#This Row],[Lighting Technology]]&\" retrofit with no rebate\",Table1323[[#This Row],[Rebate Category]]),\"\")","v":0},{"$f":"IF(Table1323[[#This Row],[Lamp / Luminaire Category]]=\"No eligible rebate\",1,0)","v":0},{"$f":"IFERROR(IF(IF(Table1323[[#This Row],[Assumed hours from space type]]=\"user defined\",Table1323[[#This Row],[Baseline Operating hours]],Table1323[[#This Row],[Assumed hours from space type]])<3600,0,IF(AND(IF(Table1323[[#This Row],[Assumed hours from space type]]=\"user defined\",Table1323[[#This Row],[Baseline Operating hours]],Table1323[[#This Row],[Assumed hours from space type]])>=3600,OR(Table1323[[#This Row],[Automatic Controls?]]=\"None\",Table1323[[#This Row],[Automatic Controls?]]=\"\")),IF(Table1323[[#This Row],[Lamp / Luminaire Category]]=\"No eligible rebate\",Table1323[[#This Row],[Baseline W defined by user]]-Table1323[[#This Row],[Retrofit W defined by user (no rebate)]],Table1323[[#This Row],[Assumed Baseline W by source]]-Table1323[[#This Row],[LED Luminaire W by rebate]]),IF(AND(IF(Table1323[[#This Row],[Assumed hours from space type]]=\"user defined\",Table1323[[#This Row],[Baseline Operating hours]],Table1323[[#This Row],[Assumed hours from space type]])>=(3600/0.8),OR(Table1323[[#This Row],[Automatic Controls?]]=\"Fixture integrated occupancy sensor\",Table1323[[#This Row],[Automatic Controls?]]=\"Ceiling / wall mounted occupancy sensor\")),IF(Table1323[[#This Row],[Lamp / Luminaire Category]]=\"No eligible rebate\",(Table1323[[#This Row],[Baseline W defined by user]]-Table1323[[#This Row],[Retrofit W defined by user (no rebate)]]),Table1323[[#This Row],[Assumed Baseline W by source]]-Table1323[[#This Row],[LED Luminaire W by rebate]]),IF(AND(IF(Table1323[[#This Row],[Assumed hours from space type]]=\"user defined\",Table1323[[#This Row],[Baseline Operating hours]],Table1323[[#This Row],[Assumed hours from space type]])<(3600/0.8),OR(Table1323[[#This Row],[Automatic Controls?]]=\"Fixture integrated occupancy sensor\",Table1323[[#This Row],[Automatic Controls?]]=\"Ceiling / wall mounted occupancy sensor\")),IF(Table1323[[#This Row],[Lamp / Luminaire Category]]=\"No eligible rebate\",Table1323[[#This Row],[Baseline W defined by user]],Table1323[[#This Row],[Assumed Baseline W by source]])))))*Table1323[[#This Row],[Quantity of luminaires]]/1000,\"\")","v":""},{"$f":"Table1323[[#This Row],[LED lamp/luminaire retrofit part '#]]","v":0},{"$f":"IF(Table1323[[#This Row],[Rebate Unit]]=\"per lamp\",INDEX(Table1[Number of Lamps],MATCH(Table1323[[#This Row],[Lamp / Luminaire Category]]&Table1323[[#This Row],[Rebate Category]],Table1[PrescribedSource - Rebate ID],0)),1)*Table1323[[#This Row],[Quantity of luminaires]]","v":0},{"$f":"IFERROR(IF(Table1323[[#This Row],[Lamp / Luminaire Category]]=\"No eligible rebate\",\"no eligible rebate\",INDEX(Table1[BC Hydro xRM ECM],MATCH(Table1323[[#This Row],[Lamp / Luminaire Category]]&Table1323[[#This Row],[Rebate Category]],Table1[PrescribedSource - Rebate ID],0))),\"\")","v":""}]
[null,{"$f":"IF(Table1323[[#This Row],[Space Type]]=\"\",\"\",\"L-\"&ROW(265:265))","v":""},null,null,null,null,null,null,null,{"$f":"IFERROR(IF(Table1323[[#This Row],[Space Type]]=\"\",\"\",IF(Table1323[[#This Row],[Lamp / Luminaire Category]]=\"No eligible rebate\",\"\",IF(Table1323[[#This Row],[Rebate Category]]=\"\",\"select rebate\",INDEX(Table1[Actual Baseline W],MATCH(Table1323[[#This Row],[Lamp / Luminaire Category]]&Table1323[[#This Row],[Rebate Category]],Table1[PrescribedSource - Rebate ID],0))))),\"\")","v":""},{"$f":"IFERROR(IF(Table1323[[#This Row],[No]]=\"\",\"\",IF(Table1323[[#This Row],[Space Type]]=\"\",\"select Space Type\",IF(Table1323[[#This Row],[Baseline Operating hours]]<>\"\",\"user defined\",INDEX(Table5[Hours],MATCH(Table1323[[#This Row],[Space Type]],Table5[Space Type],0))))),\"\")","v":""},null,{"$f":"IFERROR(INDEX(Table1[Rebate],MATCH(Table1323[[#This Row],[Lamp / Luminaire Category]]&Table1323[[#This Row],[Rebate Category]],Table1[PrescribedSource - Rebate ID],0)),\"\")","v":""},{"$f":"IFERROR(INDEX(Table1[Rebate Unit],MATCH(Table1323[[#This Row],[Lamp / Luminaire Category]]&Table1323[[#This Row],[Rebate Category]],Table1[PrescribedSource - Rebate ID],0)),\"\")","v":""},null,{"$f":"IFERROR(IF(Table1323[[#This Row],[Lamp / Luminaire Category]]=\"No eligible rebate\",\"no rebate\",INDEX(Table1[Retrofit W],MATCH(Table1323[[#This Row],[Lamp / Luminaire Category]]&Table1323[[#This Row],[Rebate Category]],Table1[PrescribedSource - Rebate ID],0))),\"\")","v":""},null,null,null,{"$f":"IFERROR(INDEX(Table1[Rebate],MATCH(Table1323[[#This Row],[Lamp / Luminaire Category]]&Table1323[[#This Row],[Rebate Category]],Table1[PrescribedSource - Rebate ID],0))*Table1323[[#This Row],[Quantity of luminaires]],0)","v":0},{"$f":"IF(OR(Table1323[[#This Row],[Automatic Controls?]]=\"Fixture integrated Occupancy / Daylight Harvesting sensor\",Table1323[[#This Row],[Automatic Controls?]]=\"Ceiling / wall mounted Occupancy / Daylight Harvesting sensor\",Table1323[[#This Row],[Automatic Controls?]]=\"Timer\"),45*Table1323[[#This Row],[Number of occupancy sensors]],\"\")","v":""},{"$f":"IFERROR(IF(Table1323[[#This Row],[Controls Rebate]]=\"\",0,Table1323[[#This Row],[Controls Rebate]])+Table1323[[#This Row],[Lighting Rebate]],\"\")","v":0},{"$f":"IFERROR(INDEX(Table1[Rebate Savings],MATCH(Table1323[[#This Row],[Lamp / Luminaire Category]]&Table1323[[#This Row],[Rebate Category]],Table1[PrescribedSource - Rebate ID],0))*Table1323[[#This Row],[Quantity of luminaires]]/1000,0)","v":0},{"$f":"IFERROR(Table1323[[#This Row],[Rebate kW Savings]]*IF(Table1323[[#This Row],[Assumed hours from space type]]=\"user defined\",Table1323[[#This Row],[Baseline Operating hours]],Table1323[[#This Row],[Assumed hours from space type]]),0)","v":0},{"$f":"IF(OR(Table1323[[#This Row],[Automatic Controls?]]=\"Fixture integrated occupancy sensor\",Table1323[[#This Row],[Automatic Controls?]]=\"Ceiling / wall mounted occupancy sensor\"),Table1323[[#This Row],[Quantity of luminaires]]*IF(Table1323[[#This Row],[Rebate Category]]<>\"\",INDEX(Table1[Retrofit W],MATCH(Table1323[[#This Row],[Rebate Category]],Table1[BC Hydro Rebate Category],0)),Table1323[[#This Row],[Retrofit W defined by user (no rebate)]])/1000*IF(Table1323[[#This Row],[Assumed hours from space type]]=\"user defined\",Table1323[[#This Row],[Baseline Operating hours]],Table1323[[#This Row],[Assumed hours from space type]])*0.2,0)","v":0},{"$f":"Table1323[[#This Row],[Rebate kWh savings]]+Table1323[[#This Row],[Controls Rebate kWh Savings]]","v":0},{"$f":"IFERROR(IF(Table1323[[#This Row],[Quantity of luminaires]]=\"\",\"\",IF(Table1323[[#This Row],[Lamp / Luminaire Category]]=\"No eligible rebate\",(Table1323[[#This Row],[Baseline W defined by user]]-Table1323[[#This Row],[Retrofit W defined by user (no rebate)]])*Table1323[[#This Row],[Quantity of luminaires]]/1000,(Table1323[[#This Row],[Assumed Baseline W by source]]-Table1323[[#This Row],[LED Luminaire W by rebate]])*Table1323[[#This Row],[Quantity of luminaires]]/1000)),0)","v":""},{"$f":"IFERROR(IF(Table1323[[#This Row],[Lamp / Luminaire Category]]=\"No eligible rebate\",Table1323[[#This Row],[Quantity of luminaires]]*(Table1323[[#This Row],[Baseline W defined by user]]-Table1323[[#This Row],[Retrofit W defined by user (no rebate)]])/1000*IF(Table1323[[#This Row],[Assumed hours from space type]]=\"user defined\",Table1323[[#This Row],[Baseline Operating hours]],Table1323[[#This Row],[Assumed hours from space type]])+Table1323[[#This Row],[Controls Rebate kWh Savings]],Table1323[[#This Row],[Quantity of luminaires]]*(INDEX(Table1[Actual Baseline W],MATCH(Table1323[[#This Row],[Lamp / Luminaire Category]]&Table1323[[#This Row],[Rebate Category]],Table1[PrescribedSource - Rebate ID],0))/1000-Table1323[[#This Row],[LED Luminaire W by rebate]]/1000)*IF(Table1323[[#This Row],[Assumed hours from space type]]=\"user defined\",Table1323[[#This Row],[Baseline Operating hours]],Table1323[[#This Row],[Assumed hours from space type]])+Table1323[[#This Row],[Controls Rebate kWh Savings]]),0)","v":0},{"$f":"IFERROR(IF(Table1323[[#This Row],[Rebate kW Savings]]=0,Table1323[[#This Row],[Demand Savings, kW]],INDEX(Table1[Actual Savings],MATCH(Table1323[[#This Row],[Lamp / Luminaire Category]]&Table1323[[#This Row],[Rebate Category]],Table1[PrescribedSource - Rebate ID],0))*Table1323[[#This Row],[Quantity of luminaires]]/1000),0)","v":""},{"$f":"IFERROR(Table1323[[#This Row],[BC Housing Site kW Savings]]*IF(Table1323[[#This Row],[Assumed hours from space type]]=\"user defined\",Table1323[[#This Row],[Baseline Operating hours]],Table1323[[#This Row],[Assumed hours from space type]])+Table1323[[#This Row],[Controls Rebate kWh Savings]],0)","v":0},{"$f":"IFERROR(IF(Table1323[[#This Row],[Lamp / Luminaire Category]]=\"No eligible rebate\",Table1323[[#This Row],[Lighting Technology]]&\" retrofit with no rebate\",Table1323[[#This Row],[Rebate Category]]),\"\")","v":0},{"$f":"IF(Table1323[[#This Row],[Lamp / Luminaire Category]]=\"No eligible rebate\",1,0)","v":0},{"$f":"IFERROR(IF(IF(Table1323[[#This Row],[Assumed hours from space type]]=\"user defined\",Table1323[[#This Row],[Baseline Operating hours]],Table1323[[#This Row],[Assumed hours from space type]])<3600,0,IF(AND(IF(Table1323[[#This Row],[Assumed hours from space type]]=\"user defined\",Table1323[[#This Row],[Baseline Operating hours]],Table1323[[#This Row],[Assumed hours from space type]])>=3600,OR(Table1323[[#This Row],[Automatic Controls?]]=\"None\",Table1323[[#This Row],[Automatic Controls?]]=\"\")),IF(Table1323[[#This Row],[Lamp / Luminaire Category]]=\"No eligible rebate\",Table1323[[#This Row],[Baseline W defined by user]]-Table1323[[#This Row],[Retrofit W defined by user (no rebate)]],Table1323[[#This Row],[Assumed Baseline W by source]]-Table1323[[#This Row],[LED Luminaire W by rebate]]),IF(AND(IF(Table1323[[#This Row],[Assumed hours from space type]]=\"user defined\",Table1323[[#This Row],[Baseline Operating hours]],Table1323[[#This Row],[Assumed hours from space type]])>=(3600/0.8),OR(Table1323[[#This Row],[Automatic Controls?]]=\"Fixture integrated occupancy sensor\",Table1323[[#This Row],[Automatic Controls?]]=\"Ceiling / wall mounted occupancy sensor\")),IF(Table1323[[#This Row],[Lamp / Luminaire Category]]=\"No eligible rebate\",(Table1323[[#This Row],[Baseline W defined by user]]-Table1323[[#This Row],[Retrofit W defined by user (no rebate)]]),Table1323[[#This Row],[Assumed Baseline W by source]]-Table1323[[#This Row],[LED Luminaire W by rebate]]),IF(AND(IF(Table1323[[#This Row],[Assumed hours from space type]]=\"user defined\",Table1323[[#This Row],[Baseline Operating hours]],Table1323[[#This Row],[Assumed hours from space type]])<(3600/0.8),OR(Table1323[[#This Row],[Automatic Controls?]]=\"Fixture integrated occupancy sensor\",Table1323[[#This Row],[Automatic Controls?]]=\"Ceiling / wall mounted occupancy sensor\")),IF(Table1323[[#This Row],[Lamp / Luminaire Category]]=\"No eligible rebate\",Table1323[[#This Row],[Baseline W defined by user]],Table1323[[#This Row],[Assumed Baseline W by source]])))))*Table1323[[#This Row],[Quantity of luminaires]]/1000,\"\")","v":""},{"$f":"Table1323[[#This Row],[LED lamp/luminaire retrofit part '#]]","v":0},{"$f":"IF(Table1323[[#This Row],[Rebate Unit]]=\"per lamp\",INDEX(Table1[Number of Lamps],MATCH(Table1323[[#This Row],[Lamp / Luminaire Category]]&Table1323[[#This Row],[Rebate Category]],Table1[PrescribedSource - Rebate ID],0)),1)*Table1323[[#This Row],[Quantity of luminaires]]","v":0},{"$f":"IFERROR(IF(Table1323[[#This Row],[Lamp / Luminaire Category]]=\"No eligible rebate\",\"no eligible rebate\",INDEX(Table1[BC Hydro xRM ECM],MATCH(Table1323[[#This Row],[Lamp / Luminaire Category]]&Table1323[[#This Row],[Rebate Category]],Table1[PrescribedSource - Rebate ID],0))),\"\")","v":""}]
[null,{"$f":"IF(Table1323[[#This Row],[Space Type]]=\"\",\"\",\"L-\"&ROW(266:266))","v":""},null,null,null,null,null,null,null,{"$f":"IFERROR(IF(Table1323[[#This Row],[Space Type]]=\"\",\"\",IF(Table1323[[#This Row],[Lamp / Luminaire Category]]=\"No eligible rebate\",\"\",IF(Table1323[[#This Row],[Rebate Category]]=\"\",\"select rebate\",INDEX(Table1[Actual Baseline W],MATCH(Table1323[[#This Row],[Lamp / Luminaire Category]]&Table1323[[#This Row],[Rebate Category]],Table1[PrescribedSource - Rebate ID],0))))),\"\")","v":""},{"$f":"IFERROR(IF(Table1323[[#This Row],[No]]=\"\",\"\",IF(Table1323[[#This Row],[Space Type]]=\"\",\"select Space Type\",IF(Table1323[[#This Row],[Baseline Operating hours]]<>\"\",\"user defined\",INDEX(Table5[Hours],MATCH(Table1323[[#This Row],[Space Type]],Table5[Space Type],0))))),\"\")","v":""},null,{"$f":"IFERROR(INDEX(Table1[Rebate],MATCH(Table1323[[#This Row],[Lamp / Luminaire Category]]&Table1323[[#This Row],[Rebate Category]],Table1[PrescribedSource - Rebate ID],0)),\"\")","v":""},{"$f":"IFERROR(INDEX(Table1[Rebate Unit],MATCH(Table1323[[#This Row],[Lamp / Luminaire Category]]&Table1323[[#This Row],[Rebate Category]],Table1[PrescribedSource - Rebate ID],0)),\"\")","v":""},null,{"$f":"IFERROR(IF(Table1323[[#This Row],[Lamp / Luminaire Category]]=\"No eligible rebate\",\"no rebate\",INDEX(Table1[Retrofit W],MATCH(Table1323[[#This Row],[Lamp / Luminaire Category]]&Table1323[[#This Row],[Rebate Category]],Table1[PrescribedSource - Rebate ID],0))),\"\")","v":""},null,null,null,{"$f":"IFERROR(INDEX(Table1[Rebate],MATCH(Table1323[[#This Row],[Lamp / Luminaire Category]]&Table1323[[#This Row],[Rebate Category]],Table1[PrescribedSource - Rebate ID],0))*Table1323[[#This Row],[Quantity of luminaires]],0)","v":0},{"$f":"IF(OR(Table1323[[#This Row],[Automatic Controls?]]=\"Fixture integrated Occupancy / Daylight Harvesting sensor\",Table1323[[#This Row],[Automatic Controls?]]=\"Ceiling / wall mounted Occupancy / Daylight Harvesting sensor\",Table1323[[#This Row],[Automatic Controls?]]=\"Timer\"),45*Table1323[[#This Row],[Number of occupancy sensors]],\"\")","v":""},{"$f":"IFERROR(IF(Table1323[[#This Row],[Controls Rebate]]=\"\",0,Table1323[[#This Row],[Controls Rebate]])+Table1323[[#This Row],[Lighting Rebate]],\"\")","v":0},{"$f":"IFERROR(INDEX(Table1[Rebate Savings],MATCH(Table1323[[#This Row],[Lamp / Luminaire Category]]&Table1323[[#This Row],[Rebate Category]],Table1[PrescribedSource - Rebate ID],0))*Table1323[[#This Row],[Quantity of luminaires]]/1000,0)","v":0},{"$f":"IFERROR(Table1323[[#This Row],[Rebate kW Savings]]*IF(Table1323[[#This Row],[Assumed hours from space type]]=\"user defined\",Table1323[[#This Row],[Baseline Operating hours]],Table1323[[#This Row],[Assumed hours from space type]]),0)","v":0},{"$f":"IF(OR(Table1323[[#This Row],[Automatic Controls?]]=\"Fixture integrated occupancy sensor\",Table1323[[#This Row],[Automatic Controls?]]=\"Ceiling / wall mounted occupancy sensor\"),Table1323[[#This Row],[Quantity of luminaires]]*IF(Table1323[[#This Row],[Rebate Category]]<>\"\",INDEX(Table1[Retrofit W],MATCH(Table1323[[#This Row],[Rebate Category]],Table1[BC Hydro Rebate Category],0)),Table1323[[#This Row],[Retrofit W defined by user (no rebate)]])/1000*IF(Table1323[[#This Row],[Assumed hours from space type]]=\"user defined\",Table1323[[#This Row],[Baseline Operating hours]],Table1323[[#This Row],[Assumed hours from space type]])*0.2,0)","v":0},{"$f":"Table1323[[#This Row],[Rebate kWh savings]]+Table1323[[#This Row],[Controls Rebate kWh Savings]]","v":0},{"$f":"IFERROR(IF(Table1323[[#This Row],[Quantity of luminaires]]=\"\",\"\",IF(Table1323[[#This Row],[Lamp / Luminaire Category]]=\"No eligible rebate\",(Table1323[[#This Row],[Baseline W defined by user]]-Table1323[[#This Row],[Retrofit W defined by user (no rebate)]])*Table1323[[#This Row],[Quantity of luminaires]]/1000,(Table1323[[#This Row],[Assumed Baseline W by source]]-Table1323[[#This Row],[LED Luminaire W by rebate]])*Table1323[[#This Row],[Quantity of luminaires]]/1000)),0)","v":""},{"$f":"IFERROR(IF(Table1323[[#This Row],[Lamp / Luminaire Category]]=\"No eligible rebate\",Table1323[[#This Row],[Quantity of luminaires]]*(Table1323[[#This Row],[Baseline W defined by user]]-Table1323[[#This Row],[Retrofit W defined by user (no rebate)]])/1000*IF(Table1323[[#This Row],[Assumed hours from space type]]=\"user defined\",Table1323[[#This Row],[Baseline Operating hours]],Table1323[[#This Row],[Assumed hours from space type]])+Table1323[[#This Row],[Controls Rebate kWh Savings]],Table1323[[#This Row],[Quantity of luminaires]]*(INDEX(Table1[Actual Baseline W],MATCH(Table1323[[#This Row],[Lamp / Luminaire Category]]&Table1323[[#This Row],[Rebate Category]],Table1[PrescribedSource - Rebate ID],0))/1000-Table1323[[#This Row],[LED Luminaire W by rebate]]/1000)*IF(Table1323[[#This Row],[Assumed hours from space type]]=\"user defined\",Table1323[[#This Row],[Baseline Operating hours]],Table1323[[#This Row],[Assumed hours from space type]])+Table1323[[#This Row],[Controls Rebate kWh Savings]]),0)","v":0},{"$f":"IFERROR(IF(Table1323[[#This Row],[Rebate kW Savings]]=0,Table1323[[#This Row],[Demand Savings, kW]],INDEX(Table1[Actual Savings],MATCH(Table1323[[#This Row],[Lamp / Luminaire Category]]&Table1323[[#This Row],[Rebate Category]],Table1[PrescribedSource - Rebate ID],0))*Table1323[[#This Row],[Quantity of luminaires]]/1000),0)","v":""},{"$f":"IFERROR(Table1323[[#This Row],[BC Housing Site kW Savings]]*IF(Table1323[[#This Row],[Assumed hours from space type]]=\"user defined\",Table1323[[#This Row],[Baseline Operating hours]],Table1323[[#This Row],[Assumed hours from space type]])+Table1323[[#This Row],[Controls Rebate kWh Savings]],0)","v":0},{"$f":"IFERROR(IF(Table1323[[#This Row],[Lamp / Luminaire Category]]=\"No eligible rebate\",Table1323[[#This Row],[Lighting Technology]]&\" retrofit with no rebate\",Table1323[[#This Row],[Rebate Category]]),\"\")","v":0},{"$f":"IF(Table1323[[#This Row],[Lamp / Luminaire Category]]=\"No eligible rebate\",1,0)","v":0},{"$f":"IFERROR(IF(IF(Table1323[[#This Row],[Assumed hours from space type]]=\"user defined\",Table1323[[#This Row],[Baseline Operating hours]],Table1323[[#This Row],[Assumed hours from space type]])<3600,0,IF(AND(IF(Table1323[[#This Row],[Assumed hours from space type]]=\"user defined\",Table1323[[#This Row],[Baseline Operating hours]],Table1323[[#This Row],[Assumed hours from space type]])>=3600,OR(Table1323[[#This Row],[Automatic Controls?]]=\"None\",Table1323[[#This Row],[Automatic Controls?]]=\"\")),IF(Table1323[[#This Row],[Lamp / Luminaire Category]]=\"No eligible rebate\",Table1323[[#This Row],[Baseline W defined by user]]-Table1323[[#This Row],[Retrofit W defined by user (no rebate)]],Table1323[[#This Row],[Assumed Baseline W by source]]-Table1323[[#This Row],[LED Luminaire W by rebate]]),IF(AND(IF(Table1323[[#This Row],[Assumed hours from space type]]=\"user defined\",Table1323[[#This Row],[Baseline Operating hours]],Table1323[[#This Row],[Assumed hours from space type]])>=(3600/0.8),OR(Table1323[[#This Row],[Automatic Controls?]]=\"Fixture integrated occupancy sensor\",Table1323[[#This Row],[Automatic Controls?]]=\"Ceiling / wall mounted occupancy sensor\")),IF(Table1323[[#This Row],[Lamp / Luminaire Category]]=\"No eligible rebate\",(Table1323[[#This Row],[Baseline W defined by user]]-Table1323[[#This Row],[Retrofit W defined by user (no rebate)]]),Table1323[[#This Row],[Assumed Baseline W by source]]-Table1323[[#This Row],[LED Luminaire W by rebate]]),IF(AND(IF(Table1323[[#This Row],[Assumed hours from space type]]=\"user defined\",Table1323[[#This Row],[Baseline Operating hours]],Table1323[[#This Row],[Assumed hours from space type]])<(3600/0.8),OR(Table1323[[#This Row],[Automatic Controls?]]=\"Fixture integrated occupancy sensor\",Table1323[[#This Row],[Automatic Controls?]]=\"Ceiling / wall mounted occupancy sensor\")),IF(Table1323[[#This Row],[Lamp / Luminaire Category]]=\"No eligible rebate\",Table1323[[#This Row],[Baseline W defined by user]],Table1323[[#This Row],[Assumed Baseline W by source]])))))*Table1323[[#This Row],[Quantity of luminaires]]/1000,\"\")","v":""},{"$f":"Table1323[[#This Row],[LED lamp/luminaire retrofit part '#]]","v":0},{"$f":"IF(Table1323[[#This Row],[Rebate Unit]]=\"per lamp\",INDEX(Table1[Number of Lamps],MATCH(Table1323[[#This Row],[Lamp / Luminaire Category]]&Table1323[[#This Row],[Rebate Category]],Table1[PrescribedSource - Rebate ID],0)),1)*Table1323[[#This Row],[Quantity of luminaires]]","v":0},{"$f":"IFERROR(IF(Table1323[[#This Row],[Lamp / Luminaire Category]]=\"No eligible rebate\",\"no eligible rebate\",INDEX(Table1[BC Hydro xRM ECM],MATCH(Table1323[[#This Row],[Lamp / Luminaire Category]]&Table1323[[#This Row],[Rebate Category]],Table1[PrescribedSource - Rebate ID],0))),\"\")","v":""}]
[null,{"$f":"IF(Table1323[[#This Row],[Space Type]]=\"\",\"\",\"L-\"&ROW(267:267))","v":""},null,null,null,null,null,null,null,{"$f":"IFERROR(IF(Table1323[[#This Row],[Space Type]]=\"\",\"\",IF(Table1323[[#This Row],[Lamp / Luminaire Category]]=\"No eligible rebate\",\"\",IF(Table1323[[#This Row],[Rebate Category]]=\"\",\"select rebate\",INDEX(Table1[Actual Baseline W],MATCH(Table1323[[#This Row],[Lamp / Luminaire Category]]&Table1323[[#This Row],[Rebate Category]],Table1[PrescribedSource - Rebate ID],0))))),\"\")","v":""},{"$f":"IFERROR(IF(Table1323[[#This Row],[No]]=\"\",\"\",IF(Table1323[[#This Row],[Space Type]]=\"\",\"select Space Type\",IF(Table1323[[#This Row],[Baseline Operating hours]]<>\"\",\"user defined\",INDEX(Table5[Hours],MATCH(Table1323[[#This Row],[Space Type]],Table5[Space Type],0))))),\"\")","v":""},null,{"$f":"IFERROR(INDEX(Table1[Rebate],MATCH(Table1323[[#This Row],[Lamp / Luminaire Category]]&Table1323[[#This Row],[Rebate Category]],Table1[PrescribedSource - Rebate ID],0)),\"\")","v":""},{"$f":"IFERROR(INDEX(Table1[Rebate Unit],MATCH(Table1323[[#This Row],[Lamp / Luminaire Category]]&Table1323[[#This Row],[Rebate Category]],Table1[PrescribedSource - Rebate ID],0)),\"\")","v":""},null,{"$f":"IFERROR(IF(Table1323[[#This Row],[Lamp / Luminaire Category]]=\"No eligible rebate\",\"no rebate\",INDEX(Table1[Retrofit W],MATCH(Table1323[[#This Row],[Lamp / Luminaire Category]]&Table1323[[#This Row],[Rebate Category]],Table1[PrescribedSource - Rebate ID],0))),\"\")","v":""},null,null,null,{"$f":"IFERROR(INDEX(Table1[Rebate],MATCH(Table1323[[#This Row],[Lamp / Luminaire Category]]&Table1323[[#This Row],[Rebate Category]],Table1[PrescribedSource - Rebate ID],0))*Table1323[[#This Row],[Quantity of luminaires]],0)","v":0},{"$f":"IF(OR(Table1323[[#This Row],[Automatic Controls?]]=\"Fixture integrated Occupancy / Daylight Harvesting sensor\",Table1323[[#This Row],[Automatic Controls?]]=\"Ceiling / wall mounted Occupancy / Daylight Harvesting sensor\",Table1323[[#This Row],[Automatic Controls?]]=\"Timer\"),45*Table1323[[#This Row],[Number of occupancy sensors]],\"\")","v":""},{"$f":"IFERROR(IF(Table1323[[#This Row],[Controls Rebate]]=\"\",0,Table1323[[#This Row],[Controls Rebate]])+Table1323[[#This Row],[Lighting Rebate]],\"\")","v":0},{"$f":"IFERROR(INDEX(Table1[Rebate Savings],MATCH(Table1323[[#This Row],[Lamp / Luminaire Category]]&Table1323[[#This Row],[Rebate Category]],Table1[PrescribedSource - Rebate ID],0))*Table1323[[#This Row],[Quantity of luminaires]]/1000,0)","v":0},{"$f":"IFERROR(Table1323[[#This Row],[Rebate kW Savings]]*IF(Table1323[[#This Row],[Assumed hours from space type]]=\"user defined\",Table1323[[#This Row],[Baseline Operating hours]],Table1323[[#This Row],[Assumed hours from space type]]),0)","v":0},{"$f":"IF(OR(Table1323[[#This Row],[Automatic Controls?]]=\"Fixture integrated occupancy sensor\",Table1323[[#This Row],[Automatic Controls?]]=\"Ceiling / wall mounted occupancy sensor\"),Table1323[[#This Row],[Quantity of luminaires]]*IF(Table1323[[#This Row],[Rebate Category]]<>\"\",INDEX(Table1[Retrofit W],MATCH(Table1323[[#This Row],[Rebate Category]],Table1[BC Hydro Rebate Category],0)),Table1323[[#This Row],[Retrofit W defined by user (no rebate)]])/1000*IF(Table1323[[#This Row],[Assumed hours from space type]]=\"user defined\",Table1323[[#This Row],[Baseline Operating hours]],Table1323[[#This Row],[Assumed hours from space type]])*0.2,0)","v":0},{"$f":"Table1323[[#This Row],[Rebate kWh savings]]+Table1323[[#This Row],[Controls Rebate kWh Savings]]","v":0},{"$f":"IFERROR(IF(Table1323[[#This Row],[Quantity of luminaires]]=\"\",\"\",IF(Table1323[[#This Row],[Lamp / Luminaire Category]]=\"No eligible rebate\",(Table1323[[#This Row],[Baseline W defined by user]]-Table1323[[#This Row],[Retrofit W defined by user (no rebate)]])*Table1323[[#This Row],[Quantity of luminaires]]/1000,(Table1323[[#This Row],[Assumed Baseline W by source]]-Table1323[[#This Row],[LED Luminaire W by rebate]])*Table1323[[#This Row],[Quantity of luminaires]]/1000)),0)","v":""},{"$f":"IFERROR(IF(Table1323[[#This Row],[Lamp / Luminaire Category]]=\"No eligible rebate\",Table1323[[#This Row],[Quantity of luminaires]]*(Table1323[[#This Row],[Baseline W defined by user]]-Table1323[[#This Row],[Retrofit W defined by user (no rebate)]])/1000*IF(Table1323[[#This Row],[Assumed hours from space type]]=\"user defined\",Table1323[[#This Row],[Baseline Operating hours]],Table1323[[#This Row],[Assumed hours from space type]])+Table1323[[#This Row],[Controls Rebate kWh Savings]],Table1323[[#This Row],[Quantity of luminaires]]*(INDEX(Table1[Actual Baseline W],MATCH(Table1323[[#This Row],[Lamp / Luminaire Category]]&Table1323[[#This Row],[Rebate Category]],Table1[PrescribedSource - Rebate ID],0))/1000-Table1323[[#This Row],[LED Luminaire W by rebate]]/1000)*IF(Table1323[[#This Row],[Assumed hours from space type]]=\"user defined\",Table1323[[#This Row],[Baseline Operating hours]],Table1323[[#This Row],[Assumed hours from space type]])+Table1323[[#This Row],[Controls Rebate kWh Savings]]),0)","v":0},{"$f":"IFERROR(IF(Table1323[[#This Row],[Rebate kW Savings]]=0,Table1323[[#This Row],[Demand Savings, kW]],INDEX(Table1[Actual Savings],MATCH(Table1323[[#This Row],[Lamp / Luminaire Category]]&Table1323[[#This Row],[Rebate Category]],Table1[PrescribedSource - Rebate ID],0))*Table1323[[#This Row],[Quantity of luminaires]]/1000),0)","v":""},{"$f":"IFERROR(Table1323[[#This Row],[BC Housing Site kW Savings]]*IF(Table1323[[#This Row],[Assumed hours from space type]]=\"user defined\",Table1323[[#This Row],[Baseline Operating hours]],Table1323[[#This Row],[Assumed hours from space type]])+Table1323[[#This Row],[Controls Rebate kWh Savings]],0)","v":0},{"$f":"IFERROR(IF(Table1323[[#This Row],[Lamp / Luminaire Category]]=\"No eligible rebate\",Table1323[[#This Row],[Lighting Technology]]&\" retrofit with no rebate\",Table1323[[#This Row],[Rebate Category]]),\"\")","v":0},{"$f":"IF(Table1323[[#This Row],[Lamp / Luminaire Category]]=\"No eligible rebate\",1,0)","v":0},{"$f":"IFERROR(IF(IF(Table1323[[#This Row],[Assumed hours from space type]]=\"user defined\",Table1323[[#This Row],[Baseline Operating hours]],Table1323[[#This Row],[Assumed hours from space type]])<3600,0,IF(AND(IF(Table1323[[#This Row],[Assumed hours from space type]]=\"user defined\",Table1323[[#This Row],[Baseline Operating hours]],Table1323[[#This Row],[Assumed hours from space type]])>=3600,OR(Table1323[[#This Row],[Automatic Controls?]]=\"None\",Table1323[[#This Row],[Automatic Controls?]]=\"\")),IF(Table1323[[#This Row],[Lamp / Luminaire Category]]=\"No eligible rebate\",Table1323[[#This Row],[Baseline W defined by user]]-Table1323[[#This Row],[Retrofit W defined by user (no rebate)]],Table1323[[#This Row],[Assumed Baseline W by source]]-Table1323[[#This Row],[LED Luminaire W by rebate]]),IF(AND(IF(Table1323[[#This Row],[Assumed hours from space type]]=\"user defined\",Table1323[[#This Row],[Baseline Operating hours]],Table1323[[#This Row],[Assumed hours from space type]])>=(3600/0.8),OR(Table1323[[#This Row],[Automatic Controls?]]=\"Fixture integrated occupancy sensor\",Table1323[[#This Row],[Automatic Controls?]]=\"Ceiling / wall mounted occupancy sensor\")),IF(Table1323[[#This Row],[Lamp / Luminaire Category]]=\"No eligible rebate\",(Table1323[[#This Row],[Baseline W defined by user]]-Table1323[[#This Row],[Retrofit W defined by user (no rebate)]]),Table1323[[#This Row],[Assumed Baseline W by source]]-Table1323[[#This Row],[LED Luminaire W by rebate]]),IF(AND(IF(Table1323[[#This Row],[Assumed hours from space type]]=\"user defined\",Table1323[[#This Row],[Baseline Operating hours]],Table1323[[#This Row],[Assumed hours from space type]])<(3600/0.8),OR(Table1323[[#This Row],[Automatic Controls?]]=\"Fixture integrated occupancy sensor\",Table1323[[#This Row],[Automatic Controls?]]=\"Ceiling / wall mounted occupancy sensor\")),IF(Table1323[[#This Row],[Lamp / Luminaire Category]]=\"No eligible rebate\",Table1323[[#This Row],[Baseline W defined by user]],Table1323[[#This Row],[Assumed Baseline W by source]])))))*Table1323[[#This Row],[Quantity of luminaires]]/1000,\"\")","v":""},{"$f":"Table1323[[#This Row],[LED lamp/luminaire retrofit part '#]]","v":0},{"$f":"IF(Table1323[[#This Row],[Rebate Unit]]=\"per lamp\",INDEX(Table1[Number of Lamps],MATCH(Table1323[[#This Row],[Lamp / Luminaire Category]]&Table1323[[#This Row],[Rebate Category]],Table1[PrescribedSource - Rebate ID],0)),1)*Table1323[[#This Row],[Quantity of luminaires]]","v":0},{"$f":"IFERROR(IF(Table1323[[#This Row],[Lamp / Luminaire Category]]=\"No eligible rebate\",\"no eligible rebate\",INDEX(Table1[BC Hydro xRM ECM],MATCH(Table1323[[#This Row],[Lamp / Luminaire Category]]&Table1323[[#This Row],[Rebate Category]],Table1[PrescribedSource - Rebate ID],0))),\"\")","v":""}]
[null,{"$f":"IF(Table1323[[#This Row],[Space Type]]=\"\",\"\",\"L-\"&ROW(268:268))","v":""},null,null,null,null,null,null,null,{"$f":"IFERROR(IF(Table1323[[#This Row],[Space Type]]=\"\",\"\",IF(Table1323[[#This Row],[Lamp / Luminaire Category]]=\"No eligible rebate\",\"\",IF(Table1323[[#This Row],[Rebate Category]]=\"\",\"select rebate\",INDEX(Table1[Actual Baseline W],MATCH(Table1323[[#This Row],[Lamp / Luminaire Category]]&Table1323[[#This Row],[Rebate Category]],Table1[PrescribedSource - Rebate ID],0))))),\"\")","v":""},{"$f":"IFERROR(IF(Table1323[[#This Row],[No]]=\"\",\"\",IF(Table1323[[#This Row],[Space Type]]=\"\",\"select Space Type\",IF(Table1323[[#This Row],[Baseline Operating hours]]<>\"\",\"user defined\",INDEX(Table5[Hours],MATCH(Table1323[[#This Row],[Space Type]],Table5[Space Type],0))))),\"\")","v":""},null,{"$f":"IFERROR(INDEX(Table1[Rebate],MATCH(Table1323[[#This Row],[Lamp / Luminaire Category]]&Table1323[[#This Row],[Rebate Category]],Table1[PrescribedSource - Rebate ID],0)),\"\")","v":""},{"$f":"IFERROR(INDEX(Table1[Rebate Unit],MATCH(Table1323[[#This Row],[Lamp / Luminaire Category]]&Table1323[[#This Row],[Rebate Category]],Table1[PrescribedSource - Rebate ID],0)),\"\")","v":""},null,{"$f":"IFERROR(IF(Table1323[[#This Row],[Lamp / Luminaire Category]]=\"No eligible rebate\",\"no rebate\",INDEX(Table1[Retrofit W],MATCH(Table1323[[#This Row],[Lamp / Luminaire Category]]&Table1323[[#This Row],[Rebate Category]],Table1[PrescribedSource - Rebate ID],0))),\"\")","v":""},null,null,null,{"$f":"IFERROR(INDEX(Table1[Rebate],MATCH(Table1323[[#This Row],[Lamp / Luminaire Category]]&Table1323[[#This Row],[Rebate Category]],Table1[PrescribedSource - Rebate ID],0))*Table1323[[#This Row],[Quantity of luminaires]],0)","v":0},{"$f":"IF(OR(Table1323[[#This Row],[Automatic Controls?]]=\"Fixture integrated Occupancy / Daylight Harvesting sensor\",Table1323[[#This Row],[Automatic Controls?]]=\"Ceiling / wall mounted Occupancy / Daylight Harvesting sensor\",Table1323[[#This Row],[Automatic Controls?]]=\"Timer\"),45*Table1323[[#This Row],[Number of occupancy sensors]],\"\")","v":""},{"$f":"IFERROR(IF(Table1323[[#This Row],[Controls Rebate]]=\"\",0,Table1323[[#This Row],[Controls Rebate]])+Table1323[[#This Row],[Lighting Rebate]],\"\")","v":0},{"$f":"IFERROR(INDEX(Table1[Rebate Savings],MATCH(Table1323[[#This Row],[Lamp / Luminaire Category]]&Table1323[[#This Row],[Rebate Category]],Table1[PrescribedSource - Rebate ID],0))*Table1323[[#This Row],[Quantity of luminaires]]/1000,0)","v":0},{"$f":"IFERROR(Table1323[[#This Row],[Rebate kW Savings]]*IF(Table1323[[#This Row],[Assumed hours from space type]]=\"user defined\",Table1323[[#This Row],[Baseline Operating hours]],Table1323[[#This Row],[Assumed hours from space type]]),0)","v":0},{"$f":"IF(OR(Table1323[[#This Row],[Automatic Controls?]]=\"Fixture integrated occupancy sensor\",Table1323[[#This Row],[Automatic Controls?]]=\"Ceiling / wall mounted occupancy sensor\"),Table1323[[#This Row],[Quantity of luminaires]]*IF(Table1323[[#This Row],[Rebate Category]]<>\"\",INDEX(Table1[Retrofit W],MATCH(Table1323[[#This Row],[Rebate Category]],Table1[BC Hydro Rebate Category],0)),Table1323[[#This Row],[Retrofit W defined by user (no rebate)]])/1000*IF(Table1323[[#This Row],[Assumed hours from space type]]=\"user defined\",Table1323[[#This Row],[Baseline Operating hours]],Table1323[[#This Row],[Assumed hours from space type]])*0.2,0)","v":0},{"$f":"Table1323[[#This Row],[Rebate kWh savings]]+Table1323[[#This Row],[Controls Rebate kWh Savings]]","v":0},{"$f":"IFERROR(IF(Table1323[[#This Row],[Quantity of luminaires]]=\"\",\"\",IF(Table1323[[#This Row],[Lamp / Luminaire Category]]=\"No eligible rebate\",(Table1323[[#This Row],[Baseline W defined by user]]-Table1323[[#This Row],[Retrofit W defined by user (no rebate)]])*Table1323[[#This Row],[Quantity of luminaires]]/1000,(Table1323[[#This Row],[Assumed Baseline W by source]]-Table1323[[#This Row],[LED Luminaire W by rebate]])*Table1323[[#This Row],[Quantity of luminaires]]/1000)),0)","v":""},{"$f":"IFERROR(IF(Table1323[[#This Row],[Lamp / Luminaire Category]]=\"No eligible rebate\",Table1323[[#This Row],[Quantity of luminaires]]*(Table1323[[#This Row],[Baseline W defined by user]]-Table1323[[#This Row],[Retrofit W defined by user (no rebate)]])/1000*IF(Table1323[[#This Row],[Assumed hours from space type]]=\"user defined\",Table1323[[#This Row],[Baseline Operating hours]],Table1323[[#This Row],[Assumed hours from space type]])+Table1323[[#This Row],[Controls Rebate kWh Savings]],Table1323[[#This Row],[Quantity of luminaires]]*(INDEX(Table1[Actual Baseline W],MATCH(Table1323[[#This Row],[Lamp / Luminaire Category]]&Table1323[[#This Row],[Rebate Category]],Table1[PrescribedSource - Rebate ID],0))/1000-Table1323[[#This Row],[LED Luminaire W by rebate]]/1000)*IF(Table1323[[#This Row],[Assumed hours from space type]]=\"user defined\",Table1323[[#This Row],[Baseline Operating hours]],Table1323[[#This Row],[Assumed hours from space type]])+Table1323[[#This Row],[Controls Rebate kWh Savings]]),0)","v":0},{"$f":"IFERROR(IF(Table1323[[#This Row],[Rebate kW Savings]]=0,Table1323[[#This Row],[Demand Savings, kW]],INDEX(Table1[Actual Savings],MATCH(Table1323[[#This Row],[Lamp / Luminaire Category]]&Table1323[[#This Row],[Rebate Category]],Table1[PrescribedSource - Rebate ID],0))*Table1323[[#This Row],[Quantity of luminaires]]/1000),0)","v":""},{"$f":"IFERROR(Table1323[[#This Row],[BC Housing Site kW Savings]]*IF(Table1323[[#This Row],[Assumed hours from space type]]=\"user defined\",Table1323[[#This Row],[Baseline Operating hours]],Table1323[[#This Row],[Assumed hours from space type]])+Table1323[[#This Row],[Controls Rebate kWh Savings]],0)","v":0},{"$f":"IFERROR(IF(Table1323[[#This Row],[Lamp / Luminaire Category]]=\"No eligible rebate\",Table1323[[#This Row],[Lighting Technology]]&\" retrofit with no rebate\",Table1323[[#This Row],[Rebate Category]]),\"\")","v":0},{"$f":"IF(Table1323[[#This Row],[Lamp / Luminaire Category]]=\"No eligible rebate\",1,0)","v":0},{"$f":"IFERROR(IF(IF(Table1323[[#This Row],[Assumed hours from space type]]=\"user defined\",Table1323[[#This Row],[Baseline Operating hours]],Table1323[[#This Row],[Assumed hours from space type]])<3600,0,IF(AND(IF(Table1323[[#This Row],[Assumed hours from space type]]=\"user defined\",Table1323[[#This Row],[Baseline Operating hours]],Table1323[[#This Row],[Assumed hours from space type]])>=3600,OR(Table1323[[#This Row],[Automatic Controls?]]=\"None\",Table1323[[#This Row],[Automatic Controls?]]=\"\")),IF(Table1323[[#This Row],[Lamp / Luminaire Category]]=\"No eligible rebate\",Table1323[[#This Row],[Baseline W defined by user]]-Table1323[[#This Row],[Retrofit W defined by user (no rebate)]],Table1323[[#This Row],[Assumed Baseline W by source]]-Table1323[[#This Row],[LED Luminaire W by rebate]]),IF(AND(IF(Table1323[[#This Row],[Assumed hours from space type]]=\"user defined\",Table1323[[#This Row],[Baseline Operating hours]],Table1323[[#This Row],[Assumed hours from space type]])>=(3600/0.8),OR(Table1323[[#This Row],[Automatic Controls?]]=\"Fixture integrated occupancy sensor\",Table1323[[#This Row],[Automatic Controls?]]=\"Ceiling / wall mounted occupancy sensor\")),IF(Table1323[[#This Row],[Lamp / Luminaire Category]]=\"No eligible rebate\",(Table1323[[#This Row],[Baseline W defined by user]]-Table1323[[#This Row],[Retrofit W defined by user (no rebate)]]),Table1323[[#This Row],[Assumed Baseline W by source]]-Table1323[[#This Row],[LED Luminaire W by rebate]]),IF(AND(IF(Table1323[[#This Row],[Assumed hours from space type]]=\"user defined\",Table1323[[#This Row],[Baseline Operating hours]],Table1323[[#This Row],[Assumed hours from space type]])<(3600/0.8),OR(Table1323[[#This Row],[Automatic Controls?]]=\"Fixture integrated occupancy sensor\",Table1323[[#This Row],[Automatic Controls?]]=\"Ceiling / wall mounted occupancy sensor\")),IF(Table1323[[#This Row],[Lamp / Luminaire Category]]=\"No eligible rebate\",Table1323[[#This Row],[Baseline W defined by user]],Table1323[[#This Row],[Assumed Baseline W by source]])))))*Table1323[[#This Row],[Quantity of luminaires]]/1000,\"\")","v":""},{"$f":"Table1323[[#This Row],[LED lamp/luminaire retrofit part '#]]","v":0},{"$f":"IF(Table1323[[#This Row],[Rebate Unit]]=\"per lamp\",INDEX(Table1[Number of Lamps],MATCH(Table1323[[#This Row],[Lamp / Luminaire Category]]&Table1323[[#This Row],[Rebate Category]],Table1[PrescribedSource - Rebate ID],0)),1)*Table1323[[#This Row],[Quantity of luminaires]]","v":0},{"$f":"IFERROR(IF(Table1323[[#This Row],[Lamp / Luminaire Category]]=\"No eligible rebate\",\"no eligible rebate\",INDEX(Table1[BC Hydro xRM ECM],MATCH(Table1323[[#This Row],[Lamp / Luminaire Category]]&Table1323[[#This Row],[Rebate Category]],Table1[PrescribedSource - Rebate ID],0))),\"\")","v":""}]
[null,{"$f":"IF(Table1323[[#This Row],[Space Type]]=\"\",\"\",\"L-\"&ROW(269:269))","v":""},null,null,null,null,null,null,null,{"$f":"IFERROR(IF(Table1323[[#This Row],[Space Type]]=\"\",\"\",IF(Table1323[[#This Row],[Lamp / Luminaire Category]]=\"No eligible rebate\",\"\",IF(Table1323[[#This Row],[Rebate Category]]=\"\",\"select rebate\",INDEX(Table1[Actual Baseline W],MATCH(Table1323[[#This Row],[Lamp / Luminaire Category]]&Table1323[[#This Row],[Rebate Category]],Table1[PrescribedSource - Rebate ID],0))))),\"\")","v":""},{"$f":"IFERROR(IF(Table1323[[#This Row],[No]]=\"\",\"\",IF(Table1323[[#This Row],[Space Type]]=\"\",\"select Space Type\",IF(Table1323[[#This Row],[Baseline Operating hours]]<>\"\",\"user defined\",INDEX(Table5[Hours],MATCH(Table1323[[#This Row],[Space Type]],Table5[Space Type],0))))),\"\")","v":""},null,{"$f":"IFERROR(INDEX(Table1[Rebate],MATCH(Table1323[[#This Row],[Lamp / Luminaire Category]]&Table1323[[#This Row],[Rebate Category]],Table1[PrescribedSource - Rebate ID],0)),\"\")","v":""},{"$f":"IFERROR(INDEX(Table1[Rebate Unit],MATCH(Table1323[[#This Row],[Lamp / Luminaire Category]]&Table1323[[#This Row],[Rebate Category]],Table1[PrescribedSource - Rebate ID],0)),\"\")","v":""},null,{"$f":"IFERROR(IF(Table1323[[#This Row],[Lamp / Luminaire Category]]=\"No eligible rebate\",\"no rebate\",INDEX(Table1[Retrofit W],MATCH(Table1323[[#This Row],[Lamp / Luminaire Category]]&Table1323[[#This Row],[Rebate Category]],Table1[PrescribedSource - Rebate ID],0))),\"\")","v":""},null,null,null,{"$f":"IFERROR(INDEX(Table1[Rebate],MATCH(Table1323[[#This Row],[Lamp / Luminaire Category]]&Table1323[[#This Row],[Rebate Category]],Table1[PrescribedSource - Rebate ID],0))*Table1323[[#This Row],[Quantity of luminaires]],0)","v":0},{"$f":"IF(OR(Table1323[[#This Row],[Automatic Controls?]]=\"Fixture integrated Occupancy / Daylight Harvesting sensor\",Table1323[[#This Row],[Automatic Controls?]]=\"Ceiling / wall mounted Occupancy / Daylight Harvesting sensor\",Table1323[[#This Row],[Automatic Controls?]]=\"Timer\"),45*Table1323[[#This Row],[Number of occupancy sensors]],\"\")","v":""},{"$f":"IFERROR(IF(Table1323[[#This Row],[Controls Rebate]]=\"\",0,Table1323[[#This Row],[Controls Rebate]])+Table1323[[#This Row],[Lighting Rebate]],\"\")","v":0},{"$f":"IFERROR(INDEX(Table1[Rebate Savings],MATCH(Table1323[[#This Row],[Lamp / Luminaire Category]]&Table1323[[#This Row],[Rebate Category]],Table1[PrescribedSource - Rebate ID],0))*Table1323[[#This Row],[Quantity of luminaires]]/1000,0)","v":0},{"$f":"IFERROR(Table1323[[#This Row],[Rebate kW Savings]]*IF(Table1323[[#This Row],[Assumed hours from space type]]=\"user defined\",Table1323[[#This Row],[Baseline Operating hours]],Table1323[[#This Row],[Assumed hours from space type]]),0)","v":0},{"$f":"IF(OR(Table1323[[#This Row],[Automatic Controls?]]=\"Fixture integrated occupancy sensor\",Table1323[[#This Row],[Automatic Controls?]]=\"Ceiling / wall mounted occupancy sensor\"),Table1323[[#This Row],[Quantity of luminaires]]*IF(Table1323[[#This Row],[Rebate Category]]<>\"\",INDEX(Table1[Retrofit W],MATCH(Table1323[[#This Row],[Rebate Category]],Table1[BC Hydro Rebate Category],0)),Table1323[[#This Row],[Retrofit W defined by user (no rebate)]])/1000*IF(Table1323[[#This Row],[Assumed hours from space type]]=\"user defined\",Table1323[[#This Row],[Baseline Operating hours]],Table1323[[#This Row],[Assumed hours from space type]])*0.2,0)","v":0},{"$f":"Table1323[[#This Row],[Rebate kWh savings]]+Table1323[[#This Row],[Controls Rebate kWh Savings]]","v":0},{"$f":"IFERROR(IF(Table1323[[#This Row],[Quantity of luminaires]]=\"\",\"\",IF(Table1323[[#This Row],[Lamp / Luminaire Category]]=\"No eligible rebate\",(Table1323[[#This Row],[Baseline W defined by user]]-Table1323[[#This Row],[Retrofit W defined by user (no rebate)]])*Table1323[[#This Row],[Quantity of luminaires]]/1000,(Table1323[[#This Row],[Assumed Baseline W by source]]-Table1323[[#This Row],[LED Luminaire W by rebate]])*Table1323[[#This Row],[Quantity of luminaires]]/1000)),0)","v":""},{"$f":"IFERROR(IF(Table1323[[#This Row],[Lamp / Luminaire Category]]=\"No eligible rebate\",Table1323[[#This Row],[Quantity of luminaires]]*(Table1323[[#This Row],[Baseline W defined by user]]-Table1323[[#This Row],[Retrofit W defined by user (no rebate)]])/1000*IF(Table1323[[#This Row],[Assumed hours from space type]]=\"user defined\",Table1323[[#This Row],[Baseline Operating hours]],Table1323[[#This Row],[Assumed hours from space type]])+Table1323[[#This Row],[Controls Rebate kWh Savings]],Table1323[[#This Row],[Quantity of luminaires]]*(INDEX(Table1[Actual Baseline W],MATCH(Table1323[[#This Row],[Lamp / Luminaire Category]]&Table1323[[#This Row],[Rebate Category]],Table1[PrescribedSource - Rebate ID],0))/1000-Table1323[[#This Row],[LED Luminaire W by rebate]]/1000)*IF(Table1323[[#This Row],[Assumed hours from space type]]=\"user defined\",Table1323[[#This Row],[Baseline Operating hours]],Table1323[[#This Row],[Assumed hours from space type]])+Table1323[[#This Row],[Controls Rebate kWh Savings]]),0)","v":0},{"$f":"IFERROR(IF(Table1323[[#This Row],[Rebate kW Savings]]=0,Table1323[[#This Row],[Demand Savings, kW]],INDEX(Table1[Actual Savings],MATCH(Table1323[[#This Row],[Lamp / Luminaire Category]]&Table1323[[#This Row],[Rebate Category]],Table1[PrescribedSource - Rebate ID],0))*Table1323[[#This Row],[Quantity of luminaires]]/1000),0)","v":""},{"$f":"IFERROR(Table1323[[#This Row],[BC Housing Site kW Savings]]*IF(Table1323[[#This Row],[Assumed hours from space type]]=\"user defined\",Table1323[[#This Row],[Baseline Operating hours]],Table1323[[#This Row],[Assumed hours from space type]])+Table1323[[#This Row],[Controls Rebate kWh Savings]],0)","v":0},{"$f":"IFERROR(IF(Table1323[[#This Row],[Lamp / Luminaire Category]]=\"No eligible rebate\",Table1323[[#This Row],[Lighting Technology]]&\" retrofit with no rebate\",Table1323[[#This Row],[Rebate Category]]),\"\")","v":0},{"$f":"IF(Table1323[[#This Row],[Lamp / Luminaire Category]]=\"No eligible rebate\",1,0)","v":0},{"$f":"IFERROR(IF(IF(Table1323[[#This Row],[Assumed hours from space type]]=\"user defined\",Table1323[[#This Row],[Baseline Operating hours]],Table1323[[#This Row],[Assumed hours from space type]])<3600,0,IF(AND(IF(Table1323[[#This Row],[Assumed hours from space type]]=\"user defined\",Table1323[[#This Row],[Baseline Operating hours]],Table1323[[#This Row],[Assumed hours from space type]])>=3600,OR(Table1323[[#This Row],[Automatic Controls?]]=\"None\",Table1323[[#This Row],[Automatic Controls?]]=\"\")),IF(Table1323[[#This Row],[Lamp / Luminaire Category]]=\"No eligible rebate\",Table1323[[#This Row],[Baseline W defined by user]]-Table1323[[#This Row],[Retrofit W defined by user (no rebate)]],Table1323[[#This Row],[Assumed Baseline W by source]]-Table1323[[#This Row],[LED Luminaire W by rebate]]),IF(AND(IF(Table1323[[#This Row],[Assumed hours from space type]]=\"user defined\",Table1323[[#This Row],[Baseline Operating hours]],Table1323[[#This Row],[Assumed hours from space type]])>=(3600/0.8),OR(Table1323[[#This Row],[Automatic Controls?]]=\"Fixture integrated occupancy sensor\",Table1323[[#This Row],[Automatic Controls?]]=\"Ceiling / wall mounted occupancy sensor\")),IF(Table1323[[#This Row],[Lamp / Luminaire Category]]=\"No eligible rebate\",(Table1323[[#This Row],[Baseline W defined by user]]-Table1323[[#This Row],[Retrofit W defined by user (no rebate)]]),Table1323[[#This Row],[Assumed Baseline W by source]]-Table1323[[#This Row],[LED Luminaire W by rebate]]),IF(AND(IF(Table1323[[#This Row],[Assumed hours from space type]]=\"user defined\",Table1323[[#This Row],[Baseline Operating hours]],Table1323[[#This Row],[Assumed hours from space type]])<(3600/0.8),OR(Table1323[[#This Row],[Automatic Controls?]]=\"Fixture integrated occupancy sensor\",Table1323[[#This Row],[Automatic Controls?]]=\"Ceiling / wall mounted occupancy sensor\")),IF(Table1323[[#This Row],[Lamp / Luminaire Category]]=\"No eligible rebate\",Table1323[[#This Row],[Baseline W defined by user]],Table1323[[#This Row],[Assumed Baseline W by source]])))))*Table1323[[#This Row],[Quantity of luminaires]]/1000,\"\")","v":""},{"$f":"Table1323[[#This Row],[LED lamp/luminaire retrofit part '#]]","v":0},{"$f":"IF(Table1323[[#This Row],[Rebate Unit]]=\"per lamp\",INDEX(Table1[Number of Lamps],MATCH(Table1323[[#This Row],[Lamp / Luminaire Category]]&Table1323[[#This Row],[Rebate Category]],Table1[PrescribedSource - Rebate ID],0)),1)*Table1323[[#This Row],[Quantity of luminaires]]","v":0},{"$f":"IFERROR(IF(Table1323[[#This Row],[Lamp / Luminaire Category]]=\"No eligible rebate\",\"no eligible rebate\",INDEX(Table1[BC Hydro xRM ECM],MATCH(Table1323[[#This Row],[Lamp / Luminaire Category]]&Table1323[[#This Row],[Rebate Category]],Table1[PrescribedSource - Rebate ID],0))),\"\")","v":""}]
[null,{"$f":"IF(Table1323[[#This Row],[Space Type]]=\"\",\"\",\"L-\"&ROW(270:270))","v":""},null,null,null,null,null,null,null,{"$f":"IFERROR(IF(Table1323[[#This Row],[Space Type]]=\"\",\"\",IF(Table1323[[#This Row],[Lamp / Luminaire Category]]=\"No eligible rebate\",\"\",IF(Table1323[[#This Row],[Rebate Category]]=\"\",\"select rebate\",INDEX(Table1[Actual Baseline W],MATCH(Table1323[[#This Row],[Lamp / Luminaire Category]]&Table1323[[#This Row],[Rebate Category]],Table1[PrescribedSource - Rebate ID],0))))),\"\")","v":""},{"$f":"IFERROR(IF(Table1323[[#This Row],[No]]=\"\",\"\",IF(Table1323[[#This Row],[Space Type]]=\"\",\"select Space Type\",IF(Table1323[[#This Row],[Baseline Operating hours]]<>\"\",\"user defined\",INDEX(Table5[Hours],MATCH(Table1323[[#This Row],[Space Type]],Table5[Space Type],0))))),\"\")","v":""},null,{"$f":"IFERROR(INDEX(Table1[Rebate],MATCH(Table1323[[#This Row],[Lamp / Luminaire Category]]&Table1323[[#This Row],[Rebate Category]],Table1[PrescribedSource - Rebate ID],0)),\"\")","v":""},{"$f":"IFERROR(INDEX(Table1[Rebate Unit],MATCH(Table1323[[#This Row],[Lamp / Luminaire Category]]&Table1323[[#This Row],[Rebate Category]],Table1[PrescribedSource - Rebate ID],0)),\"\")","v":""},null,{"$f":"IFERROR(IF(Table1323[[#This Row],[Lamp / Luminaire Category]]=\"No eligible rebate\",\"no rebate\",INDEX(Table1[Retrofit W],MATCH(Table1323[[#This Row],[Lamp / Luminaire Category]]&Table1323[[#This Row],[Rebate Category]],Table1[PrescribedSource - Rebate ID],0))),\"\")","v":""},null,null,null,{"$f":"IFERROR(INDEX(Table1[Rebate],MATCH(Table1323[[#This Row],[Lamp / Luminaire Category]]&Table1323[[#This Row],[Rebate Category]],Table1[PrescribedSource - Rebate ID],0))*Table1323[[#This Row],[Quantity of luminaires]],0)","v":0},{"$f":"IF(OR(Table1323[[#This Row],[Automatic Controls?]]=\"Fixture integrated Occupancy / Daylight Harvesting sensor\",Table1323[[#This Row],[Automatic Controls?]]=\"Ceiling / wall mounted Occupancy / Daylight Harvesting sensor\",Table1323[[#This Row],[Automatic Controls?]]=\"Timer\"),45*Table1323[[#This Row],[Number of occupancy sensors]],\"\")","v":""},{"$f":"IFERROR(IF(Table1323[[#This Row],[Controls Rebate]]=\"\",0,Table1323[[#This Row],[Controls Rebate]])+Table1323[[#This Row],[Lighting Rebate]],\"\")","v":0},{"$f":"IFERROR(INDEX(Table1[Rebate Savings],MATCH(Table1323[[#This Row],[Lamp / Luminaire Category]]&Table1323[[#This Row],[Rebate Category]],Table1[PrescribedSource - Rebate ID],0))*Table1323[[#This Row],[Quantity of luminaires]]/1000,0)","v":0},{"$f":"IFERROR(Table1323[[#This Row],[Rebate kW Savings]]*IF(Table1323[[#This Row],[Assumed hours from space type]]=\"user defined\",Table1323[[#This Row],[Baseline Operating hours]],Table1323[[#This Row],[Assumed hours from space type]]),0)","v":0},{"$f":"IF(OR(Table1323[[#This Row],[Automatic Controls?]]=\"Fixture integrated occupancy sensor\",Table1323[[#This Row],[Automatic Controls?]]=\"Ceiling / wall mounted occupancy sensor\"),Table1323[[#This Row],[Quantity of luminaires]]*IF(Table1323[[#This Row],[Rebate Category]]<>\"\",INDEX(Table1[Retrofit W],MATCH(Table1323[[#This Row],[Rebate Category]],Table1[BC Hydro Rebate Category],0)),Table1323[[#This Row],[Retrofit W defined by user (no rebate)]])/1000*IF(Table1323[[#This Row],[Assumed hours from space type]]=\"user defined\",Table1323[[#This Row],[Baseline Operating hours]],Table1323[[#This Row],[Assumed hours from space type]])*0.2,0)","v":0},{"$f":"Table1323[[#This Row],[Rebate kWh savings]]+Table1323[[#This Row],[Controls Rebate kWh Savings]]","v":0},{"$f":"IFERROR(IF(Table1323[[#This Row],[Quantity of luminaires]]=\"\",\"\",IF(Table1323[[#This Row],[Lamp / Luminaire Category]]=\"No eligible rebate\",(Table1323[[#This Row],[Baseline W defined by user]]-Table1323[[#This Row],[Retrofit W defined by user (no rebate)]])*Table1323[[#This Row],[Quantity of luminaires]]/1000,(Table1323[[#This Row],[Assumed Baseline W by source]]-Table1323[[#This Row],[LED Luminaire W by rebate]])*Table1323[[#This Row],[Quantity of luminaires]]/1000)),0)","v":""},{"$f":"IFERROR(IF(Table1323[[#This Row],[Lamp / Luminaire Category]]=\"No eligible rebate\",Table1323[[#This Row],[Quantity of luminaires]]*(Table1323[[#This Row],[Baseline W defined by user]]-Table1323[[#This Row],[Retrofit W defined by user (no rebate)]])/1000*IF(Table1323[[#This Row],[Assumed hours from space type]]=\"user defined\",Table1323[[#This Row],[Baseline Operating hours]],Table1323[[#This Row],[Assumed hours from space type]])+Table1323[[#This Row],[Controls Rebate kWh Savings]],Table1323[[#This Row],[Quantity of luminaires]]*(INDEX(Table1[Actual Baseline W],MATCH(Table1323[[#This Row],[Lamp / Luminaire Category]]&Table1323[[#This Row],[Rebate Category]],Table1[PrescribedSource - Rebate ID],0))/1000-Table1323[[#This Row],[LED Luminaire W by rebate]]/1000)*IF(Table1323[[#This Row],[Assumed hours from space type]]=\"user defined\",Table1323[[#This Row],[Baseline Operating hours]],Table1323[[#This Row],[Assumed hours from space type]])+Table1323[[#This Row],[Controls Rebate kWh Savings]]),0)","v":0},{"$f":"IFERROR(IF(Table1323[[#This Row],[Rebate kW Savings]]=0,Table1323[[#This Row],[Demand Savings, kW]],INDEX(Table1[Actual Savings],MATCH(Table1323[[#This Row],[Lamp / Luminaire Category]]&Table1323[[#This Row],[Rebate Category]],Table1[PrescribedSource - Rebate ID],0))*Table1323[[#This Row],[Quantity of luminaires]]/1000),0)","v":""},{"$f":"IFERROR(Table1323[[#This Row],[BC Housing Site kW Savings]]*IF(Table1323[[#This Row],[Assumed hours from space type]]=\"user defined\",Table1323[[#This Row],[Baseline Operating hours]],Table1323[[#This Row],[Assumed hours from space type]])+Table1323[[#This Row],[Controls Rebate kWh Savings]],0)","v":0},{"$f":"IFERROR(IF(Table1323[[#This Row],[Lamp / Luminaire Category]]=\"No eligible rebate\",Table1323[[#This Row],[Lighting Technology]]&\" retrofit with no rebate\",Table1323[[#This Row],[Rebate Category]]),\"\")","v":0},{"$f":"IF(Table1323[[#This Row],[Lamp / Luminaire Category]]=\"No eligible rebate\",1,0)","v":0},{"$f":"IFERROR(IF(IF(Table1323[[#This Row],[Assumed hours from space type]]=\"user defined\",Table1323[[#This Row],[Baseline Operating hours]],Table1323[[#This Row],[Assumed hours from space type]])<3600,0,IF(AND(IF(Table1323[[#This Row],[Assumed hours from space type]]=\"user defined\",Table1323[[#This Row],[Baseline Operating hours]],Table1323[[#This Row],[Assumed hours from space type]])>=3600,OR(Table1323[[#This Row],[Automatic Controls?]]=\"None\",Table1323[[#This Row],[Automatic Controls?]]=\"\")),IF(Table1323[[#This Row],[Lamp / Luminaire Category]]=\"No eligible rebate\",Table1323[[#This Row],[Baseline W defined by user]]-Table1323[[#This Row],[Retrofit W defined by user (no rebate)]],Table1323[[#This Row],[Assumed Baseline W by source]]-Table1323[[#This Row],[LED Luminaire W by rebate]]),IF(AND(IF(Table1323[[#This Row],[Assumed hours from space type]]=\"user defined\",Table1323[[#This Row],[Baseline Operating hours]],Table1323[[#This Row],[Assumed hours from space type]])>=(3600/0.8),OR(Table1323[[#This Row],[Automatic Controls?]]=\"Fixture integrated occupancy sensor\",Table1323[[#This Row],[Automatic Controls?]]=\"Ceiling / wall mounted occupancy sensor\")),IF(Table1323[[#This Row],[Lamp / Luminaire Category]]=\"No eligible rebate\",(Table1323[[#This Row],[Baseline W defined by user]]-Table1323[[#This Row],[Retrofit W defined by user (no rebate)]]),Table1323[[#This Row],[Assumed Baseline W by source]]-Table1323[[#This Row],[LED Luminaire W by rebate]]),IF(AND(IF(Table1323[[#This Row],[Assumed hours from space type]]=\"user defined\",Table1323[[#This Row],[Baseline Operating hours]],Table1323[[#This Row],[Assumed hours from space type]])<(3600/0.8),OR(Table1323[[#This Row],[Automatic Controls?]]=\"Fixture integrated occupancy sensor\",Table1323[[#This Row],[Automatic Controls?]]=\"Ceiling / wall mounted occupancy sensor\")),IF(Table1323[[#This Row],[Lamp / Luminaire Category]]=\"No eligible rebate\",Table1323[[#This Row],[Baseline W defined by user]],Table1323[[#This Row],[Assumed Baseline W by source]])))))*Table1323[[#This Row],[Quantity of luminaires]]/1000,\"\")","v":""},{"$f":"Table1323[[#This Row],[LED lamp/luminaire retrofit part '#]]","v":0},{"$f":"IF(Table1323[[#This Row],[Rebate Unit]]=\"per lamp\",INDEX(Table1[Number of Lamps],MATCH(Table1323[[#This Row],[Lamp / Luminaire Category]]&Table1323[[#This Row],[Rebate Category]],Table1[PrescribedSource - Rebate ID],0)),1)*Table1323[[#This Row],[Quantity of luminaires]]","v":0},{"$f":"IFERROR(IF(Table1323[[#This Row],[Lamp / Luminaire Category]]=\"No eligible rebate\",\"no eligible rebate\",INDEX(Table1[BC Hydro xRM ECM],MATCH(Table1323[[#This Row],[Lamp / Luminaire Category]]&Table1323[[#This Row],[Rebate Category]],Table1[PrescribedSource - Rebate ID],0))),\"\")","v":""}]
[null,{"$f":"IF(Table1323[[#This Row],[Space Type]]=\"\",\"\",\"L-\"&ROW(271:271))","v":""},null,null,null,null,null,null,null,{"$f":"IFERROR(IF(Table1323[[#This Row],[Space Type]]=\"\",\"\",IF(Table1323[[#This Row],[Lamp / Luminaire Category]]=\"No eligible rebate\",\"\",IF(Table1323[[#This Row],[Rebate Category]]=\"\",\"select rebate\",INDEX(Table1[Actual Baseline W],MATCH(Table1323[[#This Row],[Lamp / Luminaire Category]]&Table1323[[#This Row],[Rebate Category]],Table1[PrescribedSource - Rebate ID],0))))),\"\")","v":""},{"$f":"IFERROR(IF(Table1323[[#This Row],[No]]=\"\",\"\",IF(Table1323[[#This Row],[Space Type]]=\"\",\"select Space Type\",IF(Table1323[[#This Row],[Baseline Operating hours]]<>\"\",\"user defined\",INDEX(Table5[Hours],MATCH(Table1323[[#This Row],[Space Type]],Table5[Space Type],0))))),\"\")","v":""},null,{"$f":"IFERROR(INDEX(Table1[Rebate],MATCH(Table1323[[#This Row],[Lamp / Luminaire Category]]&Table1323[[#This Row],[Rebate Category]],Table1[PrescribedSource - Rebate ID],0)),\"\")","v":""},{"$f":"IFERROR(INDEX(Table1[Rebate Unit],MATCH(Table1323[[#This Row],[Lamp / Luminaire Category]]&Table1323[[#This Row],[Rebate Category]],Table1[PrescribedSource - Rebate ID],0)),\"\")","v":""},null,{"$f":"IFERROR(IF(Table1323[[#This Row],[Lamp / Luminaire Category]]=\"No eligible rebate\",\"no rebate\",INDEX(Table1[Retrofit W],MATCH(Table1323[[#This Row],[Lamp / Luminaire Category]]&Table1323[[#This Row],[Rebate Category]],Table1[PrescribedSource - Rebate ID],0))),\"\")","v":""},null,null,null,{"$f":"IFERROR(INDEX(Table1[Rebate],MATCH(Table1323[[#This Row],[Lamp / Luminaire Category]]&Table1323[[#This Row],[Rebate Category]],Table1[PrescribedSource - Rebate ID],0))*Table1323[[#This Row],[Quantity of luminaires]],0)","v":0},{"$f":"IF(OR(Table1323[[#This Row],[Automatic Controls?]]=\"Fixture integrated Occupancy / Daylight Harvesting sensor\",Table1323[[#This Row],[Automatic Controls?]]=\"Ceiling / wall mounted Occupancy / Daylight Harvesting sensor\",Table1323[[#This Row],[Automatic Controls?]]=\"Timer\"),45*Table1323[[#This Row],[Number of occupancy sensors]],\"\")","v":""},{"$f":"IFERROR(IF(Table1323[[#This Row],[Controls Rebate]]=\"\",0,Table1323[[#This Row],[Controls Rebate]])+Table1323[[#This Row],[Lighting Rebate]],\"\")","v":0},{"$f":"IFERROR(INDEX(Table1[Rebate Savings],MATCH(Table1323[[#This Row],[Lamp / Luminaire Category]]&Table1323[[#This Row],[Rebate Category]],Table1[PrescribedSource - Rebate ID],0))*Table1323[[#This Row],[Quantity of luminaires]]/1000,0)","v":0},{"$f":"IFERROR(Table1323[[#This Row],[Rebate kW Savings]]*IF(Table1323[[#This Row],[Assumed hours from space type]]=\"user defined\",Table1323[[#This Row],[Baseline Operating hours]],Table1323[[#This Row],[Assumed hours from space type]]),0)","v":0},{"$f":"IF(OR(Table1323[[#This Row],[Automatic Controls?]]=\"Fixture integrated occupancy sensor\",Table1323[[#This Row],[Automatic Controls?]]=\"Ceiling / wall mounted occupancy sensor\"),Table1323[[#This Row],[Quantity of luminaires]]*IF(Table1323[[#This Row],[Rebate Category]]<>\"\",INDEX(Table1[Retrofit W],MATCH(Table1323[[#This Row],[Rebate Category]],Table1[BC Hydro Rebate Category],0)),Table1323[[#This Row],[Retrofit W defined by user (no rebate)]])/1000*IF(Table1323[[#This Row],[Assumed hours from space type]]=\"user defined\",Table1323[[#This Row],[Baseline Operating hours]],Table1323[[#This Row],[Assumed hours from space type]])*0.2,0)","v":0},{"$f":"Table1323[[#This Row],[Rebate kWh savings]]+Table1323[[#This Row],[Controls Rebate kWh Savings]]","v":0},{"$f":"IFERROR(IF(Table1323[[#This Row],[Quantity of luminaires]]=\"\",\"\",IF(Table1323[[#This Row],[Lamp / Luminaire Category]]=\"No eligible rebate\",(Table1323[[#This Row],[Baseline W defined by user]]-Table1323[[#This Row],[Retrofit W defined by user (no rebate)]])*Table1323[[#This Row],[Quantity of luminaires]]/1000,(Table1323[[#This Row],[Assumed Baseline W by source]]-Table1323[[#This Row],[LED Luminaire W by rebate]])*Table1323[[#This Row],[Quantity of luminaires]]/1000)),0)","v":""},{"$f":"IFERROR(IF(Table1323[[#This Row],[Lamp / Luminaire Category]]=\"No eligible rebate\",Table1323[[#This Row],[Quantity of luminaires]]*(Table1323[[#This Row],[Baseline W defined by user]]-Table1323[[#This Row],[Retrofit W defined by user (no rebate)]])/1000*IF(Table1323[[#This Row],[Assumed hours from space type]]=\"user defined\",Table1323[[#This Row],[Baseline Operating hours]],Table1323[[#This Row],[Assumed hours from space type]])+Table1323[[#This Row],[Controls Rebate kWh Savings]],Table1323[[#This Row],[Quantity of luminaires]]*(INDEX(Table1[Actual Baseline W],MATCH(Table1323[[#This Row],[Lamp / Luminaire Category]]&Table1323[[#This Row],[Rebate Category]],Table1[PrescribedSource - Rebate ID],0))/1000-Table1323[[#This Row],[LED Luminaire W by rebate]]/1000)*IF(Table1323[[#This Row],[Assumed hours from space type]]=\"user defined\",Table1323[[#This Row],[Baseline Operating hours]],Table1323[[#This Row],[Assumed hours from space type]])+Table1323[[#This Row],[Controls Rebate kWh Savings]]),0)","v":0},{"$f":"IFERROR(IF(Table1323[[#This Row],[Rebate kW Savings]]=0,Table1323[[#This Row],[Demand Savings, kW]],INDEX(Table1[Actual Savings],MATCH(Table1323[[#This Row],[Lamp / Luminaire Category]]&Table1323[[#This Row],[Rebate Category]],Table1[PrescribedSource - Rebate ID],0))*Table1323[[#This Row],[Quantity of luminaires]]/1000),0)","v":""},{"$f":"IFERROR(Table1323[[#This Row],[BC Housing Site kW Savings]]*IF(Table1323[[#This Row],[Assumed hours from space type]]=\"user defined\",Table1323[[#This Row],[Baseline Operating hours]],Table1323[[#This Row],[Assumed hours from space type]])+Table1323[[#This Row],[Controls Rebate kWh Savings]],0)","v":0},{"$f":"IFERROR(IF(Table1323[[#This Row],[Lamp / Luminaire Category]]=\"No eligible rebate\",Table1323[[#This Row],[Lighting Technology]]&\" retrofit with no rebate\",Table1323[[#This Row],[Rebate Category]]),\"\")","v":0},{"$f":"IF(Table1323[[#This Row],[Lamp / Luminaire Category]]=\"No eligible rebate\",1,0)","v":0},{"$f":"IFERROR(IF(IF(Table1323[[#This Row],[Assumed hours from space type]]=\"user defined\",Table1323[[#This Row],[Baseline Operating hours]],Table1323[[#This Row],[Assumed hours from space type]])<3600,0,IF(AND(IF(Table1323[[#This Row],[Assumed hours from space type]]=\"user defined\",Table1323[[#This Row],[Baseline Operating hours]],Table1323[[#This Row],[Assumed hours from space type]])>=3600,OR(Table1323[[#This Row],[Automatic Controls?]]=\"None\",Table1323[[#This Row],[Automatic Controls?]]=\"\")),IF(Table1323[[#This Row],[Lamp / Luminaire Category]]=\"No eligible rebate\",Table1323[[#This Row],[Baseline W defined by user]]-Table1323[[#This Row],[Retrofit W defined by user (no rebate)]],Table1323[[#This Row],[Assumed Baseline W by source]]-Table1323[[#This Row],[LED Luminaire W by rebate]]),IF(AND(IF(Table1323[[#This Row],[Assumed hours from space type]]=\"user defined\",Table1323[[#This Row],[Baseline Operating hours]],Table1323[[#This Row],[Assumed hours from space type]])>=(3600/0.8),OR(Table1323[[#This Row],[Automatic Controls?]]=\"Fixture integrated occupancy sensor\",Table1323[[#This Row],[Automatic Controls?]]=\"Ceiling / wall mounted occupancy sensor\")),IF(Table1323[[#This Row],[Lamp / Luminaire Category]]=\"No eligible rebate\",(Table1323[[#This Row],[Baseline W defined by user]]-Table1323[[#This Row],[Retrofit W defined by user (no rebate)]]),Table1323[[#This Row],[Assumed Baseline W by source]]-Table1323[[#This Row],[LED Luminaire W by rebate]]),IF(AND(IF(Table1323[[#This Row],[Assumed hours from space type]]=\"user defined\",Table1323[[#This Row],[Baseline Operating hours]],Table1323[[#This Row],[Assumed hours from space type]])<(3600/0.8),OR(Table1323[[#This Row],[Automatic Controls?]]=\"Fixture integrated occupancy sensor\",Table1323[[#This Row],[Automatic Controls?]]=\"Ceiling / wall mounted occupancy sensor\")),IF(Table1323[[#This Row],[Lamp / Luminaire Category]]=\"No eligible rebate\",Table1323[[#This Row],[Baseline W defined by user]],Table1323[[#This Row],[Assumed Baseline W by source]])))))*Table1323[[#This Row],[Quantity of luminaires]]/1000,\"\")","v":""},{"$f":"Table1323[[#This Row],[LED lamp/luminaire retrofit part '#]]","v":0},{"$f":"IF(Table1323[[#This Row],[Rebate Unit]]=\"per lamp\",INDEX(Table1[Number of Lamps],MATCH(Table1323[[#This Row],[Lamp / Luminaire Category]]&Table1323[[#This Row],[Rebate Category]],Table1[PrescribedSource - Rebate ID],0)),1)*Table1323[[#This Row],[Quantity of luminaires]]","v":0},{"$f":"IFERROR(IF(Table1323[[#This Row],[Lamp / Luminaire Category]]=\"No eligible rebate\",\"no eligible rebate\",INDEX(Table1[BC Hydro xRM ECM],MATCH(Table1323[[#This Row],[Lamp / Luminaire Category]]&Table1323[[#This Row],[Rebate Category]],Table1[PrescribedSource - Rebate ID],0))),\"\")","v":""}]
[null,{"$f":"IF(Table1323[[#This Row],[Space Type]]=\"\",\"\",\"L-\"&ROW(272:272))","v":""},null,null,null,null,null,null,null,{"$f":"IFERROR(IF(Table1323[[#This Row],[Space Type]]=\"\",\"\",IF(Table1323[[#This Row],[Lamp / Luminaire Category]]=\"No eligible rebate\",\"\",IF(Table1323[[#This Row],[Rebate Category]]=\"\",\"select rebate\",INDEX(Table1[Actual Baseline W],MATCH(Table1323[[#This Row],[Lamp / Luminaire Category]]&Table1323[[#This Row],[Rebate Category]],Table1[PrescribedSource - Rebate ID],0))))),\"\")","v":""},{"$f":"IFERROR(IF(Table1323[[#This Row],[No]]=\"\",\"\",IF(Table1323[[#This Row],[Space Type]]=\"\",\"select Space Type\",IF(Table1323[[#This Row],[Baseline Operating hours]]<>\"\",\"user defined\",INDEX(Table5[Hours],MATCH(Table1323[[#This Row],[Space Type]],Table5[Space Type],0))))),\"\")","v":""},null,{"$f":"IFERROR(INDEX(Table1[Rebate],MATCH(Table1323[[#This Row],[Lamp / Luminaire Category]]&Table1323[[#This Row],[Rebate Category]],Table1[PrescribedSource - Rebate ID],0)),\"\")","v":""},{"$f":"IFERROR(INDEX(Table1[Rebate Unit],MATCH(Table1323[[#This Row],[Lamp / Luminaire Category]]&Table1323[[#This Row],[Rebate Category]],Table1[PrescribedSource - Rebate ID],0)),\"\")","v":""},null,{"$f":"IFERROR(IF(Table1323[[#This Row],[Lamp / Luminaire Category]]=\"No eligible rebate\",\"no rebate\",INDEX(Table1[Retrofit W],MATCH(Table1323[[#This Row],[Lamp / Luminaire Category]]&Table1323[[#This Row],[Rebate Category]],Table1[PrescribedSource - Rebate ID],0))),\"\")","v":""},null,null,null,{"$f":"IFERROR(INDEX(Table1[Rebate],MATCH(Table1323[[#This Row],[Lamp / Luminaire Category]]&Table1323[[#This Row],[Rebate Category]],Table1[PrescribedSource - Rebate ID],0))*Table1323[[#This Row],[Quantity of luminaires]],0)","v":0},{"$f":"IF(OR(Table1323[[#This Row],[Automatic Controls?]]=\"Fixture integrated Occupancy / Daylight Harvesting sensor\",Table1323[[#This Row],[Automatic Controls?]]=\"Ceiling / wall mounted Occupancy / Daylight Harvesting sensor\",Table1323[[#This Row],[Automatic Controls?]]=\"Timer\"),45*Table1323[[#This Row],[Number of occupancy sensors]],\"\")","v":""},{"$f":"IFERROR(IF(Table1323[[#This Row],[Controls Rebate]]=\"\",0,Table1323[[#This Row],[Controls Rebate]])+Table1323[[#This Row],[Lighting Rebate]],\"\")","v":0},{"$f":"IFERROR(INDEX(Table1[Rebate Savings],MATCH(Table1323[[#This Row],[Lamp / Luminaire Category]]&Table1323[[#This Row],[Rebate Category]],Table1[PrescribedSource - Rebate ID],0))*Table1323[[#This Row],[Quantity of luminaires]]/1000,0)","v":0},{"$f":"IFERROR(Table1323[[#This Row],[Rebate kW Savings]]*IF(Table1323[[#This Row],[Assumed hours from space type]]=\"user defined\",Table1323[[#This Row],[Baseline Operating hours]],Table1323[[#This Row],[Assumed hours from space type]]),0)","v":0},{"$f":"IF(OR(Table1323[[#This Row],[Automatic Controls?]]=\"Fixture integrated occupancy sensor\",Table1323[[#This Row],[Automatic Controls?]]=\"Ceiling / wall mounted occupancy sensor\"),Table1323[[#This Row],[Quantity of luminaires]]*IF(Table1323[[#This Row],[Rebate Category]]<>\"\",INDEX(Table1[Retrofit W],MATCH(Table1323[[#This Row],[Rebate Category]],Table1[BC Hydro Rebate Category],0)),Table1323[[#This Row],[Retrofit W defined by user (no rebate)]])/1000*IF(Table1323[[#This Row],[Assumed hours from space type]]=\"user defined\",Table1323[[#This Row],[Baseline Operating hours]],Table1323[[#This Row],[Assumed hours from space type]])*0.2,0)","v":0},{"$f":"Table1323[[#This Row],[Rebate kWh savings]]+Table1323[[#This Row],[Controls Rebate kWh Savings]]","v":0},{"$f":"IFERROR(IF(Table1323[[#This Row],[Quantity of luminaires]]=\"\",\"\",IF(Table1323[[#This Row],[Lamp / Luminaire Category]]=\"No eligible rebate\",(Table1323[[#This Row],[Baseline W defined by user]]-Table1323[[#This Row],[Retrofit W defined by user (no rebate)]])*Table1323[[#This Row],[Quantity of luminaires]]/1000,(Table1323[[#This Row],[Assumed Baseline W by source]]-Table1323[[#This Row],[LED Luminaire W by rebate]])*Table1323[[#This Row],[Quantity of luminaires]]/1000)),0)","v":""},{"$f":"IFERROR(IF(Table1323[[#This Row],[Lamp / Luminaire Category]]=\"No eligible rebate\",Table1323[[#This Row],[Quantity of luminaires]]*(Table1323[[#This Row],[Baseline W defined by user]]-Table1323[[#This Row],[Retrofit W defined by user (no rebate)]])/1000*IF(Table1323[[#This Row],[Assumed hours from space type]]=\"user defined\",Table1323[[#This Row],[Baseline Operating hours]],Table1323[[#This Row],[Assumed hours from space type]])+Table1323[[#This Row],[Controls Rebate kWh Savings]],Table1323[[#This Row],[Quantity of luminaires]]*(INDEX(Table1[Actual Baseline W],MATCH(Table1323[[#This Row],[Lamp / Luminaire Category]]&Table1323[[#This Row],[Rebate Category]],Table1[PrescribedSource - Rebate ID],0))/1000-Table1323[[#This Row],[LED Luminaire W by rebate]]/1000)*IF(Table1323[[#This Row],[Assumed hours from space type]]=\"user defined\",Table1323[[#This Row],[Baseline Operating hours]],Table1323[[#This Row],[Assumed hours from space type]])+Table1323[[#This Row],[Controls Rebate kWh Savings]]),0)","v":0},{"$f":"IFERROR(IF(Table1323[[#This Row],[Rebate kW Savings]]=0,Table1323[[#This Row],[Demand Savings, kW]],INDEX(Table1[Actual Savings],MATCH(Table1323[[#This Row],[Lamp / Luminaire Category]]&Table1323[[#This Row],[Rebate Category]],Table1[PrescribedSource - Rebate ID],0))*Table1323[[#This Row],[Quantity of luminaires]]/1000),0)","v":""},{"$f":"IFERROR(Table1323[[#This Row],[BC Housing Site kW Savings]]*IF(Table1323[[#This Row],[Assumed hours from space type]]=\"user defined\",Table1323[[#This Row],[Baseline Operating hours]],Table1323[[#This Row],[Assumed hours from space type]])+Table1323[[#This Row],[Controls Rebate kWh Savings]],0)","v":0},{"$f":"IFERROR(IF(Table1323[[#This Row],[Lamp / Luminaire Category]]=\"No eligible rebate\",Table1323[[#This Row],[Lighting Technology]]&\" retrofit with no rebate\",Table1323[[#This Row],[Rebate Category]]),\"\")","v":0},{"$f":"IF(Table1323[[#This Row],[Lamp / Luminaire Category]]=\"No eligible rebate\",1,0)","v":0},{"$f":"IFERROR(IF(IF(Table1323[[#This Row],[Assumed hours from space type]]=\"user defined\",Table1323[[#This Row],[Baseline Operating hours]],Table1323[[#This Row],[Assumed hours from space type]])<3600,0,IF(AND(IF(Table1323[[#This Row],[Assumed hours from space type]]=\"user defined\",Table1323[[#This Row],[Baseline Operating hours]],Table1323[[#This Row],[Assumed hours from space type]])>=3600,OR(Table1323[[#This Row],[Automatic Controls?]]=\"None\",Table1323[[#This Row],[Automatic Controls?]]=\"\")),IF(Table1323[[#This Row],[Lamp / Luminaire Category]]=\"No eligible rebate\",Table1323[[#This Row],[Baseline W defined by user]]-Table1323[[#This Row],[Retrofit W defined by user (no rebate)]],Table1323[[#This Row],[Assumed Baseline W by source]]-Table1323[[#This Row],[LED Luminaire W by rebate]]),IF(AND(IF(Table1323[[#This Row],[Assumed hours from space type]]=\"user defined\",Table1323[[#This Row],[Baseline Operating hours]],Table1323[[#This Row],[Assumed hours from space type]])>=(3600/0.8),OR(Table1323[[#This Row],[Automatic Controls?]]=\"Fixture integrated occupancy sensor\",Table1323[[#This Row],[Automatic Controls?]]=\"Ceiling / wall mounted occupancy sensor\")),IF(Table1323[[#This Row],[Lamp / Luminaire Category]]=\"No eligible rebate\",(Table1323[[#This Row],[Baseline W defined by user]]-Table1323[[#This Row],[Retrofit W defined by user (no rebate)]]),Table1323[[#This Row],[Assumed Baseline W by source]]-Table1323[[#This Row],[LED Luminaire W by rebate]]),IF(AND(IF(Table1323[[#This Row],[Assumed hours from space type]]=\"user defined\",Table1323[[#This Row],[Baseline Operating hours]],Table1323[[#This Row],[Assumed hours from space type]])<(3600/0.8),OR(Table1323[[#This Row],[Automatic Controls?]]=\"Fixture integrated occupancy sensor\",Table1323[[#This Row],[Automatic Controls?]]=\"Ceiling / wall mounted occupancy sensor\")),IF(Table1323[[#This Row],[Lamp / Luminaire Category]]=\"No eligible rebate\",Table1323[[#This Row],[Baseline W defined by user]],Table1323[[#This Row],[Assumed Baseline W by source]])))))*Table1323[[#This Row],[Quantity of luminaires]]/1000,\"\")","v":""},{"$f":"Table1323[[#This Row],[LED lamp/luminaire retrofit part '#]]","v":0},{"$f":"IF(Table1323[[#This Row],[Rebate Unit]]=\"per lamp\",INDEX(Table1[Number of Lamps],MATCH(Table1323[[#This Row],[Lamp / Luminaire Category]]&Table1323[[#This Row],[Rebate Category]],Table1[PrescribedSource - Rebate ID],0)),1)*Table1323[[#This Row],[Quantity of luminaires]]","v":0},{"$f":"IFERROR(IF(Table1323[[#This Row],[Lamp / Luminaire Category]]=\"No eligible rebate\",\"no eligible rebate\",INDEX(Table1[BC Hydro xRM ECM],MATCH(Table1323[[#This Row],[Lamp / Luminaire Category]]&Table1323[[#This Row],[Rebate Category]],Table1[PrescribedSource - Rebate ID],0))),\"\")","v":""}]
[null,{"$f":"IF(Table1323[[#This Row],[Space Type]]=\"\",\"\",\"L-\"&ROW(273:273))","v":""},null,null,null,null,null,null,null,{"$f":"IFERROR(IF(Table1323[[#This Row],[Space Type]]=\"\",\"\",IF(Table1323[[#This Row],[Lamp / Luminaire Category]]=\"No eligible rebate\",\"\",IF(Table1323[[#This Row],[Rebate Category]]=\"\",\"select rebate\",INDEX(Table1[Actual Baseline W],MATCH(Table1323[[#This Row],[Lamp / Luminaire Category]]&Table1323[[#This Row],[Rebate Category]],Table1[PrescribedSource - Rebate ID],0))))),\"\")","v":""},{"$f":"IFERROR(IF(Table1323[[#This Row],[No]]=\"\",\"\",IF(Table1323[[#This Row],[Space Type]]=\"\",\"select Space Type\",IF(Table1323[[#This Row],[Baseline Operating hours]]<>\"\",\"user defined\",INDEX(Table5[Hours],MATCH(Table1323[[#This Row],[Space Type]],Table5[Space Type],0))))),\"\")","v":""},null,{"$f":"IFERROR(INDEX(Table1[Rebate],MATCH(Table1323[[#This Row],[Lamp / Luminaire Category]]&Table1323[[#This Row],[Rebate Category]],Table1[PrescribedSource - Rebate ID],0)),\"\")","v":""},{"$f":"IFERROR(INDEX(Table1[Rebate Unit],MATCH(Table1323[[#This Row],[Lamp / Luminaire Category]]&Table1323[[#This Row],[Rebate Category]],Table1[PrescribedSource - Rebate ID],0)),\"\")","v":""},null,{"$f":"IFERROR(IF(Table1323[[#This Row],[Lamp / Luminaire Category]]=\"No eligible rebate\",\"no rebate\",INDEX(Table1[Retrofit W],MATCH(Table1323[[#This Row],[Lamp / Luminaire Category]]&Table1323[[#This Row],[Rebate Category]],Table1[PrescribedSource - Rebate ID],0))),\"\")","v":""},null,null,null,{"$f":"IFERROR(INDEX(Table1[Rebate],MATCH(Table1323[[#This Row],[Lamp / Luminaire Category]]&Table1323[[#This Row],[Rebate Category]],Table1[PrescribedSource - Rebate ID],0))*Table1323[[#This Row],[Quantity of luminaires]],0)","v":0},{"$f":"IF(OR(Table1323[[#This Row],[Automatic Controls?]]=\"Fixture integrated Occupancy / Daylight Harvesting sensor\",Table1323[[#This Row],[Automatic Controls?]]=\"Ceiling / wall mounted Occupancy / Daylight Harvesting sensor\",Table1323[[#This Row],[Automatic Controls?]]=\"Timer\"),45*Table1323[[#This Row],[Number of occupancy sensors]],\"\")","v":""},{"$f":"IFERROR(IF(Table1323[[#This Row],[Controls Rebate]]=\"\",0,Table1323[[#This Row],[Controls Rebate]])+Table1323[[#This Row],[Lighting Rebate]],\"\")","v":0},{"$f":"IFERROR(INDEX(Table1[Rebate Savings],MATCH(Table1323[[#This Row],[Lamp / Luminaire Category]]&Table1323[[#This Row],[Rebate Category]],Table1[PrescribedSource - Rebate ID],0))*Table1323[[#This Row],[Quantity of luminaires]]/1000,0)","v":0},{"$f":"IFERROR(Table1323[[#This Row],[Rebate kW Savings]]*IF(Table1323[[#This Row],[Assumed hours from space type]]=\"user defined\",Table1323[[#This Row],[Baseline Operating hours]],Table1323[[#This Row],[Assumed hours from space type]]),0)","v":0},{"$f":"IF(OR(Table1323[[#This Row],[Automatic Controls?]]=\"Fixture integrated occupancy sensor\",Table1323[[#This Row],[Automatic Controls?]]=\"Ceiling / wall mounted occupancy sensor\"),Table1323[[#This Row],[Quantity of luminaires]]*IF(Table1323[[#This Row],[Rebate Category]]<>\"\",INDEX(Table1[Retrofit W],MATCH(Table1323[[#This Row],[Rebate Category]],Table1[BC Hydro Rebate Category],0)),Table1323[[#This Row],[Retrofit W defined by user (no rebate)]])/1000*IF(Table1323[[#This Row],[Assumed hours from space type]]=\"user defined\",Table1323[[#This Row],[Baseline Operating hours]],Table1323[[#This Row],[Assumed hours from space type]])*0.2,0)","v":0},{"$f":"Table1323[[#This Row],[Rebate kWh savings]]+Table1323[[#This Row],[Controls Rebate kWh Savings]]","v":0},{"$f":"IFERROR(IF(Table1323[[#This Row],[Quantity of luminaires]]=\"\",\"\",IF(Table1323[[#This Row],[Lamp / Luminaire Category]]=\"No eligible rebate\",(Table1323[[#This Row],[Baseline W defined by user]]-Table1323[[#This Row],[Retrofit W defined by user (no rebate)]])*Table1323[[#This Row],[Quantity of luminaires]]/1000,(Table1323[[#This Row],[Assumed Baseline W by source]]-Table1323[[#This Row],[LED Luminaire W by rebate]])*Table1323[[#This Row],[Quantity of luminaires]]/1000)),0)","v":""},{"$f":"IFERROR(IF(Table1323[[#This Row],[Lamp / Luminaire Category]]=\"No eligible rebate\",Table1323[[#This Row],[Quantity of luminaires]]*(Table1323[[#This Row],[Baseline W defined by user]]-Table1323[[#This Row],[Retrofit W defined by user (no rebate)]])/1000*IF(Table1323[[#This Row],[Assumed hours from space type]]=\"user defined\",Table1323[[#This Row],[Baseline Operating hours]],Table1323[[#This Row],[Assumed hours from space type]])+Table1323[[#This Row],[Controls Rebate kWh Savings]],Table1323[[#This Row],[Quantity of luminaires]]*(INDEX(Table1[Actual Baseline W],MATCH(Table1323[[#This Row],[Lamp / Luminaire Category]]&Table1323[[#This Row],[Rebate Category]],Table1[PrescribedSource - Rebate ID],0))/1000-Table1323[[#This Row],[LED Luminaire W by rebate]]/1000)*IF(Table1323[[#This Row],[Assumed hours from space type]]=\"user defined\",Table1323[[#This Row],[Baseline Operating hours]],Table1323[[#This Row],[Assumed hours from space type]])+Table1323[[#This Row],[Controls Rebate kWh Savings]]),0)","v":0},{"$f":"IFERROR(IF(Table1323[[#This Row],[Rebate kW Savings]]=0,Table1323[[#This Row],[Demand Savings, kW]],INDEX(Table1[Actual Savings],MATCH(Table1323[[#This Row],[Lamp / Luminaire Category]]&Table1323[[#This Row],[Rebate Category]],Table1[PrescribedSource - Rebate ID],0))*Table1323[[#This Row],[Quantity of luminaires]]/1000),0)","v":""},{"$f":"IFERROR(Table1323[[#This Row],[BC Housing Site kW Savings]]*IF(Table1323[[#This Row],[Assumed hours from space type]]=\"user defined\",Table1323[[#This Row],[Baseline Operating hours]],Table1323[[#This Row],[Assumed hours from space type]])+Table1323[[#This Row],[Controls Rebate kWh Savings]],0)","v":0},{"$f":"IFERROR(IF(Table1323[[#This Row],[Lamp / Luminaire Category]]=\"No eligible rebate\",Table1323[[#This Row],[Lighting Technology]]&\" retrofit with no rebate\",Table1323[[#This Row],[Rebate Category]]),\"\")","v":0},{"$f":"IF(Table1323[[#This Row],[Lamp / Luminaire Category]]=\"No eligible rebate\",1,0)","v":0},{"$f":"IFERROR(IF(IF(Table1323[[#This Row],[Assumed hours from space type]]=\"user defined\",Table1323[[#This Row],[Baseline Operating hours]],Table1323[[#This Row],[Assumed hours from space type]])<3600,0,IF(AND(IF(Table1323[[#This Row],[Assumed hours from space type]]=\"user defined\",Table1323[[#This Row],[Baseline Operating hours]],Table1323[[#This Row],[Assumed hours from space type]])>=3600,OR(Table1323[[#This Row],[Automatic Controls?]]=\"None\",Table1323[[#This Row],[Automatic Controls?]]=\"\")),IF(Table1323[[#This Row],[Lamp / Luminaire Category]]=\"No eligible rebate\",Table1323[[#This Row],[Baseline W defined by user]]-Table1323[[#This Row],[Retrofit W defined by user (no rebate)]],Table1323[[#This Row],[Assumed Baseline W by source]]-Table1323[[#This Row],[LED Luminaire W by rebate]]),IF(AND(IF(Table1323[[#This Row],[Assumed hours from space type]]=\"user defined\",Table1323[[#This Row],[Baseline Operating hours]],Table1323[[#This Row],[Assumed hours from space type]])>=(3600/0.8),OR(Table1323[[#This Row],[Automatic Controls?]]=\"Fixture integrated occupancy sensor\",Table1323[[#This Row],[Automatic Controls?]]=\"Ceiling / wall mounted occupancy sensor\")),IF(Table1323[[#This Row],[Lamp / Luminaire Category]]=\"No eligible rebate\",(Table1323[[#This Row],[Baseline W defined by user]]-Table1323[[#This Row],[Retrofit W defined by user (no rebate)]]),Table1323[[#This Row],[Assumed Baseline W by source]]-Table1323[[#This Row],[LED Luminaire W by rebate]]),IF(AND(IF(Table1323[[#This Row],[Assumed hours from space type]]=\"user defined\",Table1323[[#This Row],[Baseline Operating hours]],Table1323[[#This Row],[Assumed hours from space type]])<(3600/0.8),OR(Table1323[[#This Row],[Automatic Controls?]]=\"Fixture integrated occupancy sensor\",Table1323[[#This Row],[Automatic Controls?]]=\"Ceiling / wall mounted occupancy sensor\")),IF(Table1323[[#This Row],[Lamp / Luminaire Category]]=\"No eligible rebate\",Table1323[[#This Row],[Baseline W defined by user]],Table1323[[#This Row],[Assumed Baseline W by source]])))))*Table1323[[#This Row],[Quantity of luminaires]]/1000,\"\")","v":""},{"$f":"Table1323[[#This Row],[LED lamp/luminaire retrofit part '#]]","v":0},{"$f":"IF(Table1323[[#This Row],[Rebate Unit]]=\"per lamp\",INDEX(Table1[Number of Lamps],MATCH(Table1323[[#This Row],[Lamp / Luminaire Category]]&Table1323[[#This Row],[Rebate Category]],Table1[PrescribedSource - Rebate ID],0)),1)*Table1323[[#This Row],[Quantity of luminaires]]","v":0},{"$f":"IFERROR(IF(Table1323[[#This Row],[Lamp / Luminaire Category]]=\"No eligible rebate\",\"no eligible rebate\",INDEX(Table1[BC Hydro xRM ECM],MATCH(Table1323[[#This Row],[Lamp / Luminaire Category]]&Table1323[[#This Row],[Rebate Category]],Table1[PrescribedSource - Rebate ID],0))),\"\")","v":""}]
[null,{"$f":"IF(Table1323[[#This Row],[Space Type]]=\"\",\"\",\"L-\"&ROW(274:274))","v":""},null,null,null,null,null,null,null,{"$f":"IFERROR(IF(Table1323[[#This Row],[Space Type]]=\"\",\"\",IF(Table1323[[#This Row],[Lamp / Luminaire Category]]=\"No eligible rebate\",\"\",IF(Table1323[[#This Row],[Rebate Category]]=\"\",\"select rebate\",INDEX(Table1[Actual Baseline W],MATCH(Table1323[[#This Row],[Lamp / Luminaire Category]]&Table1323[[#This Row],[Rebate Category]],Table1[PrescribedSource - Rebate ID],0))))),\"\")","v":""},{"$f":"IFERROR(IF(Table1323[[#This Row],[No]]=\"\",\"\",IF(Table1323[[#This Row],[Space Type]]=\"\",\"select Space Type\",IF(Table1323[[#This Row],[Baseline Operating hours]]<>\"\",\"user defined\",INDEX(Table5[Hours],MATCH(Table1323[[#This Row],[Space Type]],Table5[Space Type],0))))),\"\")","v":""},null,{"$f":"IFERROR(INDEX(Table1[Rebate],MATCH(Table1323[[#This Row],[Lamp / Luminaire Category]]&Table1323[[#This Row],[Rebate Category]],Table1[PrescribedSource - Rebate ID],0)),\"\")","v":""},{"$f":"IFERROR(INDEX(Table1[Rebate Unit],MATCH(Table1323[[#This Row],[Lamp / Luminaire Category]]&Table1323[[#This Row],[Rebate Category]],Table1[PrescribedSource - Rebate ID],0)),\"\")","v":""},null,{"$f":"IFERROR(IF(Table1323[[#This Row],[Lamp / Luminaire Category]]=\"No eligible rebate\",\"no rebate\",INDEX(Table1[Retrofit W],MATCH(Table1323[[#This Row],[Lamp / Luminaire Category]]&Table1323[[#This Row],[Rebate Category]],Table1[PrescribedSource - Rebate ID],0))),\"\")","v":""},null,null,null,{"$f":"IFERROR(INDEX(Table1[Rebate],MATCH(Table1323[[#This Row],[Lamp / Luminaire Category]]&Table1323[[#This Row],[Rebate Category]],Table1[PrescribedSource - Rebate ID],0))*Table1323[[#This Row],[Quantity of luminaires]],0)","v":0},{"$f":"IF(OR(Table1323[[#This Row],[Automatic Controls?]]=\"Fixture integrated Occupancy / Daylight Harvesting sensor\",Table1323[[#This Row],[Automatic Controls?]]=\"Ceiling / wall mounted Occupancy / Daylight Harvesting sensor\",Table1323[[#This Row],[Automatic Controls?]]=\"Timer\"),45*Table1323[[#This Row],[Number of occupancy sensors]],\"\")","v":""},{"$f":"IFERROR(IF(Table1323[[#This Row],[Controls Rebate]]=\"\",0,Table1323[[#This Row],[Controls Rebate]])+Table1323[[#This Row],[Lighting Rebate]],\"\")","v":0},{"$f":"IFERROR(INDEX(Table1[Rebate Savings],MATCH(Table1323[[#This Row],[Lamp / Luminaire Category]]&Table1323[[#This Row],[Rebate Category]],Table1[PrescribedSource - Rebate ID],0))*Table1323[[#This Row],[Quantity of luminaires]]/1000,0)","v":0},{"$f":"IFERROR(Table1323[[#This Row],[Rebate kW Savings]]*IF(Table1323[[#This Row],[Assumed hours from space type]]=\"user defined\",Table1323[[#This Row],[Baseline Operating hours]],Table1323[[#This Row],[Assumed hours from space type]]),0)","v":0},{"$f":"IF(OR(Table1323[[#This Row],[Automatic Controls?]]=\"Fixture integrated occupancy sensor\",Table1323[[#This Row],[Automatic Controls?]]=\"Ceiling / wall mounted occupancy sensor\"),Table1323[[#This Row],[Quantity of luminaires]]*IF(Table1323[[#This Row],[Rebate Category]]<>\"\",INDEX(Table1[Retrofit W],MATCH(Table1323[[#This Row],[Rebate Category]],Table1[BC Hydro Rebate Category],0)),Table1323[[#This Row],[Retrofit W defined by user (no rebate)]])/1000*IF(Table1323[[#This Row],[Assumed hours from space type]]=\"user defined\",Table1323[[#This Row],[Baseline Operating hours]],Table1323[[#This Row],[Assumed hours from space type]])*0.2,0)","v":0},{"$f":"Table1323[[#This Row],[Rebate kWh savings]]+Table1323[[#This Row],[Controls Rebate kWh Savings]]","v":0},{"$f":"IFERROR(IF(Table1323[[#This Row],[Quantity of luminaires]]=\"\",\"\",IF(Table1323[[#This Row],[Lamp / Luminaire Category]]=\"No eligible rebate\",(Table1323[[#This Row],[Baseline W defined by user]]-Table1323[[#This Row],[Retrofit W defined by user (no rebate)]])*Table1323[[#This Row],[Quantity of luminaires]]/1000,(Table1323[[#This Row],[Assumed Baseline W by source]]-Table1323[[#This Row],[LED Luminaire W by rebate]])*Table1323[[#This Row],[Quantity of luminaires]]/1000)),0)","v":""},{"$f":"IFERROR(IF(Table1323[[#This Row],[Lamp / Luminaire Category]]=\"No eligible rebate\",Table1323[[#This Row],[Quantity of luminaires]]*(Table1323[[#This Row],[Baseline W defined by user]]-Table1323[[#This Row],[Retrofit W defined by user (no rebate)]])/1000*IF(Table1323[[#This Row],[Assumed hours from space type]]=\"user defined\",Table1323[[#This Row],[Baseline Operating hours]],Table1323[[#This Row],[Assumed hours from space type]])+Table1323[[#This Row],[Controls Rebate kWh Savings]],Table1323[[#This Row],[Quantity of luminaires]]*(INDEX(Table1[Actual Baseline W],MATCH(Table1323[[#This Row],[Lamp / Luminaire Category]]&Table1323[[#This Row],[Rebate Category]],Table1[PrescribedSource - Rebate ID],0))/1000-Table1323[[#This Row],[LED Luminaire W by rebate]]/1000)*IF(Table1323[[#This Row],[Assumed hours from space type]]=\"user defined\",Table1323[[#This Row],[Baseline Operating hours]],Table1323[[#This Row],[Assumed hours from space type]])+Table1323[[#This Row],[Controls Rebate kWh Savings]]),0)","v":0},{"$f":"IFERROR(IF(Table1323[[#This Row],[Rebate kW Savings]]=0,Table1323[[#This Row],[Demand Savings, kW]],INDEX(Table1[Actual Savings],MATCH(Table1323[[#This Row],[Lamp / Luminaire Category]]&Table1323[[#This Row],[Rebate Category]],Table1[PrescribedSource - Rebate ID],0))*Table1323[[#This Row],[Quantity of luminaires]]/1000),0)","v":""},{"$f":"IFERROR(Table1323[[#This Row],[BC Housing Site kW Savings]]*IF(Table1323[[#This Row],[Assumed hours from space type]]=\"user defined\",Table1323[[#This Row],[Baseline Operating hours]],Table1323[[#This Row],[Assumed hours from space type]])+Table1323[[#This Row],[Controls Rebate kWh Savings]],0)","v":0},{"$f":"IFERROR(IF(Table1323[[#This Row],[Lamp / Luminaire Category]]=\"No eligible rebate\",Table1323[[#This Row],[Lighting Technology]]&\" retrofit with no rebate\",Table1323[[#This Row],[Rebate Category]]),\"\")","v":0},{"$f":"IF(Table1323[[#This Row],[Lamp / Luminaire Category]]=\"No eligible rebate\",1,0)","v":0},{"$f":"IFERROR(IF(IF(Table1323[[#This Row],[Assumed hours from space type]]=\"user defined\",Table1323[[#This Row],[Baseline Operating hours]],Table1323[[#This Row],[Assumed hours from space type]])<3600,0,IF(AND(IF(Table1323[[#This Row],[Assumed hours from space type]]=\"user defined\",Table1323[[#This Row],[Baseline Operating hours]],Table1323[[#This Row],[Assumed hours from space type]])>=3600,OR(Table1323[[#This Row],[Automatic Controls?]]=\"None\",Table1323[[#This Row],[Automatic Controls?]]=\"\")),IF(Table1323[[#This Row],[Lamp / Luminaire Category]]=\"No eligible rebate\",Table1323[[#This Row],[Baseline W defined by user]]-Table1323[[#This Row],[Retrofit W defined by user (no rebate)]],Table1323[[#This Row],[Assumed Baseline W by source]]-Table1323[[#This Row],[LED Luminaire W by rebate]]),IF(AND(IF(Table1323[[#This Row],[Assumed hours from space type]]=\"user defined\",Table1323[[#This Row],[Baseline Operating hours]],Table1323[[#This Row],[Assumed hours from space type]])>=(3600/0.8),OR(Table1323[[#This Row],[Automatic Controls?]]=\"Fixture integrated occupancy sensor\",Table1323[[#This Row],[Automatic Controls?]]=\"Ceiling / wall mounted occupancy sensor\")),IF(Table1323[[#This Row],[Lamp / Luminaire Category]]=\"No eligible rebate\",(Table1323[[#This Row],[Baseline W defined by user]]-Table1323[[#This Row],[Retrofit W defined by user (no rebate)]]),Table1323[[#This Row],[Assumed Baseline W by source]]-Table1323[[#This Row],[LED Luminaire W by rebate]]),IF(AND(IF(Table1323[[#This Row],[Assumed hours from space type]]=\"user defined\",Table1323[[#This Row],[Baseline Operating hours]],Table1323[[#This Row],[Assumed hours from space type]])<(3600/0.8),OR(Table1323[[#This Row],[Automatic Controls?]]=\"Fixture integrated occupancy sensor\",Table1323[[#This Row],[Automatic Controls?]]=\"Ceiling / wall mounted occupancy sensor\")),IF(Table1323[[#This Row],[Lamp / Luminaire Category]]=\"No eligible rebate\",Table1323[[#This Row],[Baseline W defined by user]],Table1323[[#This Row],[Assumed Baseline W by source]])))))*Table1323[[#This Row],[Quantity of luminaires]]/1000,\"\")","v":""},{"$f":"Table1323[[#This Row],[LED lamp/luminaire retrofit part '#]]","v":0},{"$f":"IF(Table1323[[#This Row],[Rebate Unit]]=\"per lamp\",INDEX(Table1[Number of Lamps],MATCH(Table1323[[#This Row],[Lamp / Luminaire Category]]&Table1323[[#This Row],[Rebate Category]],Table1[PrescribedSource - Rebate ID],0)),1)*Table1323[[#This Row],[Quantity of luminaires]]","v":0},{"$f":"IFERROR(IF(Table1323[[#This Row],[Lamp / Luminaire Category]]=\"No eligible rebate\",\"no eligible rebate\",INDEX(Table1[BC Hydro xRM ECM],MATCH(Table1323[[#This Row],[Lamp / Luminaire Category]]&Table1323[[#This Row],[Rebate Category]],Table1[PrescribedSource - Rebate ID],0))),\"\")","v":""}]
[null,{"$f":"IF(Table1323[[#This Row],[Space Type]]=\"\",\"\",\"L-\"&ROW(275:275))","v":""},null,null,null,null,null,null,null,{"$f":"IFERROR(IF(Table1323[[#This Row],[Space Type]]=\"\",\"\",IF(Table1323[[#This Row],[Lamp / Luminaire Category]]=\"No eligible rebate\",\"\",IF(Table1323[[#This Row],[Rebate Category]]=\"\",\"select rebate\",INDEX(Table1[Actual Baseline W],MATCH(Table1323[[#This Row],[Lamp / Luminaire Category]]&Table1323[[#This Row],[Rebate Category]],Table1[PrescribedSource - Rebate ID],0))))),\"\")","v":""},{"$f":"IFERROR(IF(Table1323[[#This Row],[No]]=\"\",\"\",IF(Table1323[[#This Row],[Space Type]]=\"\",\"select Space Type\",IF(Table1323[[#This Row],[Baseline Operating hours]]<>\"\",\"user defined\",INDEX(Table5[Hours],MATCH(Table1323[[#This Row],[Space Type]],Table5[Space Type],0))))),\"\")","v":""},null,{"$f":"IFERROR(INDEX(Table1[Rebate],MATCH(Table1323[[#This Row],[Lamp / Luminaire Category]]&Table1323[[#This Row],[Rebate Category]],Table1[PrescribedSource - Rebate ID],0)),\"\")","v":""},{"$f":"IFERROR(INDEX(Table1[Rebate Unit],MATCH(Table1323[[#This Row],[Lamp / Luminaire Category]]&Table1323[[#This Row],[Rebate Category]],Table1[PrescribedSource - Rebate ID],0)),\"\")","v":""},null,{"$f":"IFERROR(IF(Table1323[[#This Row],[Lamp / Luminaire Category]]=\"No eligible rebate\",\"no rebate\",INDEX(Table1[Retrofit W],MATCH(Table1323[[#This Row],[Lamp / Luminaire Category]]&Table1323[[#This Row],[Rebate Category]],Table1[PrescribedSource - Rebate ID],0))),\"\")","v":""},null,null,null,{"$f":"IFERROR(INDEX(Table1[Rebate],MATCH(Table1323[[#This Row],[Lamp / Luminaire Category]]&Table1323[[#This Row],[Rebate Category]],Table1[PrescribedSource - Rebate ID],0))*Table1323[[#This Row],[Quantity of luminaires]],0)","v":0},{"$f":"IF(OR(Table1323[[#This Row],[Automatic Controls?]]=\"Fixture integrated Occupancy / Daylight Harvesting sensor\",Table1323[[#This Row],[Automatic Controls?]]=\"Ceiling / wall mounted Occupancy / Daylight Harvesting sensor\",Table1323[[#This Row],[Automatic Controls?]]=\"Timer\"),45*Table1323[[#This Row],[Number of occupancy sensors]],\"\")","v":""},{"$f":"IFERROR(IF(Table1323[[#This Row],[Controls Rebate]]=\"\",0,Table1323[[#This Row],[Controls Rebate]])+Table1323[[#This Row],[Lighting Rebate]],\"\")","v":0},{"$f":"IFERROR(INDEX(Table1[Rebate Savings],MATCH(Table1323[[#This Row],[Lamp / Luminaire Category]]&Table1323[[#This Row],[Rebate Category]],Table1[PrescribedSource - Rebate ID],0))*Table1323[[#This Row],[Quantity of luminaires]]/1000,0)","v":0},{"$f":"IFERROR(Table1323[[#This Row],[Rebate kW Savings]]*IF(Table1323[[#This Row],[Assumed hours from space type]]=\"user defined\",Table1323[[#This Row],[Baseline Operating hours]],Table1323[[#This Row],[Assumed hours from space type]]),0)","v":0},{"$f":"IF(OR(Table1323[[#This Row],[Automatic Controls?]]=\"Fixture integrated occupancy sensor\",Table1323[[#This Row],[Automatic Controls?]]=\"Ceiling / wall mounted occupancy sensor\"),Table1323[[#This Row],[Quantity of luminaires]]*IF(Table1323[[#This Row],[Rebate Category]]<>\"\",INDEX(Table1[Retrofit W],MATCH(Table1323[[#This Row],[Rebate Category]],Table1[BC Hydro Rebate Category],0)),Table1323[[#This Row],[Retrofit W defined by user (no rebate)]])/1000*IF(Table1323[[#This Row],[Assumed hours from space type]]=\"user defined\",Table1323[[#This Row],[Baseline Operating hours]],Table1323[[#This Row],[Assumed hours from space type]])*0.2,0)","v":0},{"$f":"Table1323[[#This Row],[Rebate kWh savings]]+Table1323[[#This Row],[Controls Rebate kWh Savings]]","v":0},{"$f":"IFERROR(IF(Table1323[[#This Row],[Quantity of luminaires]]=\"\",\"\",IF(Table1323[[#This Row],[Lamp / Luminaire Category]]=\"No eligible rebate\",(Table1323[[#This Row],[Baseline W defined by user]]-Table1323[[#This Row],[Retrofit W defined by user (no rebate)]])*Table1323[[#This Row],[Quantity of luminaires]]/1000,(Table1323[[#This Row],[Assumed Baseline W by source]]-Table1323[[#This Row],[LED Luminaire W by rebate]])*Table1323[[#This Row],[Quantity of luminaires]]/1000)),0)","v":""},{"$f":"IFERROR(IF(Table1323[[#This Row],[Lamp / Luminaire Category]]=\"No eligible rebate\",Table1323[[#This Row],[Quantity of luminaires]]*(Table1323[[#This Row],[Baseline W defined by user]]-Table1323[[#This Row],[Retrofit W defined by user (no rebate)]])/1000*IF(Table1323[[#This Row],[Assumed hours from space type]]=\"user defined\",Table1323[[#This Row],[Baseline Operating hours]],Table1323[[#This Row],[Assumed hours from space type]])+Table1323[[#This Row],[Controls Rebate kWh Savings]],Table1323[[#This Row],[Quantity of luminaires]]*(INDEX(Table1[Actual Baseline W],MATCH(Table1323[[#This Row],[Lamp / Luminaire Category]]&Table1323[[#This Row],[Rebate Category]],Table1[PrescribedSource - Rebate ID],0))/1000-Table1323[[#This Row],[LED Luminaire W by rebate]]/1000)*IF(Table1323[[#This Row],[Assumed hours from space type]]=\"user defined\",Table1323[[#This Row],[Baseline Operating hours]],Table1323[[#This Row],[Assumed hours from space type]])+Table1323[[#This Row],[Controls Rebate kWh Savings]]),0)","v":0},{"$f":"IFERROR(IF(Table1323[[#This Row],[Rebate kW Savings]]=0,Table1323[[#This Row],[Demand Savings, kW]],INDEX(Table1[Actual Savings],MATCH(Table1323[[#This Row],[Lamp / Luminaire Category]]&Table1323[[#This Row],[Rebate Category]],Table1[PrescribedSource - Rebate ID],0))*Table1323[[#This Row],[Quantity of luminaires]]/1000),0)","v":""},{"$f":"IFERROR(Table1323[[#This Row],[BC Housing Site kW Savings]]*IF(Table1323[[#This Row],[Assumed hours from space type]]=\"user defined\",Table1323[[#This Row],[Baseline Operating hours]],Table1323[[#This Row],[Assumed hours from space type]])+Table1323[[#This Row],[Controls Rebate kWh Savings]],0)","v":0},{"$f":"IFERROR(IF(Table1323[[#This Row],[Lamp / Luminaire Category]]=\"No eligible rebate\",Table1323[[#This Row],[Lighting Technology]]&\" retrofit with no rebate\",Table1323[[#This Row],[Rebate Category]]),\"\")","v":0},{"$f":"IF(Table1323[[#This Row],[Lamp / Luminaire Category]]=\"No eligible rebate\",1,0)","v":0},{"$f":"IFERROR(IF(IF(Table1323[[#This Row],[Assumed hours from space type]]=\"user defined\",Table1323[[#This Row],[Baseline Operating hours]],Table1323[[#This Row],[Assumed hours from space type]])<3600,0,IF(AND(IF(Table1323[[#This Row],[Assumed hours from space type]]=\"user defined\",Table1323[[#This Row],[Baseline Operating hours]],Table1323[[#This Row],[Assumed hours from space type]])>=3600,OR(Table1323[[#This Row],[Automatic Controls?]]=\"None\",Table1323[[#This Row],[Automatic Controls?]]=\"\")),IF(Table1323[[#This Row],[Lamp / Luminaire Category]]=\"No eligible rebate\",Table1323[[#This Row],[Baseline W defined by user]]-Table1323[[#This Row],[Retrofit W defined by user (no rebate)]],Table1323[[#This Row],[Assumed Baseline W by source]]-Table1323[[#This Row],[LED Luminaire W by rebate]]),IF(AND(IF(Table1323[[#This Row],[Assumed hours from space type]]=\"user defined\",Table1323[[#This Row],[Baseline Operating hours]],Table1323[[#This Row],[Assumed hours from space type]])>=(3600/0.8),OR(Table1323[[#This Row],[Automatic Controls?]]=\"Fixture integrated occupancy sensor\",Table1323[[#This Row],[Automatic Controls?]]=\"Ceiling / wall mounted occupancy sensor\")),IF(Table1323[[#This Row],[Lamp / Luminaire Category]]=\"No eligible rebate\",(Table1323[[#This Row],[Baseline W defined by user]]-Table1323[[#This Row],[Retrofit W defined by user (no rebate)]]),Table1323[[#This Row],[Assumed Baseline W by source]]-Table1323[[#This Row],[LED Luminaire W by rebate]]),IF(AND(IF(Table1323[[#This Row],[Assumed hours from space type]]=\"user defined\",Table1323[[#This Row],[Baseline Operating hours]],Table1323[[#This Row],[Assumed hours from space type]])<(3600/0.8),OR(Table1323[[#This Row],[Automatic Controls?]]=\"Fixture integrated occupancy sensor\",Table1323[[#This Row],[Automatic Controls?]]=\"Ceiling / wall mounted occupancy sensor\")),IF(Table1323[[#This Row],[Lamp / Luminaire Category]]=\"No eligible rebate\",Table1323[[#This Row],[Baseline W defined by user]],Table1323[[#This Row],[Assumed Baseline W by source]])))))*Table1323[[#This Row],[Quantity of luminaires]]/1000,\"\")","v":""},{"$f":"Table1323[[#This Row],[LED lamp/luminaire retrofit part '#]]","v":0},{"$f":"IF(Table1323[[#This Row],[Rebate Unit]]=\"per lamp\",INDEX(Table1[Number of Lamps],MATCH(Table1323[[#This Row],[Lamp / Luminaire Category]]&Table1323[[#This Row],[Rebate Category]],Table1[PrescribedSource - Rebate ID],0)),1)*Table1323[[#This Row],[Quantity of luminaires]]","v":0},{"$f":"IFERROR(IF(Table1323[[#This Row],[Lamp / Luminaire Category]]=\"No eligible rebate\",\"no eligible rebate\",INDEX(Table1[BC Hydro xRM ECM],MATCH(Table1323[[#This Row],[Lamp / Luminaire Category]]&Table1323[[#This Row],[Rebate Category]],Table1[PrescribedSource - Rebate ID],0))),\"\")","v":""}]
[null,{"$f":"IF(Table1323[[#This Row],[Space Type]]=\"\",\"\",\"L-\"&ROW(276:276))","v":""},null,null,null,null,null,null,null,{"$f":"IFERROR(IF(Table1323[[#This Row],[Space Type]]=\"\",\"\",IF(Table1323[[#This Row],[Lamp / Luminaire Category]]=\"No eligible rebate\",\"\",IF(Table1323[[#This Row],[Rebate Category]]=\"\",\"select rebate\",INDEX(Table1[Actual Baseline W],MATCH(Table1323[[#This Row],[Lamp / Luminaire Category]]&Table1323[[#This Row],[Rebate Category]],Table1[PrescribedSource - Rebate ID],0))))),\"\")","v":""},{"$f":"IFERROR(IF(Table1323[[#This Row],[No]]=\"\",\"\",IF(Table1323[[#This Row],[Space Type]]=\"\",\"select Space Type\",IF(Table1323[[#This Row],[Baseline Operating hours]]<>\"\",\"user defined\",INDEX(Table5[Hours],MATCH(Table1323[[#This Row],[Space Type]],Table5[Space Type],0))))),\"\")","v":""},null,{"$f":"IFERROR(INDEX(Table1[Rebate],MATCH(Table1323[[#This Row],[Lamp / Luminaire Category]]&Table1323[[#This Row],[Rebate Category]],Table1[PrescribedSource - Rebate ID],0)),\"\")","v":""},{"$f":"IFERROR(INDEX(Table1[Rebate Unit],MATCH(Table1323[[#This Row],[Lamp / Luminaire Category]]&Table1323[[#This Row],[Rebate Category]],Table1[PrescribedSource - Rebate ID],0)),\"\")","v":""},null,{"$f":"IFERROR(IF(Table1323[[#This Row],[Lamp / Luminaire Category]]=\"No eligible rebate\",\"no rebate\",INDEX(Table1[Retrofit W],MATCH(Table1323[[#This Row],[Lamp / Luminaire Category]]&Table1323[[#This Row],[Rebate Category]],Table1[PrescribedSource - Rebate ID],0))),\"\")","v":""},null,null,null,{"$f":"IFERROR(INDEX(Table1[Rebate],MATCH(Table1323[[#This Row],[Lamp / Luminaire Category]]&Table1323[[#This Row],[Rebate Category]],Table1[PrescribedSource - Rebate ID],0))*Table1323[[#This Row],[Quantity of luminaires]],0)","v":0},{"$f":"IF(OR(Table1323[[#This Row],[Automatic Controls?]]=\"Fixture integrated Occupancy / Daylight Harvesting sensor\",Table1323[[#This Row],[Automatic Controls?]]=\"Ceiling / wall mounted Occupancy / Daylight Harvesting sensor\",Table1323[[#This Row],[Automatic Controls?]]=\"Timer\"),45*Table1323[[#This Row],[Number of occupancy sensors]],\"\")","v":""},{"$f":"IFERROR(IF(Table1323[[#This Row],[Controls Rebate]]=\"\",0,Table1323[[#This Row],[Controls Rebate]])+Table1323[[#This Row],[Lighting Rebate]],\"\")","v":0},{"$f":"IFERROR(INDEX(Table1[Rebate Savings],MATCH(Table1323[[#This Row],[Lamp / Luminaire Category]]&Table1323[[#This Row],[Rebate Category]],Table1[PrescribedSource - Rebate ID],0))*Table1323[[#This Row],[Quantity of luminaires]]/1000,0)","v":0},{"$f":"IFERROR(Table1323[[#This Row],[Rebate kW Savings]]*IF(Table1323[[#This Row],[Assumed hours from space type]]=\"user defined\",Table1323[[#This Row],[Baseline Operating hours]],Table1323[[#This Row],[Assumed hours from space type]]),0)","v":0},{"$f":"IF(OR(Table1323[[#This Row],[Automatic Controls?]]=\"Fixture integrated occupancy sensor\",Table1323[[#This Row],[Automatic Controls?]]=\"Ceiling / wall mounted occupancy sensor\"),Table1323[[#This Row],[Quantity of luminaires]]*IF(Table1323[[#This Row],[Rebate Category]]<>\"\",INDEX(Table1[Retrofit W],MATCH(Table1323[[#This Row],[Rebate Category]],Table1[BC Hydro Rebate Category],0)),Table1323[[#This Row],[Retrofit W defined by user (no rebate)]])/1000*IF(Table1323[[#This Row],[Assumed hours from space type]]=\"user defined\",Table1323[[#This Row],[Baseline Operating hours]],Table1323[[#This Row],[Assumed hours from space type]])*0.2,0)","v":0},{"$f":"Table1323[[#This Row],[Rebate kWh savings]]+Table1323[[#This Row],[Controls Rebate kWh Savings]]","v":0},{"$f":"IFERROR(IF(Table1323[[#This Row],[Quantity of luminaires]]=\"\",\"\",IF(Table1323[[#This Row],[Lamp / Luminaire Category]]=\"No eligible rebate\",(Table1323[[#This Row],[Baseline W defined by user]]-Table1323[[#This Row],[Retrofit W defined by user (no rebate)]])*Table1323[[#This Row],[Quantity of luminaires]]/1000,(Table1323[[#This Row],[Assumed Baseline W by source]]-Table1323[[#This Row],[LED Luminaire W by rebate]])*Table1323[[#This Row],[Quantity of luminaires]]/1000)),0)","v":""},{"$f":"IFERROR(IF(Table1323[[#This Row],[Lamp / Luminaire Category]]=\"No eligible rebate\",Table1323[[#This Row],[Quantity of luminaires]]*(Table1323[[#This Row],[Baseline W defined by user]]-Table1323[[#This Row],[Retrofit W defined by user (no rebate)]])/1000*IF(Table1323[[#This Row],[Assumed hours from space type]]=\"user defined\",Table1323[[#This Row],[Baseline Operating hours]],Table1323[[#This Row],[Assumed hours from space type]])+Table1323[[#This Row],[Controls Rebate kWh Savings]],Table1323[[#This Row],[Quantity of luminaires]]*(INDEX(Table1[Actual Baseline W],MATCH(Table1323[[#This Row],[Lamp / Luminaire Category]]&Table1323[[#This Row],[Rebate Category]],Table1[PrescribedSource - Rebate ID],0))/1000-Table1323[[#This Row],[LED Luminaire W by rebate]]/1000)*IF(Table1323[[#This Row],[Assumed hours from space type]]=\"user defined\",Table1323[[#This Row],[Baseline Operating hours]],Table1323[[#This Row],[Assumed hours from space type]])+Table1323[[#This Row],[Controls Rebate kWh Savings]]),0)","v":0},{"$f":"IFERROR(IF(Table1323[[#This Row],[Rebate kW Savings]]=0,Table1323[[#This Row],[Demand Savings, kW]],INDEX(Table1[Actual Savings],MATCH(Table1323[[#This Row],[Lamp / Luminaire Category]]&Table1323[[#This Row],[Rebate Category]],Table1[PrescribedSource - Rebate ID],0))*Table1323[[#This Row],[Quantity of luminaires]]/1000),0)","v":""},{"$f":"IFERROR(Table1323[[#This Row],[BC Housing Site kW Savings]]*IF(Table1323[[#This Row],[Assumed hours from space type]]=\"user defined\",Table1323[[#This Row],[Baseline Operating hours]],Table1323[[#This Row],[Assumed hours from space type]])+Table1323[[#This Row],[Controls Rebate kWh Savings]],0)","v":0},{"$f":"IFERROR(IF(Table1323[[#This Row],[Lamp / Luminaire Category]]=\"No eligible rebate\",Table1323[[#This Row],[Lighting Technology]]&\" retrofit with no rebate\",Table1323[[#This Row],[Rebate Category]]),\"\")","v":0},{"$f":"IF(Table1323[[#This Row],[Lamp / Luminaire Category]]=\"No eligible rebate\",1,0)","v":0},{"$f":"IFERROR(IF(IF(Table1323[[#This Row],[Assumed hours from space type]]=\"user defined\",Table1323[[#This Row],[Baseline Operating hours]],Table1323[[#This Row],[Assumed hours from space type]])<3600,0,IF(AND(IF(Table1323[[#This Row],[Assumed hours from space type]]=\"user defined\",Table1323[[#This Row],[Baseline Operating hours]],Table1323[[#This Row],[Assumed hours from space type]])>=3600,OR(Table1323[[#This Row],[Automatic Controls?]]=\"None\",Table1323[[#This Row],[Automatic Controls?]]=\"\")),IF(Table1323[[#This Row],[Lamp / Luminaire Category]]=\"No eligible rebate\",Table1323[[#This Row],[Baseline W defined by user]]-Table1323[[#This Row],[Retrofit W defined by user (no rebate)]],Table1323[[#This Row],[Assumed Baseline W by source]]-Table1323[[#This Row],[LED Luminaire W by rebate]]),IF(AND(IF(Table1323[[#This Row],[Assumed hours from space type]]=\"user defined\",Table1323[[#This Row],[Baseline Operating hours]],Table1323[[#This Row],[Assumed hours from space type]])>=(3600/0.8),OR(Table1323[[#This Row],[Automatic Controls?]]=\"Fixture integrated occupancy sensor\",Table1323[[#This Row],[Automatic Controls?]]=\"Ceiling / wall mounted occupancy sensor\")),IF(Table1323[[#This Row],[Lamp / Luminaire Category]]=\"No eligible rebate\",(Table1323[[#This Row],[Baseline W defined by user]]-Table1323[[#This Row],[Retrofit W defined by user (no rebate)]]),Table1323[[#This Row],[Assumed Baseline W by source]]-Table1323[[#This Row],[LED Luminaire W by rebate]]),IF(AND(IF(Table1323[[#This Row],[Assumed hours from space type]]=\"user defined\",Table1323[[#This Row],[Baseline Operating hours]],Table1323[[#This Row],[Assumed hours from space type]])<(3600/0.8),OR(Table1323[[#This Row],[Automatic Controls?]]=\"Fixture integrated occupancy sensor\",Table1323[[#This Row],[Automatic Controls?]]=\"Ceiling / wall mounted occupancy sensor\")),IF(Table1323[[#This Row],[Lamp / Luminaire Category]]=\"No eligible rebate\",Table1323[[#This Row],[Baseline W defined by user]],Table1323[[#This Row],[Assumed Baseline W by source]])))))*Table1323[[#This Row],[Quantity of luminaires]]/1000,\"\")","v":""},{"$f":"Table1323[[#This Row],[LED lamp/luminaire retrofit part '#]]","v":0},{"$f":"IF(Table1323[[#This Row],[Rebate Unit]]=\"per lamp\",INDEX(Table1[Number of Lamps],MATCH(Table1323[[#This Row],[Lamp / Luminaire Category]]&Table1323[[#This Row],[Rebate Category]],Table1[PrescribedSource - Rebate ID],0)),1)*Table1323[[#This Row],[Quantity of luminaires]]","v":0},{"$f":"IFERROR(IF(Table1323[[#This Row],[Lamp / Luminaire Category]]=\"No eligible rebate\",\"no eligible rebate\",INDEX(Table1[BC Hydro xRM ECM],MATCH(Table1323[[#This Row],[Lamp / Luminaire Category]]&Table1323[[#This Row],[Rebate Category]],Table1[PrescribedSource - Rebate ID],0))),\"\")","v":""}]
[null,{"$f":"IF(Table1323[[#This Row],[Space Type]]=\"\",\"\",\"L-\"&ROW(277:277))","v":""},null,null,null,null,null,null,null,{"$f":"IFERROR(IF(Table1323[[#This Row],[Space Type]]=\"\",\"\",IF(Table1323[[#This Row],[Lamp / Luminaire Category]]=\"No eligible rebate\",\"\",IF(Table1323[[#This Row],[Rebate Category]]=\"\",\"select rebate\",INDEX(Table1[Actual Baseline W],MATCH(Table1323[[#This Row],[Lamp / Luminaire Category]]&Table1323[[#This Row],[Rebate Category]],Table1[PrescribedSource - Rebate ID],0))))),\"\")","v":""},{"$f":"IFERROR(IF(Table1323[[#This Row],[No]]=\"\",\"\",IF(Table1323[[#This Row],[Space Type]]=\"\",\"select Space Type\",IF(Table1323[[#This Row],[Baseline Operating hours]]<>\"\",\"user defined\",INDEX(Table5[Hours],MATCH(Table1323[[#This Row],[Space Type]],Table5[Space Type],0))))),\"\")","v":""},null,{"$f":"IFERROR(INDEX(Table1[Rebate],MATCH(Table1323[[#This Row],[Lamp / Luminaire Category]]&Table1323[[#This Row],[Rebate Category]],Table1[PrescribedSource - Rebate ID],0)),\"\")","v":""},{"$f":"IFERROR(INDEX(Table1[Rebate Unit],MATCH(Table1323[[#This Row],[Lamp / Luminaire Category]]&Table1323[[#This Row],[Rebate Category]],Table1[PrescribedSource - Rebate ID],0)),\"\")","v":""},null,{"$f":"IFERROR(IF(Table1323[[#This Row],[Lamp / Luminaire Category]]=\"No eligible rebate\",\"no rebate\",INDEX(Table1[Retrofit W],MATCH(Table1323[[#This Row],[Lamp / Luminaire Category]]&Table1323[[#This Row],[Rebate Category]],Table1[PrescribedSource - Rebate ID],0))),\"\")","v":""},null,null,null,{"$f":"IFERROR(INDEX(Table1[Rebate],MATCH(Table1323[[#This Row],[Lamp / Luminaire Category]]&Table1323[[#This Row],[Rebate Category]],Table1[PrescribedSource - Rebate ID],0))*Table1323[[#This Row],[Quantity of luminaires]],0)","v":0},{"$f":"IF(OR(Table1323[[#This Row],[Automatic Controls?]]=\"Fixture integrated Occupancy / Daylight Harvesting sensor\",Table1323[[#This Row],[Automatic Controls?]]=\"Ceiling / wall mounted Occupancy / Daylight Harvesting sensor\",Table1323[[#This Row],[Automatic Controls?]]=\"Timer\"),45*Table1323[[#This Row],[Number of occupancy sensors]],\"\")","v":""},{"$f":"IFERROR(IF(Table1323[[#This Row],[Controls Rebate]]=\"\",0,Table1323[[#This Row],[Controls Rebate]])+Table1323[[#This Row],[Lighting Rebate]],\"\")","v":0},{"$f":"IFERROR(INDEX(Table1[Rebate Savings],MATCH(Table1323[[#This Row],[Lamp / Luminaire Category]]&Table1323[[#This Row],[Rebate Category]],Table1[PrescribedSource - Rebate ID],0))*Table1323[[#This Row],[Quantity of luminaires]]/1000,0)","v":0},{"$f":"IFERROR(Table1323[[#This Row],[Rebate kW Savings]]*IF(Table1323[[#This Row],[Assumed hours from space type]]=\"user defined\",Table1323[[#This Row],[Baseline Operating hours]],Table1323[[#This Row],[Assumed hours from space type]]),0)","v":0},{"$f":"IF(OR(Table1323[[#This Row],[Automatic Controls?]]=\"Fixture integrated occupancy sensor\",Table1323[[#This Row],[Automatic Controls?]]=\"Ceiling / wall mounted occupancy sensor\"),Table1323[[#This Row],[Quantity of luminaires]]*IF(Table1323[[#This Row],[Rebate Category]]<>\"\",INDEX(Table1[Retrofit W],MATCH(Table1323[[#This Row],[Rebate Category]],Table1[BC Hydro Rebate Category],0)),Table1323[[#This Row],[Retrofit W defined by user (no rebate)]])/1000*IF(Table1323[[#This Row],[Assumed hours from space type]]=\"user defined\",Table1323[[#This Row],[Baseline Operating hours]],Table1323[[#This Row],[Assumed hours from space type]])*0.2,0)","v":0},{"$f":"Table1323[[#This Row],[Rebate kWh savings]]+Table1323[[#This Row],[Controls Rebate kWh Savings]]","v":0},{"$f":"IFERROR(IF(Table1323[[#This Row],[Quantity of luminaires]]=\"\",\"\",IF(Table1323[[#This Row],[Lamp / Luminaire Category]]=\"No eligible rebate\",(Table1323[[#This Row],[Baseline W defined by user]]-Table1323[[#This Row],[Retrofit W defined by user (no rebate)]])*Table1323[[#This Row],[Quantity of luminaires]]/1000,(Table1323[[#This Row],[Assumed Baseline W by source]]-Table1323[[#This Row],[LED Luminaire W by rebate]])*Table1323[[#This Row],[Quantity of luminaires]]/1000)),0)","v":""},{"$f":"IFERROR(IF(Table1323[[#This Row],[Lamp / Luminaire Category]]=\"No eligible rebate\",Table1323[[#This Row],[Quantity of luminaires]]*(Table1323[[#This Row],[Baseline W defined by user]]-Table1323[[#This Row],[Retrofit W defined by user (no rebate)]])/1000*IF(Table1323[[#This Row],[Assumed hours from space type]]=\"user defined\",Table1323[[#This Row],[Baseline Operating hours]],Table1323[[#This Row],[Assumed hours from space type]])+Table1323[[#This Row],[Controls Rebate kWh Savings]],Table1323[[#This Row],[Quantity of luminaires]]*(INDEX(Table1[Actual Baseline W],MATCH(Table1323[[#This Row],[Lamp / Luminaire Category]]&Table1323[[#This Row],[Rebate Category]],Table1[PrescribedSource - Rebate ID],0))/1000-Table1323[[#This Row],[LED Luminaire W by rebate]]/1000)*IF(Table1323[[#This Row],[Assumed hours from space type]]=\"user defined\",Table1323[[#This Row],[Baseline Operating hours]],Table1323[[#This Row],[Assumed hours from space type]])+Table1323[[#This Row],[Controls Rebate kWh Savings]]),0)","v":0},{"$f":"IFERROR(IF(Table1323[[#This Row],[Rebate kW Savings]]=0,Table1323[[#This Row],[Demand Savings, kW]],INDEX(Table1[Actual Savings],MATCH(Table1323[[#This Row],[Lamp / Luminaire Category]]&Table1323[[#This Row],[Rebate Category]],Table1[PrescribedSource - Rebate ID],0))*Table1323[[#This Row],[Quantity of luminaires]]/1000),0)","v":""},{"$f":"IFERROR(Table1323[[#This Row],[BC Housing Site kW Savings]]*IF(Table1323[[#This Row],[Assumed hours from space type]]=\"user defined\",Table1323[[#This Row],[Baseline Operating hours]],Table1323[[#This Row],[Assumed hours from space type]])+Table1323[[#This Row],[Controls Rebate kWh Savings]],0)","v":0},{"$f":"IFERROR(IF(Table1323[[#This Row],[Lamp / Luminaire Category]]=\"No eligible rebate\",Table1323[[#This Row],[Lighting Technology]]&\" retrofit with no rebate\",Table1323[[#This Row],[Rebate Category]]),\"\")","v":0},{"$f":"IF(Table1323[[#This Row],[Lamp / Luminaire Category]]=\"No eligible rebate\",1,0)","v":0},{"$f":"IFERROR(IF(IF(Table1323[[#This Row],[Assumed hours from space type]]=\"user defined\",Table1323[[#This Row],[Baseline Operating hours]],Table1323[[#This Row],[Assumed hours from space type]])<3600,0,IF(AND(IF(Table1323[[#This Row],[Assumed hours from space type]]=\"user defined\",Table1323[[#This Row],[Baseline Operating hours]],Table1323[[#This Row],[Assumed hours from space type]])>=3600,OR(Table1323[[#This Row],[Automatic Controls?]]=\"None\",Table1323[[#This Row],[Automatic Controls?]]=\"\")),IF(Table1323[[#This Row],[Lamp / Luminaire Category]]=\"No eligible rebate\",Table1323[[#This Row],[Baseline W defined by user]]-Table1323[[#This Row],[Retrofit W defined by user (no rebate)]],Table1323[[#This Row],[Assumed Baseline W by source]]-Table1323[[#This Row],[LED Luminaire W by rebate]]),IF(AND(IF(Table1323[[#This Row],[Assumed hours from space type]]=\"user defined\",Table1323[[#This Row],[Baseline Operating hours]],Table1323[[#This Row],[Assumed hours from space type]])>=(3600/0.8),OR(Table1323[[#This Row],[Automatic Controls?]]=\"Fixture integrated occupancy sensor\",Table1323[[#This Row],[Automatic Controls?]]=\"Ceiling / wall mounted occupancy sensor\")),IF(Table1323[[#This Row],[Lamp / Luminaire Category]]=\"No eligible rebate\",(Table1323[[#This Row],[Baseline W defined by user]]-Table1323[[#This Row],[Retrofit W defined by user (no rebate)]]),Table1323[[#This Row],[Assumed Baseline W by source]]-Table1323[[#This Row],[LED Luminaire W by rebate]]),IF(AND(IF(Table1323[[#This Row],[Assumed hours from space type]]=\"user defined\",Table1323[[#This Row],[Baseline Operating hours]],Table1323[[#This Row],[Assumed hours from space type]])<(3600/0.8),OR(Table1323[[#This Row],[Automatic Controls?]]=\"Fixture integrated occupancy sensor\",Table1323[[#This Row],[Automatic Controls?]]=\"Ceiling / wall mounted occupancy sensor\")),IF(Table1323[[#This Row],[Lamp / Luminaire Category]]=\"No eligible rebate\",Table1323[[#This Row],[Baseline W defined by user]],Table1323[[#This Row],[Assumed Baseline W by source]])))))*Table1323[[#This Row],[Quantity of luminaires]]/1000,\"\")","v":""},{"$f":"Table1323[[#This Row],[LED lamp/luminaire retrofit part '#]]","v":0},{"$f":"IF(Table1323[[#This Row],[Rebate Unit]]=\"per lamp\",INDEX(Table1[Number of Lamps],MATCH(Table1323[[#This Row],[Lamp / Luminaire Category]]&Table1323[[#This Row],[Rebate Category]],Table1[PrescribedSource - Rebate ID],0)),1)*Table1323[[#This Row],[Quantity of luminaires]]","v":0},{"$f":"IFERROR(IF(Table1323[[#This Row],[Lamp / Luminaire Category]]=\"No eligible rebate\",\"no eligible rebate\",INDEX(Table1[BC Hydro xRM ECM],MATCH(Table1323[[#This Row],[Lamp / Luminaire Category]]&Table1323[[#This Row],[Rebate Category]],Table1[PrescribedSource - Rebate ID],0))),\"\")","v":""}]
[null,{"$f":"IF(Table1323[[#This Row],[Space Type]]=\"\",\"\",\"L-\"&ROW(278:278))","v":""},null,null,null,null,null,null,null,{"$f":"IFERROR(IF(Table1323[[#This Row],[Space Type]]=\"\",\"\",IF(Table1323[[#This Row],[Lamp / Luminaire Category]]=\"No eligible rebate\",\"\",IF(Table1323[[#This Row],[Rebate Category]]=\"\",\"select rebate\",INDEX(Table1[Actual Baseline W],MATCH(Table1323[[#This Row],[Lamp / Luminaire Category]]&Table1323[[#This Row],[Rebate Category]],Table1[PrescribedSource - Rebate ID],0))))),\"\")","v":""},{"$f":"IFERROR(IF(Table1323[[#This Row],[No]]=\"\",\"\",IF(Table1323[[#This Row],[Space Type]]=\"\",\"select Space Type\",IF(Table1323[[#This Row],[Baseline Operating hours]]<>\"\",\"user defined\",INDEX(Table5[Hours],MATCH(Table1323[[#This Row],[Space Type]],Table5[Space Type],0))))),\"\")","v":""},null,{"$f":"IFERROR(INDEX(Table1[Rebate],MATCH(Table1323[[#This Row],[Lamp / Luminaire Category]]&Table1323[[#This Row],[Rebate Category]],Table1[PrescribedSource - Rebate ID],0)),\"\")","v":""},{"$f":"IFERROR(INDEX(Table1[Rebate Unit],MATCH(Table1323[[#This Row],[Lamp / Luminaire Category]]&Table1323[[#This Row],[Rebate Category]],Table1[PrescribedSource - Rebate ID],0)),\"\")","v":""},null,{"$f":"IFERROR(IF(Table1323[[#This Row],[Lamp / Luminaire Category]]=\"No eligible rebate\",\"no rebate\",INDEX(Table1[Retrofit W],MATCH(Table1323[[#This Row],[Lamp / Luminaire Category]]&Table1323[[#This Row],[Rebate Category]],Table1[PrescribedSource - Rebate ID],0))),\"\")","v":""},null,null,null,{"$f":"IFERROR(INDEX(Table1[Rebate],MATCH(Table1323[[#This Row],[Lamp / Luminaire Category]]&Table1323[[#This Row],[Rebate Category]],Table1[PrescribedSource - Rebate ID],0))*Table1323[[#This Row],[Quantity of luminaires]],0)","v":0},{"$f":"IF(OR(Table1323[[#This Row],[Automatic Controls?]]=\"Fixture integrated Occupancy / Daylight Harvesting sensor\",Table1323[[#This Row],[Automatic Controls?]]=\"Ceiling / wall mounted Occupancy / Daylight Harvesting sensor\",Table1323[[#This Row],[Automatic Controls?]]=\"Timer\"),45*Table1323[[#This Row],[Number of occupancy sensors]],\"\")","v":""},{"$f":"IFERROR(IF(Table1323[[#This Row],[Controls Rebate]]=\"\",0,Table1323[[#This Row],[Controls Rebate]])+Table1323[[#This Row],[Lighting Rebate]],\"\")","v":0},{"$f":"IFERROR(INDEX(Table1[Rebate Savings],MATCH(Table1323[[#This Row],[Lamp / Luminaire Category]]&Table1323[[#This Row],[Rebate Category]],Table1[PrescribedSource - Rebate ID],0))*Table1323[[#This Row],[Quantity of luminaires]]/1000,0)","v":0},{"$f":"IFERROR(Table1323[[#This Row],[Rebate kW Savings]]*IF(Table1323[[#This Row],[Assumed hours from space type]]=\"user defined\",Table1323[[#This Row],[Baseline Operating hours]],Table1323[[#This Row],[Assumed hours from space type]]),0)","v":0},{"$f":"IF(OR(Table1323[[#This Row],[Automatic Controls?]]=\"Fixture integrated occupancy sensor\",Table1323[[#This Row],[Automatic Controls?]]=\"Ceiling / wall mounted occupancy sensor\"),Table1323[[#This Row],[Quantity of luminaires]]*IF(Table1323[[#This Row],[Rebate Category]]<>\"\",INDEX(Table1[Retrofit W],MATCH(Table1323[[#This Row],[Rebate Category]],Table1[BC Hydro Rebate Category],0)),Table1323[[#This Row],[Retrofit W defined by user (no rebate)]])/1000*IF(Table1323[[#This Row],[Assumed hours from space type]]=\"user defined\",Table1323[[#This Row],[Baseline Operating hours]],Table1323[[#This Row],[Assumed hours from space type]])*0.2,0)","v":0},{"$f":"Table1323[[#This Row],[Rebate kWh savings]]+Table1323[[#This Row],[Controls Rebate kWh Savings]]","v":0},{"$f":"IFERROR(IF(Table1323[[#This Row],[Quantity of luminaires]]=\"\",\"\",IF(Table1323[[#This Row],[Lamp / Luminaire Category]]=\"No eligible rebate\",(Table1323[[#This Row],[Baseline W defined by user]]-Table1323[[#This Row],[Retrofit W defined by user (no rebate)]])*Table1323[[#This Row],[Quantity of luminaires]]/1000,(Table1323[[#This Row],[Assumed Baseline W by source]]-Table1323[[#This Row],[LED Luminaire W by rebate]])*Table1323[[#This Row],[Quantity of luminaires]]/1000)),0)","v":""},{"$f":"IFERROR(IF(Table1323[[#This Row],[Lamp / Luminaire Category]]=\"No eligible rebate\",Table1323[[#This Row],[Quantity of luminaires]]*(Table1323[[#This Row],[Baseline W defined by user]]-Table1323[[#This Row],[Retrofit W defined by user (no rebate)]])/1000*IF(Table1323[[#This Row],[Assumed hours from space type]]=\"user defined\",Table1323[[#This Row],[Baseline Operating hours]],Table1323[[#This Row],[Assumed hours from space type]])+Table1323[[#This Row],[Controls Rebate kWh Savings]],Table1323[[#This Row],[Quantity of luminaires]]*(INDEX(Table1[Actual Baseline W],MATCH(Table1323[[#This Row],[Lamp / Luminaire Category]]&Table1323[[#This Row],[Rebate Category]],Table1[PrescribedSource - Rebate ID],0))/1000-Table1323[[#This Row],[LED Luminaire W by rebate]]/1000)*IF(Table1323[[#This Row],[Assumed hours from space type]]=\"user defined\",Table1323[[#This Row],[Baseline Operating hours]],Table1323[[#This Row],[Assumed hours from space type]])+Table1323[[#This Row],[Controls Rebate kWh Savings]]),0)","v":0},{"$f":"IFERROR(IF(Table1323[[#This Row],[Rebate kW Savings]]=0,Table1323[[#This Row],[Demand Savings, kW]],INDEX(Table1[Actual Savings],MATCH(Table1323[[#This Row],[Lamp / Luminaire Category]]&Table1323[[#This Row],[Rebate Category]],Table1[PrescribedSource - Rebate ID],0))*Table1323[[#This Row],[Quantity of luminaires]]/1000),0)","v":""},{"$f":"IFERROR(Table1323[[#This Row],[BC Housing Site kW Savings]]*IF(Table1323[[#This Row],[Assumed hours from space type]]=\"user defined\",Table1323[[#This Row],[Baseline Operating hours]],Table1323[[#This Row],[Assumed hours from space type]])+Table1323[[#This Row],[Controls Rebate kWh Savings]],0)","v":0},{"$f":"IFERROR(IF(Table1323[[#This Row],[Lamp / Luminaire Category]]=\"No eligible rebate\",Table1323[[#This Row],[Lighting Technology]]&\" retrofit with no rebate\",Table1323[[#This Row],[Rebate Category]]),\"\")","v":0},{"$f":"IF(Table1323[[#This Row],[Lamp / Luminaire Category]]=\"No eligible rebate\",1,0)","v":0},{"$f":"IFERROR(IF(IF(Table1323[[#This Row],[Assumed hours from space type]]=\"user defined\",Table1323[[#This Row],[Baseline Operating hours]],Table1323[[#This Row],[Assumed hours from space type]])<3600,0,IF(AND(IF(Table1323[[#This Row],[Assumed hours from space type]]=\"user defined\",Table1323[[#This Row],[Baseline Operating hours]],Table1323[[#This Row],[Assumed hours from space type]])>=3600,OR(Table1323[[#This Row],[Automatic Controls?]]=\"None\",Table1323[[#This Row],[Automatic Controls?]]=\"\")),IF(Table1323[[#This Row],[Lamp / Luminaire Category]]=\"No eligible rebate\",Table1323[[#This Row],[Baseline W defined by user]]-Table1323[[#This Row],[Retrofit W defined by user (no rebate)]],Table1323[[#This Row],[Assumed Baseline W by source]]-Table1323[[#This Row],[LED Luminaire W by rebate]]),IF(AND(IF(Table1323[[#This Row],[Assumed hours from space type]]=\"user defined\",Table1323[[#This Row],[Baseline Operating hours]],Table1323[[#This Row],[Assumed hours from space type]])>=(3600/0.8),OR(Table1323[[#This Row],[Automatic Controls?]]=\"Fixture integrated occupancy sensor\",Table1323[[#This Row],[Automatic Controls?]]=\"Ceiling / wall mounted occupancy sensor\")),IF(Table1323[[#This Row],[Lamp / Luminaire Category]]=\"No eligible rebate\",(Table1323[[#This Row],[Baseline W defined by user]]-Table1323[[#This Row],[Retrofit W defined by user (no rebate)]]),Table1323[[#This Row],[Assumed Baseline W by source]]-Table1323[[#This Row],[LED Luminaire W by rebate]]),IF(AND(IF(Table1323[[#This Row],[Assumed hours from space type]]=\"user defined\",Table1323[[#This Row],[Baseline Operating hours]],Table1323[[#This Row],[Assumed hours from space type]])<(3600/0.8),OR(Table1323[[#This Row],[Automatic Controls?]]=\"Fixture integrated occupancy sensor\",Table1323[[#This Row],[Automatic Controls?]]=\"Ceiling / wall mounted occupancy sensor\")),IF(Table1323[[#This Row],[Lamp / Luminaire Category]]=\"No eligible rebate\",Table1323[[#This Row],[Baseline W defined by user]],Table1323[[#This Row],[Assumed Baseline W by source]])))))*Table1323[[#This Row],[Quantity of luminaires]]/1000,\"\")","v":""},{"$f":"Table1323[[#This Row],[LED lamp/luminaire retrofit part '#]]","v":0},{"$f":"IF(Table1323[[#This Row],[Rebate Unit]]=\"per lamp\",INDEX(Table1[Number of Lamps],MATCH(Table1323[[#This Row],[Lamp / Luminaire Category]]&Table1323[[#This Row],[Rebate Category]],Table1[PrescribedSource - Rebate ID],0)),1)*Table1323[[#This Row],[Quantity of luminaires]]","v":0},{"$f":"IFERROR(IF(Table1323[[#This Row],[Lamp / Luminaire Category]]=\"No eligible rebate\",\"no eligible rebate\",INDEX(Table1[BC Hydro xRM ECM],MATCH(Table1323[[#This Row],[Lamp / Luminaire Category]]&Table1323[[#This Row],[Rebate Category]],Table1[PrescribedSource - Rebate ID],0))),\"\")","v":""}]
[null,{"$f":"IF(Table1323[[#This Row],[Space Type]]=\"\",\"\",\"L-\"&ROW(279:279))","v":""},null,null,null,null,null,null,null,{"$f":"IFERROR(IF(Table1323[[#This Row],[Space Type]]=\"\",\"\",IF(Table1323[[#This Row],[Lamp / Luminaire Category]]=\"No eligible rebate\",\"\",IF(Table1323[[#This Row],[Rebate Category]]=\"\",\"select rebate\",INDEX(Table1[Actual Baseline W],MATCH(Table1323[[#This Row],[Lamp / Luminaire Category]]&Table1323[[#This Row],[Rebate Category]],Table1[PrescribedSource - Rebate ID],0))))),\"\")","v":""},{"$f":"IFERROR(IF(Table1323[[#This Row],[No]]=\"\",\"\",IF(Table1323[[#This Row],[Space Type]]=\"\",\"select Space Type\",IF(Table1323[[#This Row],[Baseline Operating hours]]<>\"\",\"user defined\",INDEX(Table5[Hours],MATCH(Table1323[[#This Row],[Space Type]],Table5[Space Type],0))))),\"\")","v":""},null,{"$f":"IFERROR(INDEX(Table1[Rebate],MATCH(Table1323[[#This Row],[Lamp / Luminaire Category]]&Table1323[[#This Row],[Rebate Category]],Table1[PrescribedSource - Rebate ID],0)),\"\")","v":""},{"$f":"IFERROR(INDEX(Table1[Rebate Unit],MATCH(Table1323[[#This Row],[Lamp / Luminaire Category]]&Table1323[[#This Row],[Rebate Category]],Table1[PrescribedSource - Rebate ID],0)),\"\")","v":""},null,{"$f":"IFERROR(IF(Table1323[[#This Row],[Lamp / Luminaire Category]]=\"No eligible rebate\",\"no rebate\",INDEX(Table1[Retrofit W],MATCH(Table1323[[#This Row],[Lamp / Luminaire Category]]&Table1323[[#This Row],[Rebate Category]],Table1[PrescribedSource - Rebate ID],0))),\"\")","v":""},null,null,null,{"$f":"IFERROR(INDEX(Table1[Rebate],MATCH(Table1323[[#This Row],[Lamp / Luminaire Category]]&Table1323[[#This Row],[Rebate Category]],Table1[PrescribedSource - Rebate ID],0))*Table1323[[#This Row],[Quantity of luminaires]],0)","v":0},{"$f":"IF(OR(Table1323[[#This Row],[Automatic Controls?]]=\"Fixture integrated Occupancy / Daylight Harvesting sensor\",Table1323[[#This Row],[Automatic Controls?]]=\"Ceiling / wall mounted Occupancy / Daylight Harvesting sensor\",Table1323[[#This Row],[Automatic Controls?]]=\"Timer\"),45*Table1323[[#This Row],[Number of occupancy sensors]],\"\")","v":""},{"$f":"IFERROR(IF(Table1323[[#This Row],[Controls Rebate]]=\"\",0,Table1323[[#This Row],[Controls Rebate]])+Table1323[[#This Row],[Lighting Rebate]],\"\")","v":0},{"$f":"IFERROR(INDEX(Table1[Rebate Savings],MATCH(Table1323[[#This Row],[Lamp / Luminaire Category]]&Table1323[[#This Row],[Rebate Category]],Table1[PrescribedSource - Rebate ID],0))*Table1323[[#This Row],[Quantity of luminaires]]/1000,0)","v":0},{"$f":"IFERROR(Table1323[[#This Row],[Rebate kW Savings]]*IF(Table1323[[#This Row],[Assumed hours from space type]]=\"user defined\",Table1323[[#This Row],[Baseline Operating hours]],Table1323[[#This Row],[Assumed hours from space type]]),0)","v":0},{"$f":"IF(OR(Table1323[[#This Row],[Automatic Controls?]]=\"Fixture integrated occupancy sensor\",Table1323[[#This Row],[Automatic Controls?]]=\"Ceiling / wall mounted occupancy sensor\"),Table1323[[#This Row],[Quantity of luminaires]]*IF(Table1323[[#This Row],[Rebate Category]]<>\"\",INDEX(Table1[Retrofit W],MATCH(Table1323[[#This Row],[Rebate Category]],Table1[BC Hydro Rebate Category],0)),Table1323[[#This Row],[Retrofit W defined by user (no rebate)]])/1000*IF(Table1323[[#This Row],[Assumed hours from space type]]=\"user defined\",Table1323[[#This Row],[Baseline Operating hours]],Table1323[[#This Row],[Assumed hours from space type]])*0.2,0)","v":0},{"$f":"Table1323[[#This Row],[Rebate kWh savings]]+Table1323[[#This Row],[Controls Rebate kWh Savings]]","v":0},{"$f":"IFERROR(IF(Table1323[[#This Row],[Quantity of luminaires]]=\"\",\"\",IF(Table1323[[#This Row],[Lamp / Luminaire Category]]=\"No eligible rebate\",(Table1323[[#This Row],[Baseline W defined by user]]-Table1323[[#This Row],[Retrofit W defined by user (no rebate)]])*Table1323[[#This Row],[Quantity of luminaires]]/1000,(Table1323[[#This Row],[Assumed Baseline W by source]]-Table1323[[#This Row],[LED Luminaire W by rebate]])*Table1323[[#This Row],[Quantity of luminaires]]/1000)),0)","v":""},{"$f":"IFERROR(IF(Table1323[[#This Row],[Lamp / Luminaire Category]]=\"No eligible rebate\",Table1323[[#This Row],[Quantity of luminaires]]*(Table1323[[#This Row],[Baseline W defined by user]]-Table1323[[#This Row],[Retrofit W defined by user (no rebate)]])/1000*IF(Table1323[[#This Row],[Assumed hours from space type]]=\"user defined\",Table1323[[#This Row],[Baseline Operating hours]],Table1323[[#This Row],[Assumed hours from space type]])+Table1323[[#This Row],[Controls Rebate kWh Savings]],Table1323[[#This Row],[Quantity of luminaires]]*(INDEX(Table1[Actual Baseline W],MATCH(Table1323[[#This Row],[Lamp / Luminaire Category]]&Table1323[[#This Row],[Rebate Category]],Table1[PrescribedSource - Rebate ID],0))/1000-Table1323[[#This Row],[LED Luminaire W by rebate]]/1000)*IF(Table1323[[#This Row],[Assumed hours from space type]]=\"user defined\",Table1323[[#This Row],[Baseline Operating hours]],Table1323[[#This Row],[Assumed hours from space type]])+Table1323[[#This Row],[Controls Rebate kWh Savings]]),0)","v":0},{"$f":"IFERROR(IF(Table1323[[#This Row],[Rebate kW Savings]]=0,Table1323[[#This Row],[Demand Savings, kW]],INDEX(Table1[Actual Savings],MATCH(Table1323[[#This Row],[Lamp / Luminaire Category]]&Table1323[[#This Row],[Rebate Category]],Table1[PrescribedSource - Rebate ID],0))*Table1323[[#This Row],[Quantity of luminaires]]/1000),0)","v":""},{"$f":"IFERROR(Table1323[[#This Row],[BC Housing Site kW Savings]]*IF(Table1323[[#This Row],[Assumed hours from space type]]=\"user defined\",Table1323[[#This Row],[Baseline Operating hours]],Table1323[[#This Row],[Assumed hours from space type]])+Table1323[[#This Row],[Controls Rebate kWh Savings]],0)","v":0},{"$f":"IFERROR(IF(Table1323[[#This Row],[Lamp / Luminaire Category]]=\"No eligible rebate\",Table1323[[#This Row],[Lighting Technology]]&\" retrofit with no rebate\",Table1323[[#This Row],[Rebate Category]]),\"\")","v":0},{"$f":"IF(Table1323[[#This Row],[Lamp / Luminaire Category]]=\"No eligible rebate\",1,0)","v":0},{"$f":"IFERROR(IF(IF(Table1323[[#This Row],[Assumed hours from space type]]=\"user defined\",Table1323[[#This Row],[Baseline Operating hours]],Table1323[[#This Row],[Assumed hours from space type]])<3600,0,IF(AND(IF(Table1323[[#This Row],[Assumed hours from space type]]=\"user defined\",Table1323[[#This Row],[Baseline Operating hours]],Table1323[[#This Row],[Assumed hours from space type]])>=3600,OR(Table1323[[#This Row],[Automatic Controls?]]=\"None\",Table1323[[#This Row],[Automatic Controls?]]=\"\")),IF(Table1323[[#This Row],[Lamp / Luminaire Category]]=\"No eligible rebate\",Table1323[[#This Row],[Baseline W defined by user]]-Table1323[[#This Row],[Retrofit W defined by user (no rebate)]],Table1323[[#This Row],[Assumed Baseline W by source]]-Table1323[[#This Row],[LED Luminaire W by rebate]]),IF(AND(IF(Table1323[[#This Row],[Assumed hours from space type]]=\"user defined\",Table1323[[#This Row],[Baseline Operating hours]],Table1323[[#This Row],[Assumed hours from space type]])>=(3600/0.8),OR(Table1323[[#This Row],[Automatic Controls?]]=\"Fixture integrated occupancy sensor\",Table1323[[#This Row],[Automatic Controls?]]=\"Ceiling / wall mounted occupancy sensor\")),IF(Table1323[[#This Row],[Lamp / Luminaire Category]]=\"No eligible rebate\",(Table1323[[#This Row],[Baseline W defined by user]]-Table1323[[#This Row],[Retrofit W defined by user (no rebate)]]),Table1323[[#This Row],[Assumed Baseline W by source]]-Table1323[[#This Row],[LED Luminaire W by rebate]]),IF(AND(IF(Table1323[[#This Row],[Assumed hours from space type]]=\"user defined\",Table1323[[#This Row],[Baseline Operating hours]],Table1323[[#This Row],[Assumed hours from space type]])<(3600/0.8),OR(Table1323[[#This Row],[Automatic Controls?]]=\"Fixture integrated occupancy sensor\",Table1323[[#This Row],[Automatic Controls?]]=\"Ceiling / wall mounted occupancy sensor\")),IF(Table1323[[#This Row],[Lamp / Luminaire Category]]=\"No eligible rebate\",Table1323[[#This Row],[Baseline W defined by user]],Table1323[[#This Row],[Assumed Baseline W by source]])))))*Table1323[[#This Row],[Quantity of luminaires]]/1000,\"\")","v":""},{"$f":"Table1323[[#This Row],[LED lamp/luminaire retrofit part '#]]","v":0},{"$f":"IF(Table1323[[#This Row],[Rebate Unit]]=\"per lamp\",INDEX(Table1[Number of Lamps],MATCH(Table1323[[#This Row],[Lamp / Luminaire Category]]&Table1323[[#This Row],[Rebate Category]],Table1[PrescribedSource - Rebate ID],0)),1)*Table1323[[#This Row],[Quantity of luminaires]]","v":0},{"$f":"IFERROR(IF(Table1323[[#This Row],[Lamp / Luminaire Category]]=\"No eligible rebate\",\"no eligible rebate\",INDEX(Table1[BC Hydro xRM ECM],MATCH(Table1323[[#This Row],[Lamp / Luminaire Category]]&Table1323[[#This Row],[Rebate Category]],Table1[PrescribedSource - Rebate ID],0))),\"\")","v":""}]
[null,{"$f":"IF(Table1323[[#This Row],[Space Type]]=\"\",\"\",\"L-\"&ROW(280:280))","v":""},null,null,null,null,null,null,null,{"$f":"IFERROR(IF(Table1323[[#This Row],[Space Type]]=\"\",\"\",IF(Table1323[[#This Row],[Lamp / Luminaire Category]]=\"No eligible rebate\",\"\",IF(Table1323[[#This Row],[Rebate Category]]=\"\",\"select rebate\",INDEX(Table1[Actual Baseline W],MATCH(Table1323[[#This Row],[Lamp / Luminaire Category]]&Table1323[[#This Row],[Rebate Category]],Table1[PrescribedSource - Rebate ID],0))))),\"\")","v":""},{"$f":"IFERROR(IF(Table1323[[#This Row],[No]]=\"\",\"\",IF(Table1323[[#This Row],[Space Type]]=\"\",\"select Space Type\",IF(Table1323[[#This Row],[Baseline Operating hours]]<>\"\",\"user defined\",INDEX(Table5[Hours],MATCH(Table1323[[#This Row],[Space Type]],Table5[Space Type],0))))),\"\")","v":""},null,{"$f":"IFERROR(INDEX(Table1[Rebate],MATCH(Table1323[[#This Row],[Lamp / Luminaire Category]]&Table1323[[#This Row],[Rebate Category]],Table1[PrescribedSource - Rebate ID],0)),\"\")","v":""},{"$f":"IFERROR(INDEX(Table1[Rebate Unit],MATCH(Table1323[[#This Row],[Lamp / Luminaire Category]]&Table1323[[#This Row],[Rebate Category]],Table1[PrescribedSource - Rebate ID],0)),\"\")","v":""},null,{"$f":"IFERROR(IF(Table1323[[#This Row],[Lamp / Luminaire Category]]=\"No eligible rebate\",\"no rebate\",INDEX(Table1[Retrofit W],MATCH(Table1323[[#This Row],[Lamp / Luminaire Category]]&Table1323[[#This Row],[Rebate Category]],Table1[PrescribedSource - Rebate ID],0))),\"\")","v":""},null,null,null,{"$f":"IFERROR(INDEX(Table1[Rebate],MATCH(Table1323[[#This Row],[Lamp / Luminaire Category]]&Table1323[[#This Row],[Rebate Category]],Table1[PrescribedSource - Rebate ID],0))*Table1323[[#This Row],[Quantity of luminaires]],0)","v":0},{"$f":"IF(OR(Table1323[[#This Row],[Automatic Controls?]]=\"Fixture integrated Occupancy / Daylight Harvesting sensor\",Table1323[[#This Row],[Automatic Controls?]]=\"Ceiling / wall mounted Occupancy / Daylight Harvesting sensor\",Table1323[[#This Row],[Automatic Controls?]]=\"Timer\"),45*Table1323[[#This Row],[Number of occupancy sensors]],\"\")","v":""},{"$f":"IFERROR(IF(Table1323[[#This Row],[Controls Rebate]]=\"\",0,Table1323[[#This Row],[Controls Rebate]])+Table1323[[#This Row],[Lighting Rebate]],\"\")","v":0},{"$f":"IFERROR(INDEX(Table1[Rebate Savings],MATCH(Table1323[[#This Row],[Lamp / Luminaire Category]]&Table1323[[#This Row],[Rebate Category]],Table1[PrescribedSource - Rebate ID],0))*Table1323[[#This Row],[Quantity of luminaires]]/1000,0)","v":0},{"$f":"IFERROR(Table1323[[#This Row],[Rebate kW Savings]]*IF(Table1323[[#This Row],[Assumed hours from space type]]=\"user defined\",Table1323[[#This Row],[Baseline Operating hours]],Table1323[[#This Row],[Assumed hours from space type]]),0)","v":0},{"$f":"IF(OR(Table1323[[#This Row],[Automatic Controls?]]=\"Fixture integrated occupancy sensor\",Table1323[[#This Row],[Automatic Controls?]]=\"Ceiling / wall mounted occupancy sensor\"),Table1323[[#This Row],[Quantity of luminaires]]*IF(Table1323[[#This Row],[Rebate Category]]<>\"\",INDEX(Table1[Retrofit W],MATCH(Table1323[[#This Row],[Rebate Category]],Table1[BC Hydro Rebate Category],0)),Table1323[[#This Row],[Retrofit W defined by user (no rebate)]])/1000*IF(Table1323[[#This Row],[Assumed hours from space type]]=\"user defined\",Table1323[[#This Row],[Baseline Operating hours]],Table1323[[#This Row],[Assumed hours from space type]])*0.2,0)","v":0},{"$f":"Table1323[[#This Row],[Rebate kWh savings]]+Table1323[[#This Row],[Controls Rebate kWh Savings]]","v":0},{"$f":"IFERROR(IF(Table1323[[#This Row],[Quantity of luminaires]]=\"\",\"\",IF(Table1323[[#This Row],[Lamp / Luminaire Category]]=\"No eligible rebate\",(Table1323[[#This Row],[Baseline W defined by user]]-Table1323[[#This Row],[Retrofit W defined by user (no rebate)]])*Table1323[[#This Row],[Quantity of luminaires]]/1000,(Table1323[[#This Row],[Assumed Baseline W by source]]-Table1323[[#This Row],[LED Luminaire W by rebate]])*Table1323[[#This Row],[Quantity of luminaires]]/1000)),0)","v":""},{"$f":"IFERROR(IF(Table1323[[#This Row],[Lamp / Luminaire Category]]=\"No eligible rebate\",Table1323[[#This Row],[Quantity of luminaires]]*(Table1323[[#This Row],[Baseline W defined by user]]-Table1323[[#This Row],[Retrofit W defined by user (no rebate)]])/1000*IF(Table1323[[#This Row],[Assumed hours from space type]]=\"user defined\",Table1323[[#This Row],[Baseline Operating hours]],Table1323[[#This Row],[Assumed hours from space type]])+Table1323[[#This Row],[Controls Rebate kWh Savings]],Table1323[[#This Row],[Quantity of luminaires]]*(INDEX(Table1[Actual Baseline W],MATCH(Table1323[[#This Row],[Lamp / Luminaire Category]]&Table1323[[#This Row],[Rebate Category]],Table1[PrescribedSource - Rebate ID],0))/1000-Table1323[[#This Row],[LED Luminaire W by rebate]]/1000)*IF(Table1323[[#This Row],[Assumed hours from space type]]=\"user defined\",Table1323[[#This Row],[Baseline Operating hours]],Table1323[[#This Row],[Assumed hours from space type]])+Table1323[[#This Row],[Controls Rebate kWh Savings]]),0)","v":0},{"$f":"IFERROR(IF(Table1323[[#This Row],[Rebate kW Savings]]=0,Table1323[[#This Row],[Demand Savings, kW]],INDEX(Table1[Actual Savings],MATCH(Table1323[[#This Row],[Lamp / Luminaire Category]]&Table1323[[#This Row],[Rebate Category]],Table1[PrescribedSource - Rebate ID],0))*Table1323[[#This Row],[Quantity of luminaires]]/1000),0)","v":""},{"$f":"IFERROR(Table1323[[#This Row],[BC Housing Site kW Savings]]*IF(Table1323[[#This Row],[Assumed hours from space type]]=\"user defined\",Table1323[[#This Row],[Baseline Operating hours]],Table1323[[#This Row],[Assumed hours from space type]])+Table1323[[#This Row],[Controls Rebate kWh Savings]],0)","v":0},{"$f":"IFERROR(IF(Table1323[[#This Row],[Lamp / Luminaire Category]]=\"No eligible rebate\",Table1323[[#This Row],[Lighting Technology]]&\" retrofit with no rebate\",Table1323[[#This Row],[Rebate Category]]),\"\")","v":0},{"$f":"IF(Table1323[[#This Row],[Lamp / Luminaire Category]]=\"No eligible rebate\",1,0)","v":0},{"$f":"IFERROR(IF(IF(Table1323[[#This Row],[Assumed hours from space type]]=\"user defined\",Table1323[[#This Row],[Baseline Operating hours]],Table1323[[#This Row],[Assumed hours from space type]])<3600,0,IF(AND(IF(Table1323[[#This Row],[Assumed hours from space type]]=\"user defined\",Table1323[[#This Row],[Baseline Operating hours]],Table1323[[#This Row],[Assumed hours from space type]])>=3600,OR(Table1323[[#This Row],[Automatic Controls?]]=\"None\",Table1323[[#This Row],[Automatic Controls?]]=\"\")),IF(Table1323[[#This Row],[Lamp / Luminaire Category]]=\"No eligible rebate\",Table1323[[#This Row],[Baseline W defined by user]]-Table1323[[#This Row],[Retrofit W defined by user (no rebate)]],Table1323[[#This Row],[Assumed Baseline W by source]]-Table1323[[#This Row],[LED Luminaire W by rebate]]),IF(AND(IF(Table1323[[#This Row],[Assumed hours from space type]]=\"user defined\",Table1323[[#This Row],[Baseline Operating hours]],Table1323[[#This Row],[Assumed hours from space type]])>=(3600/0.8),OR(Table1323[[#This Row],[Automatic Controls?]]=\"Fixture integrated occupancy sensor\",Table1323[[#This Row],[Automatic Controls?]]=\"Ceiling / wall mounted occupancy sensor\")),IF(Table1323[[#This Row],[Lamp / Luminaire Category]]=\"No eligible rebate\",(Table1323[[#This Row],[Baseline W defined by user]]-Table1323[[#This Row],[Retrofit W defined by user (no rebate)]]),Table1323[[#This Row],[Assumed Baseline W by source]]-Table1323[[#This Row],[LED Luminaire W by rebate]]),IF(AND(IF(Table1323[[#This Row],[Assumed hours from space type]]=\"user defined\",Table1323[[#This Row],[Baseline Operating hours]],Table1323[[#This Row],[Assumed hours from space type]])<(3600/0.8),OR(Table1323[[#This Row],[Automatic Controls?]]=\"Fixture integrated occupancy sensor\",Table1323[[#This Row],[Automatic Controls?]]=\"Ceiling / wall mounted occupancy sensor\")),IF(Table1323[[#This Row],[Lamp / Luminaire Category]]=\"No eligible rebate\",Table1323[[#This Row],[Baseline W defined by user]],Table1323[[#This Row],[Assumed Baseline W by source]])))))*Table1323[[#This Row],[Quantity of luminaires]]/1000,\"\")","v":""},{"$f":"Table1323[[#This Row],[LED lamp/luminaire retrofit part '#]]","v":0},{"$f":"IF(Table1323[[#This Row],[Rebate Unit]]=\"per lamp\",INDEX(Table1[Number of Lamps],MATCH(Table1323[[#This Row],[Lamp / Luminaire Category]]&Table1323[[#This Row],[Rebate Category]],Table1[PrescribedSource - Rebate ID],0)),1)*Table1323[[#This Row],[Quantity of luminaires]]","v":0},{"$f":"IFERROR(IF(Table1323[[#This Row],[Lamp / Luminaire Category]]=\"No eligible rebate\",\"no eligible rebate\",INDEX(Table1[BC Hydro xRM ECM],MATCH(Table1323[[#This Row],[Lamp / Luminaire Category]]&Table1323[[#This Row],[Rebate Category]],Table1[PrescribedSource - Rebate ID],0))),\"\")","v":""}]
[null,{"$f":"IF(Table1323[[#This Row],[Space Type]]=\"\",\"\",\"L-\"&ROW(281:281))","v":""},null,null,null,null,null,null,null,{"$f":"IFERROR(IF(Table1323[[#This Row],[Space Type]]=\"\",\"\",IF(Table1323[[#This Row],[Lamp / Luminaire Category]]=\"No eligible rebate\",\"\",IF(Table1323[[#This Row],[Rebate Category]]=\"\",\"select rebate\",INDEX(Table1[Actual Baseline W],MATCH(Table1323[[#This Row],[Lamp / Luminaire Category]]&Table1323[[#This Row],[Rebate Category]],Table1[PrescribedSource - Rebate ID],0))))),\"\")","v":""},{"$f":"IFERROR(IF(Table1323[[#This Row],[No]]=\"\",\"\",IF(Table1323[[#This Row],[Space Type]]=\"\",\"select Space Type\",IF(Table1323[[#This Row],[Baseline Operating hours]]<>\"\",\"user defined\",INDEX(Table5[Hours],MATCH(Table1323[[#This Row],[Space Type]],Table5[Space Type],0))))),\"\")","v":""},null,{"$f":"IFERROR(INDEX(Table1[Rebate],MATCH(Table1323[[#This Row],[Lamp / Luminaire Category]]&Table1323[[#This Row],[Rebate Category]],Table1[PrescribedSource - Rebate ID],0)),\"\")","v":""},{"$f":"IFERROR(INDEX(Table1[Rebate Unit],MATCH(Table1323[[#This Row],[Lamp / Luminaire Category]]&Table1323[[#This Row],[Rebate Category]],Table1[PrescribedSource - Rebate ID],0)),\"\")","v":""},null,{"$f":"IFERROR(IF(Table1323[[#This Row],[Lamp / Luminaire Category]]=\"No eligible rebate\",\"no rebate\",INDEX(Table1[Retrofit W],MATCH(Table1323[[#This Row],[Lamp / Luminaire Category]]&Table1323[[#This Row],[Rebate Category]],Table1[PrescribedSource - Rebate ID],0))),\"\")","v":""},null,null,null,{"$f":"IFERROR(INDEX(Table1[Rebate],MATCH(Table1323[[#This Row],[Lamp / Luminaire Category]]&Table1323[[#This Row],[Rebate Category]],Table1[PrescribedSource - Rebate ID],0))*Table1323[[#This Row],[Quantity of luminaires]],0)","v":0},{"$f":"IF(OR(Table1323[[#This Row],[Automatic Controls?]]=\"Fixture integrated Occupancy / Daylight Harvesting sensor\",Table1323[[#This Row],[Automatic Controls?]]=\"Ceiling / wall mounted Occupancy / Daylight Harvesting sensor\",Table1323[[#This Row],[Automatic Controls?]]=\"Timer\"),45*Table1323[[#This Row],[Number of occupancy sensors]],\"\")","v":""},{"$f":"IFERROR(IF(Table1323[[#This Row],[Controls Rebate]]=\"\",0,Table1323[[#This Row],[Controls Rebate]])+Table1323[[#This Row],[Lighting Rebate]],\"\")","v":0},{"$f":"IFERROR(INDEX(Table1[Rebate Savings],MATCH(Table1323[[#This Row],[Lamp / Luminaire Category]]&Table1323[[#This Row],[Rebate Category]],Table1[PrescribedSource - Rebate ID],0))*Table1323[[#This Row],[Quantity of luminaires]]/1000,0)","v":0},{"$f":"IFERROR(Table1323[[#This Row],[Rebate kW Savings]]*IF(Table1323[[#This Row],[Assumed hours from space type]]=\"user defined\",Table1323[[#This Row],[Baseline Operating hours]],Table1323[[#This Row],[Assumed hours from space type]]),0)","v":0},{"$f":"IF(OR(Table1323[[#This Row],[Automatic Controls?]]=\"Fixture integrated occupancy sensor\",Table1323[[#This Row],[Automatic Controls?]]=\"Ceiling / wall mounted occupancy sensor\"),Table1323[[#This Row],[Quantity of luminaires]]*IF(Table1323[[#This Row],[Rebate Category]]<>\"\",INDEX(Table1[Retrofit W],MATCH(Table1323[[#This Row],[Rebate Category]],Table1[BC Hydro Rebate Category],0)),Table1323[[#This Row],[Retrofit W defined by user (no rebate)]])/1000*IF(Table1323[[#This Row],[Assumed hours from space type]]=\"user defined\",Table1323[[#This Row],[Baseline Operating hours]],Table1323[[#This Row],[Assumed hours from space type]])*0.2,0)","v":0},{"$f":"Table1323[[#This Row],[Rebate kWh savings]]+Table1323[[#This Row],[Controls Rebate kWh Savings]]","v":0},{"$f":"IFERROR(IF(Table1323[[#This Row],[Quantity of luminaires]]=\"\",\"\",IF(Table1323[[#This Row],[Lamp / Luminaire Category]]=\"No eligible rebate\",(Table1323[[#This Row],[Baseline W defined by user]]-Table1323[[#This Row],[Retrofit W defined by user (no rebate)]])*Table1323[[#This Row],[Quantity of luminaires]]/1000,(Table1323[[#This Row],[Assumed Baseline W by source]]-Table1323[[#This Row],[LED Luminaire W by rebate]])*Table1323[[#This Row],[Quantity of luminaires]]/1000)),0)","v":""},{"$f":"IFERROR(IF(Table1323[[#This Row],[Lamp / Luminaire Category]]=\"No eligible rebate\",Table1323[[#This Row],[Quantity of luminaires]]*(Table1323[[#This Row],[Baseline W defined by user]]-Table1323[[#This Row],[Retrofit W defined by user (no rebate)]])/1000*IF(Table1323[[#This Row],[Assumed hours from space type]]=\"user defined\",Table1323[[#This Row],[Baseline Operating hours]],Table1323[[#This Row],[Assumed hours from space type]])+Table1323[[#This Row],[Controls Rebate kWh Savings]],Table1323[[#This Row],[Quantity of luminaires]]*(INDEX(Table1[Actual Baseline W],MATCH(Table1323[[#This Row],[Lamp / Luminaire Category]]&Table1323[[#This Row],[Rebate Category]],Table1[PrescribedSource - Rebate ID],0))/1000-Table1323[[#This Row],[LED Luminaire W by rebate]]/1000)*IF(Table1323[[#This Row],[Assumed hours from space type]]=\"user defined\",Table1323[[#This Row],[Baseline Operating hours]],Table1323[[#This Row],[Assumed hours from space type]])+Table1323[[#This Row],[Controls Rebate kWh Savings]]),0)","v":0},{"$f":"IFERROR(IF(Table1323[[#This Row],[Rebate kW Savings]]=0,Table1323[[#This Row],[Demand Savings, kW]],INDEX(Table1[Actual Savings],MATCH(Table1323[[#This Row],[Lamp / Luminaire Category]]&Table1323[[#This Row],[Rebate Category]],Table1[PrescribedSource - Rebate ID],0))*Table1323[[#This Row],[Quantity of luminaires]]/1000),0)","v":""},{"$f":"IFERROR(Table1323[[#This Row],[BC Housing Site kW Savings]]*IF(Table1323[[#This Row],[Assumed hours from space type]]=\"user defined\",Table1323[[#This Row],[Baseline Operating hours]],Table1323[[#This Row],[Assumed hours from space type]])+Table1323[[#This Row],[Controls Rebate kWh Savings]],0)","v":0},{"$f":"IFERROR(IF(Table1323[[#This Row],[Lamp / Luminaire Category]]=\"No eligible rebate\",Table1323[[#This Row],[Lighting Technology]]&\" retrofit with no rebate\",Table1323[[#This Row],[Rebate Category]]),\"\")","v":0},{"$f":"IF(Table1323[[#This Row],[Lamp / Luminaire Category]]=\"No eligible rebate\",1,0)","v":0},{"$f":"IFERROR(IF(IF(Table1323[[#This Row],[Assumed hours from space type]]=\"user defined\",Table1323[[#This Row],[Baseline Operating hours]],Table1323[[#This Row],[Assumed hours from space type]])<3600,0,IF(AND(IF(Table1323[[#This Row],[Assumed hours from space type]]=\"user defined\",Table1323[[#This Row],[Baseline Operating hours]],Table1323[[#This Row],[Assumed hours from space type]])>=3600,OR(Table1323[[#This Row],[Automatic Controls?]]=\"None\",Table1323[[#This Row],[Automatic Controls?]]=\"\")),IF(Table1323[[#This Row],[Lamp / Luminaire Category]]=\"No eligible rebate\",Table1323[[#This Row],[Baseline W defined by user]]-Table1323[[#This Row],[Retrofit W defined by user (no rebate)]],Table1323[[#This Row],[Assumed Baseline W by source]]-Table1323[[#This Row],[LED Luminaire W by rebate]]),IF(AND(IF(Table1323[[#This Row],[Assumed hours from space type]]=\"user defined\",Table1323[[#This Row],[Baseline Operating hours]],Table1323[[#This Row],[Assumed hours from space type]])>=(3600/0.8),OR(Table1323[[#This Row],[Automatic Controls?]]=\"Fixture integrated occupancy sensor\",Table1323[[#This Row],[Automatic Controls?]]=\"Ceiling / wall mounted occupancy sensor\")),IF(Table1323[[#This Row],[Lamp / Luminaire Category]]=\"No eligible rebate\",(Table1323[[#This Row],[Baseline W defined by user]]-Table1323[[#This Row],[Retrofit W defined by user (no rebate)]]),Table1323[[#This Row],[Assumed Baseline W by source]]-Table1323[[#This Row],[LED Luminaire W by rebate]]),IF(AND(IF(Table1323[[#This Row],[Assumed hours from space type]]=\"user defined\",Table1323[[#This Row],[Baseline Operating hours]],Table1323[[#This Row],[Assumed hours from space type]])<(3600/0.8),OR(Table1323[[#This Row],[Automatic Controls?]]=\"Fixture integrated occupancy sensor\",Table1323[[#This Row],[Automatic Controls?]]=\"Ceiling / wall mounted occupancy sensor\")),IF(Table1323[[#This Row],[Lamp / Luminaire Category]]=\"No eligible rebate\",Table1323[[#This Row],[Baseline W defined by user]],Table1323[[#This Row],[Assumed Baseline W by source]])))))*Table1323[[#This Row],[Quantity of luminaires]]/1000,\"\")","v":""},{"$f":"Table1323[[#This Row],[LED lamp/luminaire retrofit part '#]]","v":0},{"$f":"IF(Table1323[[#This Row],[Rebate Unit]]=\"per lamp\",INDEX(Table1[Number of Lamps],MATCH(Table1323[[#This Row],[Lamp / Luminaire Category]]&Table1323[[#This Row],[Rebate Category]],Table1[PrescribedSource - Rebate ID],0)),1)*Table1323[[#This Row],[Quantity of luminaires]]","v":0},{"$f":"IFERROR(IF(Table1323[[#This Row],[Lamp / Luminaire Category]]=\"No eligible rebate\",\"no eligible rebate\",INDEX(Table1[BC Hydro xRM ECM],MATCH(Table1323[[#This Row],[Lamp / Luminaire Category]]&Table1323[[#This Row],[Rebate Category]],Table1[PrescribedSource - Rebate ID],0))),\"\")","v":""}]
[null,{"$f":"IF(Table1323[[#This Row],[Space Type]]=\"\",\"\",\"L-\"&ROW(282:282))","v":""},null,null,null,null,null,null,null,{"$f":"IFERROR(IF(Table1323[[#This Row],[Space Type]]=\"\",\"\",IF(Table1323[[#This Row],[Lamp / Luminaire Category]]=\"No eligible rebate\",\"\",IF(Table1323[[#This Row],[Rebate Category]]=\"\",\"select rebate\",INDEX(Table1[Actual Baseline W],MATCH(Table1323[[#This Row],[Lamp / Luminaire Category]]&Table1323[[#This Row],[Rebate Category]],Table1[PrescribedSource - Rebate ID],0))))),\"\")","v":""},{"$f":"IFERROR(IF(Table1323[[#This Row],[No]]=\"\",\"\",IF(Table1323[[#This Row],[Space Type]]=\"\",\"select Space Type\",IF(Table1323[[#This Row],[Baseline Operating hours]]<>\"\",\"user defined\",INDEX(Table5[Hours],MATCH(Table1323[[#This Row],[Space Type]],Table5[Space Type],0))))),\"\")","v":""},null,{"$f":"IFERROR(INDEX(Table1[Rebate],MATCH(Table1323[[#This Row],[Lamp / Luminaire Category]]&Table1323[[#This Row],[Rebate Category]],Table1[PrescribedSource - Rebate ID],0)),\"\")","v":""},{"$f":"IFERROR(INDEX(Table1[Rebate Unit],MATCH(Table1323[[#This Row],[Lamp / Luminaire Category]]&Table1323[[#This Row],[Rebate Category]],Table1[PrescribedSource - Rebate ID],0)),\"\")","v":""},null,{"$f":"IFERROR(IF(Table1323[[#This Row],[Lamp / Luminaire Category]]=\"No eligible rebate\",\"no rebate\",INDEX(Table1[Retrofit W],MATCH(Table1323[[#This Row],[Lamp / Luminaire Category]]&Table1323[[#This Row],[Rebate Category]],Table1[PrescribedSource - Rebate ID],0))),\"\")","v":""},null,null,null,{"$f":"IFERROR(INDEX(Table1[Rebate],MATCH(Table1323[[#This Row],[Lamp / Luminaire Category]]&Table1323[[#This Row],[Rebate Category]],Table1[PrescribedSource - Rebate ID],0))*Table1323[[#This Row],[Quantity of luminaires]],0)","v":0},{"$f":"IF(OR(Table1323[[#This Row],[Automatic Controls?]]=\"Fixture integrated Occupancy / Daylight Harvesting sensor\",Table1323[[#This Row],[Automatic Controls?]]=\"Ceiling / wall mounted Occupancy / Daylight Harvesting sensor\",Table1323[[#This Row],[Automatic Controls?]]=\"Timer\"),45*Table1323[[#This Row],[Number of occupancy sensors]],\"\")","v":""},{"$f":"IFERROR(IF(Table1323[[#This Row],[Controls Rebate]]=\"\",0,Table1323[[#This Row],[Controls Rebate]])+Table1323[[#This Row],[Lighting Rebate]],\"\")","v":0},{"$f":"IFERROR(INDEX(Table1[Rebate Savings],MATCH(Table1323[[#This Row],[Lamp / Luminaire Category]]&Table1323[[#This Row],[Rebate Category]],Table1[PrescribedSource - Rebate ID],0))*Table1323[[#This Row],[Quantity of luminaires]]/1000,0)","v":0},{"$f":"IFERROR(Table1323[[#This Row],[Rebate kW Savings]]*IF(Table1323[[#This Row],[Assumed hours from space type]]=\"user defined\",Table1323[[#This Row],[Baseline Operating hours]],Table1323[[#This Row],[Assumed hours from space type]]),0)","v":0},{"$f":"IF(OR(Table1323[[#This Row],[Automatic Controls?]]=\"Fixture integrated occupancy sensor\",Table1323[[#This Row],[Automatic Controls?]]=\"Ceiling / wall mounted occupancy sensor\"),Table1323[[#This Row],[Quantity of luminaires]]*IF(Table1323[[#This Row],[Rebate Category]]<>\"\",INDEX(Table1[Retrofit W],MATCH(Table1323[[#This Row],[Rebate Category]],Table1[BC Hydro Rebate Category],0)),Table1323[[#This Row],[Retrofit W defined by user (no rebate)]])/1000*IF(Table1323[[#This Row],[Assumed hours from space type]]=\"user defined\",Table1323[[#This Row],[Baseline Operating hours]],Table1323[[#This Row],[Assumed hours from space type]])*0.2,0)","v":0},{"$f":"Table1323[[#This Row],[Rebate kWh savings]]+Table1323[[#This Row],[Controls Rebate kWh Savings]]","v":0},{"$f":"IFERROR(IF(Table1323[[#This Row],[Quantity of luminaires]]=\"\",\"\",IF(Table1323[[#This Row],[Lamp / Luminaire Category]]=\"No eligible rebate\",(Table1323[[#This Row],[Baseline W defined by user]]-Table1323[[#This Row],[Retrofit W defined by user (no rebate)]])*Table1323[[#This Row],[Quantity of luminaires]]/1000,(Table1323[[#This Row],[Assumed Baseline W by source]]-Table1323[[#This Row],[LED Luminaire W by rebate]])*Table1323[[#This Row],[Quantity of luminaires]]/1000)),0)","v":""},{"$f":"IFERROR(IF(Table1323[[#This Row],[Lamp / Luminaire Category]]=\"No eligible rebate\",Table1323[[#This Row],[Quantity of luminaires]]*(Table1323[[#This Row],[Baseline W defined by user]]-Table1323[[#This Row],[Retrofit W defined by user (no rebate)]])/1000*IF(Table1323[[#This Row],[Assumed hours from space type]]=\"user defined\",Table1323[[#This Row],[Baseline Operating hours]],Table1323[[#This Row],[Assumed hours from space type]])+Table1323[[#This Row],[Controls Rebate kWh Savings]],Table1323[[#This Row],[Quantity of luminaires]]*(INDEX(Table1[Actual Baseline W],MATCH(Table1323[[#This Row],[Lamp / Luminaire Category]]&Table1323[[#This Row],[Rebate Category]],Table1[PrescribedSource - Rebate ID],0))/1000-Table1323[[#This Row],[LED Luminaire W by rebate]]/1000)*IF(Table1323[[#This Row],[Assumed hours from space type]]=\"user defined\",Table1323[[#This Row],[Baseline Operating hours]],Table1323[[#This Row],[Assumed hours from space type]])+Table1323[[#This Row],[Controls Rebate kWh Savings]]),0)","v":0},{"$f":"IFERROR(IF(Table1323[[#This Row],[Rebate kW Savings]]=0,Table1323[[#This Row],[Demand Savings, kW]],INDEX(Table1[Actual Savings],MATCH(Table1323[[#This Row],[Lamp / Luminaire Category]]&Table1323[[#This Row],[Rebate Category]],Table1[PrescribedSource - Rebate ID],0))*Table1323[[#This Row],[Quantity of luminaires]]/1000),0)","v":""},{"$f":"IFERROR(Table1323[[#This Row],[BC Housing Site kW Savings]]*IF(Table1323[[#This Row],[Assumed hours from space type]]=\"user defined\",Table1323[[#This Row],[Baseline Operating hours]],Table1323[[#This Row],[Assumed hours from space type]])+Table1323[[#This Row],[Controls Rebate kWh Savings]],0)","v":0},{"$f":"IFERROR(IF(Table1323[[#This Row],[Lamp / Luminaire Category]]=\"No eligible rebate\",Table1323[[#This Row],[Lighting Technology]]&\" retrofit with no rebate\",Table1323[[#This Row],[Rebate Category]]),\"\")","v":0},{"$f":"IF(Table1323[[#This Row],[Lamp / Luminaire Category]]=\"No eligible rebate\",1,0)","v":0},{"$f":"IFERROR(IF(IF(Table1323[[#This Row],[Assumed hours from space type]]=\"user defined\",Table1323[[#This Row],[Baseline Operating hours]],Table1323[[#This Row],[Assumed hours from space type]])<3600,0,IF(AND(IF(Table1323[[#This Row],[Assumed hours from space type]]=\"user defined\",Table1323[[#This Row],[Baseline Operating hours]],Table1323[[#This Row],[Assumed hours from space type]])>=3600,OR(Table1323[[#This Row],[Automatic Controls?]]=\"None\",Table1323[[#This Row],[Automatic Controls?]]=\"\")),IF(Table1323[[#This Row],[Lamp / Luminaire Category]]=\"No eligible rebate\",Table1323[[#This Row],[Baseline W defined by user]]-Table1323[[#This Row],[Retrofit W defined by user (no rebate)]],Table1323[[#This Row],[Assumed Baseline W by source]]-Table1323[[#This Row],[LED Luminaire W by rebate]]),IF(AND(IF(Table1323[[#This Row],[Assumed hours from space type]]=\"user defined\",Table1323[[#This Row],[Baseline Operating hours]],Table1323[[#This Row],[Assumed hours from space type]])>=(3600/0.8),OR(Table1323[[#This Row],[Automatic Controls?]]=\"Fixture integrated occupancy sensor\",Table1323[[#This Row],[Automatic Controls?]]=\"Ceiling / wall mounted occupancy sensor\")),IF(Table1323[[#This Row],[Lamp / Luminaire Category]]=\"No eligible rebate\",(Table1323[[#This Row],[Baseline W defined by user]]-Table1323[[#This Row],[Retrofit W defined by user (no rebate)]]),Table1323[[#This Row],[Assumed Baseline W by source]]-Table1323[[#This Row],[LED Luminaire W by rebate]]),IF(AND(IF(Table1323[[#This Row],[Assumed hours from space type]]=\"user defined\",Table1323[[#This Row],[Baseline Operating hours]],Table1323[[#This Row],[Assumed hours from space type]])<(3600/0.8),OR(Table1323[[#This Row],[Automatic Controls?]]=\"Fixture integrated occupancy sensor\",Table1323[[#This Row],[Automatic Controls?]]=\"Ceiling / wall mounted occupancy sensor\")),IF(Table1323[[#This Row],[Lamp / Luminaire Category]]=\"No eligible rebate\",Table1323[[#This Row],[Baseline W defined by user]],Table1323[[#This Row],[Assumed Baseline W by source]])))))*Table1323[[#This Row],[Quantity of luminaires]]/1000,\"\")","v":""},{"$f":"Table1323[[#This Row],[LED lamp/luminaire retrofit part '#]]","v":0},{"$f":"IF(Table1323[[#This Row],[Rebate Unit]]=\"per lamp\",INDEX(Table1[Number of Lamps],MATCH(Table1323[[#This Row],[Lamp / Luminaire Category]]&Table1323[[#This Row],[Rebate Category]],Table1[PrescribedSource - Rebate ID],0)),1)*Table1323[[#This Row],[Quantity of luminaires]]","v":0},{"$f":"IFERROR(IF(Table1323[[#This Row],[Lamp / Luminaire Category]]=\"No eligible rebate\",\"no eligible rebate\",INDEX(Table1[BC Hydro xRM ECM],MATCH(Table1323[[#This Row],[Lamp / Luminaire Category]]&Table1323[[#This Row],[Rebate Category]],Table1[PrescribedSource - Rebate ID],0))),\"\")","v":""}]
[null,{"$f":"IF(Table1323[[#This Row],[Space Type]]=\"\",\"\",\"L-\"&ROW(283:283))","v":""},null,null,null,null,null,null,null,{"$f":"IFERROR(IF(Table1323[[#This Row],[Space Type]]=\"\",\"\",IF(Table1323[[#This Row],[Lamp / Luminaire Category]]=\"No eligible rebate\",\"\",IF(Table1323[[#This Row],[Rebate Category]]=\"\",\"select rebate\",INDEX(Table1[Actual Baseline W],MATCH(Table1323[[#This Row],[Lamp / Luminaire Category]]&Table1323[[#This Row],[Rebate Category]],Table1[PrescribedSource - Rebate ID],0))))),\"\")","v":""},{"$f":"IFERROR(IF(Table1323[[#This Row],[No]]=\"\",\"\",IF(Table1323[[#This Row],[Space Type]]=\"\",\"select Space Type\",IF(Table1323[[#This Row],[Baseline Operating hours]]<>\"\",\"user defined\",INDEX(Table5[Hours],MATCH(Table1323[[#This Row],[Space Type]],Table5[Space Type],0))))),\"\")","v":""},null,{"$f":"IFERROR(INDEX(Table1[Rebate],MATCH(Table1323[[#This Row],[Lamp / Luminaire Category]]&Table1323[[#This Row],[Rebate Category]],Table1[PrescribedSource - Rebate ID],0)),\"\")","v":""},{"$f":"IFERROR(INDEX(Table1[Rebate Unit],MATCH(Table1323[[#This Row],[Lamp / Luminaire Category]]&Table1323[[#This Row],[Rebate Category]],Table1[PrescribedSource - Rebate ID],0)),\"\")","v":""},null,{"$f":"IFERROR(IF(Table1323[[#This Row],[Lamp / Luminaire Category]]=\"No eligible rebate\",\"no rebate\",INDEX(Table1[Retrofit W],MATCH(Table1323[[#This Row],[Lamp / Luminaire Category]]&Table1323[[#This Row],[Rebate Category]],Table1[PrescribedSource - Rebate ID],0))),\"\")","v":""},null,null,null,{"$f":"IFERROR(INDEX(Table1[Rebate],MATCH(Table1323[[#This Row],[Lamp / Luminaire Category]]&Table1323[[#This Row],[Rebate Category]],Table1[PrescribedSource - Rebate ID],0))*Table1323[[#This Row],[Quantity of luminaires]],0)","v":0},{"$f":"IF(OR(Table1323[[#This Row],[Automatic Controls?]]=\"Fixture integrated Occupancy / Daylight Harvesting sensor\",Table1323[[#This Row],[Automatic Controls?]]=\"Ceiling / wall mounted Occupancy / Daylight Harvesting sensor\",Table1323[[#This Row],[Automatic Controls?]]=\"Timer\"),45*Table1323[[#This Row],[Number of occupancy sensors]],\"\")","v":""},{"$f":"IFERROR(IF(Table1323[[#This Row],[Controls Rebate]]=\"\",0,Table1323[[#This Row],[Controls Rebate]])+Table1323[[#This Row],[Lighting Rebate]],\"\")","v":0},{"$f":"IFERROR(INDEX(Table1[Rebate Savings],MATCH(Table1323[[#This Row],[Lamp / Luminaire Category]]&Table1323[[#This Row],[Rebate Category]],Table1[PrescribedSource - Rebate ID],0))*Table1323[[#This Row],[Quantity of luminaires]]/1000,0)","v":0},{"$f":"IFERROR(Table1323[[#This Row],[Rebate kW Savings]]*IF(Table1323[[#This Row],[Assumed hours from space type]]=\"user defined\",Table1323[[#This Row],[Baseline Operating hours]],Table1323[[#This Row],[Assumed hours from space type]]),0)","v":0},{"$f":"IF(OR(Table1323[[#This Row],[Automatic Controls?]]=\"Fixture integrated occupancy sensor\",Table1323[[#This Row],[Automatic Controls?]]=\"Ceiling / wall mounted occupancy sensor\"),Table1323[[#This Row],[Quantity of luminaires]]*IF(Table1323[[#This Row],[Rebate Category]]<>\"\",INDEX(Table1[Retrofit W],MATCH(Table1323[[#This Row],[Rebate Category]],Table1[BC Hydro Rebate Category],0)),Table1323[[#This Row],[Retrofit W defined by user (no rebate)]])/1000*IF(Table1323[[#This Row],[Assumed hours from space type]]=\"user defined\",Table1323[[#This Row],[Baseline Operating hours]],Table1323[[#This Row],[Assumed hours from space type]])*0.2,0)","v":0},{"$f":"Table1323[[#This Row],[Rebate kWh savings]]+Table1323[[#This Row],[Controls Rebate kWh Savings]]","v":0},{"$f":"IFERROR(IF(Table1323[[#This Row],[Quantity of luminaires]]=\"\",\"\",IF(Table1323[[#This Row],[Lamp / Luminaire Category]]=\"No eligible rebate\",(Table1323[[#This Row],[Baseline W defined by user]]-Table1323[[#This Row],[Retrofit W defined by user (no rebate)]])*Table1323[[#This Row],[Quantity of luminaires]]/1000,(Table1323[[#This Row],[Assumed Baseline W by source]]-Table1323[[#This Row],[LED Luminaire W by rebate]])*Table1323[[#This Row],[Quantity of luminaires]]/1000)),0)","v":""},{"$f":"IFERROR(IF(Table1323[[#This Row],[Lamp / Luminaire Category]]=\"No eligible rebate\",Table1323[[#This Row],[Quantity of luminaires]]*(Table1323[[#This Row],[Baseline W defined by user]]-Table1323[[#This Row],[Retrofit W defined by user (no rebate)]])/1000*IF(Table1323[[#This Row],[Assumed hours from space type]]=\"user defined\",Table1323[[#This Row],[Baseline Operating hours]],Table1323[[#This Row],[Assumed hours from space type]])+Table1323[[#This Row],[Controls Rebate kWh Savings]],Table1323[[#This Row],[Quantity of luminaires]]*(INDEX(Table1[Actual Baseline W],MATCH(Table1323[[#This Row],[Lamp / Luminaire Category]]&Table1323[[#This Row],[Rebate Category]],Table1[PrescribedSource - Rebate ID],0))/1000-Table1323[[#This Row],[LED Luminaire W by rebate]]/1000)*IF(Table1323[[#This Row],[Assumed hours from space type]]=\"user defined\",Table1323[[#This Row],[Baseline Operating hours]],Table1323[[#This Row],[Assumed hours from space type]])+Table1323[[#This Row],[Controls Rebate kWh Savings]]),0)","v":0},{"$f":"IFERROR(IF(Table1323[[#This Row],[Rebate kW Savings]]=0,Table1323[[#This Row],[Demand Savings, kW]],INDEX(Table1[Actual Savings],MATCH(Table1323[[#This Row],[Lamp / Luminaire Category]]&Table1323[[#This Row],[Rebate Category]],Table1[PrescribedSource - Rebate ID],0))*Table1323[[#This Row],[Quantity of luminaires]]/1000),0)","v":""},{"$f":"IFERROR(Table1323[[#This Row],[BC Housing Site kW Savings]]*IF(Table1323[[#This Row],[Assumed hours from space type]]=\"user defined\",Table1323[[#This Row],[Baseline Operating hours]],Table1323[[#This Row],[Assumed hours from space type]])+Table1323[[#This Row],[Controls Rebate kWh Savings]],0)","v":0},{"$f":"IFERROR(IF(Table1323[[#This Row],[Lamp / Luminaire Category]]=\"No eligible rebate\",Table1323[[#This Row],[Lighting Technology]]&\" retrofit with no rebate\",Table1323[[#This Row],[Rebate Category]]),\"\")","v":0},{"$f":"IF(Table1323[[#This Row],[Lamp / Luminaire Category]]=\"No eligible rebate\",1,0)","v":0},{"$f":"IFERROR(IF(IF(Table1323[[#This Row],[Assumed hours from space type]]=\"user defined\",Table1323[[#This Row],[Baseline Operating hours]],Table1323[[#This Row],[Assumed hours from space type]])<3600,0,IF(AND(IF(Table1323[[#This Row],[Assumed hours from space type]]=\"user defined\",Table1323[[#This Row],[Baseline Operating hours]],Table1323[[#This Row],[Assumed hours from space type]])>=3600,OR(Table1323[[#This Row],[Automatic Controls?]]=\"None\",Table1323[[#This Row],[Automatic Controls?]]=\"\")),IF(Table1323[[#This Row],[Lamp / Luminaire Category]]=\"No eligible rebate\",Table1323[[#This Row],[Baseline W defined by user]]-Table1323[[#This Row],[Retrofit W defined by user (no rebate)]],Table1323[[#This Row],[Assumed Baseline W by source]]-Table1323[[#This Row],[LED Luminaire W by rebate]]),IF(AND(IF(Table1323[[#This Row],[Assumed hours from space type]]=\"user defined\",Table1323[[#This Row],[Baseline Operating hours]],Table1323[[#This Row],[Assumed hours from space type]])>=(3600/0.8),OR(Table1323[[#This Row],[Automatic Controls?]]=\"Fixture integrated occupancy sensor\",Table1323[[#This Row],[Automatic Controls?]]=\"Ceiling / wall mounted occupancy sensor\")),IF(Table1323[[#This Row],[Lamp / Luminaire Category]]=\"No eligible rebate\",(Table1323[[#This Row],[Baseline W defined by user]]-Table1323[[#This Row],[Retrofit W defined by user (no rebate)]]),Table1323[[#This Row],[Assumed Baseline W by source]]-Table1323[[#This Row],[LED Luminaire W by rebate]]),IF(AND(IF(Table1323[[#This Row],[Assumed hours from space type]]=\"user defined\",Table1323[[#This Row],[Baseline Operating hours]],Table1323[[#This Row],[Assumed hours from space type]])<(3600/0.8),OR(Table1323[[#This Row],[Automatic Controls?]]=\"Fixture integrated occupancy sensor\",Table1323[[#This Row],[Automatic Controls?]]=\"Ceiling / wall mounted occupancy sensor\")),IF(Table1323[[#This Row],[Lamp / Luminaire Category]]=\"No eligible rebate\",Table1323[[#This Row],[Baseline W defined by user]],Table1323[[#This Row],[Assumed Baseline W by source]])))))*Table1323[[#This Row],[Quantity of luminaires]]/1000,\"\")","v":""},{"$f":"Table1323[[#This Row],[LED lamp/luminaire retrofit part '#]]","v":0},{"$f":"IF(Table1323[[#This Row],[Rebate Unit]]=\"per lamp\",INDEX(Table1[Number of Lamps],MATCH(Table1323[[#This Row],[Lamp / Luminaire Category]]&Table1323[[#This Row],[Rebate Category]],Table1[PrescribedSource - Rebate ID],0)),1)*Table1323[[#This Row],[Quantity of luminaires]]","v":0},{"$f":"IFERROR(IF(Table1323[[#This Row],[Lamp / Luminaire Category]]=\"No eligible rebate\",\"no eligible rebate\",INDEX(Table1[BC Hydro xRM ECM],MATCH(Table1323[[#This Row],[Lamp / Luminaire Category]]&Table1323[[#This Row],[Rebate Category]],Table1[PrescribedSource - Rebate ID],0))),\"\")","v":""}]
[null,{"$f":"IF(Table1323[[#This Row],[Space Type]]=\"\",\"\",\"L-\"&ROW(284:284))","v":""},null,null,null,null,null,null,null,{"$f":"IFERROR(IF(Table1323[[#This Row],[Space Type]]=\"\",\"\",IF(Table1323[[#This Row],[Lamp / Luminaire Category]]=\"No eligible rebate\",\"\",IF(Table1323[[#This Row],[Rebate Category]]=\"\",\"select rebate\",INDEX(Table1[Actual Baseline W],MATCH(Table1323[[#This Row],[Lamp / Luminaire Category]]&Table1323[[#This Row],[Rebate Category]],Table1[PrescribedSource - Rebate ID],0))))),\"\")","v":""},{"$f":"IFERROR(IF(Table1323[[#This Row],[No]]=\"\",\"\",IF(Table1323[[#This Row],[Space Type]]=\"\",\"select Space Type\",IF(Table1323[[#This Row],[Baseline Operating hours]]<>\"\",\"user defined\",INDEX(Table5[Hours],MATCH(Table1323[[#This Row],[Space Type]],Table5[Space Type],0))))),\"\")","v":""},null,{"$f":"IFERROR(INDEX(Table1[Rebate],MATCH(Table1323[[#This Row],[Lamp / Luminaire Category]]&Table1323[[#This Row],[Rebate Category]],Table1[PrescribedSource - Rebate ID],0)),\"\")","v":""},{"$f":"IFERROR(INDEX(Table1[Rebate Unit],MATCH(Table1323[[#This Row],[Lamp / Luminaire Category]]&Table1323[[#This Row],[Rebate Category]],Table1[PrescribedSource - Rebate ID],0)),\"\")","v":""},null,{"$f":"IFERROR(IF(Table1323[[#This Row],[Lamp / Luminaire Category]]=\"No eligible rebate\",\"no rebate\",INDEX(Table1[Retrofit W],MATCH(Table1323[[#This Row],[Lamp / Luminaire Category]]&Table1323[[#This Row],[Rebate Category]],Table1[PrescribedSource - Rebate ID],0))),\"\")","v":""},null,null,null,{"$f":"IFERROR(INDEX(Table1[Rebate],MATCH(Table1323[[#This Row],[Lamp / Luminaire Category]]&Table1323[[#This Row],[Rebate Category]],Table1[PrescribedSource - Rebate ID],0))*Table1323[[#This Row],[Quantity of luminaires]],0)","v":0},{"$f":"IF(OR(Table1323[[#This Row],[Automatic Controls?]]=\"Fixture integrated Occupancy / Daylight Harvesting sensor\",Table1323[[#This Row],[Automatic Controls?]]=\"Ceiling / wall mounted Occupancy / Daylight Harvesting sensor\",Table1323[[#This Row],[Automatic Controls?]]=\"Timer\"),45*Table1323[[#This Row],[Number of occupancy sensors]],\"\")","v":""},{"$f":"IFERROR(IF(Table1323[[#This Row],[Controls Rebate]]=\"\",0,Table1323[[#This Row],[Controls Rebate]])+Table1323[[#This Row],[Lighting Rebate]],\"\")","v":0},{"$f":"IFERROR(INDEX(Table1[Rebate Savings],MATCH(Table1323[[#This Row],[Lamp / Luminaire Category]]&Table1323[[#This Row],[Rebate Category]],Table1[PrescribedSource - Rebate ID],0))*Table1323[[#This Row],[Quantity of luminaires]]/1000,0)","v":0},{"$f":"IFERROR(Table1323[[#This Row],[Rebate kW Savings]]*IF(Table1323[[#This Row],[Assumed hours from space type]]=\"user defined\",Table1323[[#This Row],[Baseline Operating hours]],Table1323[[#This Row],[Assumed hours from space type]]),0)","v":0},{"$f":"IF(OR(Table1323[[#This Row],[Automatic Controls?]]=\"Fixture integrated occupancy sensor\",Table1323[[#This Row],[Automatic Controls?]]=\"Ceiling / wall mounted occupancy sensor\"),Table1323[[#This Row],[Quantity of luminaires]]*IF(Table1323[[#This Row],[Rebate Category]]<>\"\",INDEX(Table1[Retrofit W],MATCH(Table1323[[#This Row],[Rebate Category]],Table1[BC Hydro Rebate Category],0)),Table1323[[#This Row],[Retrofit W defined by user (no rebate)]])/1000*IF(Table1323[[#This Row],[Assumed hours from space type]]=\"user defined\",Table1323[[#This Row],[Baseline Operating hours]],Table1323[[#This Row],[Assumed hours from space type]])*0.2,0)","v":0},{"$f":"Table1323[[#This Row],[Rebate kWh savings]]+Table1323[[#This Row],[Controls Rebate kWh Savings]]","v":0},{"$f":"IFERROR(IF(Table1323[[#This Row],[Quantity of luminaires]]=\"\",\"\",IF(Table1323[[#This Row],[Lamp / Luminaire Category]]=\"No eligible rebate\",(Table1323[[#This Row],[Baseline W defined by user]]-Table1323[[#This Row],[Retrofit W defined by user (no rebate)]])*Table1323[[#This Row],[Quantity of luminaires]]/1000,(Table1323[[#This Row],[Assumed Baseline W by source]]-Table1323[[#This Row],[LED Luminaire W by rebate]])*Table1323[[#This Row],[Quantity of luminaires]]/1000)),0)","v":""},{"$f":"IFERROR(IF(Table1323[[#This Row],[Lamp / Luminaire Category]]=\"No eligible rebate\",Table1323[[#This Row],[Quantity of luminaires]]*(Table1323[[#This Row],[Baseline W defined by user]]-Table1323[[#This Row],[Retrofit W defined by user (no rebate)]])/1000*IF(Table1323[[#This Row],[Assumed hours from space type]]=\"user defined\",Table1323[[#This Row],[Baseline Operating hours]],Table1323[[#This Row],[Assumed hours from space type]])+Table1323[[#This Row],[Controls Rebate kWh Savings]],Table1323[[#This Row],[Quantity of luminaires]]*(INDEX(Table1[Actual Baseline W],MATCH(Table1323[[#This Row],[Lamp / Luminaire Category]]&Table1323[[#This Row],[Rebate Category]],Table1[PrescribedSource - Rebate ID],0))/1000-Table1323[[#This Row],[LED Luminaire W by rebate]]/1000)*IF(Table1323[[#This Row],[Assumed hours from space type]]=\"user defined\",Table1323[[#This Row],[Baseline Operating hours]],Table1323[[#This Row],[Assumed hours from space type]])+Table1323[[#This Row],[Controls Rebate kWh Savings]]),0)","v":0},{"$f":"IFERROR(IF(Table1323[[#This Row],[Rebate kW Savings]]=0,Table1323[[#This Row],[Demand Savings, kW]],INDEX(Table1[Actual Savings],MATCH(Table1323[[#This Row],[Lamp / Luminaire Category]]&Table1323[[#This Row],[Rebate Category]],Table1[PrescribedSource - Rebate ID],0))*Table1323[[#This Row],[Quantity of luminaires]]/1000),0)","v":""},{"$f":"IFERROR(Table1323[[#This Row],[BC Housing Site kW Savings]]*IF(Table1323[[#This Row],[Assumed hours from space type]]=\"user defined\",Table1323[[#This Row],[Baseline Operating hours]],Table1323[[#This Row],[Assumed hours from space type]])+Table1323[[#This Row],[Controls Rebate kWh Savings]],0)","v":0},{"$f":"IFERROR(IF(Table1323[[#This Row],[Lamp / Luminaire Category]]=\"No eligible rebate\",Table1323[[#This Row],[Lighting Technology]]&\" retrofit with no rebate\",Table1323[[#This Row],[Rebate Category]]),\"\")","v":0},{"$f":"IF(Table1323[[#This Row],[Lamp / Luminaire Category]]=\"No eligible rebate\",1,0)","v":0},{"$f":"IFERROR(IF(IF(Table1323[[#This Row],[Assumed hours from space type]]=\"user defined\",Table1323[[#This Row],[Baseline Operating hours]],Table1323[[#This Row],[Assumed hours from space type]])<3600,0,IF(AND(IF(Table1323[[#This Row],[Assumed hours from space type]]=\"user defined\",Table1323[[#This Row],[Baseline Operating hours]],Table1323[[#This Row],[Assumed hours from space type]])>=3600,OR(Table1323[[#This Row],[Automatic Controls?]]=\"None\",Table1323[[#This Row],[Automatic Controls?]]=\"\")),IF(Table1323[[#This Row],[Lamp / Luminaire Category]]=\"No eligible rebate\",Table1323[[#This Row],[Baseline W defined by user]]-Table1323[[#This Row],[Retrofit W defined by user (no rebate)]],Table1323[[#This Row],[Assumed Baseline W by source]]-Table1323[[#This Row],[LED Luminaire W by rebate]]),IF(AND(IF(Table1323[[#This Row],[Assumed hours from space type]]=\"user defined\",Table1323[[#This Row],[Baseline Operating hours]],Table1323[[#This Row],[Assumed hours from space type]])>=(3600/0.8),OR(Table1323[[#This Row],[Automatic Controls?]]=\"Fixture integrated occupancy sensor\",Table1323[[#This Row],[Automatic Controls?]]=\"Ceiling / wall mounted occupancy sensor\")),IF(Table1323[[#This Row],[Lamp / Luminaire Category]]=\"No eligible rebate\",(Table1323[[#This Row],[Baseline W defined by user]]-Table1323[[#This Row],[Retrofit W defined by user (no rebate)]]),Table1323[[#This Row],[Assumed Baseline W by source]]-Table1323[[#This Row],[LED Luminaire W by rebate]]),IF(AND(IF(Table1323[[#This Row],[Assumed hours from space type]]=\"user defined\",Table1323[[#This Row],[Baseline Operating hours]],Table1323[[#This Row],[Assumed hours from space type]])<(3600/0.8),OR(Table1323[[#This Row],[Automatic Controls?]]=\"Fixture integrated occupancy sensor\",Table1323[[#This Row],[Automatic Controls?]]=\"Ceiling / wall mounted occupancy sensor\")),IF(Table1323[[#This Row],[Lamp / Luminaire Category]]=\"No eligible rebate\",Table1323[[#This Row],[Baseline W defined by user]],Table1323[[#This Row],[Assumed Baseline W by source]])))))*Table1323[[#This Row],[Quantity of luminaires]]/1000,\"\")","v":""},{"$f":"Table1323[[#This Row],[LED lamp/luminaire retrofit part '#]]","v":0},{"$f":"IF(Table1323[[#This Row],[Rebate Unit]]=\"per lamp\",INDEX(Table1[Number of Lamps],MATCH(Table1323[[#This Row],[Lamp / Luminaire Category]]&Table1323[[#This Row],[Rebate Category]],Table1[PrescribedSource - Rebate ID],0)),1)*Table1323[[#This Row],[Quantity of luminaires]]","v":0},{"$f":"IFERROR(IF(Table1323[[#This Row],[Lamp / Luminaire Category]]=\"No eligible rebate\",\"no eligible rebate\",INDEX(Table1[BC Hydro xRM ECM],MATCH(Table1323[[#This Row],[Lamp / Luminaire Category]]&Table1323[[#This Row],[Rebate Category]],Table1[PrescribedSource - Rebate ID],0))),\"\")","v":""}]
[null,{"$f":"IF(Table1323[[#This Row],[Space Type]]=\"\",\"\",\"L-\"&ROW(285:285))","v":""},null,null,null,null,null,null,null,{"$f":"IFERROR(IF(Table1323[[#This Row],[Space Type]]=\"\",\"\",IF(Table1323[[#This Row],[Lamp / Luminaire Category]]=\"No eligible rebate\",\"\",IF(Table1323[[#This Row],[Rebate Category]]=\"\",\"select rebate\",INDEX(Table1[Actual Baseline W],MATCH(Table1323[[#This Row],[Lamp / Luminaire Category]]&Table1323[[#This Row],[Rebate Category]],Table1[PrescribedSource - Rebate ID],0))))),\"\")","v":""},{"$f":"IFERROR(IF(Table1323[[#This Row],[No]]=\"\",\"\",IF(Table1323[[#This Row],[Space Type]]=\"\",\"select Space Type\",IF(Table1323[[#This Row],[Baseline Operating hours]]<>\"\",\"user defined\",INDEX(Table5[Hours],MATCH(Table1323[[#This Row],[Space Type]],Table5[Space Type],0))))),\"\")","v":""},null,{"$f":"IFERROR(INDEX(Table1[Rebate],MATCH(Table1323[[#This Row],[Lamp / Luminaire Category]]&Table1323[[#This Row],[Rebate Category]],Table1[PrescribedSource - Rebate ID],0)),\"\")","v":""},{"$f":"IFERROR(INDEX(Table1[Rebate Unit],MATCH(Table1323[[#This Row],[Lamp / Luminaire Category]]&Table1323[[#This Row],[Rebate Category]],Table1[PrescribedSource - Rebate ID],0)),\"\")","v":""},null,{"$f":"IFERROR(IF(Table1323[[#This Row],[Lamp / Luminaire Category]]=\"No eligible rebate\",\"no rebate\",INDEX(Table1[Retrofit W],MATCH(Table1323[[#This Row],[Lamp / Luminaire Category]]&Table1323[[#This Row],[Rebate Category]],Table1[PrescribedSource - Rebate ID],0))),\"\")","v":""},null,null,null,{"$f":"IFERROR(INDEX(Table1[Rebate],MATCH(Table1323[[#This Row],[Lamp / Luminaire Category]]&Table1323[[#This Row],[Rebate Category]],Table1[PrescribedSource - Rebate ID],0))*Table1323[[#This Row],[Quantity of luminaires]],0)","v":0},{"$f":"IF(OR(Table1323[[#This Row],[Automatic Controls?]]=\"Fixture integrated Occupancy / Daylight Harvesting sensor\",Table1323[[#This Row],[Automatic Controls?]]=\"Ceiling / wall mounted Occupancy / Daylight Harvesting sensor\",Table1323[[#This Row],[Automatic Controls?]]=\"Timer\"),45*Table1323[[#This Row],[Number of occupancy sensors]],\"\")","v":""},{"$f":"IFERROR(IF(Table1323[[#This Row],[Controls Rebate]]=\"\",0,Table1323[[#This Row],[Controls Rebate]])+Table1323[[#This Row],[Lighting Rebate]],\"\")","v":0},{"$f":"IFERROR(INDEX(Table1[Rebate Savings],MATCH(Table1323[[#This Row],[Lamp / Luminaire Category]]&Table1323[[#This Row],[Rebate Category]],Table1[PrescribedSource - Rebate ID],0))*Table1323[[#This Row],[Quantity of luminaires]]/1000,0)","v":0},{"$f":"IFERROR(Table1323[[#This Row],[Rebate kW Savings]]*IF(Table1323[[#This Row],[Assumed hours from space type]]=\"user defined\",Table1323[[#This Row],[Baseline Operating hours]],Table1323[[#This Row],[Assumed hours from space type]]),0)","v":0},{"$f":"IF(OR(Table1323[[#This Row],[Automatic Controls?]]=\"Fixture integrated occupancy sensor\",Table1323[[#This Row],[Automatic Controls?]]=\"Ceiling / wall mounted occupancy sensor\"),Table1323[[#This Row],[Quantity of luminaires]]*IF(Table1323[[#This Row],[Rebate Category]]<>\"\",INDEX(Table1[Retrofit W],MATCH(Table1323[[#This Row],[Rebate Category]],Table1[BC Hydro Rebate Category],0)),Table1323[[#This Row],[Retrofit W defined by user (no rebate)]])/1000*IF(Table1323[[#This Row],[Assumed hours from space type]]=\"user defined\",Table1323[[#This Row],[Baseline Operating hours]],Table1323[[#This Row],[Assumed hours from space type]])*0.2,0)","v":0},{"$f":"Table1323[[#This Row],[Rebate kWh savings]]+Table1323[[#This Row],[Controls Rebate kWh Savings]]","v":0},{"$f":"IFERROR(IF(Table1323[[#This Row],[Quantity of luminaires]]=\"\",\"\",IF(Table1323[[#This Row],[Lamp / Luminaire Category]]=\"No eligible rebate\",(Table1323[[#This Row],[Baseline W defined by user]]-Table1323[[#This Row],[Retrofit W defined by user (no rebate)]])*Table1323[[#This Row],[Quantity of luminaires]]/1000,(Table1323[[#This Row],[Assumed Baseline W by source]]-Table1323[[#This Row],[LED Luminaire W by rebate]])*Table1323[[#This Row],[Quantity of luminaires]]/1000)),0)","v":""},{"$f":"IFERROR(IF(Table1323[[#This Row],[Lamp / Luminaire Category]]=\"No eligible rebate\",Table1323[[#This Row],[Quantity of luminaires]]*(Table1323[[#This Row],[Baseline W defined by user]]-Table1323[[#This Row],[Retrofit W defined by user (no rebate)]])/1000*IF(Table1323[[#This Row],[Assumed hours from space type]]=\"user defined\",Table1323[[#This Row],[Baseline Operating hours]],Table1323[[#This Row],[Assumed hours from space type]])+Table1323[[#This Row],[Controls Rebate kWh Savings]],Table1323[[#This Row],[Quantity of luminaires]]*(INDEX(Table1[Actual Baseline W],MATCH(Table1323[[#This Row],[Lamp / Luminaire Category]]&Table1323[[#This Row],[Rebate Category]],Table1[PrescribedSource - Rebate ID],0))/1000-Table1323[[#This Row],[LED Luminaire W by rebate]]/1000)*IF(Table1323[[#This Row],[Assumed hours from space type]]=\"user defined\",Table1323[[#This Row],[Baseline Operating hours]],Table1323[[#This Row],[Assumed hours from space type]])+Table1323[[#This Row],[Controls Rebate kWh Savings]]),0)","v":0},{"$f":"IFERROR(IF(Table1323[[#This Row],[Rebate kW Savings]]=0,Table1323[[#This Row],[Demand Savings, kW]],INDEX(Table1[Actual Savings],MATCH(Table1323[[#This Row],[Lamp / Luminaire Category]]&Table1323[[#This Row],[Rebate Category]],Table1[PrescribedSource - Rebate ID],0))*Table1323[[#This Row],[Quantity of luminaires]]/1000),0)","v":""},{"$f":"IFERROR(Table1323[[#This Row],[BC Housing Site kW Savings]]*IF(Table1323[[#This Row],[Assumed hours from space type]]=\"user defined\",Table1323[[#This Row],[Baseline Operating hours]],Table1323[[#This Row],[Assumed hours from space type]])+Table1323[[#This Row],[Controls Rebate kWh Savings]],0)","v":0},{"$f":"IFERROR(IF(Table1323[[#This Row],[Lamp / Luminaire Category]]=\"No eligible rebate\",Table1323[[#This Row],[Lighting Technology]]&\" retrofit with no rebate\",Table1323[[#This Row],[Rebate Category]]),\"\")","v":0},{"$f":"IF(Table1323[[#This Row],[Lamp / Luminaire Category]]=\"No eligible rebate\",1,0)","v":0},{"$f":"IFERROR(IF(IF(Table1323[[#This Row],[Assumed hours from space type]]=\"user defined\",Table1323[[#This Row],[Baseline Operating hours]],Table1323[[#This Row],[Assumed hours from space type]])<3600,0,IF(AND(IF(Table1323[[#This Row],[Assumed hours from space type]]=\"user defined\",Table1323[[#This Row],[Baseline Operating hours]],Table1323[[#This Row],[Assumed hours from space type]])>=3600,OR(Table1323[[#This Row],[Automatic Controls?]]=\"None\",Table1323[[#This Row],[Automatic Controls?]]=\"\")),IF(Table1323[[#This Row],[Lamp / Luminaire Category]]=\"No eligible rebate\",Table1323[[#This Row],[Baseline W defined by user]]-Table1323[[#This Row],[Retrofit W defined by user (no rebate)]],Table1323[[#This Row],[Assumed Baseline W by source]]-Table1323[[#This Row],[LED Luminaire W by rebate]]),IF(AND(IF(Table1323[[#This Row],[Assumed hours from space type]]=\"user defined\",Table1323[[#This Row],[Baseline Operating hours]],Table1323[[#This Row],[Assumed hours from space type]])>=(3600/0.8),OR(Table1323[[#This Row],[Automatic Controls?]]=\"Fixture integrated occupancy sensor\",Table1323[[#This Row],[Automatic Controls?]]=\"Ceiling / wall mounted occupancy sensor\")),IF(Table1323[[#This Row],[Lamp / Luminaire Category]]=\"No eligible rebate\",(Table1323[[#This Row],[Baseline W defined by user]]-Table1323[[#This Row],[Retrofit W defined by user (no rebate)]]),Table1323[[#This Row],[Assumed Baseline W by source]]-Table1323[[#This Row],[LED Luminaire W by rebate]]),IF(AND(IF(Table1323[[#This Row],[Assumed hours from space type]]=\"user defined\",Table1323[[#This Row],[Baseline Operating hours]],Table1323[[#This Row],[Assumed hours from space type]])<(3600/0.8),OR(Table1323[[#This Row],[Automatic Controls?]]=\"Fixture integrated occupancy sensor\",Table1323[[#This Row],[Automatic Controls?]]=\"Ceiling / wall mounted occupancy sensor\")),IF(Table1323[[#This Row],[Lamp / Luminaire Category]]=\"No eligible rebate\",Table1323[[#This Row],[Baseline W defined by user]],Table1323[[#This Row],[Assumed Baseline W by source]])))))*Table1323[[#This Row],[Quantity of luminaires]]/1000,\"\")","v":""},{"$f":"Table1323[[#This Row],[LED lamp/luminaire retrofit part '#]]","v":0},{"$f":"IF(Table1323[[#This Row],[Rebate Unit]]=\"per lamp\",INDEX(Table1[Number of Lamps],MATCH(Table1323[[#This Row],[Lamp / Luminaire Category]]&Table1323[[#This Row],[Rebate Category]],Table1[PrescribedSource - Rebate ID],0)),1)*Table1323[[#This Row],[Quantity of luminaires]]","v":0},{"$f":"IFERROR(IF(Table1323[[#This Row],[Lamp / Luminaire Category]]=\"No eligible rebate\",\"no eligible rebate\",INDEX(Table1[BC Hydro xRM ECM],MATCH(Table1323[[#This Row],[Lamp / Luminaire Category]]&Table1323[[#This Row],[Rebate Category]],Table1[PrescribedSource - Rebate ID],0))),\"\")","v":""}]
[null,{"$f":"IF(Table1323[[#This Row],[Space Type]]=\"\",\"\",\"L-\"&ROW(286:286))","v":""},null,null,null,null,null,null,null,{"$f":"IFERROR(IF(Table1323[[#This Row],[Space Type]]=\"\",\"\",IF(Table1323[[#This Row],[Lamp / Luminaire Category]]=\"No eligible rebate\",\"\",IF(Table1323[[#This Row],[Rebate Category]]=\"\",\"select rebate\",INDEX(Table1[Actual Baseline W],MATCH(Table1323[[#This Row],[Lamp / Luminaire Category]]&Table1323[[#This Row],[Rebate Category]],Table1[PrescribedSource - Rebate ID],0))))),\"\")","v":""},{"$f":"IFERROR(IF(Table1323[[#This Row],[No]]=\"\",\"\",IF(Table1323[[#This Row],[Space Type]]=\"\",\"select Space Type\",IF(Table1323[[#This Row],[Baseline Operating hours]]<>\"\",\"user defined\",INDEX(Table5[Hours],MATCH(Table1323[[#This Row],[Space Type]],Table5[Space Type],0))))),\"\")","v":""},null,{"$f":"IFERROR(INDEX(Table1[Rebate],MATCH(Table1323[[#This Row],[Lamp / Luminaire Category]]&Table1323[[#This Row],[Rebate Category]],Table1[PrescribedSource - Rebate ID],0)),\"\")","v":""},{"$f":"IFERROR(INDEX(Table1[Rebate Unit],MATCH(Table1323[[#This Row],[Lamp / Luminaire Category]]&Table1323[[#This Row],[Rebate Category]],Table1[PrescribedSource - Rebate ID],0)),\"\")","v":""},null,{"$f":"IFERROR(IF(Table1323[[#This Row],[Lamp / Luminaire Category]]=\"No eligible rebate\",\"no rebate\",INDEX(Table1[Retrofit W],MATCH(Table1323[[#This Row],[Lamp / Luminaire Category]]&Table1323[[#This Row],[Rebate Category]],Table1[PrescribedSource - Rebate ID],0))),\"\")","v":""},null,null,null,{"$f":"IFERROR(INDEX(Table1[Rebate],MATCH(Table1323[[#This Row],[Lamp / Luminaire Category]]&Table1323[[#This Row],[Rebate Category]],Table1[PrescribedSource - Rebate ID],0))*Table1323[[#This Row],[Quantity of luminaires]],0)","v":0},{"$f":"IF(OR(Table1323[[#This Row],[Automatic Controls?]]=\"Fixture integrated Occupancy / Daylight Harvesting sensor\",Table1323[[#This Row],[Automatic Controls?]]=\"Ceiling / wall mounted Occupancy / Daylight Harvesting sensor\",Table1323[[#This Row],[Automatic Controls?]]=\"Timer\"),45*Table1323[[#This Row],[Number of occupancy sensors]],\"\")","v":""},{"$f":"IFERROR(IF(Table1323[[#This Row],[Controls Rebate]]=\"\",0,Table1323[[#This Row],[Controls Rebate]])+Table1323[[#This Row],[Lighting Rebate]],\"\")","v":0},{"$f":"IFERROR(INDEX(Table1[Rebate Savings],MATCH(Table1323[[#This Row],[Lamp / Luminaire Category]]&Table1323[[#This Row],[Rebate Category]],Table1[PrescribedSource - Rebate ID],0))*Table1323[[#This Row],[Quantity of luminaires]]/1000,0)","v":0},{"$f":"IFERROR(Table1323[[#This Row],[Rebate kW Savings]]*IF(Table1323[[#This Row],[Assumed hours from space type]]=\"user defined\",Table1323[[#This Row],[Baseline Operating hours]],Table1323[[#This Row],[Assumed hours from space type]]),0)","v":0},{"$f":"IF(OR(Table1323[[#This Row],[Automatic Controls?]]=\"Fixture integrated occupancy sensor\",Table1323[[#This Row],[Automatic Controls?]]=\"Ceiling / wall mounted occupancy sensor\"),Table1323[[#This Row],[Quantity of luminaires]]*IF(Table1323[[#This Row],[Rebate Category]]<>\"\",INDEX(Table1[Retrofit W],MATCH(Table1323[[#This Row],[Rebate Category]],Table1[BC Hydro Rebate Category],0)),Table1323[[#This Row],[Retrofit W defined by user (no rebate)]])/1000*IF(Table1323[[#This Row],[Assumed hours from space type]]=\"user defined\",Table1323[[#This Row],[Baseline Operating hours]],Table1323[[#This Row],[Assumed hours from space type]])*0.2,0)","v":0},{"$f":"Table1323[[#This Row],[Rebate kWh savings]]+Table1323[[#This Row],[Controls Rebate kWh Savings]]","v":0},{"$f":"IFERROR(IF(Table1323[[#This Row],[Quantity of luminaires]]=\"\",\"\",IF(Table1323[[#This Row],[Lamp / Luminaire Category]]=\"No eligible rebate\",(Table1323[[#This Row],[Baseline W defined by user]]-Table1323[[#This Row],[Retrofit W defined by user (no rebate)]])*Table1323[[#This Row],[Quantity of luminaires]]/1000,(Table1323[[#This Row],[Assumed Baseline W by source]]-Table1323[[#This Row],[LED Luminaire W by rebate]])*Table1323[[#This Row],[Quantity of luminaires]]/1000)),0)","v":""},{"$f":"IFERROR(IF(Table1323[[#This Row],[Lamp / Luminaire Category]]=\"No eligible rebate\",Table1323[[#This Row],[Quantity of luminaires]]*(Table1323[[#This Row],[Baseline W defined by user]]-Table1323[[#This Row],[Retrofit W defined by user (no rebate)]])/1000*IF(Table1323[[#This Row],[Assumed hours from space type]]=\"user defined\",Table1323[[#This Row],[Baseline Operating hours]],Table1323[[#This Row],[Assumed hours from space type]])+Table1323[[#This Row],[Controls Rebate kWh Savings]],Table1323[[#This Row],[Quantity of luminaires]]*(INDEX(Table1[Actual Baseline W],MATCH(Table1323[[#This Row],[Lamp / Luminaire Category]]&Table1323[[#This Row],[Rebate Category]],Table1[PrescribedSource - Rebate ID],0))/1000-Table1323[[#This Row],[LED Luminaire W by rebate]]/1000)*IF(Table1323[[#This Row],[Assumed hours from space type]]=\"user defined\",Table1323[[#This Row],[Baseline Operating hours]],Table1323[[#This Row],[Assumed hours from space type]])+Table1323[[#This Row],[Controls Rebate kWh Savings]]),0)","v":0},{"$f":"IFERROR(IF(Table1323[[#This Row],[Rebate kW Savings]]=0,Table1323[[#This Row],[Demand Savings, kW]],INDEX(Table1[Actual Savings],MATCH(Table1323[[#This Row],[Lamp / Luminaire Category]]&Table1323[[#This Row],[Rebate Category]],Table1[PrescribedSource - Rebate ID],0))*Table1323[[#This Row],[Quantity of luminaires]]/1000),0)","v":""},{"$f":"IFERROR(Table1323[[#This Row],[BC Housing Site kW Savings]]*IF(Table1323[[#This Row],[Assumed hours from space type]]=\"user defined\",Table1323[[#This Row],[Baseline Operating hours]],Table1323[[#This Row],[Assumed hours from space type]])+Table1323[[#This Row],[Controls Rebate kWh Savings]],0)","v":0},{"$f":"IFERROR(IF(Table1323[[#This Row],[Lamp / Luminaire Category]]=\"No eligible rebate\",Table1323[[#This Row],[Lighting Technology]]&\" retrofit with no rebate\",Table1323[[#This Row],[Rebate Category]]),\"\")","v":0},{"$f":"IF(Table1323[[#This Row],[Lamp / Luminaire Category]]=\"No eligible rebate\",1,0)","v":0},{"$f":"IFERROR(IF(IF(Table1323[[#This Row],[Assumed hours from space type]]=\"user defined\",Table1323[[#This Row],[Baseline Operating hours]],Table1323[[#This Row],[Assumed hours from space type]])<3600,0,IF(AND(IF(Table1323[[#This Row],[Assumed hours from space type]]=\"user defined\",Table1323[[#This Row],[Baseline Operating hours]],Table1323[[#This Row],[Assumed hours from space type]])>=3600,OR(Table1323[[#This Row],[Automatic Controls?]]=\"None\",Table1323[[#This Row],[Automatic Controls?]]=\"\")),IF(Table1323[[#This Row],[Lamp / Luminaire Category]]=\"No eligible rebate\",Table1323[[#This Row],[Baseline W defined by user]]-Table1323[[#This Row],[Retrofit W defined by user (no rebate)]],Table1323[[#This Row],[Assumed Baseline W by source]]-Table1323[[#This Row],[LED Luminaire W by rebate]]),IF(AND(IF(Table1323[[#This Row],[Assumed hours from space type]]=\"user defined\",Table1323[[#This Row],[Baseline Operating hours]],Table1323[[#This Row],[Assumed hours from space type]])>=(3600/0.8),OR(Table1323[[#This Row],[Automatic Controls?]]=\"Fixture integrated occupancy sensor\",Table1323[[#This Row],[Automatic Controls?]]=\"Ceiling / wall mounted occupancy sensor\")),IF(Table1323[[#This Row],[Lamp / Luminaire Category]]=\"No eligible rebate\",(Table1323[[#This Row],[Baseline W defined by user]]-Table1323[[#This Row],[Retrofit W defined by user (no rebate)]]),Table1323[[#This Row],[Assumed Baseline W by source]]-Table1323[[#This Row],[LED Luminaire W by rebate]]),IF(AND(IF(Table1323[[#This Row],[Assumed hours from space type]]=\"user defined\",Table1323[[#This Row],[Baseline Operating hours]],Table1323[[#This Row],[Assumed hours from space type]])<(3600/0.8),OR(Table1323[[#This Row],[Automatic Controls?]]=\"Fixture integrated occupancy sensor\",Table1323[[#This Row],[Automatic Controls?]]=\"Ceiling / wall mounted occupancy sensor\")),IF(Table1323[[#This Row],[Lamp / Luminaire Category]]=\"No eligible rebate\",Table1323[[#This Row],[Baseline W defined by user]],Table1323[[#This Row],[Assumed Baseline W by source]])))))*Table1323[[#This Row],[Quantity of luminaires]]/1000,\"\")","v":""},{"$f":"Table1323[[#This Row],[LED lamp/luminaire retrofit part '#]]","v":0},{"$f":"IF(Table1323[[#This Row],[Rebate Unit]]=\"per lamp\",INDEX(Table1[Number of Lamps],MATCH(Table1323[[#This Row],[Lamp / Luminaire Category]]&Table1323[[#This Row],[Rebate Category]],Table1[PrescribedSource - Rebate ID],0)),1)*Table1323[[#This Row],[Quantity of luminaires]]","v":0},{"$f":"IFERROR(IF(Table1323[[#This Row],[Lamp / Luminaire Category]]=\"No eligible rebate\",\"no eligible rebate\",INDEX(Table1[BC Hydro xRM ECM],MATCH(Table1323[[#This Row],[Lamp / Luminaire Category]]&Table1323[[#This Row],[Rebate Category]],Table1[PrescribedSource - Rebate ID],0))),\"\")","v":""}]
[null,{"$f":"IF(Table1323[[#This Row],[Space Type]]=\"\",\"\",\"L-\"&ROW(287:287))","v":""},null,null,null,null,null,null,null,{"$f":"IFERROR(IF(Table1323[[#This Row],[Space Type]]=\"\",\"\",IF(Table1323[[#This Row],[Lamp / Luminaire Category]]=\"No eligible rebate\",\"\",IF(Table1323[[#This Row],[Rebate Category]]=\"\",\"select rebate\",INDEX(Table1[Actual Baseline W],MATCH(Table1323[[#This Row],[Lamp / Luminaire Category]]&Table1323[[#This Row],[Rebate Category]],Table1[PrescribedSource - Rebate ID],0))))),\"\")","v":""},{"$f":"IFERROR(IF(Table1323[[#This Row],[No]]=\"\",\"\",IF(Table1323[[#This Row],[Space Type]]=\"\",\"select Space Type\",IF(Table1323[[#This Row],[Baseline Operating hours]]<>\"\",\"user defined\",INDEX(Table5[Hours],MATCH(Table1323[[#This Row],[Space Type]],Table5[Space Type],0))))),\"\")","v":""},null,{"$f":"IFERROR(INDEX(Table1[Rebate],MATCH(Table1323[[#This Row],[Lamp / Luminaire Category]]&Table1323[[#This Row],[Rebate Category]],Table1[PrescribedSource - Rebate ID],0)),\"\")","v":""},{"$f":"IFERROR(INDEX(Table1[Rebate Unit],MATCH(Table1323[[#This Row],[Lamp / Luminaire Category]]&Table1323[[#This Row],[Rebate Category]],Table1[PrescribedSource - Rebate ID],0)),\"\")","v":""},null,{"$f":"IFERROR(IF(Table1323[[#This Row],[Lamp / Luminaire Category]]=\"No eligible rebate\",\"no rebate\",INDEX(Table1[Retrofit W],MATCH(Table1323[[#This Row],[Lamp / Luminaire Category]]&Table1323[[#This Row],[Rebate Category]],Table1[PrescribedSource - Rebate ID],0))),\"\")","v":""},null,null,null,{"$f":"IFERROR(INDEX(Table1[Rebate],MATCH(Table1323[[#This Row],[Lamp / Luminaire Category]]&Table1323[[#This Row],[Rebate Category]],Table1[PrescribedSource - Rebate ID],0))*Table1323[[#This Row],[Quantity of luminaires]],0)","v":0},{"$f":"IF(OR(Table1323[[#This Row],[Automatic Controls?]]=\"Fixture integrated Occupancy / Daylight Harvesting sensor\",Table1323[[#This Row],[Automatic Controls?]]=\"Ceiling / wall mounted Occupancy / Daylight Harvesting sensor\",Table1323[[#This Row],[Automatic Controls?]]=\"Timer\"),45*Table1323[[#This Row],[Number of occupancy sensors]],\"\")","v":""},{"$f":"IFERROR(IF(Table1323[[#This Row],[Controls Rebate]]=\"\",0,Table1323[[#This Row],[Controls Rebate]])+Table1323[[#This Row],[Lighting Rebate]],\"\")","v":0},{"$f":"IFERROR(INDEX(Table1[Rebate Savings],MATCH(Table1323[[#This Row],[Lamp / Luminaire Category]]&Table1323[[#This Row],[Rebate Category]],Table1[PrescribedSource - Rebate ID],0))*Table1323[[#This Row],[Quantity of luminaires]]/1000,0)","v":0},{"$f":"IFERROR(Table1323[[#This Row],[Rebate kW Savings]]*IF(Table1323[[#This Row],[Assumed hours from space type]]=\"user defined\",Table1323[[#This Row],[Baseline Operating hours]],Table1323[[#This Row],[Assumed hours from space type]]),0)","v":0},{"$f":"IF(OR(Table1323[[#This Row],[Automatic Controls?]]=\"Fixture integrated occupancy sensor\",Table1323[[#This Row],[Automatic Controls?]]=\"Ceiling / wall mounted occupancy sensor\"),Table1323[[#This Row],[Quantity of luminaires]]*IF(Table1323[[#This Row],[Rebate Category]]<>\"\",INDEX(Table1[Retrofit W],MATCH(Table1323[[#This Row],[Rebate Category]],Table1[BC Hydro Rebate Category],0)),Table1323[[#This Row],[Retrofit W defined by user (no rebate)]])/1000*IF(Table1323[[#This Row],[Assumed hours from space type]]=\"user defined\",Table1323[[#This Row],[Baseline Operating hours]],Table1323[[#This Row],[Assumed hours from space type]])*0.2,0)","v":0},{"$f":"Table1323[[#This Row],[Rebate kWh savings]]+Table1323[[#This Row],[Controls Rebate kWh Savings]]","v":0},{"$f":"IFERROR(IF(Table1323[[#This Row],[Quantity of luminaires]]=\"\",\"\",IF(Table1323[[#This Row],[Lamp / Luminaire Category]]=\"No eligible rebate\",(Table1323[[#This Row],[Baseline W defined by user]]-Table1323[[#This Row],[Retrofit W defined by user (no rebate)]])*Table1323[[#This Row],[Quantity of luminaires]]/1000,(Table1323[[#This Row],[Assumed Baseline W by source]]-Table1323[[#This Row],[LED Luminaire W by rebate]])*Table1323[[#This Row],[Quantity of luminaires]]/1000)),0)","v":""},{"$f":"IFERROR(IF(Table1323[[#This Row],[Lamp / Luminaire Category]]=\"No eligible rebate\",Table1323[[#This Row],[Quantity of luminaires]]*(Table1323[[#This Row],[Baseline W defined by user]]-Table1323[[#This Row],[Retrofit W defined by user (no rebate)]])/1000*IF(Table1323[[#This Row],[Assumed hours from space type]]=\"user defined\",Table1323[[#This Row],[Baseline Operating hours]],Table1323[[#This Row],[Assumed hours from space type]])+Table1323[[#This Row],[Controls Rebate kWh Savings]],Table1323[[#This Row],[Quantity of luminaires]]*(INDEX(Table1[Actual Baseline W],MATCH(Table1323[[#This Row],[Lamp / Luminaire Category]]&Table1323[[#This Row],[Rebate Category]],Table1[PrescribedSource - Rebate ID],0))/1000-Table1323[[#This Row],[LED Luminaire W by rebate]]/1000)*IF(Table1323[[#This Row],[Assumed hours from space type]]=\"user defined\",Table1323[[#This Row],[Baseline Operating hours]],Table1323[[#This Row],[Assumed hours from space type]])+Table1323[[#This Row],[Controls Rebate kWh Savings]]),0)","v":0},{"$f":"IFERROR(IF(Table1323[[#This Row],[Rebate kW Savings]]=0,Table1323[[#This Row],[Demand Savings, kW]],INDEX(Table1[Actual Savings],MATCH(Table1323[[#This Row],[Lamp / Luminaire Category]]&Table1323[[#This Row],[Rebate Category]],Table1[PrescribedSource - Rebate ID],0))*Table1323[[#This Row],[Quantity of luminaires]]/1000),0)","v":""},{"$f":"IFERROR(Table1323[[#This Row],[BC Housing Site kW Savings]]*IF(Table1323[[#This Row],[Assumed hours from space type]]=\"user defined\",Table1323[[#This Row],[Baseline Operating hours]],Table1323[[#This Row],[Assumed hours from space type]])+Table1323[[#This Row],[Controls Rebate kWh Savings]],0)","v":0},{"$f":"IFERROR(IF(Table1323[[#This Row],[Lamp / Luminaire Category]]=\"No eligible rebate\",Table1323[[#This Row],[Lighting Technology]]&\" retrofit with no rebate\",Table1323[[#This Row],[Rebate Category]]),\"\")","v":0},{"$f":"IF(Table1323[[#This Row],[Lamp / Luminaire Category]]=\"No eligible rebate\",1,0)","v":0},{"$f":"IFERROR(IF(IF(Table1323[[#This Row],[Assumed hours from space type]]=\"user defined\",Table1323[[#This Row],[Baseline Operating hours]],Table1323[[#This Row],[Assumed hours from space type]])<3600,0,IF(AND(IF(Table1323[[#This Row],[Assumed hours from space type]]=\"user defined\",Table1323[[#This Row],[Baseline Operating hours]],Table1323[[#This Row],[Assumed hours from space type]])>=3600,OR(Table1323[[#This Row],[Automatic Controls?]]=\"None\",Table1323[[#This Row],[Automatic Controls?]]=\"\")),IF(Table1323[[#This Row],[Lamp / Luminaire Category]]=\"No eligible rebate\",Table1323[[#This Row],[Baseline W defined by user]]-Table1323[[#This Row],[Retrofit W defined by user (no rebate)]],Table1323[[#This Row],[Assumed Baseline W by source]]-Table1323[[#This Row],[LED Luminaire W by rebate]]),IF(AND(IF(Table1323[[#This Row],[Assumed hours from space type]]=\"user defined\",Table1323[[#This Row],[Baseline Operating hours]],Table1323[[#This Row],[Assumed hours from space type]])>=(3600/0.8),OR(Table1323[[#This Row],[Automatic Controls?]]=\"Fixture integrated occupancy sensor\",Table1323[[#This Row],[Automatic Controls?]]=\"Ceiling / wall mounted occupancy sensor\")),IF(Table1323[[#This Row],[Lamp / Luminaire Category]]=\"No eligible rebate\",(Table1323[[#This Row],[Baseline W defined by user]]-Table1323[[#This Row],[Retrofit W defined by user (no rebate)]]),Table1323[[#This Row],[Assumed Baseline W by source]]-Table1323[[#This Row],[LED Luminaire W by rebate]]),IF(AND(IF(Table1323[[#This Row],[Assumed hours from space type]]=\"user defined\",Table1323[[#This Row],[Baseline Operating hours]],Table1323[[#This Row],[Assumed hours from space type]])<(3600/0.8),OR(Table1323[[#This Row],[Automatic Controls?]]=\"Fixture integrated occupancy sensor\",Table1323[[#This Row],[Automatic Controls?]]=\"Ceiling / wall mounted occupancy sensor\")),IF(Table1323[[#This Row],[Lamp / Luminaire Category]]=\"No eligible rebate\",Table1323[[#This Row],[Baseline W defined by user]],Table1323[[#This Row],[Assumed Baseline W by source]])))))*Table1323[[#This Row],[Quantity of luminaires]]/1000,\"\")","v":""},{"$f":"Table1323[[#This Row],[LED lamp/luminaire retrofit part '#]]","v":0},{"$f":"IF(Table1323[[#This Row],[Rebate Unit]]=\"per lamp\",INDEX(Table1[Number of Lamps],MATCH(Table1323[[#This Row],[Lamp / Luminaire Category]]&Table1323[[#This Row],[Rebate Category]],Table1[PrescribedSource - Rebate ID],0)),1)*Table1323[[#This Row],[Quantity of luminaires]]","v":0},{"$f":"IFERROR(IF(Table1323[[#This Row],[Lamp / Luminaire Category]]=\"No eligible rebate\",\"no eligible rebate\",INDEX(Table1[BC Hydro xRM ECM],MATCH(Table1323[[#This Row],[Lamp / Luminaire Category]]&Table1323[[#This Row],[Rebate Category]],Table1[PrescribedSource - Rebate ID],0))),\"\")","v":""}]
[null,{"$f":"IF(Table1323[[#This Row],[Space Type]]=\"\",\"\",\"L-\"&ROW(288:288))","v":""},null,null,null,null,null,null,null,{"$f":"IFERROR(IF(Table1323[[#This Row],[Space Type]]=\"\",\"\",IF(Table1323[[#This Row],[Lamp / Luminaire Category]]=\"No eligible rebate\",\"\",IF(Table1323[[#This Row],[Rebate Category]]=\"\",\"select rebate\",INDEX(Table1[Actual Baseline W],MATCH(Table1323[[#This Row],[Lamp / Luminaire Category]]&Table1323[[#This Row],[Rebate Category]],Table1[PrescribedSource - Rebate ID],0))))),\"\")","v":""},{"$f":"IFERROR(IF(Table1323[[#This Row],[No]]=\"\",\"\",IF(Table1323[[#This Row],[Space Type]]=\"\",\"select Space Type\",IF(Table1323[[#This Row],[Baseline Operating hours]]<>\"\",\"user defined\",INDEX(Table5[Hours],MATCH(Table1323[[#This Row],[Space Type]],Table5[Space Type],0))))),\"\")","v":""},null,{"$f":"IFERROR(INDEX(Table1[Rebate],MATCH(Table1323[[#This Row],[Lamp / Luminaire Category]]&Table1323[[#This Row],[Rebate Category]],Table1[PrescribedSource - Rebate ID],0)),\"\")","v":""},{"$f":"IFERROR(INDEX(Table1[Rebate Unit],MATCH(Table1323[[#This Row],[Lamp / Luminaire Category]]&Table1323[[#This Row],[Rebate Category]],Table1[PrescribedSource - Rebate ID],0)),\"\")","v":""},null,{"$f":"IFERROR(IF(Table1323[[#This Row],[Lamp / Luminaire Category]]=\"No eligible rebate\",\"no rebate\",INDEX(Table1[Retrofit W],MATCH(Table1323[[#This Row],[Lamp / Luminaire Category]]&Table1323[[#This Row],[Rebate Category]],Table1[PrescribedSource - Rebate ID],0))),\"\")","v":""},null,null,null,{"$f":"IFERROR(INDEX(Table1[Rebate],MATCH(Table1323[[#This Row],[Lamp / Luminaire Category]]&Table1323[[#This Row],[Rebate Category]],Table1[PrescribedSource - Rebate ID],0))*Table1323[[#This Row],[Quantity of luminaires]],0)","v":0},{"$f":"IF(OR(Table1323[[#This Row],[Automatic Controls?]]=\"Fixture integrated Occupancy / Daylight Harvesting sensor\",Table1323[[#This Row],[Automatic Controls?]]=\"Ceiling / wall mounted Occupancy / Daylight Harvesting sensor\",Table1323[[#This Row],[Automatic Controls?]]=\"Timer\"),45*Table1323[[#This Row],[Number of occupancy sensors]],\"\")","v":""},{"$f":"IFERROR(IF(Table1323[[#This Row],[Controls Rebate]]=\"\",0,Table1323[[#This Row],[Controls Rebate]])+Table1323[[#This Row],[Lighting Rebate]],\"\")","v":0},{"$f":"IFERROR(INDEX(Table1[Rebate Savings],MATCH(Table1323[[#This Row],[Lamp / Luminaire Category]]&Table1323[[#This Row],[Rebate Category]],Table1[PrescribedSource - Rebate ID],0))*Table1323[[#This Row],[Quantity of luminaires]]/1000,0)","v":0},{"$f":"IFERROR(Table1323[[#This Row],[Rebate kW Savings]]*IF(Table1323[[#This Row],[Assumed hours from space type]]=\"user defined\",Table1323[[#This Row],[Baseline Operating hours]],Table1323[[#This Row],[Assumed hours from space type]]),0)","v":0},{"$f":"IF(OR(Table1323[[#This Row],[Automatic Controls?]]=\"Fixture integrated occupancy sensor\",Table1323[[#This Row],[Automatic Controls?]]=\"Ceiling / wall mounted occupancy sensor\"),Table1323[[#This Row],[Quantity of luminaires]]*IF(Table1323[[#This Row],[Rebate Category]]<>\"\",INDEX(Table1[Retrofit W],MATCH(Table1323[[#This Row],[Rebate Category]],Table1[BC Hydro Rebate Category],0)),Table1323[[#This Row],[Retrofit W defined by user (no rebate)]])/1000*IF(Table1323[[#This Row],[Assumed hours from space type]]=\"user defined\",Table1323[[#This Row],[Baseline Operating hours]],Table1323[[#This Row],[Assumed hours from space type]])*0.2,0)","v":0},{"$f":"Table1323[[#This Row],[Rebate kWh savings]]+Table1323[[#This Row],[Controls Rebate kWh Savings]]","v":0},{"$f":"IFERROR(IF(Table1323[[#This Row],[Quantity of luminaires]]=\"\",\"\",IF(Table1323[[#This Row],[Lamp / Luminaire Category]]=\"No eligible rebate\",(Table1323[[#This Row],[Baseline W defined by user]]-Table1323[[#This Row],[Retrofit W defined by user (no rebate)]])*Table1323[[#This Row],[Quantity of luminaires]]/1000,(Table1323[[#This Row],[Assumed Baseline W by source]]-Table1323[[#This Row],[LED Luminaire W by rebate]])*Table1323[[#This Row],[Quantity of luminaires]]/1000)),0)","v":""},{"$f":"IFERROR(IF(Table1323[[#This Row],[Lamp / Luminaire Category]]=\"No eligible rebate\",Table1323[[#This Row],[Quantity of luminaires]]*(Table1323[[#This Row],[Baseline W defined by user]]-Table1323[[#This Row],[Retrofit W defined by user (no rebate)]])/1000*IF(Table1323[[#This Row],[Assumed hours from space type]]=\"user defined\",Table1323[[#This Row],[Baseline Operating hours]],Table1323[[#This Row],[Assumed hours from space type]])+Table1323[[#This Row],[Controls Rebate kWh Savings]],Table1323[[#This Row],[Quantity of luminaires]]*(INDEX(Table1[Actual Baseline W],MATCH(Table1323[[#This Row],[Lamp / Luminaire Category]]&Table1323[[#This Row],[Rebate Category]],Table1[PrescribedSource - Rebate ID],0))/1000-Table1323[[#This Row],[LED Luminaire W by rebate]]/1000)*IF(Table1323[[#This Row],[Assumed hours from space type]]=\"user defined\",Table1323[[#This Row],[Baseline Operating hours]],Table1323[[#This Row],[Assumed hours from space type]])+Table1323[[#This Row],[Controls Rebate kWh Savings]]),0)","v":0},{"$f":"IFERROR(IF(Table1323[[#This Row],[Rebate kW Savings]]=0,Table1323[[#This Row],[Demand Savings, kW]],INDEX(Table1[Actual Savings],MATCH(Table1323[[#This Row],[Lamp / Luminaire Category]]&Table1323[[#This Row],[Rebate Category]],Table1[PrescribedSource - Rebate ID],0))*Table1323[[#This Row],[Quantity of luminaires]]/1000),0)","v":""},{"$f":"IFERROR(Table1323[[#This Row],[BC Housing Site kW Savings]]*IF(Table1323[[#This Row],[Assumed hours from space type]]=\"user defined\",Table1323[[#This Row],[Baseline Operating hours]],Table1323[[#This Row],[Assumed hours from space type]])+Table1323[[#This Row],[Controls Rebate kWh Savings]],0)","v":0},{"$f":"IFERROR(IF(Table1323[[#This Row],[Lamp / Luminaire Category]]=\"No eligible rebate\",Table1323[[#This Row],[Lighting Technology]]&\" retrofit with no rebate\",Table1323[[#This Row],[Rebate Category]]),\"\")","v":0},{"$f":"IF(Table1323[[#This Row],[Lamp / Luminaire Category]]=\"No eligible rebate\",1,0)","v":0},{"$f":"IFERROR(IF(IF(Table1323[[#This Row],[Assumed hours from space type]]=\"user defined\",Table1323[[#This Row],[Baseline Operating hours]],Table1323[[#This Row],[Assumed hours from space type]])<3600,0,IF(AND(IF(Table1323[[#This Row],[Assumed hours from space type]]=\"user defined\",Table1323[[#This Row],[Baseline Operating hours]],Table1323[[#This Row],[Assumed hours from space type]])>=3600,OR(Table1323[[#This Row],[Automatic Controls?]]=\"None\",Table1323[[#This Row],[Automatic Controls?]]=\"\")),IF(Table1323[[#This Row],[Lamp / Luminaire Category]]=\"No eligible rebate\",Table1323[[#This Row],[Baseline W defined by user]]-Table1323[[#This Row],[Retrofit W defined by user (no rebate)]],Table1323[[#This Row],[Assumed Baseline W by source]]-Table1323[[#This Row],[LED Luminaire W by rebate]]),IF(AND(IF(Table1323[[#This Row],[Assumed hours from space type]]=\"user defined\",Table1323[[#This Row],[Baseline Operating hours]],Table1323[[#This Row],[Assumed hours from space type]])>=(3600/0.8),OR(Table1323[[#This Row],[Automatic Controls?]]=\"Fixture integrated occupancy sensor\",Table1323[[#This Row],[Automatic Controls?]]=\"Ceiling / wall mounted occupancy sensor\")),IF(Table1323[[#This Row],[Lamp / Luminaire Category]]=\"No eligible rebate\",(Table1323[[#This Row],[Baseline W defined by user]]-Table1323[[#This Row],[Retrofit W defined by user (no rebate)]]),Table1323[[#This Row],[Assumed Baseline W by source]]-Table1323[[#This Row],[LED Luminaire W by rebate]]),IF(AND(IF(Table1323[[#This Row],[Assumed hours from space type]]=\"user defined\",Table1323[[#This Row],[Baseline Operating hours]],Table1323[[#This Row],[Assumed hours from space type]])<(3600/0.8),OR(Table1323[[#This Row],[Automatic Controls?]]=\"Fixture integrated occupancy sensor\",Table1323[[#This Row],[Automatic Controls?]]=\"Ceiling / wall mounted occupancy sensor\")),IF(Table1323[[#This Row],[Lamp / Luminaire Category]]=\"No eligible rebate\",Table1323[[#This Row],[Baseline W defined by user]],Table1323[[#This Row],[Assumed Baseline W by source]])))))*Table1323[[#This Row],[Quantity of luminaires]]/1000,\"\")","v":""},{"$f":"Table1323[[#This Row],[LED lamp/luminaire retrofit part '#]]","v":0},{"$f":"IF(Table1323[[#This Row],[Rebate Unit]]=\"per lamp\",INDEX(Table1[Number of Lamps],MATCH(Table1323[[#This Row],[Lamp / Luminaire Category]]&Table1323[[#This Row],[Rebate Category]],Table1[PrescribedSource - Rebate ID],0)),1)*Table1323[[#This Row],[Quantity of luminaires]]","v":0},{"$f":"IFERROR(IF(Table1323[[#This Row],[Lamp / Luminaire Category]]=\"No eligible rebate\",\"no eligible rebate\",INDEX(Table1[BC Hydro xRM ECM],MATCH(Table1323[[#This Row],[Lamp / Luminaire Category]]&Table1323[[#This Row],[Rebate Category]],Table1[PrescribedSource - Rebate ID],0))),\"\")","v":""}]
[null,{"$f":"IF(Table1323[[#This Row],[Space Type]]=\"\",\"\",\"L-\"&ROW(289:289))","v":""},null,null,null,null,null,null,null,{"$f":"IFERROR(IF(Table1323[[#This Row],[Space Type]]=\"\",\"\",IF(Table1323[[#This Row],[Lamp / Luminaire Category]]=\"No eligible rebate\",\"\",IF(Table1323[[#This Row],[Rebate Category]]=\"\",\"select rebate\",INDEX(Table1[Actual Baseline W],MATCH(Table1323[[#This Row],[Lamp / Luminaire Category]]&Table1323[[#This Row],[Rebate Category]],Table1[PrescribedSource - Rebate ID],0))))),\"\")","v":""},{"$f":"IFERROR(IF(Table1323[[#This Row],[No]]=\"\",\"\",IF(Table1323[[#This Row],[Space Type]]=\"\",\"select Space Type\",IF(Table1323[[#This Row],[Baseline Operating hours]]<>\"\",\"user defined\",INDEX(Table5[Hours],MATCH(Table1323[[#This Row],[Space Type]],Table5[Space Type],0))))),\"\")","v":""},null,{"$f":"IFERROR(INDEX(Table1[Rebate],MATCH(Table1323[[#This Row],[Lamp / Luminaire Category]]&Table1323[[#This Row],[Rebate Category]],Table1[PrescribedSource - Rebate ID],0)),\"\")","v":""},{"$f":"IFERROR(INDEX(Table1[Rebate Unit],MATCH(Table1323[[#This Row],[Lamp / Luminaire Category]]&Table1323[[#This Row],[Rebate Category]],Table1[PrescribedSource - Rebate ID],0)),\"\")","v":""},null,{"$f":"IFERROR(IF(Table1323[[#This Row],[Lamp / Luminaire Category]]=\"No eligible rebate\",\"no rebate\",INDEX(Table1[Retrofit W],MATCH(Table1323[[#This Row],[Lamp / Luminaire Category]]&Table1323[[#This Row],[Rebate Category]],Table1[PrescribedSource - Rebate ID],0))),\"\")","v":""},null,null,null,{"$f":"IFERROR(INDEX(Table1[Rebate],MATCH(Table1323[[#This Row],[Lamp / Luminaire Category]]&Table1323[[#This Row],[Rebate Category]],Table1[PrescribedSource - Rebate ID],0))*Table1323[[#This Row],[Quantity of luminaires]],0)","v":0},{"$f":"IF(OR(Table1323[[#This Row],[Automatic Controls?]]=\"Fixture integrated Occupancy / Daylight Harvesting sensor\",Table1323[[#This Row],[Automatic Controls?]]=\"Ceiling / wall mounted Occupancy / Daylight Harvesting sensor\",Table1323[[#This Row],[Automatic Controls?]]=\"Timer\"),45*Table1323[[#This Row],[Number of occupancy sensors]],\"\")","v":""},{"$f":"IFERROR(IF(Table1323[[#This Row],[Controls Rebate]]=\"\",0,Table1323[[#This Row],[Controls Rebate]])+Table1323[[#This Row],[Lighting Rebate]],\"\")","v":0},{"$f":"IFERROR(INDEX(Table1[Rebate Savings],MATCH(Table1323[[#This Row],[Lamp / Luminaire Category]]&Table1323[[#This Row],[Rebate Category]],Table1[PrescribedSource - Rebate ID],0))*Table1323[[#This Row],[Quantity of luminaires]]/1000,0)","v":0},{"$f":"IFERROR(Table1323[[#This Row],[Rebate kW Savings]]*IF(Table1323[[#This Row],[Assumed hours from space type]]=\"user defined\",Table1323[[#This Row],[Baseline Operating hours]],Table1323[[#This Row],[Assumed hours from space type]]),0)","v":0},{"$f":"IF(OR(Table1323[[#This Row],[Automatic Controls?]]=\"Fixture integrated occupancy sensor\",Table1323[[#This Row],[Automatic Controls?]]=\"Ceiling / wall mounted occupancy sensor\"),Table1323[[#This Row],[Quantity of luminaires]]*IF(Table1323[[#This Row],[Rebate Category]]<>\"\",INDEX(Table1[Retrofit W],MATCH(Table1323[[#This Row],[Rebate Category]],Table1[BC Hydro Rebate Category],0)),Table1323[[#This Row],[Retrofit W defined by user (no rebate)]])/1000*IF(Table1323[[#This Row],[Assumed hours from space type]]=\"user defined\",Table1323[[#This Row],[Baseline Operating hours]],Table1323[[#This Row],[Assumed hours from space type]])*0.2,0)","v":0},{"$f":"Table1323[[#This Row],[Rebate kWh savings]]+Table1323[[#This Row],[Controls Rebate kWh Savings]]","v":0},{"$f":"IFERROR(IF(Table1323[[#This Row],[Quantity of luminaires]]=\"\",\"\",IF(Table1323[[#This Row],[Lamp / Luminaire Category]]=\"No eligible rebate\",(Table1323[[#This Row],[Baseline W defined by user]]-Table1323[[#This Row],[Retrofit W defined by user (no rebate)]])*Table1323[[#This Row],[Quantity of luminaires]]/1000,(Table1323[[#This Row],[Assumed Baseline W by source]]-Table1323[[#This Row],[LED Luminaire W by rebate]])*Table1323[[#This Row],[Quantity of luminaires]]/1000)),0)","v":""},{"$f":"IFERROR(IF(Table1323[[#This Row],[Lamp / Luminaire Category]]=\"No eligible rebate\",Table1323[[#This Row],[Quantity of luminaires]]*(Table1323[[#This Row],[Baseline W defined by user]]-Table1323[[#This Row],[Retrofit W defined by user (no rebate)]])/1000*IF(Table1323[[#This Row],[Assumed hours from space type]]=\"user defined\",Table1323[[#This Row],[Baseline Operating hours]],Table1323[[#This Row],[Assumed hours from space type]])+Table1323[[#This Row],[Controls Rebate kWh Savings]],Table1323[[#This Row],[Quantity of luminaires]]*(INDEX(Table1[Actual Baseline W],MATCH(Table1323[[#This Row],[Lamp / Luminaire Category]]&Table1323[[#This Row],[Rebate Category]],Table1[PrescribedSource - Rebate ID],0))/1000-Table1323[[#This Row],[LED Luminaire W by rebate]]/1000)*IF(Table1323[[#This Row],[Assumed hours from space type]]=\"user defined\",Table1323[[#This Row],[Baseline Operating hours]],Table1323[[#This Row],[Assumed hours from space type]])+Table1323[[#This Row],[Controls Rebate kWh Savings]]),0)","v":0},{"$f":"IFERROR(IF(Table1323[[#This Row],[Rebate kW Savings]]=0,Table1323[[#This Row],[Demand Savings, kW]],INDEX(Table1[Actual Savings],MATCH(Table1323[[#This Row],[Lamp / Luminaire Category]]&Table1323[[#This Row],[Rebate Category]],Table1[PrescribedSource - Rebate ID],0))*Table1323[[#This Row],[Quantity of luminaires]]/1000),0)","v":""},{"$f":"IFERROR(Table1323[[#This Row],[BC Housing Site kW Savings]]*IF(Table1323[[#This Row],[Assumed hours from space type]]=\"user defined\",Table1323[[#This Row],[Baseline Operating hours]],Table1323[[#This Row],[Assumed hours from space type]])+Table1323[[#This Row],[Controls Rebate kWh Savings]],0)","v":0},{"$f":"IFERROR(IF(Table1323[[#This Row],[Lamp / Luminaire Category]]=\"No eligible rebate\",Table1323[[#This Row],[Lighting Technology]]&\" retrofit with no rebate\",Table1323[[#This Row],[Rebate Category]]),\"\")","v":0},{"$f":"IF(Table1323[[#This Row],[Lamp / Luminaire Category]]=\"No eligible rebate\",1,0)","v":0},{"$f":"IFERROR(IF(IF(Table1323[[#This Row],[Assumed hours from space type]]=\"user defined\",Table1323[[#This Row],[Baseline Operating hours]],Table1323[[#This Row],[Assumed hours from space type]])<3600,0,IF(AND(IF(Table1323[[#This Row],[Assumed hours from space type]]=\"user defined\",Table1323[[#This Row],[Baseline Operating hours]],Table1323[[#This Row],[Assumed hours from space type]])>=3600,OR(Table1323[[#This Row],[Automatic Controls?]]=\"None\",Table1323[[#This Row],[Automatic Controls?]]=\"\")),IF(Table1323[[#This Row],[Lamp / Luminaire Category]]=\"No eligible rebate\",Table1323[[#This Row],[Baseline W defined by user]]-Table1323[[#This Row],[Retrofit W defined by user (no rebate)]],Table1323[[#This Row],[Assumed Baseline W by source]]-Table1323[[#This Row],[LED Luminaire W by rebate]]),IF(AND(IF(Table1323[[#This Row],[Assumed hours from space type]]=\"user defined\",Table1323[[#This Row],[Baseline Operating hours]],Table1323[[#This Row],[Assumed hours from space type]])>=(3600/0.8),OR(Table1323[[#This Row],[Automatic Controls?]]=\"Fixture integrated occupancy sensor\",Table1323[[#This Row],[Automatic Controls?]]=\"Ceiling / wall mounted occupancy sensor\")),IF(Table1323[[#This Row],[Lamp / Luminaire Category]]=\"No eligible rebate\",(Table1323[[#This Row],[Baseline W defined by user]]-Table1323[[#This Row],[Retrofit W defined by user (no rebate)]]),Table1323[[#This Row],[Assumed Baseline W by source]]-Table1323[[#This Row],[LED Luminaire W by rebate]]),IF(AND(IF(Table1323[[#This Row],[Assumed hours from space type]]=\"user defined\",Table1323[[#This Row],[Baseline Operating hours]],Table1323[[#This Row],[Assumed hours from space type]])<(3600/0.8),OR(Table1323[[#This Row],[Automatic Controls?]]=\"Fixture integrated occupancy sensor\",Table1323[[#This Row],[Automatic Controls?]]=\"Ceiling / wall mounted occupancy sensor\")),IF(Table1323[[#This Row],[Lamp / Luminaire Category]]=\"No eligible rebate\",Table1323[[#This Row],[Baseline W defined by user]],Table1323[[#This Row],[Assumed Baseline W by source]])))))*Table1323[[#This Row],[Quantity of luminaires]]/1000,\"\")","v":""},{"$f":"Table1323[[#This Row],[LED lamp/luminaire retrofit part '#]]","v":0},{"$f":"IF(Table1323[[#This Row],[Rebate Unit]]=\"per lamp\",INDEX(Table1[Number of Lamps],MATCH(Table1323[[#This Row],[Lamp / Luminaire Category]]&Table1323[[#This Row],[Rebate Category]],Table1[PrescribedSource - Rebate ID],0)),1)*Table1323[[#This Row],[Quantity of luminaires]]","v":0},{"$f":"IFERROR(IF(Table1323[[#This Row],[Lamp / Luminaire Category]]=\"No eligible rebate\",\"no eligible rebate\",INDEX(Table1[BC Hydro xRM ECM],MATCH(Table1323[[#This Row],[Lamp / Luminaire Category]]&Table1323[[#This Row],[Rebate Category]],Table1[PrescribedSource - Rebate ID],0))),\"\")","v":""}]
[null,{"$f":"IF(Table1323[[#This Row],[Space Type]]=\"\",\"\",\"L-\"&ROW(290:290))","v":""},null,null,null,null,null,null,null,{"$f":"IFERROR(IF(Table1323[[#This Row],[Space Type]]=\"\",\"\",IF(Table1323[[#This Row],[Lamp / Luminaire Category]]=\"No eligible rebate\",\"\",IF(Table1323[[#This Row],[Rebate Category]]=\"\",\"select rebate\",INDEX(Table1[Actual Baseline W],MATCH(Table1323[[#This Row],[Lamp / Luminaire Category]]&Table1323[[#This Row],[Rebate Category]],Table1[PrescribedSource - Rebate ID],0))))),\"\")","v":""},{"$f":"IFERROR(IF(Table1323[[#This Row],[No]]=\"\",\"\",IF(Table1323[[#This Row],[Space Type]]=\"\",\"select Space Type\",IF(Table1323[[#This Row],[Baseline Operating hours]]<>\"\",\"user defined\",INDEX(Table5[Hours],MATCH(Table1323[[#This Row],[Space Type]],Table5[Space Type],0))))),\"\")","v":""},null,{"$f":"IFERROR(INDEX(Table1[Rebate],MATCH(Table1323[[#This Row],[Lamp / Luminaire Category]]&Table1323[[#This Row],[Rebate Category]],Table1[PrescribedSource - Rebate ID],0)),\"\")","v":""},{"$f":"IFERROR(INDEX(Table1[Rebate Unit],MATCH(Table1323[[#This Row],[Lamp / Luminaire Category]]&Table1323[[#This Row],[Rebate Category]],Table1[PrescribedSource - Rebate ID],0)),\"\")","v":""},null,{"$f":"IFERROR(IF(Table1323[[#This Row],[Lamp / Luminaire Category]]=\"No eligible rebate\",\"no rebate\",INDEX(Table1[Retrofit W],MATCH(Table1323[[#This Row],[Lamp / Luminaire Category]]&Table1323[[#This Row],[Rebate Category]],Table1[PrescribedSource - Rebate ID],0))),\"\")","v":""},null,null,null,{"$f":"IFERROR(INDEX(Table1[Rebate],MATCH(Table1323[[#This Row],[Lamp / Luminaire Category]]&Table1323[[#This Row],[Rebate Category]],Table1[PrescribedSource - Rebate ID],0))*Table1323[[#This Row],[Quantity of luminaires]],0)","v":0},{"$f":"IF(OR(Table1323[[#This Row],[Automatic Controls?]]=\"Fixture integrated Occupancy / Daylight Harvesting sensor\",Table1323[[#This Row],[Automatic Controls?]]=\"Ceiling / wall mounted Occupancy / Daylight Harvesting sensor\",Table1323[[#This Row],[Automatic Controls?]]=\"Timer\"),45*Table1323[[#This Row],[Number of occupancy sensors]],\"\")","v":""},{"$f":"IFERROR(IF(Table1323[[#This Row],[Controls Rebate]]=\"\",0,Table1323[[#This Row],[Controls Rebate]])+Table1323[[#This Row],[Lighting Rebate]],\"\")","v":0},{"$f":"IFERROR(INDEX(Table1[Rebate Savings],MATCH(Table1323[[#This Row],[Lamp / Luminaire Category]]&Table1323[[#This Row],[Rebate Category]],Table1[PrescribedSource - Rebate ID],0))*Table1323[[#This Row],[Quantity of luminaires]]/1000,0)","v":0},{"$f":"IFERROR(Table1323[[#This Row],[Rebate kW Savings]]*IF(Table1323[[#This Row],[Assumed hours from space type]]=\"user defined\",Table1323[[#This Row],[Baseline Operating hours]],Table1323[[#This Row],[Assumed hours from space type]]),0)","v":0},{"$f":"IF(OR(Table1323[[#This Row],[Automatic Controls?]]=\"Fixture integrated occupancy sensor\",Table1323[[#This Row],[Automatic Controls?]]=\"Ceiling / wall mounted occupancy sensor\"),Table1323[[#This Row],[Quantity of luminaires]]*IF(Table1323[[#This Row],[Rebate Category]]<>\"\",INDEX(Table1[Retrofit W],MATCH(Table1323[[#This Row],[Rebate Category]],Table1[BC Hydro Rebate Category],0)),Table1323[[#This Row],[Retrofit W defined by user (no rebate)]])/1000*IF(Table1323[[#This Row],[Assumed hours from space type]]=\"user defined\",Table1323[[#This Row],[Baseline Operating hours]],Table1323[[#This Row],[Assumed hours from space type]])*0.2,0)","v":0},{"$f":"Table1323[[#This Row],[Rebate kWh savings]]+Table1323[[#This Row],[Controls Rebate kWh Savings]]","v":0},{"$f":"IFERROR(IF(Table1323[[#This Row],[Quantity of luminaires]]=\"\",\"\",IF(Table1323[[#This Row],[Lamp / Luminaire Category]]=\"No eligible rebate\",(Table1323[[#This Row],[Baseline W defined by user]]-Table1323[[#This Row],[Retrofit W defined by user (no rebate)]])*Table1323[[#This Row],[Quantity of luminaires]]/1000,(Table1323[[#This Row],[Assumed Baseline W by source]]-Table1323[[#This Row],[LED Luminaire W by rebate]])*Table1323[[#This Row],[Quantity of luminaires]]/1000)),0)","v":""},{"$f":"IFERROR(IF(Table1323[[#This Row],[Lamp / Luminaire Category]]=\"No eligible rebate\",Table1323[[#This Row],[Quantity of luminaires]]*(Table1323[[#This Row],[Baseline W defined by user]]-Table1323[[#This Row],[Retrofit W defined by user (no rebate)]])/1000*IF(Table1323[[#This Row],[Assumed hours from space type]]=\"user defined\",Table1323[[#This Row],[Baseline Operating hours]],Table1323[[#This Row],[Assumed hours from space type]])+Table1323[[#This Row],[Controls Rebate kWh Savings]],Table1323[[#This Row],[Quantity of luminaires]]*(INDEX(Table1[Actual Baseline W],MATCH(Table1323[[#This Row],[Lamp / Luminaire Category]]&Table1323[[#This Row],[Rebate Category]],Table1[PrescribedSource - Rebate ID],0))/1000-Table1323[[#This Row],[LED Luminaire W by rebate]]/1000)*IF(Table1323[[#This Row],[Assumed hours from space type]]=\"user defined\",Table1323[[#This Row],[Baseline Operating hours]],Table1323[[#This Row],[Assumed hours from space type]])+Table1323[[#This Row],[Controls Rebate kWh Savings]]),0)","v":0},{"$f":"IFERROR(IF(Table1323[[#This Row],[Rebate kW Savings]]=0,Table1323[[#This Row],[Demand Savings, kW]],INDEX(Table1[Actual Savings],MATCH(Table1323[[#This Row],[Lamp / Luminaire Category]]&Table1323[[#This Row],[Rebate Category]],Table1[PrescribedSource - Rebate ID],0))*Table1323[[#This Row],[Quantity of luminaires]]/1000),0)","v":""},{"$f":"IFERROR(Table1323[[#This Row],[BC Housing Site kW Savings]]*IF(Table1323[[#This Row],[Assumed hours from space type]]=\"user defined\",Table1323[[#This Row],[Baseline Operating hours]],Table1323[[#This Row],[Assumed hours from space type]])+Table1323[[#This Row],[Controls Rebate kWh Savings]],0)","v":0},{"$f":"IFERROR(IF(Table1323[[#This Row],[Lamp / Luminaire Category]]=\"No eligible rebate\",Table1323[[#This Row],[Lighting Technology]]&\" retrofit with no rebate\",Table1323[[#This Row],[Rebate Category]]),\"\")","v":0},{"$f":"IF(Table1323[[#This Row],[Lamp / Luminaire Category]]=\"No eligible rebate\",1,0)","v":0},{"$f":"IFERROR(IF(IF(Table1323[[#This Row],[Assumed hours from space type]]=\"user defined\",Table1323[[#This Row],[Baseline Operating hours]],Table1323[[#This Row],[Assumed hours from space type]])<3600,0,IF(AND(IF(Table1323[[#This Row],[Assumed hours from space type]]=\"user defined\",Table1323[[#This Row],[Baseline Operating hours]],Table1323[[#This Row],[Assumed hours from space type]])>=3600,OR(Table1323[[#This Row],[Automatic Controls?]]=\"None\",Table1323[[#This Row],[Automatic Controls?]]=\"\")),IF(Table1323[[#This Row],[Lamp / Luminaire Category]]=\"No eligible rebate\",Table1323[[#This Row],[Baseline W defined by user]]-Table1323[[#This Row],[Retrofit W defined by user (no rebate)]],Table1323[[#This Row],[Assumed Baseline W by source]]-Table1323[[#This Row],[LED Luminaire W by rebate]]),IF(AND(IF(Table1323[[#This Row],[Assumed hours from space type]]=\"user defined\",Table1323[[#This Row],[Baseline Operating hours]],Table1323[[#This Row],[Assumed hours from space type]])>=(3600/0.8),OR(Table1323[[#This Row],[Automatic Controls?]]=\"Fixture integrated occupancy sensor\",Table1323[[#This Row],[Automatic Controls?]]=\"Ceiling / wall mounted occupancy sensor\")),IF(Table1323[[#This Row],[Lamp / Luminaire Category]]=\"No eligible rebate\",(Table1323[[#This Row],[Baseline W defined by user]]-Table1323[[#This Row],[Retrofit W defined by user (no rebate)]]),Table1323[[#This Row],[Assumed Baseline W by source]]-Table1323[[#This Row],[LED Luminaire W by rebate]]),IF(AND(IF(Table1323[[#This Row],[Assumed hours from space type]]=\"user defined\",Table1323[[#This Row],[Baseline Operating hours]],Table1323[[#This Row],[Assumed hours from space type]])<(3600/0.8),OR(Table1323[[#This Row],[Automatic Controls?]]=\"Fixture integrated occupancy sensor\",Table1323[[#This Row],[Automatic Controls?]]=\"Ceiling / wall mounted occupancy sensor\")),IF(Table1323[[#This Row],[Lamp / Luminaire Category]]=\"No eligible rebate\",Table1323[[#This Row],[Baseline W defined by user]],Table1323[[#This Row],[Assumed Baseline W by source]])))))*Table1323[[#This Row],[Quantity of luminaires]]/1000,\"\")","v":""},{"$f":"Table1323[[#This Row],[LED lamp/luminaire retrofit part '#]]","v":0},{"$f":"IF(Table1323[[#This Row],[Rebate Unit]]=\"per lamp\",INDEX(Table1[Number of Lamps],MATCH(Table1323[[#This Row],[Lamp / Luminaire Category]]&Table1323[[#This Row],[Rebate Category]],Table1[PrescribedSource - Rebate ID],0)),1)*Table1323[[#This Row],[Quantity of luminaires]]","v":0},{"$f":"IFERROR(IF(Table1323[[#This Row],[Lamp / Luminaire Category]]=\"No eligible rebate\",\"no eligible rebate\",INDEX(Table1[BC Hydro xRM ECM],MATCH(Table1323[[#This Row],[Lamp / Luminaire Category]]&Table1323[[#This Row],[Rebate Category]],Table1[PrescribedSource - Rebate ID],0))),\"\")","v":""}]
[null,{"$f":"IF(Table1323[[#This Row],[Space Type]]=\"\",\"\",\"L-\"&ROW(291:291))","v":""},null,null,null,null,null,null,null,{"$f":"IFERROR(IF(Table1323[[#This Row],[Space Type]]=\"\",\"\",IF(Table1323[[#This Row],[Lamp / Luminaire Category]]=\"No eligible rebate\",\"\",IF(Table1323[[#This Row],[Rebate Category]]=\"\",\"select rebate\",INDEX(Table1[Actual Baseline W],MATCH(Table1323[[#This Row],[Lamp / Luminaire Category]]&Table1323[[#This Row],[Rebate Category]],Table1[PrescribedSource - Rebate ID],0))))),\"\")","v":""},{"$f":"IFERROR(IF(Table1323[[#This Row],[No]]=\"\",\"\",IF(Table1323[[#This Row],[Space Type]]=\"\",\"select Space Type\",IF(Table1323[[#This Row],[Baseline Operating hours]]<>\"\",\"user defined\",INDEX(Table5[Hours],MATCH(Table1323[[#This Row],[Space Type]],Table5[Space Type],0))))),\"\")","v":""},null,{"$f":"IFERROR(INDEX(Table1[Rebate],MATCH(Table1323[[#This Row],[Lamp / Luminaire Category]]&Table1323[[#This Row],[Rebate Category]],Table1[PrescribedSource - Rebate ID],0)),\"\")","v":""},{"$f":"IFERROR(INDEX(Table1[Rebate Unit],MATCH(Table1323[[#This Row],[Lamp / Luminaire Category]]&Table1323[[#This Row],[Rebate Category]],Table1[PrescribedSource - Rebate ID],0)),\"\")","v":""},null,{"$f":"IFERROR(IF(Table1323[[#This Row],[Lamp / Luminaire Category]]=\"No eligible rebate\",\"no rebate\",INDEX(Table1[Retrofit W],MATCH(Table1323[[#This Row],[Lamp / Luminaire Category]]&Table1323[[#This Row],[Rebate Category]],Table1[PrescribedSource - Rebate ID],0))),\"\")","v":""},null,null,null,{"$f":"IFERROR(INDEX(Table1[Rebate],MATCH(Table1323[[#This Row],[Lamp / Luminaire Category]]&Table1323[[#This Row],[Rebate Category]],Table1[PrescribedSource - Rebate ID],0))*Table1323[[#This Row],[Quantity of luminaires]],0)","v":0},{"$f":"IF(OR(Table1323[[#This Row],[Automatic Controls?]]=\"Fixture integrated Occupancy / Daylight Harvesting sensor\",Table1323[[#This Row],[Automatic Controls?]]=\"Ceiling / wall mounted Occupancy / Daylight Harvesting sensor\",Table1323[[#This Row],[Automatic Controls?]]=\"Timer\"),45*Table1323[[#This Row],[Number of occupancy sensors]],\"\")","v":""},{"$f":"IFERROR(IF(Table1323[[#This Row],[Controls Rebate]]=\"\",0,Table1323[[#This Row],[Controls Rebate]])+Table1323[[#This Row],[Lighting Rebate]],\"\")","v":0},{"$f":"IFERROR(INDEX(Table1[Rebate Savings],MATCH(Table1323[[#This Row],[Lamp / Luminaire Category]]&Table1323[[#This Row],[Rebate Category]],Table1[PrescribedSource - Rebate ID],0))*Table1323[[#This Row],[Quantity of luminaires]]/1000,0)","v":0},{"$f":"IFERROR(Table1323[[#This Row],[Rebate kW Savings]]*IF(Table1323[[#This Row],[Assumed hours from space type]]=\"user defined\",Table1323[[#This Row],[Baseline Operating hours]],Table1323[[#This Row],[Assumed hours from space type]]),0)","v":0},{"$f":"IF(OR(Table1323[[#This Row],[Automatic Controls?]]=\"Fixture integrated occupancy sensor\",Table1323[[#This Row],[Automatic Controls?]]=\"Ceiling / wall mounted occupancy sensor\"),Table1323[[#This Row],[Quantity of luminaires]]*IF(Table1323[[#This Row],[Rebate Category]]<>\"\",INDEX(Table1[Retrofit W],MATCH(Table1323[[#This Row],[Rebate Category]],Table1[BC Hydro Rebate Category],0)),Table1323[[#This Row],[Retrofit W defined by user (no rebate)]])/1000*IF(Table1323[[#This Row],[Assumed hours from space type]]=\"user defined\",Table1323[[#This Row],[Baseline Operating hours]],Table1323[[#This Row],[Assumed hours from space type]])*0.2,0)","v":0},{"$f":"Table1323[[#This Row],[Rebate kWh savings]]+Table1323[[#This Row],[Controls Rebate kWh Savings]]","v":0},{"$f":"IFERROR(IF(Table1323[[#This Row],[Quantity of luminaires]]=\"\",\"\",IF(Table1323[[#This Row],[Lamp / Luminaire Category]]=\"No eligible rebate\",(Table1323[[#This Row],[Baseline W defined by user]]-Table1323[[#This Row],[Retrofit W defined by user (no rebate)]])*Table1323[[#This Row],[Quantity of luminaires]]/1000,(Table1323[[#This Row],[Assumed Baseline W by source]]-Table1323[[#This Row],[LED Luminaire W by rebate]])*Table1323[[#This Row],[Quantity of luminaires]]/1000)),0)","v":""},{"$f":"IFERROR(IF(Table1323[[#This Row],[Lamp / Luminaire Category]]=\"No eligible rebate\",Table1323[[#This Row],[Quantity of luminaires]]*(Table1323[[#This Row],[Baseline W defined by user]]-Table1323[[#This Row],[Retrofit W defined by user (no rebate)]])/1000*IF(Table1323[[#This Row],[Assumed hours from space type]]=\"user defined\",Table1323[[#This Row],[Baseline Operating hours]],Table1323[[#This Row],[Assumed hours from space type]])+Table1323[[#This Row],[Controls Rebate kWh Savings]],Table1323[[#This Row],[Quantity of luminaires]]*(INDEX(Table1[Actual Baseline W],MATCH(Table1323[[#This Row],[Lamp / Luminaire Category]]&Table1323[[#This Row],[Rebate Category]],Table1[PrescribedSource - Rebate ID],0))/1000-Table1323[[#This Row],[LED Luminaire W by rebate]]/1000)*IF(Table1323[[#This Row],[Assumed hours from space type]]=\"user defined\",Table1323[[#This Row],[Baseline Operating hours]],Table1323[[#This Row],[Assumed hours from space type]])+Table1323[[#This Row],[Controls Rebate kWh Savings]]),0)","v":0},{"$f":"IFERROR(IF(Table1323[[#This Row],[Rebate kW Savings]]=0,Table1323[[#This Row],[Demand Savings, kW]],INDEX(Table1[Actual Savings],MATCH(Table1323[[#This Row],[Lamp / Luminaire Category]]&Table1323[[#This Row],[Rebate Category]],Table1[PrescribedSource - Rebate ID],0))*Table1323[[#This Row],[Quantity of luminaires]]/1000),0)","v":""},{"$f":"IFERROR(Table1323[[#This Row],[BC Housing Site kW Savings]]*IF(Table1323[[#This Row],[Assumed hours from space type]]=\"user defined\",Table1323[[#This Row],[Baseline Operating hours]],Table1323[[#This Row],[Assumed hours from space type]])+Table1323[[#This Row],[Controls Rebate kWh Savings]],0)","v":0},{"$f":"IFERROR(IF(Table1323[[#This Row],[Lamp / Luminaire Category]]=\"No eligible rebate\",Table1323[[#This Row],[Lighting Technology]]&\" retrofit with no rebate\",Table1323[[#This Row],[Rebate Category]]),\"\")","v":0},{"$f":"IF(Table1323[[#This Row],[Lamp / Luminaire Category]]=\"No eligible rebate\",1,0)","v":0},{"$f":"IFERROR(IF(IF(Table1323[[#This Row],[Assumed hours from space type]]=\"user defined\",Table1323[[#This Row],[Baseline Operating hours]],Table1323[[#This Row],[Assumed hours from space type]])<3600,0,IF(AND(IF(Table1323[[#This Row],[Assumed hours from space type]]=\"user defined\",Table1323[[#This Row],[Baseline Operating hours]],Table1323[[#This Row],[Assumed hours from space type]])>=3600,OR(Table1323[[#This Row],[Automatic Controls?]]=\"None\",Table1323[[#This Row],[Automatic Controls?]]=\"\")),IF(Table1323[[#This Row],[Lamp / Luminaire Category]]=\"No eligible rebate\",Table1323[[#This Row],[Baseline W defined by user]]-Table1323[[#This Row],[Retrofit W defined by user (no rebate)]],Table1323[[#This Row],[Assumed Baseline W by source]]-Table1323[[#This Row],[LED Luminaire W by rebate]]),IF(AND(IF(Table1323[[#This Row],[Assumed hours from space type]]=\"user defined\",Table1323[[#This Row],[Baseline Operating hours]],Table1323[[#This Row],[Assumed hours from space type]])>=(3600/0.8),OR(Table1323[[#This Row],[Automatic Controls?]]=\"Fixture integrated occupancy sensor\",Table1323[[#This Row],[Automatic Controls?]]=\"Ceiling / wall mounted occupancy sensor\")),IF(Table1323[[#This Row],[Lamp / Luminaire Category]]=\"No eligible rebate\",(Table1323[[#This Row],[Baseline W defined by user]]-Table1323[[#This Row],[Retrofit W defined by user (no rebate)]]),Table1323[[#This Row],[Assumed Baseline W by source]]-Table1323[[#This Row],[LED Luminaire W by rebate]]),IF(AND(IF(Table1323[[#This Row],[Assumed hours from space type]]=\"user defined\",Table1323[[#This Row],[Baseline Operating hours]],Table1323[[#This Row],[Assumed hours from space type]])<(3600/0.8),OR(Table1323[[#This Row],[Automatic Controls?]]=\"Fixture integrated occupancy sensor\",Table1323[[#This Row],[Automatic Controls?]]=\"Ceiling / wall mounted occupancy sensor\")),IF(Table1323[[#This Row],[Lamp / Luminaire Category]]=\"No eligible rebate\",Table1323[[#This Row],[Baseline W defined by user]],Table1323[[#This Row],[Assumed Baseline W by source]])))))*Table1323[[#This Row],[Quantity of luminaires]]/1000,\"\")","v":""},{"$f":"Table1323[[#This Row],[LED lamp/luminaire retrofit part '#]]","v":0},{"$f":"IF(Table1323[[#This Row],[Rebate Unit]]=\"per lamp\",INDEX(Table1[Number of Lamps],MATCH(Table1323[[#This Row],[Lamp / Luminaire Category]]&Table1323[[#This Row],[Rebate Category]],Table1[PrescribedSource - Rebate ID],0)),1)*Table1323[[#This Row],[Quantity of luminaires]]","v":0},{"$f":"IFERROR(IF(Table1323[[#This Row],[Lamp / Luminaire Category]]=\"No eligible rebate\",\"no eligible rebate\",INDEX(Table1[BC Hydro xRM ECM],MATCH(Table1323[[#This Row],[Lamp / Luminaire Category]]&Table1323[[#This Row],[Rebate Category]],Table1[PrescribedSource - Rebate ID],0))),\"\")","v":""}]
[null,{"$f":"IF(Table1323[[#This Row],[Space Type]]=\"\",\"\",\"L-\"&ROW(292:292))","v":""},null,null,null,null,null,null,null,{"$f":"IFERROR(IF(Table1323[[#This Row],[Space Type]]=\"\",\"\",IF(Table1323[[#This Row],[Lamp / Luminaire Category]]=\"No eligible rebate\",\"\",IF(Table1323[[#This Row],[Rebate Category]]=\"\",\"select rebate\",INDEX(Table1[Actual Baseline W],MATCH(Table1323[[#This Row],[Lamp / Luminaire Category]]&Table1323[[#This Row],[Rebate Category]],Table1[PrescribedSource - Rebate ID],0))))),\"\")","v":""},{"$f":"IFERROR(IF(Table1323[[#This Row],[No]]=\"\",\"\",IF(Table1323[[#This Row],[Space Type]]=\"\",\"select Space Type\",IF(Table1323[[#This Row],[Baseline Operating hours]]<>\"\",\"user defined\",INDEX(Table5[Hours],MATCH(Table1323[[#This Row],[Space Type]],Table5[Space Type],0))))),\"\")","v":""},null,{"$f":"IFERROR(INDEX(Table1[Rebate],MATCH(Table1323[[#This Row],[Lamp / Luminaire Category]]&Table1323[[#This Row],[Rebate Category]],Table1[PrescribedSource - Rebate ID],0)),\"\")","v":""},{"$f":"IFERROR(INDEX(Table1[Rebate Unit],MATCH(Table1323[[#This Row],[Lamp / Luminaire Category]]&Table1323[[#This Row],[Rebate Category]],Table1[PrescribedSource - Rebate ID],0)),\"\")","v":""},null,{"$f":"IFERROR(IF(Table1323[[#This Row],[Lamp / Luminaire Category]]=\"No eligible rebate\",\"no rebate\",INDEX(Table1[Retrofit W],MATCH(Table1323[[#This Row],[Lamp / Luminaire Category]]&Table1323[[#This Row],[Rebate Category]],Table1[PrescribedSource - Rebate ID],0))),\"\")","v":""},null,null,null,{"$f":"IFERROR(INDEX(Table1[Rebate],MATCH(Table1323[[#This Row],[Lamp / Luminaire Category]]&Table1323[[#This Row],[Rebate Category]],Table1[PrescribedSource - Rebate ID],0))*Table1323[[#This Row],[Quantity of luminaires]],0)","v":0},{"$f":"IF(OR(Table1323[[#This Row],[Automatic Controls?]]=\"Fixture integrated Occupancy / Daylight Harvesting sensor\",Table1323[[#This Row],[Automatic Controls?]]=\"Ceiling / wall mounted Occupancy / Daylight Harvesting sensor\",Table1323[[#This Row],[Automatic Controls?]]=\"Timer\"),45*Table1323[[#This Row],[Number of occupancy sensors]],\"\")","v":""},{"$f":"IFERROR(IF(Table1323[[#This Row],[Controls Rebate]]=\"\",0,Table1323[[#This Row],[Controls Rebate]])+Table1323[[#This Row],[Lighting Rebate]],\"\")","v":0},{"$f":"IFERROR(INDEX(Table1[Rebate Savings],MATCH(Table1323[[#This Row],[Lamp / Luminaire Category]]&Table1323[[#This Row],[Rebate Category]],Table1[PrescribedSource - Rebate ID],0))*Table1323[[#This Row],[Quantity of luminaires]]/1000,0)","v":0},{"$f":"IFERROR(Table1323[[#This Row],[Rebate kW Savings]]*IF(Table1323[[#This Row],[Assumed hours from space type]]=\"user defined\",Table1323[[#This Row],[Baseline Operating hours]],Table1323[[#This Row],[Assumed hours from space type]]),0)","v":0},{"$f":"IF(OR(Table1323[[#This Row],[Automatic Controls?]]=\"Fixture integrated occupancy sensor\",Table1323[[#This Row],[Automatic Controls?]]=\"Ceiling / wall mounted occupancy sensor\"),Table1323[[#This Row],[Quantity of luminaires]]*IF(Table1323[[#This Row],[Rebate Category]]<>\"\",INDEX(Table1[Retrofit W],MATCH(Table1323[[#This Row],[Rebate Category]],Table1[BC Hydro Rebate Category],0)),Table1323[[#This Row],[Retrofit W defined by user (no rebate)]])/1000*IF(Table1323[[#This Row],[Assumed hours from space type]]=\"user defined\",Table1323[[#This Row],[Baseline Operating hours]],Table1323[[#This Row],[Assumed hours from space type]])*0.2,0)","v":0},{"$f":"Table1323[[#This Row],[Rebate kWh savings]]+Table1323[[#This Row],[Controls Rebate kWh Savings]]","v":0},{"$f":"IFERROR(IF(Table1323[[#This Row],[Quantity of luminaires]]=\"\",\"\",IF(Table1323[[#This Row],[Lamp / Luminaire Category]]=\"No eligible rebate\",(Table1323[[#This Row],[Baseline W defined by user]]-Table1323[[#This Row],[Retrofit W defined by user (no rebate)]])*Table1323[[#This Row],[Quantity of luminaires]]/1000,(Table1323[[#This Row],[Assumed Baseline W by source]]-Table1323[[#This Row],[LED Luminaire W by rebate]])*Table1323[[#This Row],[Quantity of luminaires]]/1000)),0)","v":""},{"$f":"IFERROR(IF(Table1323[[#This Row],[Lamp / Luminaire Category]]=\"No eligible rebate\",Table1323[[#This Row],[Quantity of luminaires]]*(Table1323[[#This Row],[Baseline W defined by user]]-Table1323[[#This Row],[Retrofit W defined by user (no rebate)]])/1000*IF(Table1323[[#This Row],[Assumed hours from space type]]=\"user defined\",Table1323[[#This Row],[Baseline Operating hours]],Table1323[[#This Row],[Assumed hours from space type]])+Table1323[[#This Row],[Controls Rebate kWh Savings]],Table1323[[#This Row],[Quantity of luminaires]]*(INDEX(Table1[Actual Baseline W],MATCH(Table1323[[#This Row],[Lamp / Luminaire Category]]&Table1323[[#This Row],[Rebate Category]],Table1[PrescribedSource - Rebate ID],0))/1000-Table1323[[#This Row],[LED Luminaire W by rebate]]/1000)*IF(Table1323[[#This Row],[Assumed hours from space type]]=\"user defined\",Table1323[[#This Row],[Baseline Operating hours]],Table1323[[#This Row],[Assumed hours from space type]])+Table1323[[#This Row],[Controls Rebate kWh Savings]]),0)","v":0},{"$f":"IFERROR(IF(Table1323[[#This Row],[Rebate kW Savings]]=0,Table1323[[#This Row],[Demand Savings, kW]],INDEX(Table1[Actual Savings],MATCH(Table1323[[#This Row],[Lamp / Luminaire Category]]&Table1323[[#This Row],[Rebate Category]],Table1[PrescribedSource - Rebate ID],0))*Table1323[[#This Row],[Quantity of luminaires]]/1000),0)","v":""},{"$f":"IFERROR(Table1323[[#This Row],[BC Housing Site kW Savings]]*IF(Table1323[[#This Row],[Assumed hours from space type]]=\"user defined\",Table1323[[#This Row],[Baseline Operating hours]],Table1323[[#This Row],[Assumed hours from space type]])+Table1323[[#This Row],[Controls Rebate kWh Savings]],0)","v":0},{"$f":"IFERROR(IF(Table1323[[#This Row],[Lamp / Luminaire Category]]=\"No eligible rebate\",Table1323[[#This Row],[Lighting Technology]]&\" retrofit with no rebate\",Table1323[[#This Row],[Rebate Category]]),\"\")","v":0},{"$f":"IF(Table1323[[#This Row],[Lamp / Luminaire Category]]=\"No eligible rebate\",1,0)","v":0},{"$f":"IFERROR(IF(IF(Table1323[[#This Row],[Assumed hours from space type]]=\"user defined\",Table1323[[#This Row],[Baseline Operating hours]],Table1323[[#This Row],[Assumed hours from space type]])<3600,0,IF(AND(IF(Table1323[[#This Row],[Assumed hours from space type]]=\"user defined\",Table1323[[#This Row],[Baseline Operating hours]],Table1323[[#This Row],[Assumed hours from space type]])>=3600,OR(Table1323[[#This Row],[Automatic Controls?]]=\"None\",Table1323[[#This Row],[Automatic Controls?]]=\"\")),IF(Table1323[[#This Row],[Lamp / Luminaire Category]]=\"No eligible rebate\",Table1323[[#This Row],[Baseline W defined by user]]-Table1323[[#This Row],[Retrofit W defined by user (no rebate)]],Table1323[[#This Row],[Assumed Baseline W by source]]-Table1323[[#This Row],[LED Luminaire W by rebate]]),IF(AND(IF(Table1323[[#This Row],[Assumed hours from space type]]=\"user defined\",Table1323[[#This Row],[Baseline Operating hours]],Table1323[[#This Row],[Assumed hours from space type]])>=(3600/0.8),OR(Table1323[[#This Row],[Automatic Controls?]]=\"Fixture integrated occupancy sensor\",Table1323[[#This Row],[Automatic Controls?]]=\"Ceiling / wall mounted occupancy sensor\")),IF(Table1323[[#This Row],[Lamp / Luminaire Category]]=\"No eligible rebate\",(Table1323[[#This Row],[Baseline W defined by user]]-Table1323[[#This Row],[Retrofit W defined by user (no rebate)]]),Table1323[[#This Row],[Assumed Baseline W by source]]-Table1323[[#This Row],[LED Luminaire W by rebate]]),IF(AND(IF(Table1323[[#This Row],[Assumed hours from space type]]=\"user defined\",Table1323[[#This Row],[Baseline Operating hours]],Table1323[[#This Row],[Assumed hours from space type]])<(3600/0.8),OR(Table1323[[#This Row],[Automatic Controls?]]=\"Fixture integrated occupancy sensor\",Table1323[[#This Row],[Automatic Controls?]]=\"Ceiling / wall mounted occupancy sensor\")),IF(Table1323[[#This Row],[Lamp / Luminaire Category]]=\"No eligible rebate\",Table1323[[#This Row],[Baseline W defined by user]],Table1323[[#This Row],[Assumed Baseline W by source]])))))*Table1323[[#This Row],[Quantity of luminaires]]/1000,\"\")","v":""},{"$f":"Table1323[[#This Row],[LED lamp/luminaire retrofit part '#]]","v":0},{"$f":"IF(Table1323[[#This Row],[Rebate Unit]]=\"per lamp\",INDEX(Table1[Number of Lamps],MATCH(Table1323[[#This Row],[Lamp / Luminaire Category]]&Table1323[[#This Row],[Rebate Category]],Table1[PrescribedSource - Rebate ID],0)),1)*Table1323[[#This Row],[Quantity of luminaires]]","v":0},{"$f":"IFERROR(IF(Table1323[[#This Row],[Lamp / Luminaire Category]]=\"No eligible rebate\",\"no eligible rebate\",INDEX(Table1[BC Hydro xRM ECM],MATCH(Table1323[[#This Row],[Lamp / Luminaire Category]]&Table1323[[#This Row],[Rebate Category]],Table1[PrescribedSource - Rebate ID],0))),\"\")","v":""}]
[null,{"$f":"IF(Table1323[[#This Row],[Space Type]]=\"\",\"\",\"L-\"&ROW(293:293))","v":""},null,null,null,null,null,null,null,{"$f":"IFERROR(IF(Table1323[[#This Row],[Space Type]]=\"\",\"\",IF(Table1323[[#This Row],[Lamp / Luminaire Category]]=\"No eligible rebate\",\"\",IF(Table1323[[#This Row],[Rebate Category]]=\"\",\"select rebate\",INDEX(Table1[Actual Baseline W],MATCH(Table1323[[#This Row],[Lamp / Luminaire Category]]&Table1323[[#This Row],[Rebate Category]],Table1[PrescribedSource - Rebate ID],0))))),\"\")","v":""},{"$f":"IFERROR(IF(Table1323[[#This Row],[No]]=\"\",\"\",IF(Table1323[[#This Row],[Space Type]]=\"\",\"select Space Type\",IF(Table1323[[#This Row],[Baseline Operating hours]]<>\"\",\"user defined\",INDEX(Table5[Hours],MATCH(Table1323[[#This Row],[Space Type]],Table5[Space Type],0))))),\"\")","v":""},null,{"$f":"IFERROR(INDEX(Table1[Rebate],MATCH(Table1323[[#This Row],[Lamp / Luminaire Category]]&Table1323[[#This Row],[Rebate Category]],Table1[PrescribedSource - Rebate ID],0)),\"\")","v":""},{"$f":"IFERROR(INDEX(Table1[Rebate Unit],MATCH(Table1323[[#This Row],[Lamp / Luminaire Category]]&Table1323[[#This Row],[Rebate Category]],Table1[PrescribedSource - Rebate ID],0)),\"\")","v":""},null,{"$f":"IFERROR(IF(Table1323[[#This Row],[Lamp / Luminaire Category]]=\"No eligible rebate\",\"no rebate\",INDEX(Table1[Retrofit W],MATCH(Table1323[[#This Row],[Lamp / Luminaire Category]]&Table1323[[#This Row],[Rebate Category]],Table1[PrescribedSource - Rebate ID],0))),\"\")","v":""},null,null,null,{"$f":"IFERROR(INDEX(Table1[Rebate],MATCH(Table1323[[#This Row],[Lamp / Luminaire Category]]&Table1323[[#This Row],[Rebate Category]],Table1[PrescribedSource - Rebate ID],0))*Table1323[[#This Row],[Quantity of luminaires]],0)","v":0},{"$f":"IF(OR(Table1323[[#This Row],[Automatic Controls?]]=\"Fixture integrated Occupancy / Daylight Harvesting sensor\",Table1323[[#This Row],[Automatic Controls?]]=\"Ceiling / wall mounted Occupancy / Daylight Harvesting sensor\",Table1323[[#This Row],[Automatic Controls?]]=\"Timer\"),45*Table1323[[#This Row],[Number of occupancy sensors]],\"\")","v":""},{"$f":"IFERROR(IF(Table1323[[#This Row],[Controls Rebate]]=\"\",0,Table1323[[#This Row],[Controls Rebate]])+Table1323[[#This Row],[Lighting Rebate]],\"\")","v":0},{"$f":"IFERROR(INDEX(Table1[Rebate Savings],MATCH(Table1323[[#This Row],[Lamp / Luminaire Category]]&Table1323[[#This Row],[Rebate Category]],Table1[PrescribedSource - Rebate ID],0))*Table1323[[#This Row],[Quantity of luminaires]]/1000,0)","v":0},{"$f":"IFERROR(Table1323[[#This Row],[Rebate kW Savings]]*IF(Table1323[[#This Row],[Assumed hours from space type]]=\"user defined\",Table1323[[#This Row],[Baseline Operating hours]],Table1323[[#This Row],[Assumed hours from space type]]),0)","v":0},{"$f":"IF(OR(Table1323[[#This Row],[Automatic Controls?]]=\"Fixture integrated occupancy sensor\",Table1323[[#This Row],[Automatic Controls?]]=\"Ceiling / wall mounted occupancy sensor\"),Table1323[[#This Row],[Quantity of luminaires]]*IF(Table1323[[#This Row],[Rebate Category]]<>\"\",INDEX(Table1[Retrofit W],MATCH(Table1323[[#This Row],[Rebate Category]],Table1[BC Hydro Rebate Category],0)),Table1323[[#This Row],[Retrofit W defined by user (no rebate)]])/1000*IF(Table1323[[#This Row],[Assumed hours from space type]]=\"user defined\",Table1323[[#This Row],[Baseline Operating hours]],Table1323[[#This Row],[Assumed hours from space type]])*0.2,0)","v":0},{"$f":"Table1323[[#This Row],[Rebate kWh savings]]+Table1323[[#This Row],[Controls Rebate kWh Savings]]","v":0},{"$f":"IFERROR(IF(Table1323[[#This Row],[Quantity of luminaires]]=\"\",\"\",IF(Table1323[[#This Row],[Lamp / Luminaire Category]]=\"No eligible rebate\",(Table1323[[#This Row],[Baseline W defined by user]]-Table1323[[#This Row],[Retrofit W defined by user (no rebate)]])*Table1323[[#This Row],[Quantity of luminaires]]/1000,(Table1323[[#This Row],[Assumed Baseline W by source]]-Table1323[[#This Row],[LED Luminaire W by rebate]])*Table1323[[#This Row],[Quantity of luminaires]]/1000)),0)","v":""},{"$f":"IFERROR(IF(Table1323[[#This Row],[Lamp / Luminaire Category]]=\"No eligible rebate\",Table1323[[#This Row],[Quantity of luminaires]]*(Table1323[[#This Row],[Baseline W defined by user]]-Table1323[[#This Row],[Retrofit W defined by user (no rebate)]])/1000*IF(Table1323[[#This Row],[Assumed hours from space type]]=\"user defined\",Table1323[[#This Row],[Baseline Operating hours]],Table1323[[#This Row],[Assumed hours from space type]])+Table1323[[#This Row],[Controls Rebate kWh Savings]],Table1323[[#This Row],[Quantity of luminaires]]*(INDEX(Table1[Actual Baseline W],MATCH(Table1323[[#This Row],[Lamp / Luminaire Category]]&Table1323[[#This Row],[Rebate Category]],Table1[PrescribedSource - Rebate ID],0))/1000-Table1323[[#This Row],[LED Luminaire W by rebate]]/1000)*IF(Table1323[[#This Row],[Assumed hours from space type]]=\"user defined\",Table1323[[#This Row],[Baseline Operating hours]],Table1323[[#This Row],[Assumed hours from space type]])+Table1323[[#This Row],[Controls Rebate kWh Savings]]),0)","v":0},{"$f":"IFERROR(IF(Table1323[[#This Row],[Rebate kW Savings]]=0,Table1323[[#This Row],[Demand Savings, kW]],INDEX(Table1[Actual Savings],MATCH(Table1323[[#This Row],[Lamp / Luminaire Category]]&Table1323[[#This Row],[Rebate Category]],Table1[PrescribedSource - Rebate ID],0))*Table1323[[#This Row],[Quantity of luminaires]]/1000),0)","v":""},{"$f":"IFERROR(Table1323[[#This Row],[BC Housing Site kW Savings]]*IF(Table1323[[#This Row],[Assumed hours from space type]]=\"user defined\",Table1323[[#This Row],[Baseline Operating hours]],Table1323[[#This Row],[Assumed hours from space type]])+Table1323[[#This Row],[Controls Rebate kWh Savings]],0)","v":0},{"$f":"IFERROR(IF(Table1323[[#This Row],[Lamp / Luminaire Category]]=\"No eligible rebate\",Table1323[[#This Row],[Lighting Technology]]&\" retrofit with no rebate\",Table1323[[#This Row],[Rebate Category]]),\"\")","v":0},{"$f":"IF(Table1323[[#This Row],[Lamp / Luminaire Category]]=\"No eligible rebate\",1,0)","v":0},{"$f":"IFERROR(IF(IF(Table1323[[#This Row],[Assumed hours from space type]]=\"user defined\",Table1323[[#This Row],[Baseline Operating hours]],Table1323[[#This Row],[Assumed hours from space type]])<3600,0,IF(AND(IF(Table1323[[#This Row],[Assumed hours from space type]]=\"user defined\",Table1323[[#This Row],[Baseline Operating hours]],Table1323[[#This Row],[Assumed hours from space type]])>=3600,OR(Table1323[[#This Row],[Automatic Controls?]]=\"None\",Table1323[[#This Row],[Automatic Controls?]]=\"\")),IF(Table1323[[#This Row],[Lamp / Luminaire Category]]=\"No eligible rebate\",Table1323[[#This Row],[Baseline W defined by user]]-Table1323[[#This Row],[Retrofit W defined by user (no rebate)]],Table1323[[#This Row],[Assumed Baseline W by source]]-Table1323[[#This Row],[LED Luminaire W by rebate]]),IF(AND(IF(Table1323[[#This Row],[Assumed hours from space type]]=\"user defined\",Table1323[[#This Row],[Baseline Operating hours]],Table1323[[#This Row],[Assumed hours from space type]])>=(3600/0.8),OR(Table1323[[#This Row],[Automatic Controls?]]=\"Fixture integrated occupancy sensor\",Table1323[[#This Row],[Automatic Controls?]]=\"Ceiling / wall mounted occupancy sensor\")),IF(Table1323[[#This Row],[Lamp / Luminaire Category]]=\"No eligible rebate\",(Table1323[[#This Row],[Baseline W defined by user]]-Table1323[[#This Row],[Retrofit W defined by user (no rebate)]]),Table1323[[#This Row],[Assumed Baseline W by source]]-Table1323[[#This Row],[LED Luminaire W by rebate]]),IF(AND(IF(Table1323[[#This Row],[Assumed hours from space type]]=\"user defined\",Table1323[[#This Row],[Baseline Operating hours]],Table1323[[#This Row],[Assumed hours from space type]])<(3600/0.8),OR(Table1323[[#This Row],[Automatic Controls?]]=\"Fixture integrated occupancy sensor\",Table1323[[#This Row],[Automatic Controls?]]=\"Ceiling / wall mounted occupancy sensor\")),IF(Table1323[[#This Row],[Lamp / Luminaire Category]]=\"No eligible rebate\",Table1323[[#This Row],[Baseline W defined by user]],Table1323[[#This Row],[Assumed Baseline W by source]])))))*Table1323[[#This Row],[Quantity of luminaires]]/1000,\"\")","v":""},{"$f":"Table1323[[#This Row],[LED lamp/luminaire retrofit part '#]]","v":0},{"$f":"IF(Table1323[[#This Row],[Rebate Unit]]=\"per lamp\",INDEX(Table1[Number of Lamps],MATCH(Table1323[[#This Row],[Lamp / Luminaire Category]]&Table1323[[#This Row],[Rebate Category]],Table1[PrescribedSource - Rebate ID],0)),1)*Table1323[[#This Row],[Quantity of luminaires]]","v":0},{"$f":"IFERROR(IF(Table1323[[#This Row],[Lamp / Luminaire Category]]=\"No eligible rebate\",\"no eligible rebate\",INDEX(Table1[BC Hydro xRM ECM],MATCH(Table1323[[#This Row],[Lamp / Luminaire Category]]&Table1323[[#This Row],[Rebate Category]],Table1[PrescribedSource - Rebate ID],0))),\"\")","v":""}]
[null,{"$f":"IF(Table1323[[#This Row],[Space Type]]=\"\",\"\",\"L-\"&ROW(294:294))","v":""},null,null,null,null,null,null,null,{"$f":"IFERROR(IF(Table1323[[#This Row],[Space Type]]=\"\",\"\",IF(Table1323[[#This Row],[Lamp / Luminaire Category]]=\"No eligible rebate\",\"\",IF(Table1323[[#This Row],[Rebate Category]]=\"\",\"select rebate\",INDEX(Table1[Actual Baseline W],MATCH(Table1323[[#This Row],[Lamp / Luminaire Category]]&Table1323[[#This Row],[Rebate Category]],Table1[PrescribedSource - Rebate ID],0))))),\"\")","v":""},{"$f":"IFERROR(IF(Table1323[[#This Row],[No]]=\"\",\"\",IF(Table1323[[#This Row],[Space Type]]=\"\",\"select Space Type\",IF(Table1323[[#This Row],[Baseline Operating hours]]<>\"\",\"user defined\",INDEX(Table5[Hours],MATCH(Table1323[[#This Row],[Space Type]],Table5[Space Type],0))))),\"\")","v":""},null,{"$f":"IFERROR(INDEX(Table1[Rebate],MATCH(Table1323[[#This Row],[Lamp / Luminaire Category]]&Table1323[[#This Row],[Rebate Category]],Table1[PrescribedSource - Rebate ID],0)),\"\")","v":""},{"$f":"IFERROR(INDEX(Table1[Rebate Unit],MATCH(Table1323[[#This Row],[Lamp / Luminaire Category]]&Table1323[[#This Row],[Rebate Category]],Table1[PrescribedSource - Rebate ID],0)),\"\")","v":""},null,{"$f":"IFERROR(IF(Table1323[[#This Row],[Lamp / Luminaire Category]]=\"No eligible rebate\",\"no rebate\",INDEX(Table1[Retrofit W],MATCH(Table1323[[#This Row],[Lamp / Luminaire Category]]&Table1323[[#This Row],[Rebate Category]],Table1[PrescribedSource - Rebate ID],0))),\"\")","v":""},null,null,null,{"$f":"IFERROR(INDEX(Table1[Rebate],MATCH(Table1323[[#This Row],[Lamp / Luminaire Category]]&Table1323[[#This Row],[Rebate Category]],Table1[PrescribedSource - Rebate ID],0))*Table1323[[#This Row],[Quantity of luminaires]],0)","v":0},{"$f":"IF(OR(Table1323[[#This Row],[Automatic Controls?]]=\"Fixture integrated Occupancy / Daylight Harvesting sensor\",Table1323[[#This Row],[Automatic Controls?]]=\"Ceiling / wall mounted Occupancy / Daylight Harvesting sensor\",Table1323[[#This Row],[Automatic Controls?]]=\"Timer\"),45*Table1323[[#This Row],[Number of occupancy sensors]],\"\")","v":""},{"$f":"IFERROR(IF(Table1323[[#This Row],[Controls Rebate]]=\"\",0,Table1323[[#This Row],[Controls Rebate]])+Table1323[[#This Row],[Lighting Rebate]],\"\")","v":0},{"$f":"IFERROR(INDEX(Table1[Rebate Savings],MATCH(Table1323[[#This Row],[Lamp / Luminaire Category]]&Table1323[[#This Row],[Rebate Category]],Table1[PrescribedSource - Rebate ID],0))*Table1323[[#This Row],[Quantity of luminaires]]/1000,0)","v":0},{"$f":"IFERROR(Table1323[[#This Row],[Rebate kW Savings]]*IF(Table1323[[#This Row],[Assumed hours from space type]]=\"user defined\",Table1323[[#This Row],[Baseline Operating hours]],Table1323[[#This Row],[Assumed hours from space type]]),0)","v":0},{"$f":"IF(OR(Table1323[[#This Row],[Automatic Controls?]]=\"Fixture integrated occupancy sensor\",Table1323[[#This Row],[Automatic Controls?]]=\"Ceiling / wall mounted occupancy sensor\"),Table1323[[#This Row],[Quantity of luminaires]]*IF(Table1323[[#This Row],[Rebate Category]]<>\"\",INDEX(Table1[Retrofit W],MATCH(Table1323[[#This Row],[Rebate Category]],Table1[BC Hydro Rebate Category],0)),Table1323[[#This Row],[Retrofit W defined by user (no rebate)]])/1000*IF(Table1323[[#This Row],[Assumed hours from space type]]=\"user defined\",Table1323[[#This Row],[Baseline Operating hours]],Table1323[[#This Row],[Assumed hours from space type]])*0.2,0)","v":0},{"$f":"Table1323[[#This Row],[Rebate kWh savings]]+Table1323[[#This Row],[Controls Rebate kWh Savings]]","v":0},{"$f":"IFERROR(IF(Table1323[[#This Row],[Quantity of luminaires]]=\"\",\"\",IF(Table1323[[#This Row],[Lamp / Luminaire Category]]=\"No eligible rebate\",(Table1323[[#This Row],[Baseline W defined by user]]-Table1323[[#This Row],[Retrofit W defined by user (no rebate)]])*Table1323[[#This Row],[Quantity of luminaires]]/1000,(Table1323[[#This Row],[Assumed Baseline W by source]]-Table1323[[#This Row],[LED Luminaire W by rebate]])*Table1323[[#This Row],[Quantity of luminaires]]/1000)),0)","v":""},{"$f":"IFERROR(IF(Table1323[[#This Row],[Lamp / Luminaire Category]]=\"No eligible rebate\",Table1323[[#This Row],[Quantity of luminaires]]*(Table1323[[#This Row],[Baseline W defined by user]]-Table1323[[#This Row],[Retrofit W defined by user (no rebate)]])/1000*IF(Table1323[[#This Row],[Assumed hours from space type]]=\"user defined\",Table1323[[#This Row],[Baseline Operating hours]],Table1323[[#This Row],[Assumed hours from space type]])+Table1323[[#This Row],[Controls Rebate kWh Savings]],Table1323[[#This Row],[Quantity of luminaires]]*(INDEX(Table1[Actual Baseline W],MATCH(Table1323[[#This Row],[Lamp / Luminaire Category]]&Table1323[[#This Row],[Rebate Category]],Table1[PrescribedSource - Rebate ID],0))/1000-Table1323[[#This Row],[LED Luminaire W by rebate]]/1000)*IF(Table1323[[#This Row],[Assumed hours from space type]]=\"user defined\",Table1323[[#This Row],[Baseline Operating hours]],Table1323[[#This Row],[Assumed hours from space type]])+Table1323[[#This Row],[Controls Rebate kWh Savings]]),0)","v":0},{"$f":"IFERROR(IF(Table1323[[#This Row],[Rebate kW Savings]]=0,Table1323[[#This Row],[Demand Savings, kW]],INDEX(Table1[Actual Savings],MATCH(Table1323[[#This Row],[Lamp / Luminaire Category]]&Table1323[[#This Row],[Rebate Category]],Table1[PrescribedSource - Rebate ID],0))*Table1323[[#This Row],[Quantity of luminaires]]/1000),0)","v":""},{"$f":"IFERROR(Table1323[[#This Row],[BC Housing Site kW Savings]]*IF(Table1323[[#This Row],[Assumed hours from space type]]=\"user defined\",Table1323[[#This Row],[Baseline Operating hours]],Table1323[[#This Row],[Assumed hours from space type]])+Table1323[[#This Row],[Controls Rebate kWh Savings]],0)","v":0},{"$f":"IFERROR(IF(Table1323[[#This Row],[Lamp / Luminaire Category]]=\"No eligible rebate\",Table1323[[#This Row],[Lighting Technology]]&\" retrofit with no rebate\",Table1323[[#This Row],[Rebate Category]]),\"\")","v":0},{"$f":"IF(Table1323[[#This Row],[Lamp / Luminaire Category]]=\"No eligible rebate\",1,0)","v":0},{"$f":"IFERROR(IF(IF(Table1323[[#This Row],[Assumed hours from space type]]=\"user defined\",Table1323[[#This Row],[Baseline Operating hours]],Table1323[[#This Row],[Assumed hours from space type]])<3600,0,IF(AND(IF(Table1323[[#This Row],[Assumed hours from space type]]=\"user defined\",Table1323[[#This Row],[Baseline Operating hours]],Table1323[[#This Row],[Assumed hours from space type]])>=3600,OR(Table1323[[#This Row],[Automatic Controls?]]=\"None\",Table1323[[#This Row],[Automatic Controls?]]=\"\")),IF(Table1323[[#This Row],[Lamp / Luminaire Category]]=\"No eligible rebate\",Table1323[[#This Row],[Baseline W defined by user]]-Table1323[[#This Row],[Retrofit W defined by user (no rebate)]],Table1323[[#This Row],[Assumed Baseline W by source]]-Table1323[[#This Row],[LED Luminaire W by rebate]]),IF(AND(IF(Table1323[[#This Row],[Assumed hours from space type]]=\"user defined\",Table1323[[#This Row],[Baseline Operating hours]],Table1323[[#This Row],[Assumed hours from space type]])>=(3600/0.8),OR(Table1323[[#This Row],[Automatic Controls?]]=\"Fixture integrated occupancy sensor\",Table1323[[#This Row],[Automatic Controls?]]=\"Ceiling / wall mounted occupancy sensor\")),IF(Table1323[[#This Row],[Lamp / Luminaire Category]]=\"No eligible rebate\",(Table1323[[#This Row],[Baseline W defined by user]]-Table1323[[#This Row],[Retrofit W defined by user (no rebate)]]),Table1323[[#This Row],[Assumed Baseline W by source]]-Table1323[[#This Row],[LED Luminaire W by rebate]]),IF(AND(IF(Table1323[[#This Row],[Assumed hours from space type]]=\"user defined\",Table1323[[#This Row],[Baseline Operating hours]],Table1323[[#This Row],[Assumed hours from space type]])<(3600/0.8),OR(Table1323[[#This Row],[Automatic Controls?]]=\"Fixture integrated occupancy sensor\",Table1323[[#This Row],[Automatic Controls?]]=\"Ceiling / wall mounted occupancy sensor\")),IF(Table1323[[#This Row],[Lamp / Luminaire Category]]=\"No eligible rebate\",Table1323[[#This Row],[Baseline W defined by user]],Table1323[[#This Row],[Assumed Baseline W by source]])))))*Table1323[[#This Row],[Quantity of luminaires]]/1000,\"\")","v":""},{"$f":"Table1323[[#This Row],[LED lamp/luminaire retrofit part '#]]","v":0},{"$f":"IF(Table1323[[#This Row],[Rebate Unit]]=\"per lamp\",INDEX(Table1[Number of Lamps],MATCH(Table1323[[#This Row],[Lamp / Luminaire Category]]&Table1323[[#This Row],[Rebate Category]],Table1[PrescribedSource - Rebate ID],0)),1)*Table1323[[#This Row],[Quantity of luminaires]]","v":0},{"$f":"IFERROR(IF(Table1323[[#This Row],[Lamp / Luminaire Category]]=\"No eligible rebate\",\"no eligible rebate\",INDEX(Table1[BC Hydro xRM ECM],MATCH(Table1323[[#This Row],[Lamp / Luminaire Category]]&Table1323[[#This Row],[Rebate Category]],Table1[PrescribedSource - Rebate ID],0))),\"\")","v":""}]
[null,{"$f":"IF(Table1323[[#This Row],[Space Type]]=\"\",\"\",\"L-\"&ROW(295:295))","v":""},null,null,null,null,null,null,null,{"$f":"IFERROR(IF(Table1323[[#This Row],[Space Type]]=\"\",\"\",IF(Table1323[[#This Row],[Lamp / Luminaire Category]]=\"No eligible rebate\",\"\",IF(Table1323[[#This Row],[Rebate Category]]=\"\",\"select rebate\",INDEX(Table1[Actual Baseline W],MATCH(Table1323[[#This Row],[Lamp / Luminaire Category]]&Table1323[[#This Row],[Rebate Category]],Table1[PrescribedSource - Rebate ID],0))))),\"\")","v":""},{"$f":"IFERROR(IF(Table1323[[#This Row],[No]]=\"\",\"\",IF(Table1323[[#This Row],[Space Type]]=\"\",\"select Space Type\",IF(Table1323[[#This Row],[Baseline Operating hours]]<>\"\",\"user defined\",INDEX(Table5[Hours],MATCH(Table1323[[#This Row],[Space Type]],Table5[Space Type],0))))),\"\")","v":""},null,{"$f":"IFERROR(INDEX(Table1[Rebate],MATCH(Table1323[[#This Row],[Lamp / Luminaire Category]]&Table1323[[#This Row],[Rebate Category]],Table1[PrescribedSource - Rebate ID],0)),\"\")","v":""},{"$f":"IFERROR(INDEX(Table1[Rebate Unit],MATCH(Table1323[[#This Row],[Lamp / Luminaire Category]]&Table1323[[#This Row],[Rebate Category]],Table1[PrescribedSource - Rebate ID],0)),\"\")","v":""},null,{"$f":"IFERROR(IF(Table1323[[#This Row],[Lamp / Luminaire Category]]=\"No eligible rebate\",\"no rebate\",INDEX(Table1[Retrofit W],MATCH(Table1323[[#This Row],[Lamp / Luminaire Category]]&Table1323[[#This Row],[Rebate Category]],Table1[PrescribedSource - Rebate ID],0))),\"\")","v":""},null,null,null,{"$f":"IFERROR(INDEX(Table1[Rebate],MATCH(Table1323[[#This Row],[Lamp / Luminaire Category]]&Table1323[[#This Row],[Rebate Category]],Table1[PrescribedSource - Rebate ID],0))*Table1323[[#This Row],[Quantity of luminaires]],0)","v":0},{"$f":"IF(OR(Table1323[[#This Row],[Automatic Controls?]]=\"Fixture integrated Occupancy / Daylight Harvesting sensor\",Table1323[[#This Row],[Automatic Controls?]]=\"Ceiling / wall mounted Occupancy / Daylight Harvesting sensor\",Table1323[[#This Row],[Automatic Controls?]]=\"Timer\"),45*Table1323[[#This Row],[Number of occupancy sensors]],\"\")","v":""},{"$f":"IFERROR(IF(Table1323[[#This Row],[Controls Rebate]]=\"\",0,Table1323[[#This Row],[Controls Rebate]])+Table1323[[#This Row],[Lighting Rebate]],\"\")","v":0},{"$f":"IFERROR(INDEX(Table1[Rebate Savings],MATCH(Table1323[[#This Row],[Lamp / Luminaire Category]]&Table1323[[#This Row],[Rebate Category]],Table1[PrescribedSource - Rebate ID],0))*Table1323[[#This Row],[Quantity of luminaires]]/1000,0)","v":0},{"$f":"IFERROR(Table1323[[#This Row],[Rebate kW Savings]]*IF(Table1323[[#This Row],[Assumed hours from space type]]=\"user defined\",Table1323[[#This Row],[Baseline Operating hours]],Table1323[[#This Row],[Assumed hours from space type]]),0)","v":0},{"$f":"IF(OR(Table1323[[#This Row],[Automatic Controls?]]=\"Fixture integrated occupancy sensor\",Table1323[[#This Row],[Automatic Controls?]]=\"Ceiling / wall mounted occupancy sensor\"),Table1323[[#This Row],[Quantity of luminaires]]*IF(Table1323[[#This Row],[Rebate Category]]<>\"\",INDEX(Table1[Retrofit W],MATCH(Table1323[[#This Row],[Rebate Category]],Table1[BC Hydro Rebate Category],0)),Table1323[[#This Row],[Retrofit W defined by user (no rebate)]])/1000*IF(Table1323[[#This Row],[Assumed hours from space type]]=\"user defined\",Table1323[[#This Row],[Baseline Operating hours]],Table1323[[#This Row],[Assumed hours from space type]])*0.2,0)","v":0},{"$f":"Table1323[[#This Row],[Rebate kWh savings]]+Table1323[[#This Row],[Controls Rebate kWh Savings]]","v":0},{"$f":"IFERROR(IF(Table1323[[#This Row],[Quantity of luminaires]]=\"\",\"\",IF(Table1323[[#This Row],[Lamp / Luminaire Category]]=\"No eligible rebate\",(Table1323[[#This Row],[Baseline W defined by user]]-Table1323[[#This Row],[Retrofit W defined by user (no rebate)]])*Table1323[[#This Row],[Quantity of luminaires]]/1000,(Table1323[[#This Row],[Assumed Baseline W by source]]-Table1323[[#This Row],[LED Luminaire W by rebate]])*Table1323[[#This Row],[Quantity of luminaires]]/1000)),0)","v":""},{"$f":"IFERROR(IF(Table1323[[#This Row],[Lamp / Luminaire Category]]=\"No eligible rebate\",Table1323[[#This Row],[Quantity of luminaires]]*(Table1323[[#This Row],[Baseline W defined by user]]-Table1323[[#This Row],[Retrofit W defined by user (no rebate)]])/1000*IF(Table1323[[#This Row],[Assumed hours from space type]]=\"user defined\",Table1323[[#This Row],[Baseline Operating hours]],Table1323[[#This Row],[Assumed hours from space type]])+Table1323[[#This Row],[Controls Rebate kWh Savings]],Table1323[[#This Row],[Quantity of luminaires]]*(INDEX(Table1[Actual Baseline W],MATCH(Table1323[[#This Row],[Lamp / Luminaire Category]]&Table1323[[#This Row],[Rebate Category]],Table1[PrescribedSource - Rebate ID],0))/1000-Table1323[[#This Row],[LED Luminaire W by rebate]]/1000)*IF(Table1323[[#This Row],[Assumed hours from space type]]=\"user defined\",Table1323[[#This Row],[Baseline Operating hours]],Table1323[[#This Row],[Assumed hours from space type]])+Table1323[[#This Row],[Controls Rebate kWh Savings]]),0)","v":0},{"$f":"IFERROR(IF(Table1323[[#This Row],[Rebate kW Savings]]=0,Table1323[[#This Row],[Demand Savings, kW]],INDEX(Table1[Actual Savings],MATCH(Table1323[[#This Row],[Lamp / Luminaire Category]]&Table1323[[#This Row],[Rebate Category]],Table1[PrescribedSource - Rebate ID],0))*Table1323[[#This Row],[Quantity of luminaires]]/1000),0)","v":""},{"$f":"IFERROR(Table1323[[#This Row],[BC Housing Site kW Savings]]*IF(Table1323[[#This Row],[Assumed hours from space type]]=\"user defined\",Table1323[[#This Row],[Baseline Operating hours]],Table1323[[#This Row],[Assumed hours from space type]])+Table1323[[#This Row],[Controls Rebate kWh Savings]],0)","v":0},{"$f":"IFERROR(IF(Table1323[[#This Row],[Lamp / Luminaire Category]]=\"No eligible rebate\",Table1323[[#This Row],[Lighting Technology]]&\" retrofit with no rebate\",Table1323[[#This Row],[Rebate Category]]),\"\")","v":0},{"$f":"IF(Table1323[[#This Row],[Lamp / Luminaire Category]]=\"No eligible rebate\",1,0)","v":0},{"$f":"IFERROR(IF(IF(Table1323[[#This Row],[Assumed hours from space type]]=\"user defined\",Table1323[[#This Row],[Baseline Operating hours]],Table1323[[#This Row],[Assumed hours from space type]])<3600,0,IF(AND(IF(Table1323[[#This Row],[Assumed hours from space type]]=\"user defined\",Table1323[[#This Row],[Baseline Operating hours]],Table1323[[#This Row],[Assumed hours from space type]])>=3600,OR(Table1323[[#This Row],[Automatic Controls?]]=\"None\",Table1323[[#This Row],[Automatic Controls?]]=\"\")),IF(Table1323[[#This Row],[Lamp / Luminaire Category]]=\"No eligible rebate\",Table1323[[#This Row],[Baseline W defined by user]]-Table1323[[#This Row],[Retrofit W defined by user (no rebate)]],Table1323[[#This Row],[Assumed Baseline W by source]]-Table1323[[#This Row],[LED Luminaire W by rebate]]),IF(AND(IF(Table1323[[#This Row],[Assumed hours from space type]]=\"user defined\",Table1323[[#This Row],[Baseline Operating hours]],Table1323[[#This Row],[Assumed hours from space type]])>=(3600/0.8),OR(Table1323[[#This Row],[Automatic Controls?]]=\"Fixture integrated occupancy sensor\",Table1323[[#This Row],[Automatic Controls?]]=\"Ceiling / wall mounted occupancy sensor\")),IF(Table1323[[#This Row],[Lamp / Luminaire Category]]=\"No eligible rebate\",(Table1323[[#This Row],[Baseline W defined by user]]-Table1323[[#This Row],[Retrofit W defined by user (no rebate)]]),Table1323[[#This Row],[Assumed Baseline W by source]]-Table1323[[#This Row],[LED Luminaire W by rebate]]),IF(AND(IF(Table1323[[#This Row],[Assumed hours from space type]]=\"user defined\",Table1323[[#This Row],[Baseline Operating hours]],Table1323[[#This Row],[Assumed hours from space type]])<(3600/0.8),OR(Table1323[[#This Row],[Automatic Controls?]]=\"Fixture integrated occupancy sensor\",Table1323[[#This Row],[Automatic Controls?]]=\"Ceiling / wall mounted occupancy sensor\")),IF(Table1323[[#This Row],[Lamp / Luminaire Category]]=\"No eligible rebate\",Table1323[[#This Row],[Baseline W defined by user]],Table1323[[#This Row],[Assumed Baseline W by source]])))))*Table1323[[#This Row],[Quantity of luminaires]]/1000,\"\")","v":""},{"$f":"Table1323[[#This Row],[LED lamp/luminaire retrofit part '#]]","v":0},{"$f":"IF(Table1323[[#This Row],[Rebate Unit]]=\"per lamp\",INDEX(Table1[Number of Lamps],MATCH(Table1323[[#This Row],[Lamp / Luminaire Category]]&Table1323[[#This Row],[Rebate Category]],Table1[PrescribedSource - Rebate ID],0)),1)*Table1323[[#This Row],[Quantity of luminaires]]","v":0},{"$f":"IFERROR(IF(Table1323[[#This Row],[Lamp / Luminaire Category]]=\"No eligible rebate\",\"no eligible rebate\",INDEX(Table1[BC Hydro xRM ECM],MATCH(Table1323[[#This Row],[Lamp / Luminaire Category]]&Table1323[[#This Row],[Rebate Category]],Table1[PrescribedSource - Rebate ID],0))),\"\")","v":""}]
[null,{"$f":"IF(Table1323[[#This Row],[Space Type]]=\"\",\"\",\"L-\"&ROW(296:296))","v":""},null,null,null,null,null,null,null,{"$f":"IFERROR(IF(Table1323[[#This Row],[Space Type]]=\"\",\"\",IF(Table1323[[#This Row],[Lamp / Luminaire Category]]=\"No eligible rebate\",\"\",IF(Table1323[[#This Row],[Rebate Category]]=\"\",\"select rebate\",INDEX(Table1[Actual Baseline W],MATCH(Table1323[[#This Row],[Lamp / Luminaire Category]]&Table1323[[#This Row],[Rebate Category]],Table1[PrescribedSource - Rebate ID],0))))),\"\")","v":""},{"$f":"IFERROR(IF(Table1323[[#This Row],[No]]=\"\",\"\",IF(Table1323[[#This Row],[Space Type]]=\"\",\"select Space Type\",IF(Table1323[[#This Row],[Baseline Operating hours]]<>\"\",\"user defined\",INDEX(Table5[Hours],MATCH(Table1323[[#This Row],[Space Type]],Table5[Space Type],0))))),\"\")","v":""},null,{"$f":"IFERROR(INDEX(Table1[Rebate],MATCH(Table1323[[#This Row],[Lamp / Luminaire Category]]&Table1323[[#This Row],[Rebate Category]],Table1[PrescribedSource - Rebate ID],0)),\"\")","v":""},{"$f":"IFERROR(INDEX(Table1[Rebate Unit],MATCH(Table1323[[#This Row],[Lamp / Luminaire Category]]&Table1323[[#This Row],[Rebate Category]],Table1[PrescribedSource - Rebate ID],0)),\"\")","v":""},null,{"$f":"IFERROR(IF(Table1323[[#This Row],[Lamp / Luminaire Category]]=\"No eligible rebate\",\"no rebate\",INDEX(Table1[Retrofit W],MATCH(Table1323[[#This Row],[Lamp / Luminaire Category]]&Table1323[[#This Row],[Rebate Category]],Table1[PrescribedSource - Rebate ID],0))),\"\")","v":""},null,null,null,{"$f":"IFERROR(INDEX(Table1[Rebate],MATCH(Table1323[[#This Row],[Lamp / Luminaire Category]]&Table1323[[#This Row],[Rebate Category]],Table1[PrescribedSource - Rebate ID],0))*Table1323[[#This Row],[Quantity of luminaires]],0)","v":0},{"$f":"IF(OR(Table1323[[#This Row],[Automatic Controls?]]=\"Fixture integrated Occupancy / Daylight Harvesting sensor\",Table1323[[#This Row],[Automatic Controls?]]=\"Ceiling / wall mounted Occupancy / Daylight Harvesting sensor\",Table1323[[#This Row],[Automatic Controls?]]=\"Timer\"),45*Table1323[[#This Row],[Number of occupancy sensors]],\"\")","v":""},{"$f":"IFERROR(IF(Table1323[[#This Row],[Controls Rebate]]=\"\",0,Table1323[[#This Row],[Controls Rebate]])+Table1323[[#This Row],[Lighting Rebate]],\"\")","v":0},{"$f":"IFERROR(INDEX(Table1[Rebate Savings],MATCH(Table1323[[#This Row],[Lamp / Luminaire Category]]&Table1323[[#This Row],[Rebate Category]],Table1[PrescribedSource - Rebate ID],0))*Table1323[[#This Row],[Quantity of luminaires]]/1000,0)","v":0},{"$f":"IFERROR(Table1323[[#This Row],[Rebate kW Savings]]*IF(Table1323[[#This Row],[Assumed hours from space type]]=\"user defined\",Table1323[[#This Row],[Baseline Operating hours]],Table1323[[#This Row],[Assumed hours from space type]]),0)","v":0},{"$f":"IF(OR(Table1323[[#This Row],[Automatic Controls?]]=\"Fixture integrated occupancy sensor\",Table1323[[#This Row],[Automatic Controls?]]=\"Ceiling / wall mounted occupancy sensor\"),Table1323[[#This Row],[Quantity of luminaires]]*IF(Table1323[[#This Row],[Rebate Category]]<>\"\",INDEX(Table1[Retrofit W],MATCH(Table1323[[#This Row],[Rebate Category]],Table1[BC Hydro Rebate Category],0)),Table1323[[#This Row],[Retrofit W defined by user (no rebate)]])/1000*IF(Table1323[[#This Row],[Assumed hours from space type]]=\"user defined\",Table1323[[#This Row],[Baseline Operating hours]],Table1323[[#This Row],[Assumed hours from space type]])*0.2,0)","v":0},{"$f":"Table1323[[#This Row],[Rebate kWh savings]]+Table1323[[#This Row],[Controls Rebate kWh Savings]]","v":0},{"$f":"IFERROR(IF(Table1323[[#This Row],[Quantity of luminaires]]=\"\",\"\",IF(Table1323[[#This Row],[Lamp / Luminaire Category]]=\"No eligible rebate\",(Table1323[[#This Row],[Baseline W defined by user]]-Table1323[[#This Row],[Retrofit W defined by user (no rebate)]])*Table1323[[#This Row],[Quantity of luminaires]]/1000,(Table1323[[#This Row],[Assumed Baseline W by source]]-Table1323[[#This Row],[LED Luminaire W by rebate]])*Table1323[[#This Row],[Quantity of luminaires]]/1000)),0)","v":""},{"$f":"IFERROR(IF(Table1323[[#This Row],[Lamp / Luminaire Category]]=\"No eligible rebate\",Table1323[[#This Row],[Quantity of luminaires]]*(Table1323[[#This Row],[Baseline W defined by user]]-Table1323[[#This Row],[Retrofit W defined by user (no rebate)]])/1000*IF(Table1323[[#This Row],[Assumed hours from space type]]=\"user defined\",Table1323[[#This Row],[Baseline Operating hours]],Table1323[[#This Row],[Assumed hours from space type]])+Table1323[[#This Row],[Controls Rebate kWh Savings]],Table1323[[#This Row],[Quantity of luminaires]]*(INDEX(Table1[Actual Baseline W],MATCH(Table1323[[#This Row],[Lamp / Luminaire Category]]&Table1323[[#This Row],[Rebate Category]],Table1[PrescribedSource - Rebate ID],0))/1000-Table1323[[#This Row],[LED Luminaire W by rebate]]/1000)*IF(Table1323[[#This Row],[Assumed hours from space type]]=\"user defined\",Table1323[[#This Row],[Baseline Operating hours]],Table1323[[#This Row],[Assumed hours from space type]])+Table1323[[#This Row],[Controls Rebate kWh Savings]]),0)","v":0},{"$f":"IFERROR(IF(Table1323[[#This Row],[Rebate kW Savings]]=0,Table1323[[#This Row],[Demand Savings, kW]],INDEX(Table1[Actual Savings],MATCH(Table1323[[#This Row],[Lamp / Luminaire Category]]&Table1323[[#This Row],[Rebate Category]],Table1[PrescribedSource - Rebate ID],0))*Table1323[[#This Row],[Quantity of luminaires]]/1000),0)","v":""},{"$f":"IFERROR(Table1323[[#This Row],[BC Housing Site kW Savings]]*IF(Table1323[[#This Row],[Assumed hours from space type]]=\"user defined\",Table1323[[#This Row],[Baseline Operating hours]],Table1323[[#This Row],[Assumed hours from space type]])+Table1323[[#This Row],[Controls Rebate kWh Savings]],0)","v":0},{"$f":"IFERROR(IF(Table1323[[#This Row],[Lamp / Luminaire Category]]=\"No eligible rebate\",Table1323[[#This Row],[Lighting Technology]]&\" retrofit with no rebate\",Table1323[[#This Row],[Rebate Category]]),\"\")","v":0},{"$f":"IF(Table1323[[#This Row],[Lamp / Luminaire Category]]=\"No eligible rebate\",1,0)","v":0},{"$f":"IFERROR(IF(IF(Table1323[[#This Row],[Assumed hours from space type]]=\"user defined\",Table1323[[#This Row],[Baseline Operating hours]],Table1323[[#This Row],[Assumed hours from space type]])<3600,0,IF(AND(IF(Table1323[[#This Row],[Assumed hours from space type]]=\"user defined\",Table1323[[#This Row],[Baseline Operating hours]],Table1323[[#This Row],[Assumed hours from space type]])>=3600,OR(Table1323[[#This Row],[Automatic Controls?]]=\"None\",Table1323[[#This Row],[Automatic Controls?]]=\"\")),IF(Table1323[[#This Row],[Lamp / Luminaire Category]]=\"No eligible rebate\",Table1323[[#This Row],[Baseline W defined by user]]-Table1323[[#This Row],[Retrofit W defined by user (no rebate)]],Table1323[[#This Row],[Assumed Baseline W by source]]-Table1323[[#This Row],[LED Luminaire W by rebate]]),IF(AND(IF(Table1323[[#This Row],[Assumed hours from space type]]=\"user defined\",Table1323[[#This Row],[Baseline Operating hours]],Table1323[[#This Row],[Assumed hours from space type]])>=(3600/0.8),OR(Table1323[[#This Row],[Automatic Controls?]]=\"Fixture integrated occupancy sensor\",Table1323[[#This Row],[Automatic Controls?]]=\"Ceiling / wall mounted occupancy sensor\")),IF(Table1323[[#This Row],[Lamp / Luminaire Category]]=\"No eligible rebate\",(Table1323[[#This Row],[Baseline W defined by user]]-Table1323[[#This Row],[Retrofit W defined by user (no rebate)]]),Table1323[[#This Row],[Assumed Baseline W by source]]-Table1323[[#This Row],[LED Luminaire W by rebate]]),IF(AND(IF(Table1323[[#This Row],[Assumed hours from space type]]=\"user defined\",Table1323[[#This Row],[Baseline Operating hours]],Table1323[[#This Row],[Assumed hours from space type]])<(3600/0.8),OR(Table1323[[#This Row],[Automatic Controls?]]=\"Fixture integrated occupancy sensor\",Table1323[[#This Row],[Automatic Controls?]]=\"Ceiling / wall mounted occupancy sensor\")),IF(Table1323[[#This Row],[Lamp / Luminaire Category]]=\"No eligible rebate\",Table1323[[#This Row],[Baseline W defined by user]],Table1323[[#This Row],[Assumed Baseline W by source]])))))*Table1323[[#This Row],[Quantity of luminaires]]/1000,\"\")","v":""},{"$f":"Table1323[[#This Row],[LED lamp/luminaire retrofit part '#]]","v":0},{"$f":"IF(Table1323[[#This Row],[Rebate Unit]]=\"per lamp\",INDEX(Table1[Number of Lamps],MATCH(Table1323[[#This Row],[Lamp / Luminaire Category]]&Table1323[[#This Row],[Rebate Category]],Table1[PrescribedSource - Rebate ID],0)),1)*Table1323[[#This Row],[Quantity of luminaires]]","v":0},{"$f":"IFERROR(IF(Table1323[[#This Row],[Lamp / Luminaire Category]]=\"No eligible rebate\",\"no eligible rebate\",INDEX(Table1[BC Hydro xRM ECM],MATCH(Table1323[[#This Row],[Lamp / Luminaire Category]]&Table1323[[#This Row],[Rebate Category]],Table1[PrescribedSource - Rebate ID],0))),\"\")","v":""}]
[null,{"$f":"IF(Table1323[[#This Row],[Space Type]]=\"\",\"\",\"L-\"&ROW(297:297))","v":""},null,null,null,null,null,null,null,{"$f":"IFERROR(IF(Table1323[[#This Row],[Space Type]]=\"\",\"\",IF(Table1323[[#This Row],[Lamp / Luminaire Category]]=\"No eligible rebate\",\"\",IF(Table1323[[#This Row],[Rebate Category]]=\"\",\"select rebate\",INDEX(Table1[Actual Baseline W],MATCH(Table1323[[#This Row],[Lamp / Luminaire Category]]&Table1323[[#This Row],[Rebate Category]],Table1[PrescribedSource - Rebate ID],0))))),\"\")","v":""},{"$f":"IFERROR(IF(Table1323[[#This Row],[No]]=\"\",\"\",IF(Table1323[[#This Row],[Space Type]]=\"\",\"select Space Type\",IF(Table1323[[#This Row],[Baseline Operating hours]]<>\"\",\"user defined\",INDEX(Table5[Hours],MATCH(Table1323[[#This Row],[Space Type]],Table5[Space Type],0))))),\"\")","v":""},null,{"$f":"IFERROR(INDEX(Table1[Rebate],MATCH(Table1323[[#This Row],[Lamp / Luminaire Category]]&Table1323[[#This Row],[Rebate Category]],Table1[PrescribedSource - Rebate ID],0)),\"\")","v":""},{"$f":"IFERROR(INDEX(Table1[Rebate Unit],MATCH(Table1323[[#This Row],[Lamp / Luminaire Category]]&Table1323[[#This Row],[Rebate Category]],Table1[PrescribedSource - Rebate ID],0)),\"\")","v":""},null,{"$f":"IFERROR(IF(Table1323[[#This Row],[Lamp / Luminaire Category]]=\"No eligible rebate\",\"no rebate\",INDEX(Table1[Retrofit W],MATCH(Table1323[[#This Row],[Lamp / Luminaire Category]]&Table1323[[#This Row],[Rebate Category]],Table1[PrescribedSource - Rebate ID],0))),\"\")","v":""},null,null,null,{"$f":"IFERROR(INDEX(Table1[Rebate],MATCH(Table1323[[#This Row],[Lamp / Luminaire Category]]&Table1323[[#This Row],[Rebate Category]],Table1[PrescribedSource - Rebate ID],0))*Table1323[[#This Row],[Quantity of luminaires]],0)","v":0},{"$f":"IF(OR(Table1323[[#This Row],[Automatic Controls?]]=\"Fixture integrated Occupancy / Daylight Harvesting sensor\",Table1323[[#This Row],[Automatic Controls?]]=\"Ceiling / wall mounted Occupancy / Daylight Harvesting sensor\",Table1323[[#This Row],[Automatic Controls?]]=\"Timer\"),45*Table1323[[#This Row],[Number of occupancy sensors]],\"\")","v":""},{"$f":"IFERROR(IF(Table1323[[#This Row],[Controls Rebate]]=\"\",0,Table1323[[#This Row],[Controls Rebate]])+Table1323[[#This Row],[Lighting Rebate]],\"\")","v":0},{"$f":"IFERROR(INDEX(Table1[Rebate Savings],MATCH(Table1323[[#This Row],[Lamp / Luminaire Category]]&Table1323[[#This Row],[Rebate Category]],Table1[PrescribedSource - Rebate ID],0))*Table1323[[#This Row],[Quantity of luminaires]]/1000,0)","v":0},{"$f":"IFERROR(Table1323[[#This Row],[Rebate kW Savings]]*IF(Table1323[[#This Row],[Assumed hours from space type]]=\"user defined\",Table1323[[#This Row],[Baseline Operating hours]],Table1323[[#This Row],[Assumed hours from space type]]),0)","v":0},{"$f":"IF(OR(Table1323[[#This Row],[Automatic Controls?]]=\"Fixture integrated occupancy sensor\",Table1323[[#This Row],[Automatic Controls?]]=\"Ceiling / wall mounted occupancy sensor\"),Table1323[[#This Row],[Quantity of luminaires]]*IF(Table1323[[#This Row],[Rebate Category]]<>\"\",INDEX(Table1[Retrofit W],MATCH(Table1323[[#This Row],[Rebate Category]],Table1[BC Hydro Rebate Category],0)),Table1323[[#This Row],[Retrofit W defined by user (no rebate)]])/1000*IF(Table1323[[#This Row],[Assumed hours from space type]]=\"user defined\",Table1323[[#This Row],[Baseline Operating hours]],Table1323[[#This Row],[Assumed hours from space type]])*0.2,0)","v":0},{"$f":"Table1323[[#This Row],[Rebate kWh savings]]+Table1323[[#This Row],[Controls Rebate kWh Savings]]","v":0},{"$f":"IFERROR(IF(Table1323[[#This Row],[Quantity of luminaires]]=\"\",\"\",IF(Table1323[[#This Row],[Lamp / Luminaire Category]]=\"No eligible rebate\",(Table1323[[#This Row],[Baseline W defined by user]]-Table1323[[#This Row],[Retrofit W defined by user (no rebate)]])*Table1323[[#This Row],[Quantity of luminaires]]/1000,(Table1323[[#This Row],[Assumed Baseline W by source]]-Table1323[[#This Row],[LED Luminaire W by rebate]])*Table1323[[#This Row],[Quantity of luminaires]]/1000)),0)","v":""},{"$f":"IFERROR(IF(Table1323[[#This Row],[Lamp / Luminaire Category]]=\"No eligible rebate\",Table1323[[#This Row],[Quantity of luminaires]]*(Table1323[[#This Row],[Baseline W defined by user]]-Table1323[[#This Row],[Retrofit W defined by user (no rebate)]])/1000*IF(Table1323[[#This Row],[Assumed hours from space type]]=\"user defined\",Table1323[[#This Row],[Baseline Operating hours]],Table1323[[#This Row],[Assumed hours from space type]])+Table1323[[#This Row],[Controls Rebate kWh Savings]],Table1323[[#This Row],[Quantity of luminaires]]*(INDEX(Table1[Actual Baseline W],MATCH(Table1323[[#This Row],[Lamp / Luminaire Category]]&Table1323[[#This Row],[Rebate Category]],Table1[PrescribedSource - Rebate ID],0))/1000-Table1323[[#This Row],[LED Luminaire W by rebate]]/1000)*IF(Table1323[[#This Row],[Assumed hours from space type]]=\"user defined\",Table1323[[#This Row],[Baseline Operating hours]],Table1323[[#This Row],[Assumed hours from space type]])+Table1323[[#This Row],[Controls Rebate kWh Savings]]),0)","v":0},{"$f":"IFERROR(IF(Table1323[[#This Row],[Rebate kW Savings]]=0,Table1323[[#This Row],[Demand Savings, kW]],INDEX(Table1[Actual Savings],MATCH(Table1323[[#This Row],[Lamp / Luminaire Category]]&Table1323[[#This Row],[Rebate Category]],Table1[PrescribedSource - Rebate ID],0))*Table1323[[#This Row],[Quantity of luminaires]]/1000),0)","v":""},{"$f":"IFERROR(Table1323[[#This Row],[BC Housing Site kW Savings]]*IF(Table1323[[#This Row],[Assumed hours from space type]]=\"user defined\",Table1323[[#This Row],[Baseline Operating hours]],Table1323[[#This Row],[Assumed hours from space type]])+Table1323[[#This Row],[Controls Rebate kWh Savings]],0)","v":0},{"$f":"IFERROR(IF(Table1323[[#This Row],[Lamp / Luminaire Category]]=\"No eligible rebate\",Table1323[[#This Row],[Lighting Technology]]&\" retrofit with no rebate\",Table1323[[#This Row],[Rebate Category]]),\"\")","v":0},{"$f":"IF(Table1323[[#This Row],[Lamp / Luminaire Category]]=\"No eligible rebate\",1,0)","v":0},{"$f":"IFERROR(IF(IF(Table1323[[#This Row],[Assumed hours from space type]]=\"user defined\",Table1323[[#This Row],[Baseline Operating hours]],Table1323[[#This Row],[Assumed hours from space type]])<3600,0,IF(AND(IF(Table1323[[#This Row],[Assumed hours from space type]]=\"user defined\",Table1323[[#This Row],[Baseline Operating hours]],Table1323[[#This Row],[Assumed hours from space type]])>=3600,OR(Table1323[[#This Row],[Automatic Controls?]]=\"None\",Table1323[[#This Row],[Automatic Controls?]]=\"\")),IF(Table1323[[#This Row],[Lamp / Luminaire Category]]=\"No eligible rebate\",Table1323[[#This Row],[Baseline W defined by user]]-Table1323[[#This Row],[Retrofit W defined by user (no rebate)]],Table1323[[#This Row],[Assumed Baseline W by source]]-Table1323[[#This Row],[LED Luminaire W by rebate]]),IF(AND(IF(Table1323[[#This Row],[Assumed hours from space type]]=\"user defined\",Table1323[[#This Row],[Baseline Operating hours]],Table1323[[#This Row],[Assumed hours from space type]])>=(3600/0.8),OR(Table1323[[#This Row],[Automatic Controls?]]=\"Fixture integrated occupancy sensor\",Table1323[[#This Row],[Automatic Controls?]]=\"Ceiling / wall mounted occupancy sensor\")),IF(Table1323[[#This Row],[Lamp / Luminaire Category]]=\"No eligible rebate\",(Table1323[[#This Row],[Baseline W defined by user]]-Table1323[[#This Row],[Retrofit W defined by user (no rebate)]]),Table1323[[#This Row],[Assumed Baseline W by source]]-Table1323[[#This Row],[LED Luminaire W by rebate]]),IF(AND(IF(Table1323[[#This Row],[Assumed hours from space type]]=\"user defined\",Table1323[[#This Row],[Baseline Operating hours]],Table1323[[#This Row],[Assumed hours from space type]])<(3600/0.8),OR(Table1323[[#This Row],[Automatic Controls?]]=\"Fixture integrated occupancy sensor\",Table1323[[#This Row],[Automatic Controls?]]=\"Ceiling / wall mounted occupancy sensor\")),IF(Table1323[[#This Row],[Lamp / Luminaire Category]]=\"No eligible rebate\",Table1323[[#This Row],[Baseline W defined by user]],Table1323[[#This Row],[Assumed Baseline W by source]])))))*Table1323[[#This Row],[Quantity of luminaires]]/1000,\"\")","v":""},{"$f":"Table1323[[#This Row],[LED lamp/luminaire retrofit part '#]]","v":0},{"$f":"IF(Table1323[[#This Row],[Rebate Unit]]=\"per lamp\",INDEX(Table1[Number of Lamps],MATCH(Table1323[[#This Row],[Lamp / Luminaire Category]]&Table1323[[#This Row],[Rebate Category]],Table1[PrescribedSource - Rebate ID],0)),1)*Table1323[[#This Row],[Quantity of luminaires]]","v":0},{"$f":"IFERROR(IF(Table1323[[#This Row],[Lamp / Luminaire Category]]=\"No eligible rebate\",\"no eligible rebate\",INDEX(Table1[BC Hydro xRM ECM],MATCH(Table1323[[#This Row],[Lamp / Luminaire Category]]&Table1323[[#This Row],[Rebate Category]],Table1[PrescribedSource - Rebate ID],0))),\"\")","v":""}]
[null,{"$f":"IF(Table1323[[#This Row],[Space Type]]=\"\",\"\",\"L-\"&ROW(298:298))","v":""},null,null,null,null,null,null,null,{"$f":"IFERROR(IF(Table1323[[#This Row],[Space Type]]=\"\",\"\",IF(Table1323[[#This Row],[Lamp / Luminaire Category]]=\"No eligible rebate\",\"\",IF(Table1323[[#This Row],[Rebate Category]]=\"\",\"select rebate\",INDEX(Table1[Actual Baseline W],MATCH(Table1323[[#This Row],[Lamp / Luminaire Category]]&Table1323[[#This Row],[Rebate Category]],Table1[PrescribedSource - Rebate ID],0))))),\"\")","v":""},{"$f":"IFERROR(IF(Table1323[[#This Row],[No]]=\"\",\"\",IF(Table1323[[#This Row],[Space Type]]=\"\",\"select Space Type\",IF(Table1323[[#This Row],[Baseline Operating hours]]<>\"\",\"user defined\",INDEX(Table5[Hours],MATCH(Table1323[[#This Row],[Space Type]],Table5[Space Type],0))))),\"\")","v":""},null,{"$f":"IFERROR(INDEX(Table1[Rebate],MATCH(Table1323[[#This Row],[Lamp / Luminaire Category]]&Table1323[[#This Row],[Rebate Category]],Table1[PrescribedSource - Rebate ID],0)),\"\")","v":""},{"$f":"IFERROR(INDEX(Table1[Rebate Unit],MATCH(Table1323[[#This Row],[Lamp / Luminaire Category]]&Table1323[[#This Row],[Rebate Category]],Table1[PrescribedSource - Rebate ID],0)),\"\")","v":""},null,{"$f":"IFERROR(IF(Table1323[[#This Row],[Lamp / Luminaire Category]]=\"No eligible rebate\",\"no rebate\",INDEX(Table1[Retrofit W],MATCH(Table1323[[#This Row],[Lamp / Luminaire Category]]&Table1323[[#This Row],[Rebate Category]],Table1[PrescribedSource - Rebate ID],0))),\"\")","v":""},null,null,null,{"$f":"IFERROR(INDEX(Table1[Rebate],MATCH(Table1323[[#This Row],[Lamp / Luminaire Category]]&Table1323[[#This Row],[Rebate Category]],Table1[PrescribedSource - Rebate ID],0))*Table1323[[#This Row],[Quantity of luminaires]],0)","v":0},{"$f":"IF(OR(Table1323[[#This Row],[Automatic Controls?]]=\"Fixture integrated Occupancy / Daylight Harvesting sensor\",Table1323[[#This Row],[Automatic Controls?]]=\"Ceiling / wall mounted Occupancy / Daylight Harvesting sensor\",Table1323[[#This Row],[Automatic Controls?]]=\"Timer\"),45*Table1323[[#This Row],[Number of occupancy sensors]],\"\")","v":""},{"$f":"IFERROR(IF(Table1323[[#This Row],[Controls Rebate]]=\"\",0,Table1323[[#This Row],[Controls Rebate]])+Table1323[[#This Row],[Lighting Rebate]],\"\")","v":0},{"$f":"IFERROR(INDEX(Table1[Rebate Savings],MATCH(Table1323[[#This Row],[Lamp / Luminaire Category]]&Table1323[[#This Row],[Rebate Category]],Table1[PrescribedSource - Rebate ID],0))*Table1323[[#This Row],[Quantity of luminaires]]/1000,0)","v":0},{"$f":"IFERROR(Table1323[[#This Row],[Rebate kW Savings]]*IF(Table1323[[#This Row],[Assumed hours from space type]]=\"user defined\",Table1323[[#This Row],[Baseline Operating hours]],Table1323[[#This Row],[Assumed hours from space type]]),0)","v":0},{"$f":"IF(OR(Table1323[[#This Row],[Automatic Controls?]]=\"Fixture integrated occupancy sensor\",Table1323[[#This Row],[Automatic Controls?]]=\"Ceiling / wall mounted occupancy sensor\"),Table1323[[#This Row],[Quantity of luminaires]]*IF(Table1323[[#This Row],[Rebate Category]]<>\"\",INDEX(Table1[Retrofit W],MATCH(Table1323[[#This Row],[Rebate Category]],Table1[BC Hydro Rebate Category],0)),Table1323[[#This Row],[Retrofit W defined by user (no rebate)]])/1000*IF(Table1323[[#This Row],[Assumed hours from space type]]=\"user defined\",Table1323[[#This Row],[Baseline Operating hours]],Table1323[[#This Row],[Assumed hours from space type]])*0.2,0)","v":0},{"$f":"Table1323[[#This Row],[Rebate kWh savings]]+Table1323[[#This Row],[Controls Rebate kWh Savings]]","v":0},{"$f":"IFERROR(IF(Table1323[[#This Row],[Quantity of luminaires]]=\"\",\"\",IF(Table1323[[#This Row],[Lamp / Luminaire Category]]=\"No eligible rebate\",(Table1323[[#This Row],[Baseline W defined by user]]-Table1323[[#This Row],[Retrofit W defined by user (no rebate)]])*Table1323[[#This Row],[Quantity of luminaires]]/1000,(Table1323[[#This Row],[Assumed Baseline W by source]]-Table1323[[#This Row],[LED Luminaire W by rebate]])*Table1323[[#This Row],[Quantity of luminaires]]/1000)),0)","v":""},{"$f":"IFERROR(IF(Table1323[[#This Row],[Lamp / Luminaire Category]]=\"No eligible rebate\",Table1323[[#This Row],[Quantity of luminaires]]*(Table1323[[#This Row],[Baseline W defined by user]]-Table1323[[#This Row],[Retrofit W defined by user (no rebate)]])/1000*IF(Table1323[[#This Row],[Assumed hours from space type]]=\"user defined\",Table1323[[#This Row],[Baseline Operating hours]],Table1323[[#This Row],[Assumed hours from space type]])+Table1323[[#This Row],[Controls Rebate kWh Savings]],Table1323[[#This Row],[Quantity of luminaires]]*(INDEX(Table1[Actual Baseline W],MATCH(Table1323[[#This Row],[Lamp / Luminaire Category]]&Table1323[[#This Row],[Rebate Category]],Table1[PrescribedSource - Rebate ID],0))/1000-Table1323[[#This Row],[LED Luminaire W by rebate]]/1000)*IF(Table1323[[#This Row],[Assumed hours from space type]]=\"user defined\",Table1323[[#This Row],[Baseline Operating hours]],Table1323[[#This Row],[Assumed hours from space type]])+Table1323[[#This Row],[Controls Rebate kWh Savings]]),0)","v":0},{"$f":"IFERROR(IF(Table1323[[#This Row],[Rebate kW Savings]]=0,Table1323[[#This Row],[Demand Savings, kW]],INDEX(Table1[Actual Savings],MATCH(Table1323[[#This Row],[Lamp / Luminaire Category]]&Table1323[[#This Row],[Rebate Category]],Table1[PrescribedSource - Rebate ID],0))*Table1323[[#This Row],[Quantity of luminaires]]/1000),0)","v":""},{"$f":"IFERROR(Table1323[[#This Row],[BC Housing Site kW Savings]]*IF(Table1323[[#This Row],[Assumed hours from space type]]=\"user defined\",Table1323[[#This Row],[Baseline Operating hours]],Table1323[[#This Row],[Assumed hours from space type]])+Table1323[[#This Row],[Controls Rebate kWh Savings]],0)","v":0},{"$f":"IFERROR(IF(Table1323[[#This Row],[Lamp / Luminaire Category]]=\"No eligible rebate\",Table1323[[#This Row],[Lighting Technology]]&\" retrofit with no rebate\",Table1323[[#This Row],[Rebate Category]]),\"\")","v":0},{"$f":"IF(Table1323[[#This Row],[Lamp / Luminaire Category]]=\"No eligible rebate\",1,0)","v":0},{"$f":"IFERROR(IF(IF(Table1323[[#This Row],[Assumed hours from space type]]=\"user defined\",Table1323[[#This Row],[Baseline Operating hours]],Table1323[[#This Row],[Assumed hours from space type]])<3600,0,IF(AND(IF(Table1323[[#This Row],[Assumed hours from space type]]=\"user defined\",Table1323[[#This Row],[Baseline Operating hours]],Table1323[[#This Row],[Assumed hours from space type]])>=3600,OR(Table1323[[#This Row],[Automatic Controls?]]=\"None\",Table1323[[#This Row],[Automatic Controls?]]=\"\")),IF(Table1323[[#This Row],[Lamp / Luminaire Category]]=\"No eligible rebate\",Table1323[[#This Row],[Baseline W defined by user]]-Table1323[[#This Row],[Retrofit W defined by user (no rebate)]],Table1323[[#This Row],[Assumed Baseline W by source]]-Table1323[[#This Row],[LED Luminaire W by rebate]]),IF(AND(IF(Table1323[[#This Row],[Assumed hours from space type]]=\"user defined\",Table1323[[#This Row],[Baseline Operating hours]],Table1323[[#This Row],[Assumed hours from space type]])>=(3600/0.8),OR(Table1323[[#This Row],[Automatic Controls?]]=\"Fixture integrated occupancy sensor\",Table1323[[#This Row],[Automatic Controls?]]=\"Ceiling / wall mounted occupancy sensor\")),IF(Table1323[[#This Row],[Lamp / Luminaire Category]]=\"No eligible rebate\",(Table1323[[#This Row],[Baseline W defined by user]]-Table1323[[#This Row],[Retrofit W defined by user (no rebate)]]),Table1323[[#This Row],[Assumed Baseline W by source]]-Table1323[[#This Row],[LED Luminaire W by rebate]]),IF(AND(IF(Table1323[[#This Row],[Assumed hours from space type]]=\"user defined\",Table1323[[#This Row],[Baseline Operating hours]],Table1323[[#This Row],[Assumed hours from space type]])<(3600/0.8),OR(Table1323[[#This Row],[Automatic Controls?]]=\"Fixture integrated occupancy sensor\",Table1323[[#This Row],[Automatic Controls?]]=\"Ceiling / wall mounted occupancy sensor\")),IF(Table1323[[#This Row],[Lamp / Luminaire Category]]=\"No eligible rebate\",Table1323[[#This Row],[Baseline W defined by user]],Table1323[[#This Row],[Assumed Baseline W by source]])))))*Table1323[[#This Row],[Quantity of luminaires]]/1000,\"\")","v":""},{"$f":"Table1323[[#This Row],[LED lamp/luminaire retrofit part '#]]","v":0},{"$f":"IF(Table1323[[#This Row],[Rebate Unit]]=\"per lamp\",INDEX(Table1[Number of Lamps],MATCH(Table1323[[#This Row],[Lamp / Luminaire Category]]&Table1323[[#This Row],[Rebate Category]],Table1[PrescribedSource - Rebate ID],0)),1)*Table1323[[#This Row],[Quantity of luminaires]]","v":0},{"$f":"IFERROR(IF(Table1323[[#This Row],[Lamp / Luminaire Category]]=\"No eligible rebate\",\"no eligible rebate\",INDEX(Table1[BC Hydro xRM ECM],MATCH(Table1323[[#This Row],[Lamp / Luminaire Category]]&Table1323[[#This Row],[Rebate Category]],Table1[PrescribedSource - Rebate ID],0))),\"\")","v":""}]
[null,{"$f":"IF(Table1323[[#This Row],[Space Type]]=\"\",\"\",\"L-\"&ROW(299:299))","v":""},null,null,null,null,null,null,null,{"$f":"IFERROR(IF(Table1323[[#This Row],[Space Type]]=\"\",\"\",IF(Table1323[[#This Row],[Lamp / Luminaire Category]]=\"No eligible rebate\",\"\",IF(Table1323[[#This Row],[Rebate Category]]=\"\",\"select rebate\",INDEX(Table1[Actual Baseline W],MATCH(Table1323[[#This Row],[Lamp / Luminaire Category]]&Table1323[[#This Row],[Rebate Category]],Table1[PrescribedSource - Rebate ID],0))))),\"\")","v":""},{"$f":"IFERROR(IF(Table1323[[#This Row],[No]]=\"\",\"\",IF(Table1323[[#This Row],[Space Type]]=\"\",\"select Space Type\",IF(Table1323[[#This Row],[Baseline Operating hours]]<>\"\",\"user defined\",INDEX(Table5[Hours],MATCH(Table1323[[#This Row],[Space Type]],Table5[Space Type],0))))),\"\")","v":""},null,{"$f":"IFERROR(INDEX(Table1[Rebate],MATCH(Table1323[[#This Row],[Lamp / Luminaire Category]]&Table1323[[#This Row],[Rebate Category]],Table1[PrescribedSource - Rebate ID],0)),\"\")","v":""},{"$f":"IFERROR(INDEX(Table1[Rebate Unit],MATCH(Table1323[[#This Row],[Lamp / Luminaire Category]]&Table1323[[#This Row],[Rebate Category]],Table1[PrescribedSource - Rebate ID],0)),\"\")","v":""},null,{"$f":"IFERROR(IF(Table1323[[#This Row],[Lamp / Luminaire Category]]=\"No eligible rebate\",\"no rebate\",INDEX(Table1[Retrofit W],MATCH(Table1323[[#This Row],[Lamp / Luminaire Category]]&Table1323[[#This Row],[Rebate Category]],Table1[PrescribedSource - Rebate ID],0))),\"\")","v":""},null,null,null,{"$f":"IFERROR(INDEX(Table1[Rebate],MATCH(Table1323[[#This Row],[Lamp / Luminaire Category]]&Table1323[[#This Row],[Rebate Category]],Table1[PrescribedSource - Rebate ID],0))*Table1323[[#This Row],[Quantity of luminaires]],0)","v":0},{"$f":"IF(OR(Table1323[[#This Row],[Automatic Controls?]]=\"Fixture integrated Occupancy / Daylight Harvesting sensor\",Table1323[[#This Row],[Automatic Controls?]]=\"Ceiling / wall mounted Occupancy / Daylight Harvesting sensor\",Table1323[[#This Row],[Automatic Controls?]]=\"Timer\"),45*Table1323[[#This Row],[Number of occupancy sensors]],\"\")","v":""},{"$f":"IFERROR(IF(Table1323[[#This Row],[Controls Rebate]]=\"\",0,Table1323[[#This Row],[Controls Rebate]])+Table1323[[#This Row],[Lighting Rebate]],\"\")","v":0},{"$f":"IFERROR(INDEX(Table1[Rebate Savings],MATCH(Table1323[[#This Row],[Lamp / Luminaire Category]]&Table1323[[#This Row],[Rebate Category]],Table1[PrescribedSource - Rebate ID],0))*Table1323[[#This Row],[Quantity of luminaires]]/1000,0)","v":0},{"$f":"IFERROR(Table1323[[#This Row],[Rebate kW Savings]]*IF(Table1323[[#This Row],[Assumed hours from space type]]=\"user defined\",Table1323[[#This Row],[Baseline Operating hours]],Table1323[[#This Row],[Assumed hours from space type]]),0)","v":0},{"$f":"IF(OR(Table1323[[#This Row],[Automatic Controls?]]=\"Fixture integrated occupancy sensor\",Table1323[[#This Row],[Automatic Controls?]]=\"Ceiling / wall mounted occupancy sensor\"),Table1323[[#This Row],[Quantity of luminaires]]*IF(Table1323[[#This Row],[Rebate Category]]<>\"\",INDEX(Table1[Retrofit W],MATCH(Table1323[[#This Row],[Rebate Category]],Table1[BC Hydro Rebate Category],0)),Table1323[[#This Row],[Retrofit W defined by user (no rebate)]])/1000*IF(Table1323[[#This Row],[Assumed hours from space type]]=\"user defined\",Table1323[[#This Row],[Baseline Operating hours]],Table1323[[#This Row],[Assumed hours from space type]])*0.2,0)","v":0},{"$f":"Table1323[[#This Row],[Rebate kWh savings]]+Table1323[[#This Row],[Controls Rebate kWh Savings]]","v":0},{"$f":"IFERROR(IF(Table1323[[#This Row],[Quantity of luminaires]]=\"\",\"\",IF(Table1323[[#This Row],[Lamp / Luminaire Category]]=\"No eligible rebate\",(Table1323[[#This Row],[Baseline W defined by user]]-Table1323[[#This Row],[Retrofit W defined by user (no rebate)]])*Table1323[[#This Row],[Quantity of luminaires]]/1000,(Table1323[[#This Row],[Assumed Baseline W by source]]-Table1323[[#This Row],[LED Luminaire W by rebate]])*Table1323[[#This Row],[Quantity of luminaires]]/1000)),0)","v":""},{"$f":"IFERROR(IF(Table1323[[#This Row],[Lamp / Luminaire Category]]=\"No eligible rebate\",Table1323[[#This Row],[Quantity of luminaires]]*(Table1323[[#This Row],[Baseline W defined by user]]-Table1323[[#This Row],[Retrofit W defined by user (no rebate)]])/1000*IF(Table1323[[#This Row],[Assumed hours from space type]]=\"user defined\",Table1323[[#This Row],[Baseline Operating hours]],Table1323[[#This Row],[Assumed hours from space type]])+Table1323[[#This Row],[Controls Rebate kWh Savings]],Table1323[[#This Row],[Quantity of luminaires]]*(INDEX(Table1[Actual Baseline W],MATCH(Table1323[[#This Row],[Lamp / Luminaire Category]]&Table1323[[#This Row],[Rebate Category]],Table1[PrescribedSource - Rebate ID],0))/1000-Table1323[[#This Row],[LED Luminaire W by rebate]]/1000)*IF(Table1323[[#This Row],[Assumed hours from space type]]=\"user defined\",Table1323[[#This Row],[Baseline Operating hours]],Table1323[[#This Row],[Assumed hours from space type]])+Table1323[[#This Row],[Controls Rebate kWh Savings]]),0)","v":0},{"$f":"IFERROR(IF(Table1323[[#This Row],[Rebate kW Savings]]=0,Table1323[[#This Row],[Demand Savings, kW]],INDEX(Table1[Actual Savings],MATCH(Table1323[[#This Row],[Lamp / Luminaire Category]]&Table1323[[#This Row],[Rebate Category]],Table1[PrescribedSource - Rebate ID],0))*Table1323[[#This Row],[Quantity of luminaires]]/1000),0)","v":""},{"$f":"IFERROR(Table1323[[#This Row],[BC Housing Site kW Savings]]*IF(Table1323[[#This Row],[Assumed hours from space type]]=\"user defined\",Table1323[[#This Row],[Baseline Operating hours]],Table1323[[#This Row],[Assumed hours from space type]])+Table1323[[#This Row],[Controls Rebate kWh Savings]],0)","v":0},{"$f":"IFERROR(IF(Table1323[[#This Row],[Lamp / Luminaire Category]]=\"No eligible rebate\",Table1323[[#This Row],[Lighting Technology]]&\" retrofit with no rebate\",Table1323[[#This Row],[Rebate Category]]),\"\")","v":0},{"$f":"IF(Table1323[[#This Row],[Lamp / Luminaire Category]]=\"No eligible rebate\",1,0)","v":0},{"$f":"IFERROR(IF(IF(Table1323[[#This Row],[Assumed hours from space type]]=\"user defined\",Table1323[[#This Row],[Baseline Operating hours]],Table1323[[#This Row],[Assumed hours from space type]])<3600,0,IF(AND(IF(Table1323[[#This Row],[Assumed hours from space type]]=\"user defined\",Table1323[[#This Row],[Baseline Operating hours]],Table1323[[#This Row],[Assumed hours from space type]])>=3600,OR(Table1323[[#This Row],[Automatic Controls?]]=\"None\",Table1323[[#This Row],[Automatic Controls?]]=\"\")),IF(Table1323[[#This Row],[Lamp / Luminaire Category]]=\"No eligible rebate\",Table1323[[#This Row],[Baseline W defined by user]]-Table1323[[#This Row],[Retrofit W defined by user (no rebate)]],Table1323[[#This Row],[Assumed Baseline W by source]]-Table1323[[#This Row],[LED Luminaire W by rebate]]),IF(AND(IF(Table1323[[#This Row],[Assumed hours from space type]]=\"user defined\",Table1323[[#This Row],[Baseline Operating hours]],Table1323[[#This Row],[Assumed hours from space type]])>=(3600/0.8),OR(Table1323[[#This Row],[Automatic Controls?]]=\"Fixture integrated occupancy sensor\",Table1323[[#This Row],[Automatic Controls?]]=\"Ceiling / wall mounted occupancy sensor\")),IF(Table1323[[#This Row],[Lamp / Luminaire Category]]=\"No eligible rebate\",(Table1323[[#This Row],[Baseline W defined by user]]-Table1323[[#This Row],[Retrofit W defined by user (no rebate)]]),Table1323[[#This Row],[Assumed Baseline W by source]]-Table1323[[#This Row],[LED Luminaire W by rebate]]),IF(AND(IF(Table1323[[#This Row],[Assumed hours from space type]]=\"user defined\",Table1323[[#This Row],[Baseline Operating hours]],Table1323[[#This Row],[Assumed hours from space type]])<(3600/0.8),OR(Table1323[[#This Row],[Automatic Controls?]]=\"Fixture integrated occupancy sensor\",Table1323[[#This Row],[Automatic Controls?]]=\"Ceiling / wall mounted occupancy sensor\")),IF(Table1323[[#This Row],[Lamp / Luminaire Category]]=\"No eligible rebate\",Table1323[[#This Row],[Baseline W defined by user]],Table1323[[#This Row],[Assumed Baseline W by source]])))))*Table1323[[#This Row],[Quantity of luminaires]]/1000,\"\")","v":""},{"$f":"Table1323[[#This Row],[LED lamp/luminaire retrofit part '#]]","v":0},{"$f":"IF(Table1323[[#This Row],[Rebate Unit]]=\"per lamp\",INDEX(Table1[Number of Lamps],MATCH(Table1323[[#This Row],[Lamp / Luminaire Category]]&Table1323[[#This Row],[Rebate Category]],Table1[PrescribedSource - Rebate ID],0)),1)*Table1323[[#This Row],[Quantity of luminaires]]","v":0},{"$f":"IFERROR(IF(Table1323[[#This Row],[Lamp / Luminaire Category]]=\"No eligible rebate\",\"no eligible rebate\",INDEX(Table1[BC Hydro xRM ECM],MATCH(Table1323[[#This Row],[Lamp / Luminaire Category]]&Table1323[[#This Row],[Rebate Category]],Table1[PrescribedSource - Rebate ID],0))),\"\")","v":""}]
[null,{"$f":"IF(Table1323[[#This Row],[Space Type]]=\"\",\"\",\"L-\"&ROW(300:300))","v":""},null,null,null,null,null,null,null,{"$f":"IFERROR(IF(Table1323[[#This Row],[Space Type]]=\"\",\"\",IF(Table1323[[#This Row],[Lamp / Luminaire Category]]=\"No eligible rebate\",\"\",IF(Table1323[[#This Row],[Rebate Category]]=\"\",\"select rebate\",INDEX(Table1[Actual Baseline W],MATCH(Table1323[[#This Row],[Lamp / Luminaire Category]]&Table1323[[#This Row],[Rebate Category]],Table1[PrescribedSource - Rebate ID],0))))),\"\")","v":""},{"$f":"IFERROR(IF(Table1323[[#This Row],[No]]=\"\",\"\",IF(Table1323[[#This Row],[Space Type]]=\"\",\"select Space Type\",IF(Table1323[[#This Row],[Baseline Operating hours]]<>\"\",\"user defined\",INDEX(Table5[Hours],MATCH(Table1323[[#This Row],[Space Type]],Table5[Space Type],0))))),\"\")","v":""},null,{"$f":"IFERROR(INDEX(Table1[Rebate],MATCH(Table1323[[#This Row],[Lamp / Luminaire Category]]&Table1323[[#This Row],[Rebate Category]],Table1[PrescribedSource - Rebate ID],0)),\"\")","v":""},{"$f":"IFERROR(INDEX(Table1[Rebate Unit],MATCH(Table1323[[#This Row],[Lamp / Luminaire Category]]&Table1323[[#This Row],[Rebate Category]],Table1[PrescribedSource - Rebate ID],0)),\"\")","v":""},null,{"$f":"IFERROR(IF(Table1323[[#This Row],[Lamp / Luminaire Category]]=\"No eligible rebate\",\"no rebate\",INDEX(Table1[Retrofit W],MATCH(Table1323[[#This Row],[Lamp / Luminaire Category]]&Table1323[[#This Row],[Rebate Category]],Table1[PrescribedSource - Rebate ID],0))),\"\")","v":""},null,null,null,{"$f":"IFERROR(INDEX(Table1[Rebate],MATCH(Table1323[[#This Row],[Lamp / Luminaire Category]]&Table1323[[#This Row],[Rebate Category]],Table1[PrescribedSource - Rebate ID],0))*Table1323[[#This Row],[Quantity of luminaires]],0)","v":0},{"$f":"IF(OR(Table1323[[#This Row],[Automatic Controls?]]=\"Fixture integrated Occupancy / Daylight Harvesting sensor\",Table1323[[#This Row],[Automatic Controls?]]=\"Ceiling / wall mounted Occupancy / Daylight Harvesting sensor\",Table1323[[#This Row],[Automatic Controls?]]=\"Timer\"),45*Table1323[[#This Row],[Number of occupancy sensors]],\"\")","v":""},{"$f":"IFERROR(IF(Table1323[[#This Row],[Controls Rebate]]=\"\",0,Table1323[[#This Row],[Controls Rebate]])+Table1323[[#This Row],[Lighting Rebate]],\"\")","v":0},{"$f":"IFERROR(INDEX(Table1[Rebate Savings],MATCH(Table1323[[#This Row],[Lamp / Luminaire Category]]&Table1323[[#This Row],[Rebate Category]],Table1[PrescribedSource - Rebate ID],0))*Table1323[[#This Row],[Quantity of luminaires]]/1000,0)","v":0},{"$f":"IFERROR(Table1323[[#This Row],[Rebate kW Savings]]*IF(Table1323[[#This Row],[Assumed hours from space type]]=\"user defined\",Table1323[[#This Row],[Baseline Operating hours]],Table1323[[#This Row],[Assumed hours from space type]]),0)","v":0},{"$f":"IF(OR(Table1323[[#This Row],[Automatic Controls?]]=\"Fixture integrated occupancy sensor\",Table1323[[#This Row],[Automatic Controls?]]=\"Ceiling / wall mounted occupancy sensor\"),Table1323[[#This Row],[Quantity of luminaires]]*IF(Table1323[[#This Row],[Rebate Category]]<>\"\",INDEX(Table1[Retrofit W],MATCH(Table1323[[#This Row],[Rebate Category]],Table1[BC Hydro Rebate Category],0)),Table1323[[#This Row],[Retrofit W defined by user (no rebate)]])/1000*IF(Table1323[[#This Row],[Assumed hours from space type]]=\"user defined\",Table1323[[#This Row],[Baseline Operating hours]],Table1323[[#This Row],[Assumed hours from space type]])*0.2,0)","v":0},{"$f":"Table1323[[#This Row],[Rebate kWh savings]]+Table1323[[#This Row],[Controls Rebate kWh Savings]]","v":0},{"$f":"IFERROR(IF(Table1323[[#This Row],[Quantity of luminaires]]=\"\",\"\",IF(Table1323[[#This Row],[Lamp / Luminaire Category]]=\"No eligible rebate\",(Table1323[[#This Row],[Baseline W defined by user]]-Table1323[[#This Row],[Retrofit W defined by user (no rebate)]])*Table1323[[#This Row],[Quantity of luminaires]]/1000,(Table1323[[#This Row],[Assumed Baseline W by source]]-Table1323[[#This Row],[LED Luminaire W by rebate]])*Table1323[[#This Row],[Quantity of luminaires]]/1000)),0)","v":""},{"$f":"IFERROR(IF(Table1323[[#This Row],[Lamp / Luminaire Category]]=\"No eligible rebate\",Table1323[[#This Row],[Quantity of luminaires]]*(Table1323[[#This Row],[Baseline W defined by user]]-Table1323[[#This Row],[Retrofit W defined by user (no rebate)]])/1000*IF(Table1323[[#This Row],[Assumed hours from space type]]=\"user defined\",Table1323[[#This Row],[Baseline Operating hours]],Table1323[[#This Row],[Assumed hours from space type]])+Table1323[[#This Row],[Controls Rebate kWh Savings]],Table1323[[#This Row],[Quantity of luminaires]]*(INDEX(Table1[Actual Baseline W],MATCH(Table1323[[#This Row],[Lamp / Luminaire Category]]&Table1323[[#This Row],[Rebate Category]],Table1[PrescribedSource - Rebate ID],0))/1000-Table1323[[#This Row],[LED Luminaire W by rebate]]/1000)*IF(Table1323[[#This Row],[Assumed hours from space type]]=\"user defined\",Table1323[[#This Row],[Baseline Operating hours]],Table1323[[#This Row],[Assumed hours from space type]])+Table1323[[#This Row],[Controls Rebate kWh Savings]]),0)","v":0},{"$f":"IFERROR(IF(Table1323[[#This Row],[Rebate kW Savings]]=0,Table1323[[#This Row],[Demand Savings, kW]],INDEX(Table1[Actual Savings],MATCH(Table1323[[#This Row],[Lamp / Luminaire Category]]&Table1323[[#This Row],[Rebate Category]],Table1[PrescribedSource - Rebate ID],0))*Table1323[[#This Row],[Quantity of luminaires]]/1000),0)","v":""},{"$f":"IFERROR(Table1323[[#This Row],[BC Housing Site kW Savings]]*IF(Table1323[[#This Row],[Assumed hours from space type]]=\"user defined\",Table1323[[#This Row],[Baseline Operating hours]],Table1323[[#This Row],[Assumed hours from space type]])+Table1323[[#This Row],[Controls Rebate kWh Savings]],0)","v":0},{"$f":"IFERROR(IF(Table1323[[#This Row],[Lamp / Luminaire Category]]=\"No eligible rebate\",Table1323[[#This Row],[Lighting Technology]]&\" retrofit with no rebate\",Table1323[[#This Row],[Rebate Category]]),\"\")","v":0},{"$f":"IF(Table1323[[#This Row],[Lamp / Luminaire Category]]=\"No eligible rebate\",1,0)","v":0},{"$f":"IFERROR(IF(IF(Table1323[[#This Row],[Assumed hours from space type]]=\"user defined\",Table1323[[#This Row],[Baseline Operating hours]],Table1323[[#This Row],[Assumed hours from space type]])<3600,0,IF(AND(IF(Table1323[[#This Row],[Assumed hours from space type]]=\"user defined\",Table1323[[#This Row],[Baseline Operating hours]],Table1323[[#This Row],[Assumed hours from space type]])>=3600,OR(Table1323[[#This Row],[Automatic Controls?]]=\"None\",Table1323[[#This Row],[Automatic Controls?]]=\"\")),IF(Table1323[[#This Row],[Lamp / Luminaire Category]]=\"No eligible rebate\",Table1323[[#This Row],[Baseline W defined by user]]-Table1323[[#This Row],[Retrofit W defined by user (no rebate)]],Table1323[[#This Row],[Assumed Baseline W by source]]-Table1323[[#This Row],[LED Luminaire W by rebate]]),IF(AND(IF(Table1323[[#This Row],[Assumed hours from space type]]=\"user defined\",Table1323[[#This Row],[Baseline Operating hours]],Table1323[[#This Row],[Assumed hours from space type]])>=(3600/0.8),OR(Table1323[[#This Row],[Automatic Controls?]]=\"Fixture integrated occupancy sensor\",Table1323[[#This Row],[Automatic Controls?]]=\"Ceiling / wall mounted occupancy sensor\")),IF(Table1323[[#This Row],[Lamp / Luminaire Category]]=\"No eligible rebate\",(Table1323[[#This Row],[Baseline W defined by user]]-Table1323[[#This Row],[Retrofit W defined by user (no rebate)]]),Table1323[[#This Row],[Assumed Baseline W by source]]-Table1323[[#This Row],[LED Luminaire W by rebate]]),IF(AND(IF(Table1323[[#This Row],[Assumed hours from space type]]=\"user defined\",Table1323[[#This Row],[Baseline Operating hours]],Table1323[[#This Row],[Assumed hours from space type]])<(3600/0.8),OR(Table1323[[#This Row],[Automatic Controls?]]=\"Fixture integrated occupancy sensor\",Table1323[[#This Row],[Automatic Controls?]]=\"Ceiling / wall mounted occupancy sensor\")),IF(Table1323[[#This Row],[Lamp / Luminaire Category]]=\"No eligible rebate\",Table1323[[#This Row],[Baseline W defined by user]],Table1323[[#This Row],[Assumed Baseline W by source]])))))*Table1323[[#This Row],[Quantity of luminaires]]/1000,\"\")","v":""},{"$f":"Table1323[[#This Row],[LED lamp/luminaire retrofit part '#]]","v":0},{"$f":"IF(Table1323[[#This Row],[Rebate Unit]]=\"per lamp\",INDEX(Table1[Number of Lamps],MATCH(Table1323[[#This Row],[Lamp / Luminaire Category]]&Table1323[[#This Row],[Rebate Category]],Table1[PrescribedSource - Rebate ID],0)),1)*Table1323[[#This Row],[Quantity of luminaires]]","v":0},{"$f":"IFERROR(IF(Table1323[[#This Row],[Lamp / Luminaire Category]]=\"No eligible rebate\",\"no eligible rebate\",INDEX(Table1[BC Hydro xRM ECM],MATCH(Table1323[[#This Row],[Lamp / Luminaire Category]]&Table1323[[#This Row],[Rebate Category]],Table1[PrescribedSource - Rebate ID],0))),\"\")","v":""}]

{"sheet":"Non-Lighting","index":3,"n_rows":14,"n_cols":54,"rows_kept":14,"cut":false,"hidden":false,"merged":[[1,27,1,28],[1,17,1,18],[1,19,1,20],[1,21,1,22],[1,23,1,24],[1,25,1,26],[0,2,1,5],[0,35,0,42],[0,31,2,34],[0,43,2,49],[1,35,1,36],[1,37,1,38],[1,39,1,40],[1,41,1,42],[0,9,0,18],[1,29,1,30],[0,19,0,30],[1,9,1,10],[1,11,1,12],[1,13,1,14],[1,15,1,16],[0,6,1,8]]}
[null,null,"Existing / Baseline",null,null,null,"BC Hydro Rebate Selection",null,null,"Existing / Baseline Variables",null,null,null,null,null,null,null,null,null,"Retrofit Variables",null,null,null,null,null,null,null,null,null,null,null,"BC Hydro Rebates",null,null,null,"Per Technology Energy and Demand Savings",null,null,null,null,null,null,null,"Non-Lighting Project Totals"]
[null,null,null,null,null,null,null,null,null,"Variable 1",null,"Variable 2",null,"Variable 3",null,"Variable 4",null,"Variable 5",null,"Variable 1",null,"Variable 2",null,"Variable 3",null,"Variable 4",null,"Variable 5",null,"Variable 6",null,null,null,null,null,"Commercial Kitchen",null,"HVAC",null,"Mechanical",null,"Refrigeration"]
[null,null,null,null,null,null,null,null,null,null,1,null,2,null,3,null,4,null,5,null,1,null,2,null,3,null,4,null,5,null,6,null,null,null,null,"kWh","kW","kWh","kW","kWh","kW","kWh","kW"]
[null,"No","Space Type","Space Description","Technology","Baseline equipment type","BC Hydro Rebate","CalcMethod","Rebate Unit","BL Var 1","B Unit 1","BL Var 2","B Unit 2","BL Var 3","B Unit 3","BL Var 4","B Unit 4","BL Var 5","B Unit 5","R Var 1","R Unit 1","R Var 2","R Unit 2","R Var 3","R Unit 3","R Var 4","R Unit 4","R Var 5","R Unit 5","R Var 6","R Unit 6","HVAC","MechDHW","CK","Refrig","CK-kWh","CK-kW","HVAC-kWH","HVAC-KW","Mech-kWh","Mech-KW","Refg-kWh","Refg-kW","Total Rebate","Energy Savings, kWh","Demand Savings, kW","Energy Cost Savings","Total Capital Cost, $","Rebate Unit Quantity","Simple Payback","Simplified Rebate Category","BCH Peak KW","Persistence","Lifetime Savings"]
[null,{"$f":"IF(Table13[[#This Row],[Technology]]=\"\",\"\",\"NL-\"&ROW(1:1))","v":""},null,null,null,null,{"$f":"IFERROR(INDEX(Table2[BCH Rerofit Technology],MATCH(Table13[[#This Row],[Baseline equipment type]],Table2[Existing Technology],0)),\"\")","v":""},{"$f":"IF(Table13[[#This Row],[Technology]]=\"\",\"\",INDEX(Table2[CalcMethod],MATCH(Table13[[#This Row],[BC Hydro Rebate]],Table2[BCH Rerofit Technology],0)))","v":""},{"$f":"IFERROR(INDEX(Table2[BC Hydro pu],MATCH(Table13[[#This Row],[Baseline equipment type]],Table2[Existing Technology],0)),\"\")","v":""},null,{"$f":"IFERROR(INDEX(Table11[],MATCH(K$3,Table11[Var],0),MATCH('Non-Lighting'!$H5,Table11[#Headers],0)),\"\")","v":""},null,{"$f":"IFERROR(INDEX(Table11[],MATCH(M$3,Table11[Var],0),MATCH('Non-Lighting'!$H5,Table11[#Headers],0)),\"\")","v":""},null,{"$f":"IFERROR(INDEX(Table11[],MATCH(O$3,Table11[Var],0),MATCH('Non-Lighting'!$H5,Table11[#Headers],0)),\"\")","v":""},null,{"$f":"IFERROR(INDEX(Table11[],MATCH(Q$3,Table11[Var],0),MATCH('Non-Lighting'!$H5,Table11[#Headers],0)),\"\")","v":""},null,{"$f":"IFERROR(INDEX(Table11[],MATCH(S$3,Table11[Var],0),MATCH('Non-Lighting'!$H5,Table11[#Headers],0)),\"\")","v":""},null,{"$f":"IFERROR(INDEX(Table12[],MATCH(U$3,Table12[Var],0),MATCH('Non-Lighting'!$H5,Table12[#Headers],0)),\"\")","v":""},null,{"$f":"IFERROR(INDEX(Table12[],MATCH(W$3,Table12[Var],0),MATCH('Non-Lighting'!$H5,Table12[#Headers],0)),\"\")","v":""},null,{"$f":"IFERROR(INDEX(Table12[],MATCH(Y$3,Table12[Var],0),MATCH('Non-Lighting'!$H5,Table12[#Headers],0)),\"\")","v":""},null,{"$f":"IFERROR(INDEX(Table12[],MATCH(AA$3,Table12[Var],0),MATCH('Non-Lighting'!$H5,Table12[#Headers],0)),\"\")","v":""},null,{"$f":"IFERROR(INDEX(Table12[],MATCH(AC$3,Table12[Var],0),MATCH('Non-Lighting'!$H5,Table12[#Headers],0)),\"\")","v":""},null,{"$f":"IFERROR(INDEX(Table12[],MATCH(AE$3,Table12[Var],0),MATCH('Non-Lighting'!$H5,Table12[#Headers],0)),\"\")","v":""},{"$f":"IF(Table13[[#This Row],[CalcMethod]]=\"HVAC\",Table13[[#This Row],[R Var 6]]*INDEX(Table2[BC Hydro Rebate],MATCH(Table13[[#This Row],[BC Hydro Rebate]],Table2[BCH Rerofit Technology],0))*Table13[[#This Row],[R Var 2]],IF(Table13[[#This Row],[CalcMethod]]=\"HVAC-DT\",Table13[[#This Row],[R Var 2]]*INDEX(Table2[BC Hydro Rebate],MATCH(Table13[[#This Row],[BC Hydro Rebate]],Table2[BCH Rerofit Technology],0)),\"\"))","v":""},{"$f":"IF(Table13[[#This Row],[CalcMethod]]=\"Mechanical - DHW\",Table13[[#This Row],[BL Var 1]]*INDEX(Table2[BC Hydro Rebate],MATCH(Table13[[#This Row],[BC Hydro Rebate]],Table2[BCH Rerofit Technology],0)),IF(Table13[[#This Row],[CalcMethod]]=\"Mechanical\",Table13[[#This Row],[BL Var 1]]*Table13[[#This Row],[BL Var 2]]*INDEX(Table2[BC Hydro Rebate],MATCH(Table13[[#This Row],[BC Hydro Rebate]],Table2[BCH Rerofit Technology],0)),\"\"))","v":""},{"$f":"IF(Table13[[#This Row],[CalcMethod]]=\"Commercial Kitchen\",Table13[[#This Row],[BL Var 2]]*INDEX(Table2[BC Hydro Rebate],MATCH(Table13[[#This Row],[BC Hydro Rebate]],Table2[BCH Rerofit Technology],0)),\"\")","v":""},{"$f":"IF(OR(Table13[[#This Row],[CalcMethod]]=\"Refrigeration\",Table13[[#This Row],[CalcMethod]]=\"Refrig-Cases\"),Table13[[#This Row],[BL Var 1]]*INDEX(Table2[BC Hydro Rebate],MATCH(Table13[[#This Row],[BC Hydro Rebate]],Table2[BCH Rerofit Technology],0)),\"\")","v":""},{"$f":"IF(Table13[[#This Row],[CalcMethod]]=\"Commercial Kitchen\",INDEX(Table2[Savings kWh],MATCH(Table13[[#This Row],[BC Hydro Rebate]],Table2[BCH Rerofit Technology],0))*Table13[[#This Row],[BL Var 2]],\"\")","v":""},{"$f":"IF(Table13[[#This Row],[CalcMethod]]=\"Commercial Kitchen\",(Table13[[#This Row],[BL Var 1]]-Table13[[#This Row],[R Var 1]])*Table13[[#This Row],[BL Var 2]],\"\")","v":""},{"$f":"IF(OR(Table13[[#This Row],[CalcMethod]]=\"HVAC\",Table13[[#This Row],[CalcMethod]]=\"HVAC-DT\"),(Table13[[#This Row],[BL Var 3]]+Table13[[#This Row],[BL Var 5]])-(Table13[[#This Row],[R Var 3]]+Table13[[#This Row],[R Var 4]]),\"\")","v":""},{"$f":"IF(OR(Table13[[#This Row],[CalcMethod]]=\"HVAC\",Table13[[#This Row],[CalcMethod]]=\"HVAC-DT\"),Table13[[#This Row],[BL Var 1]]-Table13[[#This Row],[R Var 1]],\"\")","v":""},{"$f":"IF(Table13[[#This Row],[CalcMethod]]=\"Mechanical - DHW\",Table13[[#This Row],[BL Var 2]]*365*65*8.34/3413/0.85*(1-1/Table13[[#This Row],[R Var 1]]),IF(Table13[[#This Row],[CalcMethod]]=\"Mechanical\",Table13[[#This Row],[BL Var 2]]*Table13[[#This Row],[BL Var 1]]*0.746*Table13[[#This Row],[BL Var 3]]*0.2,\"\"))","v":""},null,{"$f":"IF(Table13[[#This Row],[CalcMethod]]=\"Refrig-Cases\",INDEX(Table2[Savings kWh],MATCH(Table13[[#This Row],[BC Hydro Rebate]],Table2[BCH Rerofit Technology],0))*Table13[[#This Row],[BL Var 1]],IF(Table13[[#This Row],[CalcMethod]]=\"Refrigeration\",INDEX(Table2[Savings kWh],MATCH(Table13[[#This Row],[BC Hydro Rebate]],Table2[BCH Rerofit Technology],0))*Table13[[#This Row],[BL Var 2]],\"\"))","v":""},{"$f":"IF(Table13[[#This Row],[CalcMethod]]=\"Refrigeration\",(Table13[[#This Row],[BL Var 1]]-Table13[[#This Row],[R Var 1]])*Table13[[#This Row],[BL Var 2]],\"\")","v":""},{"$f":"IFERROR(MIN(SUM(Table13[[#This Row],[HVAC]:[Refrig]]),Table13[[#This Row],[Total Capital Cost, $]]),0)","v":0},{"$f":"IFERROR(SUM(Table13[[#This Row],[CK-kWh]],Table13[[#This Row],[HVAC-kWH]],Table13[[#This Row],[Mech-kWh]],Table13[[#This Row],[Refg-kWh]]),0)","v":0},{"$f":"IFERROR(SUM(Table13[[#This Row],[CK-kW]],Table13[[#This Row],[HVAC-KW]],Table13[[#This Row],[Mech-KW]],Table13[[#This Row],[Refg-kW]])*12,0)","v":0},{"$f":"Table13[[#This Row],[Energy Savings, kWh]]*eRate+Table13[[#This Row],[Demand Savings, kW]]*eDemand*12","v":0},{"$f":"IF(Table13[[#This Row],[R Unit 6]]=\"Total Capital Cost\",Table13[[#This Row],[R Var 6]],IF(Table13[[#This Row],[R Unit 5]]=\"Total Capital Cost\",Table13[[#This Row],[R Var 5]],IF(Table13[[#This Row],[R Unit 4]]=\"Total Capital Cost\",Table13[[#This Row],[R Var 4]],IF(Table13[[#This Row],[R Unit 3]]=\"Total Capital Cost\",Table13[[#This Row],[R Var 3]],IF(Table13[[#This Row],[R Unit 2]]=\"Total Capital Cost\",Table13[[#This Row],[R Var 2]],IF(Table13[[#This Row],[R Unit 1]]=\"Total Capital Cost\",Table13[[#This Row],[R Var 1]],0))))))","v":0},{"$f":"IF(Table13[[#This Row],[Rebate Unit]]=\"per ton\", Table13[[#This Row],[R Var 6]],IF(OR(Table13[[#This Row],[Rebate Unit]]=\"per PTHP\",Table13[[#This Row],[Rebate Unit]]=\"per Unit\"),Table13[[#This Row],[R Var 2]],IF(Table13[[#This Row],[B Unit 5]]=\"Qty\",Table13[[#This Row],[BL Var 5]],IF(Table13[[#This Row],[B Unit 4]]=\"Qty\",Table13[[#This Row],[BL Var 4]],IF(Table13[[#This Row],[B Unit 3]]=\"Qty\",Table13[[#This Row],[BL Var 3]],IF(Table13[[#This Row],[B Unit 2]]=\"Qty\",Table13[[#This Row],[BL Var 2]],IF(OR(Table13[[#This Row],[B Unit 1]]=\"Qty\",Table13[[#This Row],[B Unit 1]]=\"linear foot of case\"),Table13[[#This Row],[BL Var 1]],0)))))))","v":0},{"$f":"IFERROR((Table13[[#This Row],[Total Capital Cost, $]]-Table13[[#This Row],[Total Rebate]])/Table13[[#This Row],[Energy Cost Savings]],0)","v":0},{"$f":"INDEX(Table2[Equivalent xRM ECM],MATCH(Table13[[#This Row],[BC Hydro Rebate]],Table2[BCH Rerofit Technology],0))","v":{"$error":"#N/A"}},{"$f":"0","v":0},{"$f":"INDEX(Table2[Persistence],MATCH(Table13[[#This Row],[BC Hydro Rebate]],Table2[BCH Rerofit Technology],0))","v":{"$error":"#N/A"}},{"$f":"Table13[[#This Row],[Persistence]]*Table13[[#This Row],[Energy Savings, kWh]]","v":{"$error":"#N/A"}}]
[null,{"$f":"IF(Table13[[#This Row],[Technology]]=\"\",\"\",\"NL-\"&ROW(2:2))","v":""},null,null,null,null,{"$f":"IFERROR(INDEX(Table2[BCH Rerofit Technology],MATCH(Table13[[#This Row],[Baseline equipment type]],Table2[Existing Technology],0)),\"\")","v":""},{"$f":"IF(Table13[[#This Row],[Technology]]=\"\",\"\",INDEX(Table2[CalcMethod],MATCH(Table13[[#This Row],[BC Hydro Rebate]],Table2[BCH Rerofit Technology],0)))","v":""},{"$f":"IFERROR(INDEX(Table2[BC Hydro pu],MATCH(Table13[[#This Row],[Baseline equipment type]],Table2[Existing Technology],0)),\"\")","v":""},null,{"$f":"IFERROR(INDEX(Table11[],MATCH(K$3,Table11[Var],0),MATCH('Non-Lighting'!$H6,Table11[#Headers],0)),\"\")","v":""},null,{"$f":"IFERROR(INDEX(Table11[],MATCH(M$3,Table11[Var],0),MATCH('Non-Lighting'!$H6,Table11[#Headers],0)),\"\")","v":""},null,{"$f":"IFERROR(INDEX(Table11[],MATCH(O$3,Table11[Var],0),MATCH('Non-Lighting'!$H6,Table11[#Headers],0)),\"\")","v":""},null,{"$f":"IFERROR(INDEX(Table11[],MATCH(Q$3,Table11[Var],0),MATCH('Non-Lighting'!$H6,Table11[#Headers],0)),\"\")","v":""},null,{"$f":"IFERROR(INDEX(Table11[],MATCH(S$3,Table11[Var],0),MATCH('Non-Lighting'!$H6,Table11[#Headers],0)),\"\")","v":""},null,{"$f":"IFERROR(INDEX(Table12[],MATCH(U$3,Table12[Var],0),MATCH('Non-Lighting'!$H6,Table12[#Headers],0)),\"\")","v":""},null,{"$f":"IFERROR(INDEX(Table12[],MATCH(W$3,Table12[Var],0),MATCH('Non-Lighting'!$H6,Table12[#Headers],0)),\"\")","v":""},null,{"$f":"IFERROR(INDEX(Table12[],MATCH(Y$3,Table12[Var],0),MATCH('Non-Lighting'!$H6,Table12[#Headers],0)),\"\")","v":""},null,{"$f":"IFERROR(INDEX(Table12[],MATCH(AA$3,Table12[Var],0),MATCH('Non-Lighting'!$H6,Table12[#Headers],0)),\"\")","v":""},null,{"$f":"IFERROR(INDEX(Table12[],MATCH(AC$3,Table12[Var],0),MATCH('Non-Lighting'!$H6,Table12[#Headers],0)),\"\")","v":""},null,{"$f":"IFERROR(INDEX(Table12[],MATCH(AE$3,Table12[Var],0),MATCH('Non-Lighting'!$H6,Table12[#Headers],0)),\"\")","v":""},{"$f":"IF(Table13[[#This Row],[CalcMethod]]=\"HVAC\",Table13[[#This Row],[R Var 6]]*INDEX(Table2[BC Hydro Rebate],MATCH(Table13[[#This Row],[BC Hydro Rebate]],Table2[BCH Rerofit Technology],0))*Table13[[#This Row],[R Var 2]],IF(Table13[[#This Row],[CalcMethod]]=\"HVAC-DT\",Table13[[#This Row],[R Var 2]]*INDEX(Table2[BC Hydro Rebate],MATCH(Table13[[#This Row],[BC Hydro Rebate]],Table2[BCH Rerofit Technology],0)),\"\"))","v":""},{"$f":"IF(Table13[[#This Row],[CalcMethod]]=\"Mechanical - DHW\",Table13[[#This Row],[BL Var 1]]*INDEX(Table2[BC Hydro Rebate],MATCH(Table13[[#This Row],[BC Hydro Rebate]],Table2[BCH Rerofit Technology],0)),IF(Table13[[#This Row],[CalcMethod]]=\"Mechanical\",Table13[[#This Row],[BL Var 1]]*Table13[[#This Row],[BL Var 2]]*INDEX(Table2[BC Hydro Rebate],MATCH(Table13[[#This Row],[BC Hydro Rebate]],Table2[BCH Rerofit Technology],0)),\"\"))","v":""},{"$f":"IF(Table13[[#This Row],[CalcMethod]]=\"Commercial Kitchen\",Table13[[#This Row],[BL Var 2]]*INDEX(Table2[BC Hydro Rebate],MATCH(Table13[[#This Row],[BC Hydro Rebate]],Table2[BCH Rerofit Technology],0)),\"\")","v":""},{"$f":"IF(OR(Table13[[#This Row],[CalcMethod]]=\"Refrigeration\",Table13[[#This Row],[CalcMethod]]=\"Refrig-Cases\"),Table13[[#This Row],[BL Var 1]]*INDEX(Table2[BC Hydro Rebate],MATCH(Table13[[#This Row],[BC Hydro Rebate]],Table2[BCH Rerofit Technology],0)),\"\")","v":""},{"$f":"IF(Table13[[#This Row],[CalcMethod]]=\"Commercial Kitchen\",INDEX(Table2[Savings kWh],MATCH(Table13[[#This Row],[BC Hydro Rebate]],Table2[BCH Rerofit Technology],0))*Table13[[#This Row],[BL Var 2]],\"\")","v":""},{"$f":"IF(Table13[[#This Row],[CalcMethod]]=\"Commercial Kitchen\",(Table13[[#This Row],[BL Var 1]]-Table13[[#This Row],[R Var 1]])*Table13[[#This Row],[BL Var 2]],\"\")","v":""},{"$f":"IF(OR(Table13[[#This Row],[CalcMethod]]=\"HVAC\",Table13[[#This Row],[CalcMethod]]=\"HVAC-DT\"),(Table13[[#This Row],[BL Var 3]]+Table13[[#This Row],[BL Var 5]])-(Table13[[#This Row],[R Var 3]]+Table13[[#This Row],[R Var 4]]),\"\")","v":""},{"$f":"IF(OR(Table13[[#This Row],[CalcMethod]]=\"HVAC\",Table13[[#This Row],[CalcMethod]]=\"HVAC-DT\"),Table13[[#This Row],[BL Var 1]]-Table13[[#This Row],[R Var 1]],\"\")","v":""},{"$f":"IF(Table13[[#This Row],[CalcMethod]]=\"Mechanical - DHW\",Table13[[#This Row],[BL Var 2]]*365*65*8.34/3413/0.85*(1-1/Table13[[#This Row],[R Var 1]]),IF(Table13[[#This Row],[CalcMethod]]=\"Mechanical\",Table13[[#This Row],[BL Var 2]]*Table13[[#This Row],[BL Var 1]]*0.746*Table13[[#This Row],[BL Var 3]]*0.2,\"\"))","v":""},null,{"$f":"IF(Table13[[#This Row],[CalcMethod]]=\"Refrig-Cases\",INDEX(Table2[Savings kWh],MATCH(Table13[[#This Row],[BC Hydro Rebate]],Table2[BCH Rerofit Technology],0))*Table13[[#This Row],[BL Var 1]],IF(Table13[[#This Row],[CalcMethod]]=\"Refrigeration\",INDEX(Table2[Savings kWh],MATCH(Table13[[#This Row],[BC Hydro Rebate]],Table2[BCH Rerofit Technology],0))*Table13[[#This Row],[BL Var 2]],\"\"))","v":""},{"$f":"IF(Table13[[#This Row],[CalcMethod]]=\"Refrigeration\",(Table13[[#This Row],[BL Var 1]]-Table13[[#This Row],[R Var 1]])*Table13[[#This Row],[BL Var 2]],\"\")","v":""},{"$f":"IFERROR(MIN(SUM(Table13[[#This Row],[HVAC]:[Refrig]]),Table13[[#This Row],[Total Capital Cost, $]]),0)","v":0},{"$f":"IFERROR(SUM(Table13[[#This Row],[CK-kWh]],Table13[[#This Row],[HVAC-kWH]],Table13[[#This Row],[Mech-kWh]],Table13[[#This Row],[Refg-kWh]]),0)","v":0},{"$f":"IFERROR(SUM(Table13[[#This Row],[CK-kW]],Table13[[#This Row],[HVAC-KW]],Table13[[#This Row],[Mech-KW]],Table13[[#This Row],[Refg-kW]])*12,0)","v":0},{"$f":"Table13[[#This Row],[Energy Savings, kWh]]*eRate+Table13[[#This Row],[Demand Savings, kW]]*eDemand*12","v":0},{"$f":"IF(Table13[[#This Row],[R Unit 6]]=\"Total Capital Cost\",Table13[[#This Row],[R Var 6]],IF(Table13[[#This Row],[R Unit 5]]=\"Total Capital Cost\",Table13[[#This Row],[R Var 5]],IF(Table13[[#This Row],[R Unit 4]]=\"Total Capital Cost\",Table13[[#This Row],[R Var 4]],IF(Table13[[#This Row],[R Unit 3]]=\"Total Capital Cost\",Table13[[#This Row],[R Var 3]],IF(Table13[[#This Row],[R Unit 2]]=\"Total Capital Cost\",Table13[[#This Row],[R Var 2]],IF(Table13[[#This Row],[R Unit 1]]=\"Total Capital Cost\",Table13[[#This Row],[R Var 1]],0))))))","v":0},{"$f":"IF(Table13[[#This Row],[Rebate Unit]]=\"per ton\", Table13[[#This Row],[R Var 6]],IF(OR(Table13[[#This Row],[Rebate Unit]]=\"per PTHP\",Table13[[#This Row],[Rebate Unit]]=\"per Unit\"),Table13[[#This Row],[R Var 2]],IF(Table13[[#This Row],[B Unit 5]]=\"Qty\",Table13[[#This Row],[BL Var 5]],IF(Table13[[#This Row],[B Unit 4]]=\"Qty\",Table13[[#This Row],[BL Var 4]],IF(Table13[[#This Row],[B Unit 3]]=\"Qty\",Table13[[#This Row],[BL Var 3]],IF(Table13[[#This Row],[B Unit 2]]=\"Qty\",Table13[[#This Row],[BL Var 2]],IF(OR(Table13[[#This Row],[B Unit 1]]=\"Qty\",Table13[[#This Row],[B Unit 1]]=\"linear foot of case\"),Table13[[#This Row],[BL Var 1]],0)))))))","v":0},{"$f":"IFERROR((Table13[[#This Row],[Total Capital Cost, $]]-Table13[[#This Row],[Total Rebate]])/Table13[[#This Row],[Energy Cost Savings]],0)","v":0},{"$f":"INDEX(Table2[Equivalent xRM ECM],MATCH(Table13[[#This Row],[BC Hydro Rebate]],Table2[BCH Rerofit Technology],0))","v":{"$error":"#N/A"}},{"$f":"0","v":0},{"$f":"INDEX(Table2[Persistence],MATCH(Table13[[#This Row],[BC Hydro Rebate]],Table2[BCH Rerofit Technology],0))","v":{"$error":"#N/A"}},{"$f":"Table13[[#This Row],[Persistence]]*Table13[[#This Row],[Energy Savings, kWh]]","v":{"$error":"#N/A"}}]
[null,{"$f":"IF(Table13[[#This Row],[Technology]]=\"\",\"\",\"NL-\"&ROW(3:3))","v":""},null,null,null,null,{"$f":"IFERROR(INDEX(Table2[BCH Rerofit Technology],MATCH(Table13[[#This Row],[Baseline equipment type]],Table2[Existing Technology],0)),\"\")","v":""},{"$f":"IF(Table13[[#This Row],[Technology]]=\"\",\"\",INDEX(Table2[CalcMethod],MATCH(Table13[[#This Row],[BC Hydro Rebate]],Table2[BCH Rerofit Technology],0)))","v":""},{"$f":"IFERROR(INDEX(Table2[BC Hydro pu],MATCH(Table13[[#This Row],[Baseline equipment type]],Table2[Existing Technology],0)),\"\")","v":""},null,{"$f":"IFERROR(INDEX(Table11[],MATCH(K$3,Table11[Var],0),MATCH('Non-Lighting'!$H7,Table11[#Headers],0)),\"\")","v":""},null,{"$f":"IFERROR(INDEX(Table11[],MATCH(M$3,Table11[Var],0),MATCH('Non-Lighting'!$H7,Table11[#Headers],0)),\"\")","v":""},null,{"$f":"IFERROR(INDEX(Table11[],MATCH(O$3,Table11[Var],0),MATCH('Non-Lighting'!$H7,Table11[#Headers],0)),\"\")","v":""},null,{"$f":"IFERROR(INDEX(Table11[],MATCH(Q$3,Table11[Var],0),MATCH('Non-Lighting'!$H7,Table11[#Headers],0)),\"\")","v":""},null,{"$f":"IFERROR(INDEX(Table11[],MATCH(S$3,Table11[Var],0),MATCH('Non-Lighting'!$H7,Table11[#Headers],0)),\"\")","v":""},null,{"$f":"IFERROR(INDEX(Table12[],MATCH(U$3,Table12[Var],0),MATCH('Non-Lighting'!$H7,Table12[#Headers],0)),\"\")","v":""},null,{"$f":"IFERROR(INDEX(Table12[],MATCH(W$3,Table12[Var],0),MATCH('Non-Lighting'!$H7,Table12[#Headers],0)),\"\")","v":""},null,{"$f":"IFERROR(INDEX(Table12[],MATCH(Y$3,Table12[Var],0),MATCH('Non-Lighting'!$H7,Table12[#Headers],0)),\"\")","v":""},null,{"$f":"IFERROR(INDEX(Table12[],MATCH(AA$3,Table12[Var],0),MATCH('Non-Lighting'!$H7,Table12[#Headers],0)),\"\")","v":""},null,{"$f":"IFERROR(INDEX(Table12[],MATCH(AC$3,Table12[Var],0),MATCH('Non-Lighting'!$H7,Table12[#Headers],0)),\"\")","v":""},null,{"$f":"IFERROR(INDEX(Table12[],MATCH(AE$3,Table12[Var],0),MATCH('Non-Lighting'!$H7,Table12[#Headers],0)),\"\")","v":""},{"$f":"IF(Table13[[#This Row],[CalcMethod]]=\"HVAC\",Table13[[#This Row],[R Var 6]]*INDEX(Table2[BC Hydro Rebate],MATCH(Table13[[#This Row],[BC Hydro Rebate]],Table2[BCH Rerofit Technology],0))*Table13[[#This Row],[R Var 2]],IF(Table13[[#This Row],[CalcMethod]]=\"HVAC-DT\",Table13[[#This Row],[R Var 2]]*INDEX(Table2[BC Hydro Rebate],MATCH(Table13[[#This Row],[BC Hydro Rebate]],Table2[BCH Rerofit Technology],0)),\"\"))","v":""},{"$f":"IF(Table13[[#This Row],[CalcMethod]]=\"Mechanical - DHW\",Table13[[#This Row],[BL Var 1]]*INDEX(Table2[BC Hydro Rebate],MATCH(Table13[[#This Row],[BC Hydro Rebate]],Table2[BCH Rerofit Technology],0)),IF(Table13[[#This Row],[CalcMethod]]=\"Mechanical\",Table13[[#This Row],[BL Var 1]]*Table13[[#This Row],[BL Var 2]]*INDEX(Table2[BC Hydro Rebate],MATCH(Table13[[#This Row],[BC Hydro Rebate]],Table2[BCH Rerofit Technology],0)),\"\"))","v":""},{"$f":"IF(Table13[[#This Row],[CalcMethod]]=\"Commercial Kitchen\",Table13[[#This Row],[BL Var 2]]*INDEX(Table2[BC Hydro Rebate],MATCH(Table13[[#This Row],[BC Hydro Rebate]],Table2[BCH Rerofit Technology],0)),\"\")","v":""},{"$f":"IF(OR(Table13[[#This Row],[CalcMethod]]=\"Refrigeration\",Table13[[#This Row],[CalcMethod]]=\"Refrig-Cases\"),Table13[[#This Row],[BL Var 1]]*INDEX(Table2[BC Hydro Rebate],MATCH(Table13[[#This Row],[BC Hydro Rebate]],Table2[BCH Rerofit Technology],0)),\"\")","v":""},{"$f":"IF(Table13[[#This Row],[CalcMethod]]=\"Commercial Kitchen\",INDEX(Table2[Savings kWh],MATCH(Table13[[#This Row],[BC Hydro Rebate]],Table2[BCH Rerofit Technology],0))*Table13[[#This Row],[BL Var 2]],\"\")","v":""},{"$f":"IF(Table13[[#This Row],[CalcMethod]]=\"Commercial Kitchen\",(Table13[[#This Row],[BL Var 1]]-Table13[[#This Row],[R Var 1]])*Table13[[#This Row],[BL Var 2]],\"\")","v":""},{"$f":"IF(OR(Table13[[#This Row],[CalcMethod]]=\"HVAC\",Table13[[#This Row],[CalcMethod]]=\"HVAC-DT\"),(Table13[[#This Row],[BL Var 3]]+Table13[[#This Row],[BL Var 5]])-(Table13[[#This Row],[R Var 3]]+Table13[[#This Row],[R Var 4]]),\"\")","v":""},{"$f":"IF(OR(Table13[[#This Row],[CalcMethod]]=\"HVAC\",Table13[[#This Row],[CalcMethod]]=\"HVAC-DT\"),Table13[[#This Row],[BL Var 1]]-Table13[[#This Row],[R Var 1]],\"\")","v":""},{"$f":"IF(Table13[[#This Row],[CalcMethod]]=\"Mechanical - DHW\",Table13[[#This Row],[BL Var 2]]*365*65*8.34/3413/0.85*(1-1/Table13[[#This Row],[R Var 1]]),IF(Table13[[#This Row],[CalcMethod]]=\"Mechanical\",Table13[[#This Row],[BL Var 2]]*Table13[[#This Row],[BL Var 1]]*0.746*Table13[[#This Row],[BL Var 3]]*0.2,\"\"))","v":""},null,{"$f":"IF(Table13[[#This Row],[CalcMethod]]=\"Refrig-Cases\",INDEX(Table2[Savings kWh],MATCH(Table13[[#This Row],[BC Hydro Rebate]],Table2[BCH Rerofit Technology],0))*Table13[[#This Row],[BL Var 1]],IF(Table13[[#This Row],[CalcMethod]]=\"Refrigeration\",INDEX(Table2[Savings kWh],MATCH(Table13[[#This Row],[BC Hydro Rebate]],Table2[BCH Rerofit Technology],0))*Table13[[#This Row],[BL Var 2]],\"\"))","v":""},{"$f":"IF(Table13[[#This Row],[CalcMethod]]=\"Refrigeration\",(Table13[[#This Row],[BL Var 1]]-Table13[[#This Row],[R Var 1]])*Table13[[#This Row],[BL Var 2]],\"\")","v":""},{"$f":"IFERROR(MIN(SUM(Table13[[#This Row],[HVAC]:[Refrig]]),Table13[[#This Row],[Total Capital Cost, $]]),0)","v":0},{"$f":"IFERROR(SUM(Table13[[#This Row],[CK-kWh]],Table13[[#This Row],[HVAC-kWH]],Table13[[#This Row],[Mech-kWh]],Table13[[#This Row],[Refg-kWh]]),0)","v":0},{"$f":"IFERROR(SUM(Table13[[#This Row],[CK-kW]],Table13[[#This Row],[HVAC-KW]],Table13[[#This Row],[Mech-KW]],Table13[[#This Row],[Refg-kW]])*12,0)","v":0},{"$f":"Table13[[#This Row],[Energy Savings, kWh]]*eRate+Table13[[#This Row],[Demand Savings, kW]]*eDemand*12","v":0},{"$f":"IF(Table13[[#This Row],[R Unit 6]]=\"Total Capital Cost\",Table13[[#This Row],[R Var 6]],IF(Table13[[#This Row],[R Unit 5]]=\"Total Capital Cost\",Table13[[#This Row],[R Var 5]],IF(Table13[[#This Row],[R Unit 4]]=\"Total Capital Cost\",Table13[[#This Row],[R Var 4]],IF(Table13[[#This Row],[R Unit 3]]=\"Total Capital Cost\",Table13[[#This Row],[R Var 3]],IF(Table13[[#This Row],[R Unit 2]]=\"Total Capital Cost\",Table13[[#This Row],[R Var 2]],IF(Table13[[#This Row],[R Unit 1]]=\"Total Capital Cost\",Table13[[#This Row],[R Var 1]],0))))))","v":0},{"$f":"IF(Table13[[#This Row],[Rebate Unit]]=\"per ton\", Table13[[#This Row],[R Var 6]],IF(OR(Table13[[#This Row],[Rebate Unit]]=\"per PTHP\",Table13[[#This Row],[Rebate Unit]]=\"per Unit\"),Table13[[#This Row],[R Var 2]],IF(Table13[[#This Row],[B Unit 5]]=\"Qty\",Table13[[#This Row],[BL Var 5]],IF(Table13[[#This Row],[B Unit 4]]=\"Qty\",Table13[[#This Row],[BL Var 4]],IF(Table13[[#This Row],[B Unit 3]]=\"Qty\",Table13[[#This Row],[BL Var 3]],IF(Table13[[#This Row],[B Unit 2]]=\"Qty\",Table13[[#This Row],[BL Var 2]],IF(OR(Table13[[#This Row],[B Unit 1]]=\"Qty\",Table13[[#This Row],[B Unit 1]]=\"linear foot of case\"),Table13[[#This Row],[BL Var 1]],0)))))))","v":0},{"$f":"IFERROR((Table13[[#This Row],[Total Capital Cost, $]]-Table13[[#This Row],[Total Rebate]])/Table13[[#This Row],[Energy Cost Savings]],0)","v":0},{"$f":"INDEX(Table2[Equivalent xRM ECM],MATCH(Table13[[#This Row],[BC Hydro Rebate]],Table2[BCH Rerofit Technology],0))","v":{"$error":"#N/A"}},{"$f":"0","v":0},{"$f":"INDEX(Table2[Persistence],MATCH(Table13[[#This Row],[BC Hydro Rebate]],Table2[BCH Rerofit Technology],0))","v":{"$error":"#N/A"}},{"$f":"Table13[[#This Row],[Persistence]]*Table13[[#This Row],[Energy Savings, kWh]]","v":{"$error":"#N/A"}}]
[null,{"$f":"IF(Table13[[#This Row],[Technology]]=\"\",\"\",\"NL-\"&ROW(4:4))","v":""},null,null,null,null,{"$f":"IFERROR(INDEX(Table2[BCH Rerofit Technology],MATCH(Table13[[#This Row],[Baseline equipment type]],Table2[Existing Technology],0)),\"\")","v":""},{"$f":"IF(Table13[[#This Row],[Technology]]=\"\",\"\",INDEX(Table2[CalcMethod],MATCH(Table13[[#This Row],[BC Hydro Rebate]],Table2[BCH Rerofit Technology],0)))","v":""},{"$f":"IFERROR(INDEX(Table2[BC Hydro pu],MATCH(Table13[[#This Row],[Baseline equipment type]],Table2[Existing Technology],0)),\"\")","v":""},null,{"$f":"IFERROR(INDEX(Table11[],MATCH(K$3,Table11[Var],0),MATCH('Non-Lighting'!$H8,Table11[#Headers],0)),\"\")","v":""},null,{"$f":"IFERROR(INDEX(Table11[],MATCH(M$3,Table11[Var],0),MATCH('Non-Lighting'!$H8,Table11[#Headers],0)),\"\")","v":""},null,{"$f":"IFERROR(INDEX(Table11[],MATCH(O$3,Table11[Var],0),MATCH('Non-Lighting'!$H8,Table11[#Headers],0)),\"\")","v":""},null,{"$f":"IFERROR(INDEX(Table11[],MATCH(Q$3,Table11[Var],0),MATCH('Non-Lighting'!$H8,Table11[#Headers],0)),\"\")","v":""},null,{"$f":"IFERROR(INDEX(Table11[],MATCH(S$3,Table11[Var],0),MATCH('Non-Lighting'!$H8,Table11[#Headers],0)),\"\")","v":""},null,{"$f":"IFERROR(INDEX(Table12[],MATCH(U$3,Table12[Var],0),MATCH('Non-Lighting'!$H8,Table12[#Headers],0)),\"\")","v":""},null,{"$f":"IFERROR(INDEX(Table12[],MATCH(W$3,Table12[Var],0),MATCH('Non-Lighting'!$H8,Table12[#Headers],0)),\"\")","v":""},null,{"$f":"IFERROR(INDEX(Table12[],MATCH(Y$3,Table12[Var],0),MATCH('Non-Lighting'!$H8,Table12[#Headers],0)),\"\")","v":""},null,{"$f":"IFERROR(INDEX(Table12[],MATCH(AA$3,Table12[Var],0),MATCH('Non-Lighting'!$H8,Table12[#Headers],0)),\"\")","v":""},null,{"$f":"IFERROR(INDEX(Table12[],MATCH(AC$3,Table12[Var],0),MATCH('Non-Lighting'!$H8,Table12[#Headers],0)),\"\")","v":""},null,{"$f":"IFERROR(INDEX(Table12[],MATCH(AE$3,Table12[Var],0),MATCH('Non-Lighting'!$H8,Table12[#Headers],0)),\"\")","v":""},{"$f":"IF(Table13[[#This Row],[CalcMethod]]=\"HVAC\",Table13[[#This Row],[R Var 6]]*INDEX(Table2[BC Hydro Rebate],MATCH(Table13[[#This Row],[BC Hydro Rebate]],Table2[BCH Rerofit Technology],0))*Table13[[#This Row],[R Var 2]],IF(Table13[[#This Row],[CalcMethod]]=\"HVAC-DT\",Table13[[#This Row],[R Var 2]]*INDEX(Table2[BC Hydro Rebate],MATCH(Table13[[#This Row],[BC Hydro Rebate]],Table2[BCH Rerofit Technology],0)),\"\"))","v":""},{"$f":"IF(Table13[[#This Row],[CalcMethod]]=\"Mechanical - DHW\",Table13[[#This Row],[BL Var 1]]*INDEX(Table2[BC Hydro Rebate],MATCH(Table13[[#This Row],[BC Hydro Rebate]],Table2[BCH Rerofit Technology],0)),IF(Table13[[#This Row],[CalcMethod]]=\"Mechanical\",Table13[[#This Row],[BL Var 1]]*Table13[[#This Row],[BL Var 2]]*INDEX(Table2[BC Hydro Rebate],MATCH(Table13[[#This Row],[BC Hydro Rebate]],Table2[BCH Rerofit Technology],0)),\"\"))","v":""},{"$f":"IF(Table13[[#This Row],[CalcMethod]]=\"Commercial Kitchen\",Table13[[#This Row],[BL Var 2]]*INDEX(Table2[BC Hydro Rebate],MATCH(Table13[[#This Row],[BC Hydro Rebate]],Table2[BCH Rerofit Technology],0)),\"\")","v":""},{"$f":"IF(OR(Table13[[#This Row],[CalcMethod]]=\"Refrigeration\",Table13[[#This Row],[CalcMethod]]=\"Refrig-Cases\"),Table13[[#This Row],[BL Var 1]]*INDEX(Table2[BC Hydro Rebate],MATCH(Table13[[#This Row],[BC Hydro Rebate]],Table2[BCH Rerofit Technology],0)),\"\")","v":""},{"$f":"IF(Table13[[#This Row],[CalcMethod]]=\"Commercial Kitchen\",INDEX(Table2[Savings kWh],MATCH(Table13[[#This Row],[BC Hydro Rebate]],Table2[BCH Rerofit Technology],0))*Table13[[#This Row],[BL Var 2]],\"\")","v":""},{"$f":"IF(Table13[[#This Row],[CalcMethod]]=\"Commercial Kitchen\",(Table13[[#This Row],[BL Var 1]]-Table13[[#This Row],[R Var 1]])*Table13[[#This Row],[BL Var 2]],\"\")","v":""},{"$f":"IF(OR(Table13[[#This Row],[CalcMethod]]=\"HVAC\",Table13[[#This Row],[CalcMethod]]=\"HVAC-DT\"),(Table13[[#This Row],[BL Var 3]]+Table13[[#This Row],[BL Var 5]])-(Table13[[#This Row],[R Var 3]]+Table13[[#This Row],[R Var 4]]),\"\")","v":""},{"$f":"IF(OR(Table13[[#This Row],[CalcMethod]]=\"HVAC\",Table13[[#This Row],[CalcMethod]]=\"HVAC-DT\"),Table13[[#This Row],[BL Var 1]]-Table13[[#This Row],[R Var 1]],\"\")","v":""},{"$f":"IF(Table13[[#This Row],[CalcMethod]]=\"Mechanical - DHW\",Table13[[#This Row],[BL Var 2]]*365*65*8.34/3413/0.85*(1-1/Table13[[#This Row],[R Var 1]]),IF(Table13[[#This Row],[CalcMethod]]=\"Mechanical\",Table13[[#This Row],[BL Var 2]]*Table13[[#This Row],[BL Var 1]]*0.746*Table13[[#This Row],[BL Var 3]]*0.2,\"\"))","v":""},null,{"$f":"IF(Table13[[#This Row],[CalcMethod]]=\"Refrig-Cases\",INDEX(Table2[Savings kWh],MATCH(Table13[[#This Row],[BC Hydro Rebate]],Table2[BCH Rerofit Technology],0))*Table13[[#This Row],[BL Var 1]],IF(Table13[[#This Row],[CalcMethod]]=\"Refrigeration\",INDEX(Table2[Savings kWh],MATCH(Table13[[#This Row],[BC Hydro Rebate]],Table2[BCH Rerofit Technology],0))*Table13[[#This Row],[BL Var 2]],\"\"))","v":""},{"$f":"IF(Table13[[#This Row],[CalcMethod]]=\"Refrigeration\",(Table13[[#This Row],[BL Var 1]]-Table13[[#This Row],[R Var 1]])*Table13[[#This Row],[BL Var 2]],\"\")","v":""},{"$f":"IFERROR(MIN(SUM(Table13[[#This Row],[HVAC]:[Refrig]]),Table13[[#This Row],[Total Capital Cost, $]]),0)","v":0},{"$f":"IFERROR(SUM(Table13[[#This Row],[CK-kWh]],Table13[[#This Row],[HVAC-kWH]],Table13[[#This Row],[Mech-kWh]],Table13[[#This Row],[Refg-kWh]]),0)","v":0},{"$f":"IFERROR(SUM(Table13[[#This Row],[CK-kW]],Table13[[#This Row],[HVAC-KW]],Table13[[#This Row],[Mech-KW]],Table13[[#This Row],[Refg-kW]])*12,0)","v":0},{"$f":"Table13[[#This Row],[Energy Savings, kWh]]*eRate+Table13[[#This Row],[Demand Savings, kW]]*eDemand*12","v":0},{"$f":"IF(Table13[[#This Row],[R Unit 6]]=\"Total Capital Cost\",Table13[[#This Row],[R Var 6]],IF(Table13[[#This Row],[R Unit 5]]=\"Total Capital Cost\",Table13[[#This Row],[R Var 5]],IF(Table13[[#This Row],[R Unit 4]]=\"Total Capital Cost\",Table13[[#This Row],[R Var 4]],IF(Table13[[#This Row],[R Unit 3]]=\"Total Capital Cost\",Table13[[#This Row],[R Var 3]],IF(Table13[[#This Row],[R Unit 2]]=\"Total Capital Cost\",Table13[[#This Row],[R Var 2]],IF(Table13[[#This Row],[R Unit 1]]=\"Total Capital Cost\",Table13[[#This Row],[R Var 1]],0))))))","v":0},{"$f":"IF(Table13[[#This Row],[Rebate Unit]]=\"per ton\", Table13[[#This Row],[R Var 6]],IF(OR(Table13[[#This Row],[Rebate Unit]]=\"per PTHP\",Table13[[#This Row],[Rebate Unit]]=\"per Unit\"),Table13[[#This Row],[R Var 2]],IF(Table13[[#This Row],[B Unit 5]]=\"Qty\",Table13[[#This Row],[BL Var 5]],IF(Table13[[#This Row],[B Unit 4]]=\"Qty\",Table13[[#This Row],[BL Var 4]],IF(Table13[[#This Row],[B Unit 3]]=\"Qty\",Table13[[#This Row],[BL Var 3]],IF(Table13[[#This Row],[B Unit 2]]=\"Qty\",Table13[[#This Row],[BL Var 2]],IF(OR(Table13[[#This Row],[B Unit 1]]=\"Qty\",Table13[[#This Row],[B Unit 1]]=\"linear foot of case\"),Table13[[#This Row],[BL Var 1]],0)))))))","v":0},{"$f":"IFERROR((Table13[[#This Row],[Total Capital Cost, $]]-Table13[[#This Row],[Total Rebate]])/Table13[[#This Row],[Energy Cost Savings]],0)","v":0},{"$f":"INDEX(Table2[Equivalent xRM ECM],MATCH(Table13[[#This Row],[BC Hydro Rebate]],Table2[BCH Rerofit Technology],0))","v":{"$error":"#N/A"}},{"$f":"0","v":0},{"$f":"INDEX(Table2[Persistence],MATCH(Table13[[#This Row],[BC Hydro Rebate]],Table2[BCH Rerofit Technology],0))","v":{"$error":"#N/A"}},{"$f":"Table13[[#This Row],[Persistence]]*Table13[[#This Row],[Energy Savings, kWh]]","v":{"$error":"#N/A"}}]
[null,{"$f":"IF(Table13[[#This Row],[Technology]]=\"\",\"\",\"NL-\"&ROW(5:5))","v":""},null,null,null,null,{"$f":"IFERROR(INDEX(Table2[BCH Rerofit Technology],MATCH(Table13[[#This Row],[Baseline equipment type]],Table2[Existing Technology],0)),\"\")","v":""},{"$f":"IF(Table13[[#This Row],[Technology]]=\"\",\"\",INDEX(Table2[CalcMethod],MATCH(Table13[[#This Row],[BC Hydro Rebate]],Table2[BCH Rerofit Technology],0)))","v":""},{"$f":"IFERROR(INDEX(Table2[BC Hydro pu],MATCH(Table13[[#This Row],[Baseline equipment type]],Table2[Existing Technology],0)),\"\")","v":""},null,{"$f":"IFERROR(INDEX(Table11[],MATCH(K$3,Table11[Var],0),MATCH('Non-Lighting'!$H9,Table11[#Headers],0)),\"\")","v":""},null,{"$f":"IFERROR(INDEX(Table11[],MATCH(M$3,Table11[Var],0),MATCH('Non-Lighting'!$H9,Table11[#Headers],0)),\"\")","v":""},null,{"$f":"IFERROR(INDEX(Table11[],MATCH(O$3,Table11[Var],0),MATCH('Non-Lighting'!$H9,Table11[#Headers],0)),\"\")","v":""},null,{"$f":"IFERROR(INDEX(Table11[],MATCH(Q$3,Table11[Var],0),MATCH('Non-Lighting'!$H9,Table11[#Headers],0)),\"\")","v":""},null,{"$f":"IFERROR(INDEX(Table11[],MATCH(S$3,Table11[Var],0),MATCH('Non-Lighting'!$H9,Table11[#Headers],0)),\"\")","v":""},null,{"$f":"IFERROR(INDEX(Table12[],MATCH(U$3,Table12[Var],0),MATCH('Non-Lighting'!$H9,Table12[#Headers],0)),\"\")","v":""},null,{"$f":"IFERROR(INDEX(Table12[],MATCH(W$3,Table12[Var],0),MATCH('Non-Lighting'!$H9,Table12[#Headers],0)),\"\")","v":""},null,{"$f":"IFERROR(INDEX(Table12[],MATCH(Y$3,Table12[Var],0),MATCH('Non-Lighting'!$H9,Table12[#Headers],0)),\"\")","v":""},null,{"$f":"IFERROR(INDEX(Table12[],MATCH(AA$3,Table12[Var],0),MATCH('Non-Lighting'!$H9,Table12[#Headers],0)),\"\")","v":""},null,{"$f":"IFERROR(INDEX(Table12[],MATCH(AC$3,Table12[Var],0),MATCH('Non-Lighting'!$H9,Table12[#Headers],0)),\"\")","v":""},null,{"$f":"IFERROR(INDEX(Table12[],MATCH(AE$3,Table12[Var],0),MATCH('Non-Lighting'!$H9,Table12[#Headers],0)),\"\")","v":""},{"$f":"IF(Table13[[#This Row],[CalcMethod]]=\"HVAC\",Table13[[#This Row],[R Var 6]]*INDEX(Table2[BC Hydro Rebate],MATCH(Table13[[#This Row],[BC Hydro Rebate]],Table2[BCH Rerofit Technology],0))*Table13[[#This Row],[R Var 2]],IF(Table13[[#This Row],[CalcMethod]]=\"HVAC-DT\",Table13[[#This Row],[R Var 2]]*INDEX(Table2[BC Hydro Rebate],MATCH(Table13[[#This Row],[BC Hydro Rebate]],Table2[BCH Rerofit Technology],0)),\"\"))","v":""},{"$f":"IF(Table13[[#This Row],[CalcMethod]]=\"Mechanical - DHW\",Table13[[#This Row],[BL Var 1]]*INDEX(Table2[BC Hydro Rebate],MATCH(Table13[[#This Row],[BC Hydro Rebate]],Table2[BCH Rerofit Technology],0)),IF(Table13[[#This Row],[CalcMethod]]=\"Mechanical\",Table13[[#This Row],[BL Var 1]]*Table13[[#This Row],[BL Var 2]]*INDEX(Table2[BC Hydro Rebate],MATCH(Table13[[#This Row],[BC Hydro Rebate]],Table2[BCH Rerofit Technology],0)),\"\"))","v":""},{"$f":"IF(Table13[[#This Row],[CalcMethod]]=\"Commercial Kitchen\",Table13[[#This Row],[BL Var 2]]*INDEX(Table2[BC Hydro Rebate],MATCH(Table13[[#This Row],[BC Hydro Rebate]],Table2[BCH Rerofit Technology],0)),\"\")","v":""},{"$f":"IF(OR(Table13[[#This Row],[CalcMethod]]=\"Refrigeration\",Table13[[#This Row],[CalcMethod]]=\"Refrig-Cases\"),Table13[[#This Row],[BL Var 1]]*INDEX(Table2[BC Hydro Rebate],MATCH(Table13[[#This Row],[BC Hydro Rebate]],Table2[BCH Rerofit Technology],0)),\"\")","v":""},{"$f":"IF(Table13[[#This Row],[CalcMethod]]=\"Commercial Kitchen\",INDEX(Table2[Savings kWh],MATCH(Table13[[#This Row],[BC Hydro Rebate]],Table2[BCH Rerofit Technology],0))*Table13[[#This Row],[BL Var 2]],\"\")","v":""},{"$f":"IF(Table13[[#This Row],[CalcMethod]]=\"Commercial Kitchen\",(Table13[[#This Row],[BL Var 1]]-Table13[[#This Row],[R Var 1]])*Table13[[#This Row],[BL Var 2]],\"\")","v":""},{"$f":"IF(OR(Table13[[#This Row],[CalcMethod]]=\"HVAC\",Table13[[#This Row],[CalcMethod]]=\"HVAC-DT\"),(Table13[[#This Row],[BL Var 3]]+Table13[[#This Row],[BL Var 5]])-(Table13[[#This Row],[R Var 3]]+Table13[[#This Row],[R Var 4]]),\"\")","v":""},{"$f":"IF(OR(Table13[[#This Row],[CalcMethod]]=\"HVAC\",Table13[[#This Row],[CalcMethod]]=\"HVAC-DT\"),Table13[[#This Row],[BL Var 1]]-Table13[[#This Row],[R Var 1]],\"\")","v":""},{"$f":"IF(Table13[[#This Row],[CalcMethod]]=\"Mechanical - DHW\",Table13[[#This Row],[BL Var 2]]*365*65*8.34/3413/0.85*(1-1/Table13[[#This Row],[R Var 1]]),IF(Table13[[#This Row],[CalcMethod]]=\"Mechanical\",Table13[[#This Row],[BL Var 2]]*Table13[[#This Row],[BL Var 1]]*0.746*Table13[[#This Row],[BL Var 3]]*0.2,\"\"))","v":""},null,{"$f":"IF(Table13[[#This Row],[CalcMethod]]=\"Refrig-Cases\",INDEX(Table2[Savings kWh],MATCH(Table13[[#This Row],[BC Hydro Rebate]],Table2[BCH Rerofit Technology],0))*Table13[[#This Row],[BL Var 1]],IF(Table13[[#This Row],[CalcMethod]]=\"Refrigeration\",INDEX(Table2[Savings kWh],MATCH(Table13[[#This Row],[BC Hydro Rebate]],Table2[BCH Rerofit Technology],0))*Table13[[#This Row],[BL Var 2]],\"\"))","v":""},{"$f":"IF(Table13[[#This Row],[CalcMethod]]=\"Refrigeration\",(Table13[[#This Row],[BL Var 1]]-Table13[[#This Row],[R Var 1]])*Table13[[#This Row],[BL Var 2]],\"\")","v":""},{"$f":"IFERROR(MIN(SUM(Table13[[#This Row],[HVAC]:[Refrig]]),Table13[[#This Row],[Total Capital Cost, $]]),0)","v":0},{"$f":"IFERROR(SUM(Table13[[#This Row],[CK-kWh]],Table13[[#This Row],[HVAC-kWH]],Table13[[#This Row],[Mech-kWh]],Table13[[#This Row],[Refg-kWh]]),0)","v":0},{"$f":"IFERROR(SUM(Table13[[#This Row],[CK-kW]],Table13[[#This Row],[HVAC-KW]],Table13[[#This Row],[Mech-KW]],Table13[[#This Row],[Refg-kW]])*12,0)","v":0},{"$f":"Table13[[#This Row],[Energy Savings, kWh]]*eRate+Table13[[#This Row],[Demand Savings, kW]]*eDemand*12","v":0},{"$f":"IF(Table13[[#This Row],[R Unit 6]]=\"Total Capital Cost\",Table13[[#This Row],[R Var 6]],IF(Table13[[#This Row],[R Unit 5]]=\"Total Capital Cost\",Table13[[#This Row],[R Var 5]],IF(Table13[[#This Row],[R Unit 4]]=\"Total Capital Cost\",Table13[[#This Row],[R Var 4]],IF(Table13[[#This Row],[R Unit 3]]=\"Total Capital Cost\",Table13[[#This Row],[R Var 3]],IF(Table13[[#This Row],[R Unit 2]]=\"Total Capital Cost\",Table13[[#This Row],[R Var 2]],IF(Table13[[#This Row],[R Unit 1]]=\"Total Capital Cost\",Table13[[#This Row],[R Var 1]],0))))))","v":0},{"$f":"IF(Table13[[#This Row],[Rebate Unit]]=\"per ton\", Table13[[#This Row],[R Var 6]],IF(OR(Table13[[#This Row],[Rebate Unit]]=\"per PTHP\",Table13[[#This Row],[Rebate Unit]]=\"per Unit\"),Table13[[#This Row],[R Var 2]],IF(Table13[[#This Row],[B Unit 5]]=\"Qty\",Table13[[#This Row],[BL Var 5]],IF(Table13[[#This Row],[B Unit 4]]=\"Qty\",Table13[[#This Row],[BL Var 4]],IF(Table13[[#This Row],[B Unit 3]]=\"Qty\",Table13[[#This Row],[BL Var 3]],IF(Table13[[#This Row],[B Unit 2]]=\"Qty\",Table13[[#This Row],[BL Var 2]],IF(OR(Table13[[#This Row],[B Unit 1]]=\"Qty\",Table13[[#This Row],[B Unit 1]]=\"linear foot of case\"),Table13[[#This Row],[BL Var 1]],0)))))))","v":0},{"$f":"IFERROR((Table13[[#This Row],[Total Capital Cost, $]]-Table13[[#This Row],[Total Rebate]])/Table13[[#This Row],[Energy Cost Savings]],0)","v":0},{"$f":"INDEX(Table2[Equivalent xRM ECM],MATCH(Table13[[#This Row],[BC Hydro Rebate]],Table2[BCH Rerofit Technology],0))","v":{"$error":"#N/A"}},{"$f":"0","v":0},{"$f":"INDEX(Table2[Persistence],MATCH(Table13[[#This Row],[BC Hydro Rebate]],Table2[BCH Rerofit Technology],0))","v":{"$error":"#N/A"}},{"$f":"Table13[[#This Row],[Persistence]]*Table13[[#This Row],[Energy Savings, kWh]]","v":{"$error":"#N/A"}}]
[null,{"$f":"IF(Table13[[#This Row],[Technology]]=\"\",\"\",\"NL-\"&ROW(6:6))","v":""},null,null,null,null,{"$f":"IFERROR(INDEX(Table2[BCH Rerofit Technology],MATCH(Table13[[#This Row],[Baseline equipment type]],Table2[Existing Technology],0)),\"\")","v":""},{"$f":"IF(Table13[[#This Row],[Technology]]=\"\",\"\",INDEX(Table2[CalcMethod],MATCH(Table13[[#This Row],[BC Hydro Rebate]],Table2[BCH Rerofit Technology],0)))","v":""},{"$f":"IFERROR(INDEX(Table2[BC Hydro pu],MATCH(Table13[[#This Row],[Baseline equipment type]],Table2[Existing Technology],0)),\"\")","v":""},null,{"$f":"IFERROR(INDEX(Table11[],MATCH(K$3,Table11[Var],0),MATCH('Non-Lighting'!$H10,Table11[#Headers],0)),\"\")","v":""},null,{"$f":"IFERROR(INDEX(Table11[],MATCH(M$3,Table11[Var],0),MATCH('Non-Lighting'!$H10,Table11[#Headers],0)),\"\")","v":""},null,{"$f":"IFERROR(INDEX(Table11[],MATCH(O$3,Table11[Var],0),MATCH('Non-Lighting'!$H10,Table11[#Headers],0)),\"\")","v":""},null,{"$f":"IFERROR(INDEX(Table11[],MATCH(Q$3,Table11[Var],0),MATCH('Non-Lighting'!$H10,Table11[#Headers],0)),\"\")","v":""},null,{"$f":"IFERROR(INDEX(Table11[],MATCH(S$3,Table11[Var],0),MATCH('Non-Lighting'!$H10,Table11[#Headers],0)),\"\")","v":""},null,{"$f":"IFERROR(INDEX(Table12[],MATCH(U$3,Table12[Var],0),MATCH('Non-Lighting'!$H10,Table12[#Headers],0)),\"\")","v":""},null,{"$f":"IFERROR(INDEX(Table12[],MATCH(W$3,Table12[Var],0),MATCH('Non-Lighting'!$H10,Table12[#Headers],0)),\"\")","v":""},null,{"$f":"IFERROR(INDEX(Table12[],MATCH(Y$3,Table12[Var],0),MATCH('Non-Lighting'!$H10,Table12[#Headers],0)),\"\")","v":""},null,{"$f":"IFERROR(INDEX(Table12[],MATCH(AA$3,Table12[Var],0),MATCH('Non-Lighting'!$H10,Table12[#Headers],0)),\"\")","v":""},null,{"$f":"IFERROR(INDEX(Table12[],MATCH(AC$3,Table12[Var],0),MATCH('Non-Lighting'!$H10,Table12[#Headers],0)),\"\")","v":""},null,{"$f":"IFERROR(INDEX(Table12[],MATCH(AE$3,Table12[Var],0),MATCH('Non-Lighting'!$H10,Table12[#Headers],0)),\"\")","v":""},{"$f":"IF(Table13[[#This Row],[CalcMethod]]=\"HVAC\",Table13[[#This Row],[R Var 6]]*INDEX(Table2[BC Hydro Rebate],MATCH(Table13[[#This Row],[BC Hydro Rebate]],Table2[BCH Rerofit Technology],0))*Table13[[#This Row],[R Var 2]],IF(Table13[[#This Row],[CalcMethod]]=\"HVAC-DT\",Table13[[#This Row],[R Var 2]]*INDEX(Table2[BC Hydro Rebate],MATCH(Table13[[#This Row],[BC Hydro Rebate]],Table2[BCH Rerofit Technology],0)),\"\"))","v":""},{"$f":"IF(Table13[[#This Row],[CalcMethod]]=\"Mechanical - DHW\",Table13[[#This Row],[BL Var 1]]*INDEX(Table2[BC Hydro Rebate],MATCH(Table13[[#This Row],[BC Hydro Rebate]],Table2[BCH Rerofit Technology],0)),IF(Table13[[#This Row],[CalcMethod]]=\"Mechanical\",Table13[[#This Row],[BL Var 1]]*Table13[[#This Row],[BL Var 2]]*INDEX(Table2[BC Hydro Rebate],MATCH(Table13[[#This Row],[BC Hydro Rebate]],Table2[BCH Rerofit Technology],0)),\"\"))","v":""},{"$f":"IF(Table13[[#This Row],[CalcMethod]]=\"Commercial Kitchen\",Table13[[#This Row],[BL Var 2]]*INDEX(Table2[BC Hydro Rebate],MATCH(Table13[[#This Row],[BC Hydro Rebate]],Table2[BCH Rerofit Technology],0)),\"\")","v":""},{"$f":"IF(OR(Table13[[#This Row],[CalcMethod]]=\"Refrigeration\",Table13[[#This Row],[CalcMethod]]=\"Refrig-Cases\"),Table13[[#This Row],[BL Var 1]]*INDEX(Table2[BC Hydro Rebate],MATCH(Table13[[#This Row],[BC Hydro Rebate]],Table2[BCH Rerofit Technology],0)),\"\")","v":""},{"$f":"IF(Table13[[#This Row],[CalcMethod]]=\"Commercial Kitchen\",INDEX(Table2[Savings kWh],MATCH(Table13[[#This Row],[BC Hydro Rebate]],Table2[BCH Rerofit Technology],0))*Table13[[#This Row],[BL Var 2]],\"\")","v":""},{"$f":"IF(Table13[[#This Row],[CalcMethod]]=\"Commercial Kitchen\",(Table13[[#This Row],[BL Var 1]]-Table13[[#This Row],[R Var 1]])*Table13[[#This Row],[BL Var 2]],\"\")","v":""},{"$f":"IF(OR(Table13[[#This Row],[CalcMethod]]=\"HVAC\",Table13[[#This Row],[CalcMethod]]=\"HVAC-DT\"),(Table13[[#This Row],[BL Var 3]]+Table13[[#This Row],[BL Var 5]])-(Table13[[#This Row],[R Var 3]]+Table13[[#This Row],[R Var 4]]),\"\")","v":""},{"$f":"IF(OR(Table13[[#This Row],[CalcMethod]]=\"HVAC\",Table13[[#This Row],[CalcMethod]]=\"HVAC-DT\"),Table13[[#This Row],[BL Var 1]]-Table13[[#This Row],[R Var 1]],\"\")","v":""},{"$f":"IF(Table13[[#This Row],[CalcMethod]]=\"Mechanical - DHW\",Table13[[#This Row],[BL Var 2]]*365*65*8.34/3413/0.85*(1-1/Table13[[#This Row],[R Var 1]]),IF(Table13[[#This Row],[CalcMethod]]=\"Mechanical\",Table13[[#This Row],[BL Var 2]]*Table13[[#This Row],[BL Var 1]]*0.746*Table13[[#This Row],[BL Var 3]]*0.2,\"\"))","v":""},null,{"$f":"IF(Table13[[#This Row],[CalcMethod]]=\"Refrig-Cases\",INDEX(Table2[Savings kWh],MATCH(Table13[[#This Row],[BC Hydro Rebate]],Table2[BCH Rerofit Technology],0))*Table13[[#This Row],[BL Var 1]],IF(Table13[[#This Row],[CalcMethod]]=\"Refrigeration\",INDEX(Table2[Savings kWh],MATCH(Table13[[#This Row],[BC Hydro Rebate]],Table2[BCH Rerofit Technology],0))*Table13[[#This Row],[BL Var 2]],\"\"))","v":""},{"$f":"IF(Table13[[#This Row],[CalcMethod]]=\"Refrigeration\",(Table13[[#This Row],[BL Var 1]]-Table13[[#This Row],[R Var 1]])*Table13[[#This Row],[BL Var 2]],\"\")","v":""},{"$f":"IFERROR(MIN(SUM(Table13[[#This Row],[HVAC]:[Refrig]]),Table13[[#This Row],[Total Capital Cost, $]]),0)","v":0},{"$f":"IFERROR(SUM(Table13[[#This Row],[CK-kWh]],Table13[[#This Row],[HVAC-kWH]],Table13[[#This Row],[Mech-kWh]],Table13[[#This Row],[Refg-kWh]]),0)","v":0},{"$f":"IFERROR(SUM(Table13[[#This Row],[CK-kW]],Table13[[#This Row],[HVAC-KW]],Table13[[#This Row],[Mech-KW]],Table13[[#This Row],[Refg-kW]])*12,0)","v":0},{"$f":"Table13[[#This Row],[Energy Savings, kWh]]*eRate+Table13[[#This Row],[Demand Savings, kW]]*eDemand*12","v":0},{"$f":"IF(Table13[[#This Row],[R Unit 6]]=\"Total Capital Cost\",Table13[[#This Row],[R Var 6]],IF(Table13[[#This Row],[R Unit 5]]=\"Total Capital Cost\",Table13[[#This Row],[R Var 5]],IF(Table13[[#This Row],[R Unit 4]]=\"Total Capital Cost\",Table13[[#This Row],[R Var 4]],IF(Table13[[#This Row],[R Unit 3]]=\"Total Capital Cost\",Table13[[#This Row],[R Var 3]],IF(Table13[[#This Row],[R Unit 2]]=\"Total Capital Cost\",Table13[[#This Row],[R Var 2]],IF(Table13[[#This Row],[R Unit 1]]=\"Total Capital Cost\",Table13[[#This Row],[R Var 1]],0))))))","v":0},{"$f":"IF(Table13[[#This Row],[Rebate Unit]]=\"per ton\", Table13[[#This Row],[R Var 6]],IF(OR(Table13[[#This Row],[Rebate Unit]]=\"per PTHP\",Table13[[#This Row],[Rebate Unit]]=\"per Unit\"),Table13[[#This Row],[R Var 2]],IF(Table13[[#This Row],[B Unit 5]]=\"Qty\",Table13[[#This Row],[BL Var 5]],IF(Table13[[#This Row],[B Unit 4]]=\"Qty\",Table13[[#This Row],[BL Var 4]],IF(Table13[[#This Row],[B Unit 3]]=\"Qty\",Table13[[#This Row],[BL Var 3]],IF(Table13[[#This Row],[B Unit 2]]=\"Qty\",Table13[[#This Row],[BL Var 2]],IF(OR(Table13[[#This Row],[B Unit 1]]=\"Qty\",Table13[[#This Row],[B Unit 1]]=\"linear foot of case\"),Table13[[#This Row],[BL Var 1]],0)))))))","v":0},{"$f":"IFERROR((Table13[[#This Row],[Total Capital Cost, $]]-Table13[[#This Row],[Total Rebate]])/Table13[[#This Row],[Energy Cost Savings]],0)","v":0},{"$f":"INDEX(Table2[Equivalent xRM ECM],MATCH(Table13[[#This Row],[BC Hydro Rebate]],Table2[BCH Rerofit Technology],0))","v":{"$error":"#N/A"}},{"$f":"0","v":0},{"$f":"INDEX(Table2[Persistence],MATCH(Table13[[#This Row],[BC Hydro Rebate]],Table2[BCH Rerofit Technology],0))","v":{"$error":"#N/A"}},{"$f":"Table13[[#This Row],[Persistence]]*Table13[[#This Row],[Energy Savings, kWh]]","v":{"$error":"#N/A"}}]
[null,{"$f":"IF(Table13[[#This Row],[Technology]]=\"\",\"\",\"NL-\"&ROW(7:7))","v":""},null,null,null,null,{"$f":"IFERROR(INDEX(Table2[BCH Rerofit Technology],MATCH(Table13[[#This Row],[Baseline equipment type]],Table2[Existing Technology],0)),\"\")","v":""},{"$f":"IF(Table13[[#This Row],[Technology]]=\"\",\"\",INDEX(Table2[CalcMethod],MATCH(Table13[[#This Row],[BC Hydro Rebate]],Table2[BCH Rerofit Technology],0)))","v":""},{"$f":"IFERROR(INDEX(Table2[BC Hydro pu],MATCH(Table13[[#This Row],[Baseline equipment type]],Table2[Existing Technology],0)),\"\")","v":""},null,{"$f":"IFERROR(INDEX(Table11[],MATCH(K$3,Table11[Var],0),MATCH('Non-Lighting'!$H11,Table11[#Headers],0)),\"\")","v":""},null,{"$f":"IFERROR(INDEX(Table11[],MATCH(M$3,Table11[Var],0),MATCH('Non-Lighting'!$H11,Table11[#Headers],0)),\"\")","v":""},null,{"$f":"IFERROR(INDEX(Table11[],MATCH(O$3,Table11[Var],0),MATCH('Non-Lighting'!$H11,Table11[#Headers],0)),\"\")","v":""},null,{"$f":"IFERROR(INDEX(Table11[],MATCH(Q$3,Table11[Var],0),MATCH('Non-Lighting'!$H11,Table11[#Headers],0)),\"\")","v":""},null,{"$f":"IFERROR(INDEX(Table11[],MATCH(S$3,Table11[Var],0),MATCH('Non-Lighting'!$H11,Table11[#Headers],0)),\"\")","v":""},null,{"$f":"IFERROR(INDEX(Table12[],MATCH(U$3,Table12[Var],0),MATCH('Non-Lighting'!$H11,Table12[#Headers],0)),\"\")","v":""},null,{"$f":"IFERROR(INDEX(Table12[],MATCH(W$3,Table12[Var],0),MATCH('Non-Lighting'!$H11,Table12[#Headers],0)),\"\")","v":""},null,{"$f":"IFERROR(INDEX(Table12[],MATCH(Y$3,Table12[Var],0),MATCH('Non-Lighting'!$H11,Table12[#Headers],0)),\"\")","v":""},null,{"$f":"IFERROR(INDEX(Table12[],MATCH(AA$3,Table12[Var],0),MATCH('Non-Lighting'!$H11,Table12[#Headers],0)),\"\")","v":""},null,{"$f":"IFERROR(INDEX(Table12[],MATCH(AC$3,Table12[Var],0),MATCH('Non-Lighting'!$H11,Table12[#Headers],0)),\"\")","v":""},null,{"$f":"IFERROR(INDEX(Table12[],MATCH(AE$3,Table12[Var],0),MATCH('Non-Lighting'!$H11,Table12[#Headers],0)),\"\")","v":""},{"$f":"IF(Table13[[#This Row],[CalcMethod]]=\"HVAC\",Table13[[#This Row],[R Var 6]]*INDEX(Table2[BC Hydro Rebate],MATCH(Table13[[#This Row],[BC Hydro Rebate]],Table2[BCH Rerofit Technology],0))*Table13[[#This Row],[R Var 2]],IF(Table13[[#This Row],[CalcMethod]]=\"HVAC-DT\",Table13[[#This Row],[R Var 2]]*INDEX(Table2[BC Hydro Rebate],MATCH(Table13[[#This Row],[BC Hydro Rebate]],Table2[BCH Rerofit Technology],0)),\"\"))","v":""},{"$f":"IF(Table13[[#This Row],[CalcMethod]]=\"Mechanical - DHW\",Table13[[#This Row],[BL Var 1]]*INDEX(Table2[BC Hydro Rebate],MATCH(Table13[[#This Row],[BC Hydro Rebate]],Table2[BCH Rerofit Technology],0)),IF(Table13[[#This Row],[CalcMethod]]=\"Mechanical\",Table13[[#This Row],[BL Var 1]]*Table13[[#This Row],[BL Var 2]]*INDEX(Table2[BC Hydro Rebate],MATCH(Table13[[#This Row],[BC Hydro Rebate]],Table2[BCH Rerofit Technology],0)),\"\"))","v":""},{"$f":"IF(Table13[[#This Row],[CalcMethod]]=\"Commercial Kitchen\",Table13[[#This Row],[BL Var 2]]*INDEX(Table2[BC Hydro Rebate],MATCH(Table13[[#This Row],[BC Hydro Rebate]],Table2[BCH Rerofit Technology],0)),\"\")","v":""},{"$f":"IF(OR(Table13[[#This Row],[CalcMethod]]=\"Refrigeration\",Table13[[#This Row],[CalcMethod]]=\"Refrig-Cases\"),Table13[[#This Row],[BL Var 1]]*INDEX(Table2[BC Hydro Rebate],MATCH(Table13[[#This Row],[BC Hydro Rebate]],Table2[BCH Rerofit Technology],0)),\"\")","v":""},{"$f":"IF(Table13[[#This Row],[CalcMethod]]=\"Commercial Kitchen\",INDEX(Table2[Savings kWh],MATCH(Table13[[#This Row],[BC Hydro Rebate]],Table2[BCH Rerofit Technology],0))*Table13[[#This Row],[BL Var 2]],\"\")","v":""},{"$f":"IF(Table13[[#This Row],[CalcMethod]]=\"Commercial Kitchen\",(Table13[[#This Row],[BL Var 1]]-Table13[[#This Row],[R Var 1]])*Table13[[#This Row],[BL Var 2]],\"\")","v":""},{"$f":"IF(OR(Table13[[#This Row],[CalcMethod]]=\"HVAC\",Table13[[#This Row],[CalcMethod]]=\"HVAC-DT\"),(Table13[[#This Row],[BL Var 3]]+Table13[[#This Row],[BL Var 5]])-(Table13[[#This Row],[R Var 3]]+Table13[[#This Row],[R Var 4]]),\"\")","v":""},{"$f":"IF(OR(Table13[[#This Row],[CalcMethod]]=\"HVAC\",Table13[[#This Row],[CalcMethod]]=\"HVAC-DT\"),Table13[[#This Row],[BL Var 1]]-Table13[[#This Row],[R Var 1]],\"\")","v":""},{"$f":"IF(Table13[[#This Row],[CalcMethod]]=\"Mechanical - DHW\",Table13[[#This Row],[BL Var 2]]*365*65*8.34/3413/0.85*(1-1/Table13[[#This Row],[R Var 1]]),IF(Table13[[#This Row],[CalcMethod]]=\"Mechanical\",Table13[[#This Row],[BL Var 2]]*Table13[[#This Row],[BL Var 1]]*0.746*Table13[[#This Row],[BL Var 3]]*0.2,\"\"))","v":""},null,{"$f":"IF(Table13[[#This Row],[CalcMethod]]=\"Refrig-Cases\",INDEX(Table2[Savings kWh],MATCH(Table13[[#This Row],[BC Hydro Rebate]],Table2[BCH Rerofit Technology],0))*Table13[[#This Row],[BL Var 1]],IF(Table13[[#This Row],[CalcMethod]]=\"Refrigeration\",INDEX(Table2[Savings kWh],MATCH(Table13[[#This Row],[BC Hydro Rebate]],Table2[BCH Rerofit Technology],0))*Table13[[#This Row],[BL Var 2]],\"\"))","v":""},{"$f":"IF(Table13[[#This Row],[CalcMethod]]=\"Refrigeration\",(Table13[[#This Row],[BL Var 1]]-Table13[[#This Row],[R Var 1]])*Table13[[#This Row],[BL Var 2]],\"\")","v":""},{"$f":"IFERROR(MIN(SUM(Table13[[#This Row],[HVAC]:[Refrig]]),Table13[[#This Row],[Total Capital Cost, $]]),0)","v":0},{"$f":"IFERROR(SUM(Table13[[#This Row],[CK-kWh]],Table13[[#This Row],[HVAC-kWH]],Table13[[#This Row],[Mech-kWh]],Table13[[#This Row],[Refg-kWh]]),0)","v":0},{"$f":"IFERROR(SUM(Table13[[#This Row],[CK-kW]],Table13[[#This Row],[HVAC-KW]],Table13[[#This Row],[Mech-KW]],Table13[[#This Row],[Refg-kW]])*12,0)","v":0},{"$f":"Table13[[#This Row],[Energy Savings, kWh]]*eRate+Table13[[#This Row],[Demand Savings, kW]]*eDemand*12","v":0},{"$f":"IF(Table13[[#This Row],[R Unit 6]]=\"Total Capital Cost\",Table13[[#This Row],[R Var 6]],IF(Table13[[#This Row],[R Unit 5]]=\"Total Capital Cost\",Table13[[#This Row],[R Var 5]],IF(Table13[[#This Row],[R Unit 4]]=\"Total Capital Cost\",Table13[[#This Row],[R Var 4]],IF(Table13[[#This Row],[R Unit 3]]=\"Total Capital Cost\",Table13[[#This Row],[R Var 3]],IF(Table13[[#This Row],[R Unit 2]]=\"Total Capital Cost\",Table13[[#This Row],[R Var 2]],IF(Table13[[#This Row],[R Unit 1]]=\"Total Capital Cost\",Table13[[#This Row],[R Var 1]],0))))))","v":0},{"$f":"IF(Table13[[#This Row],[Rebate Unit]]=\"per ton\", Table13[[#This Row],[R Var 6]],IF(OR(Table13[[#This Row],[Rebate Unit]]=\"per PTHP\",Table13[[#This Row],[Rebate Unit]]=\"per Unit\"),Table13[[#This Row],[R Var 2]],IF(Table13[[#This Row],[B Unit 5]]=\"Qty\",Table13[[#This Row],[BL Var 5]],IF(Table13[[#This Row],[B Unit 4]]=\"Qty\",Table13[[#This Row],[BL Var 4]],IF(Table13[[#This Row],[B Unit 3]]=\"Qty\",Table13[[#This Row],[BL Var 3]],IF(Table13[[#This Row],[B Unit 2]]=\"Qty\",Table13[[#This Row],[BL Var 2]],IF(OR(Table13[[#This Row],[B Unit 1]]=\"Qty\",Table13[[#This Row],[B Unit 1]]=\"linear foot of case\"),Table13[[#This Row],[BL Var 1]],0)))))))","v":0},{"$f":"IFERROR((Table13[[#This Row],[Total Capital Cost, $]]-Table13[[#This Row],[Total Rebate]])/Table13[[#This Row],[Energy Cost Savings]],0)","v":0},{"$f":"INDEX(Table2[Equivalent xRM ECM],MATCH(Table13[[#This Row],[BC Hydro Rebate]],Table2[BCH Rerofit Technology],0))","v":{"$error":"#N/A"}},{"$f":"0","v":0},{"$f":"INDEX(Table2[Persistence],MATCH(Table13[[#This Row],[BC Hydro Rebate]],Table2[BCH Rerofit Technology],0))","v":{"$error":"#N/A"}},{"$f":"Table13[[#This Row],[Persistence]]*Table13[[#This Row],[Energy Savings, kWh]]","v":{"$error":"#N/A"}}]
[null,{"$f":"IF(Table13[[#This Row],[Technology]]=\"\",\"\",\"NL-\"&ROW(8:8))","v":""},null,null,null,null,{"$f":"IFERROR(INDEX(Table2[BCH Rerofit Technology],MATCH(Table13[[#This Row],[Baseline equipment type]],Table2[Existing Technology],0)),\"\")","v":""},{"$f":"IF(Table13[[#This Row],[Technology]]=\"\",\"\",INDEX(Table2[CalcMethod],MATCH(Table13[[#This Row],[BC Hydro Rebate]],Table2[BCH Rerofit Technology],0)))","v":""},{"$f":"IFERROR(INDEX(Table2[BC Hydro pu],MATCH(Table13[[#This Row],[Baseline equipment type]],Table2[Existing Technology],0)),\"\")","v":""},null,{"$f":"IFERROR(INDEX(Table11[],MATCH(K$3,Table11[Var],0),MATCH('Non-Lighting'!$H12,Table11[#Headers],0)),\"\")","v":""},null,{"$f":"IFERROR(INDEX(Table11[],MATCH(M$3,Table11[Var],0),MATCH('Non-Lighting'!$H12,Table11[#Headers],0)),\"\")","v":""},null,{"$f":"IFERROR(INDEX(Table11[],MATCH(O$3,Table11[Var],0),MATCH('Non-Lighting'!$H12,Table11[#Headers],0)),\"\")","v":""},null,{"$f":"IFERROR(INDEX(Table11[],MATCH(Q$3,Table11[Var],0),MATCH('Non-Lighting'!$H12,Table11[#Headers],0)),\"\")","v":""},null,{"$f":"IFERROR(INDEX(Table11[],MATCH(S$3,Table11[Var],0),MATCH('Non-Lighting'!$H12,Table11[#Headers],0)),\"\")","v":""},null,{"$f":"IFERROR(INDEX(Table12[],MATCH(U$3,Table12[Var],0),MATCH('Non-Lighting'!$H12,Table12[#Headers],0)),\"\")","v":""},null,{"$f":"IFERROR(INDEX(Table12[],MATCH(W$3,Table12[Var],0),MATCH('Non-Lighting'!$H12,Table12[#Headers],0)),\"\")","v":""},null,{"$f":"IFERROR(INDEX(Table12[],MATCH(Y$3,Table12[Var],0),MATCH('Non-Lighting'!$H12,Table12[#Headers],0)),\"\")","v":""},null,{"$f":"IFERROR(INDEX(Table12[],MATCH(AA$3,Table12[Var],0),MATCH('Non-Lighting'!$H12,Table12[#Headers],0)),\"\")","v":""},null,{"$f":"IFERROR(INDEX(Table12[],MATCH(AC$3,Table12[Var],0),MATCH('Non-Lighting'!$H12,Table12[#Headers],0)),\"\")","v":""},null,{"$f":"IFERROR(INDEX(Table12[],MATCH(AE$3,Table12[Var],0),MATCH('Non-Lighting'!$H12,Table12[#Headers],0)),\"\")","v":""},{"$f":"IF(Table13[[#This Row],[CalcMethod]]=\"HVAC\",Table13[[#This Row],[R Var 6]]*INDEX(Table2[BC Hydro Rebate],MATCH(Table13[[#This Row],[BC Hydro Rebate]],Table2[BCH Rerofit Technology],0))*Table13[[#This Row],[R Var 2]],IF(Table13[[#This Row],[CalcMethod]]=\"HVAC-DT\",Table13[[#This Row],[R Var 2]]*INDEX(Table2[BC Hydro Rebate],MATCH(Table13[[#This Row],[BC Hydro Rebate]],Table2[BCH Rerofit Technology],0)),\"\"))","v":""},{"$f":"IF(Table13[[#This Row],[CalcMethod]]=\"Mechanical - DHW\",Table13[[#This Row],[BL Var 1]]*INDEX(Table2[BC Hydro Rebate],MATCH(Table13[[#This Row],[BC Hydro Rebate]],Table2[BCH Rerofit Technology],0)),IF(Table13[[#This Row],[CalcMethod]]=\"Mechanical\",Table13[[#This Row],[BL Var 1]]*Table13[[#This Row],[BL Var 2]]*INDEX(Table2[BC Hydro Rebate],MATCH(Table13[[#This Row],[BC Hydro Rebate]],Table2[BCH Rerofit Technology],0)),\"\"))","v":""},{"$f":"IF(Table13[[#This Row],[CalcMethod]]=\"Commercial Kitchen\",Table13[[#This Row],[BL Var 2]]*INDEX(Table2[BC Hydro Rebate],MATCH(Table13[[#This Row],[BC Hydro Rebate]],Table2[BCH Rerofit Technology],0)),\"\")","v":""},{"$f":"IF(OR(Table13[[#This Row],[CalcMethod]]=\"Refrigeration\",Table13[[#This Row],[CalcMethod]]=\"Refrig-Cases\"),Table13[[#This Row],[BL Var 1]]*INDEX(Table2[BC Hydro Rebate],MATCH(Table13[[#This Row],[BC Hydro Rebate]],Table2[BCH Rerofit Technology],0)),\"\")","v":""},{"$f":"IF(Table13[[#This Row],[CalcMethod]]=\"Commercial Kitchen\",INDEX(Table2[Savings kWh],MATCH(Table13[[#This Row],[BC Hydro Rebate]],Table2[BCH Rerofit Technology],0))*Table13[[#This Row],[BL Var 2]],\"\")","v":""},{"$f":"IF(Table13[[#This Row],[CalcMethod]]=\"Commercial Kitchen\",(Table13[[#This Row],[BL Var 1]]-Table13[[#This Row],[R Var 1]])*Table13[[#This Row],[BL Var 2]],\"\")","v":""},{"$f":"IF(OR(Table13[[#This Row],[CalcMethod]]=\"HVAC\",Table13[[#This Row],[CalcMethod]]=\"HVAC-DT\"),(Table13[[#This Row],[BL Var 3]]+Table13[[#This Row],[BL Var 5]])-(Table13[[#This Row],[R Var 3]]+Table13[[#This Row],[R Var 4]]),\"\")","v":""},{"$f":"IF(OR(Table13[[#This Row],[CalcMethod]]=\"HVAC\",Table13[[#This Row],[CalcMethod]]=\"HVAC-DT\"),Table13[[#This Row],[BL Var 1]]-Table13[[#This Row],[R Var 1]],\"\")","v":""},{"$f":"IF(Table13[[#This Row],[CalcMethod]]=\"Mechanical - DHW\",Table13[[#This Row],[BL Var 2]]*365*65*8.34/3413/0.85*(1-1/Table13[[#This Row],[R Var 1]]),IF(Table13[[#This Row],[CalcMethod]]=\"Mechanical\",Table13[[#This Row],[BL Var 2]]*Table13[[#This Row],[BL Var 1]]*0.746*Table13[[#This Row],[BL Var 3]]*0.2,\"\"))","v":""},null,{"$f":"IF(Table13[[#This Row],[CalcMethod]]=\"Refrig-Cases\",INDEX(Table2[Savings kWh],MATCH(Table13[[#This Row],[BC Hydro Rebate]],Table2[BCH Rerofit Technology],0))*Table13[[#This Row],[BL Var 1]],IF(Table13[[#This Row],[CalcMethod]]=\"Refrigeration\",INDEX(Table2[Savings kWh],MATCH(Table13[[#This Row],[BC Hydro Rebate]],Table2[BCH Rerofit Technology],0))*Table13[[#This Row],[BL Var 2]],\"\"))","v":""},{"$f":"IF(Table13[[#This Row],[CalcMethod]]=\"Refrigeration\",(Table13[[#This Row],[BL Var 1]]-Table13[[#This Row],[R Var 1]])*Table13[[#This Row],[BL Var 2]],\"\")","v":""},{"$f":"IFERROR(MIN(SUM(Table13[[#This Row],[HVAC]:[Refrig]]),Table13[[#This Row],[Total Capital Cost, $]]),0)","v":0},{"$f":"IFERROR(SUM(Table13[[#This Row],[CK-kWh]],Table13[[#This Row],[HVAC-kWH]],Table13[[#This Row],[Mech-kWh]],Table13[[#This Row],[Refg-kWh]]),0)","v":0},{"$f":"IFERROR(SUM(Table13[[#This Row],[CK-kW]],Table13[[#This Row],[HVAC-KW]],Table13[[#This Row],[Mech-KW]],Table13[[#This Row],[Refg-kW]])*12,0)","v":0},{"$f":"Table13[[#This Row],[Energy Savings, kWh]]*eRate+Table13[[#This Row],[Demand Savings, kW]]*eDemand*12","v":0},{"$f":"IF(Table13[[#This Row],[R Unit 6]]=\"Total Capital Cost\",Table13[[#This Row],[R Var 6]],IF(Table13[[#This Row],[R Unit 5]]=\"Total Capital Cost\",Table13[[#This Row],[R Var 5]],IF(Table13[[#This Row],[R Unit 4]]=\"Total Capital Cost\",Table13[[#This Row],[R Var 4]],IF(Table13[[#This Row],[R Unit 3]]=\"Total Capital Cost\",Table13[[#This Row],[R Var 3]],IF(Table13[[#This Row],[R Unit 2]]=\"Total Capital Cost\",Table13[[#This Row],[R Var 2]],IF(Table13[[#This Row],[R Unit 1]]=\"Total Capital Cost\",Table13[[#This Row],[R Var 1]],0))))))","v":0},{"$f":"IF(Table13[[#This Row],[Rebate Unit]]=\"per ton\", Table13[[#This Row],[R Var 6]],IF(OR(Table13[[#This Row],[Rebate Unit]]=\"per PTHP\",Table13[[#This Row],[Rebate Unit]]=\"per Unit\"),Table13[[#This Row],[R Var 2]],IF(Table13[[#This Row],[B Unit 5]]=\"Qty\",Table13[[#This Row],[BL Var 5]],IF(Table13[[#This Row],[B Unit 4]]=\"Qty\",Table13[[#This Row],[BL Var 4]],IF(Table13[[#This Row],[B Unit 3]]=\"Qty\",Table13[[#This Row],[BL Var 3]],IF(Table13[[#This Row],[B Unit 2]]=\"Qty\",Table13[[#This Row],[BL Var 2]],IF(OR(Table13[[#This Row],[B Unit 1]]=\"Qty\",Table13[[#This Row],[B Unit 1]]=\"linear foot of case\"),Table13[[#This Row],[BL Var 1]],0)))))))","v":0},{"$f":"IFERROR((Table13[[#This Row],[Total Capital Cost, $]]-Table13[[#This Row],[Total Rebate]])/Table13[[#This Row],[Energy Cost Savings]],0)","v":0},{"$f":"INDEX(Table2[Equivalent xRM ECM],MATCH(Table13[[#This Row],[BC Hydro Rebate]],Table2[BCH Rerofit Technology],0))","v":{"$error":"#N/A"}},{"$f":"0","v":0},{"$f":"INDEX(Table2[Persistence],MATCH(Table13[[#This Row],[BC Hydro Rebate]],Table2[BCH Rerofit Technology],0))","v":{"$error":"#N/A"}},{"$f":"Table13[[#This Row],[Persistence]]*Table13[[#This Row],[Energy Savings, kWh]]","v":{"$error":"#N/A"}}]
[null,{"$f":"IF(Table13[[#This Row],[Technology]]=\"\",\"\",\"NL-\"&ROW(9:9))","v":""},null,null,null,null,{"$f":"IFERROR(INDEX(Table2[BCH Rerofit Technology],MATCH(Table13[[#This Row],[Baseline equipment type]],Table2[Existing Technology],0)),\"\")","v":""},{"$f":"IF(Table13[[#This Row],[Technology]]=\"\",\"\",INDEX(Table2[CalcMethod],MATCH(Table13[[#This Row],[BC Hydro Rebate]],Table2[BCH Rerofit Technology],0)))","v":""},{"$f":"IFERROR(INDEX(Table2[BC Hydro pu],MATCH(Table13[[#This Row],[Baseline equipment type]],Table2[Existing Technology],0)),\"\")","v":""},null,{"$f":"IFERROR(INDEX(Table11[],MATCH(K$3,Table11[Var],0),MATCH('Non-Lighting'!$H13,Table11[#Headers],0)),\"\")","v":""},null,{"$f":"IFERROR(INDEX(Table11[],MATCH(M$3,Table11[Var],0),MATCH('Non-Lighting'!$H13,Table11[#Headers],0)),\"\")","v":""},null,{"$f":"IFERROR(INDEX(Table11[],MATCH(O$3,Table11[Var],0),MATCH('Non-Lighting'!$H13,Table11[#Headers],0)),\"\")","v":""},null,{"$f":"IFERROR(INDEX(Table11[],MATCH(Q$3,Table11[Var],0),MATCH('Non-Lighting'!$H13,Table11[#Headers],0)),\"\")","v":""},null,{"$f":"IFERROR(INDEX(Table11[],MATCH(S$3,Table11[Var],0),MATCH('Non-Lighting'!$H13,Table11[#Headers],0)),\"\")","v":""},null,{"$f":"IFERROR(INDEX(Table12[],MATCH(U$3,Table12[Var],0),MATCH('Non-Lighting'!$H13,Table12[#Headers],0)),\"\")","v":""},null,{"$f":"IFERROR(INDEX(Table12[],MATCH(W$3,Table12[Var],0),MATCH('Non-Lighting'!$H13,Table12[#Headers],0)),\"\")","v":""},null,{"$f":"IFERROR(INDEX(Table12[],MATCH(Y$3,Table12[Var],0),MATCH('Non-Lighting'!$H13,Table12[#Headers],0)),\"\")","v":""},null,{"$f":"IFERROR(INDEX(Table12[],MATCH(AA$3,Table12[Var],0),MATCH('Non-Lighting'!$H13,Table12[#Headers],0)),\"\")","v":""},null,{"$f":"IFERROR(INDEX(Table12[],MATCH(AC$3,Table12[Var],0),MATCH('Non-Lighting'!$H13,Table12[#Headers],0)),\"\")","v":""},null,{"$f":"IFERROR(INDEX(Table12[],MATCH(AE$3,Table12[Var],0),MATCH('Non-Lighting'!$H13,Table12[#Headers],0)),\"\")","v":""},{"$f":"IF(Table13[[#This Row],[CalcMethod]]=\"HVAC\",Table13[[#This Row],[R Var 6]]*INDEX(Table2[BC Hydro Rebate],MATCH(Table13[[#This Row],[BC Hydro Rebate]],Table2[BCH Rerofit Technology],0))*Table13[[#This Row],[R Var 2]],IF(Table13[[#This Row],[CalcMethod]]=\"HVAC-DT\",Table13[[#This Row],[R Var 2]]*INDEX(Table2[BC Hydro Rebate],MATCH(Table13[[#This Row],[BC Hydro Rebate]],Table2[BCH Rerofit Technology],0)),\"\"))","v":""},{"$f":"IF(Table13[[#This Row],[CalcMethod]]=\"Mechanical - DHW\",Table13[[#This Row],[BL Var 1]]*INDEX(Table2[BC Hydro Rebate],MATCH(Table13[[#This Row],[BC Hydro Rebate]],Table2[BCH Rerofit Technology],0)),IF(Table13[[#This Row],[CalcMethod]]=\"Mechanical\",Table13[[#This Row],[BL Var 1]]*Table13[[#This Row],[BL Var 2]]*INDEX(Table2[BC Hydro Rebate],MATCH(Table13[[#This Row],[BC Hydro Rebate]],Table2[BCH Rerofit Technology],0)),\"\"))","v":""},{"$f":"IF(Table13[[#This Row],[CalcMethod]]=\"Commercial Kitchen\",Table13[[#This Row],[BL Var 2]]*INDEX(Table2[BC Hydro Rebate],MATCH(Table13[[#This Row],[BC Hydro Rebate]],Table2[BCH Rerofit Technology],0)),\"\")","v":""},{"$f":"IF(OR(Table13[[#This Row],[CalcMethod]]=\"Refrigeration\",Table13[[#This Row],[CalcMethod]]=\"Refrig-Cases\"),Table13[[#This Row],[BL Var 1]]*INDEX(Table2[BC Hydro Rebate],MATCH(Table13[[#This Row],[BC Hydro Rebate]],Table2[BCH Rerofit Technology],0)),\"\")","v":""},{"$f":"IF(Table13[[#This Row],[CalcMethod]]=\"Commercial Kitchen\",INDEX(Table2[Savings kWh],MATCH(Table13[[#This Row],[BC Hydro Rebate]],Table2[BCH Rerofit Technology],0))*Table13[[#This Row],[BL Var 2]],\"\")","v":""},{"$f":"IF(Table13[[#This Row],[CalcMethod]]=\"Commercial Kitchen\",(Table13[[#This Row],[BL Var 1]]-Table13[[#This Row],[R Var 1]])*Table13[[#This Row],[BL Var 2]],\"\")","v":""},{"$f":"IF(OR(Table13[[#This Row],[CalcMethod]]=\"HVAC\",Table13[[#This Row],[CalcMethod]]=\"HVAC-DT\"),(Table13[[#This Row],[BL Var 3]]+Table13[[#This Row],[BL Var 5]])-(Table13[[#This Row],[R Var 3]]+Table13[[#This Row],[R Var 4]]),\"\")","v":""},{"$f":"IF(OR(Table13[[#This Row],[CalcMethod]]=\"HVAC\",Table13[[#This Row],[CalcMethod]]=\"HVAC-DT\"),Table13[[#This Row],[BL Var 1]]-Table13[[#This Row],[R Var 1]],\"\")","v":""},{"$f":"IF(Table13[[#This Row],[CalcMethod]]=\"Mechanical - DHW\",Table13[[#This Row],[BL Var 2]]*365*65*8.34/3413/0.85*(1-1/Table13[[#This Row],[R Var 1]]),IF(Table13[[#This Row],[CalcMethod]]=\"Mechanical\",Table13[[#This Row],[BL Var 2]]*Table13[[#This Row],[BL Var 1]]*0.746*Table13[[#This Row],[BL Var 3]]*0.2,\"\"))","v":""},null,{"$f":"IF(Table13[[#This Row],[CalcMethod]]=\"Refrig-Cases\",INDEX(Table2[Savings kWh],MATCH(Table13[[#This Row],[BC Hydro Rebate]],Table2[BCH Rerofit Technology],0))*Table13[[#This Row],[BL Var 1]],IF(Table13[[#This Row],[CalcMethod]]=\"Refrigeration\",INDEX(Table2[Savings kWh],MATCH(Table13[[#This Row],[BC Hydro Rebate]],Table2[BCH Rerofit Technology],0))*Table13[[#This Row],[BL Var 2]],\"\"))","v":""},{"$f":"IF(Table13[[#This Row],[CalcMethod]]=\"Refrigeration\",(Table13[[#This Row],[BL Var 1]]-Table13[[#This Row],[R Var 1]])*Table13[[#This Row],[BL Var 2]],\"\")","v":""},{"$f":"IFERROR(MIN(SUM(Table13[[#This Row],[HVAC]:[Refrig]]),Table13[[#This Row],[Total Capital Cost, $]]),0)","v":0},{"$f":"IFERROR(SUM(Table13[[#This Row],[CK-kWh]],Table13[[#This Row],[HVAC-kWH]],Table13[[#This Row],[Mech-kWh]],Table13[[#This Row],[Refg-kWh]]),0)","v":0},{"$f":"IFERROR(SUM(Table13[[#This Row],[CK-kW]],Table13[[#This Row],[HVAC-KW]],Table13[[#This Row],[Mech-KW]],Table13[[#This Row],[Refg-kW]])*12,0)","v":0},{"$f":"Table13[[#This Row],[Energy Savings, kWh]]*eRate+Table13[[#This Row],[Demand Savings, kW]]*eDemand*12","v":0},{"$f":"IF(Table13[[#This Row],[R Unit 6]]=\"Total Capital Cost\",Table13[[#This Row],[R Var 6]],IF(Table13[[#This Row],[R Unit 5]]=\"Total Capital Cost\",Table13[[#This Row],[R Var 5]],IF(Table13[[#This Row],[R Unit 4]]=\"Total Capital Cost\",Table13[[#This Row],[R Var 4]],IF(Table13[[#This Row],[R Unit 3]]=\"Total Capital Cost\",Table13[[#This Row],[R Var 3]],IF(Table13[[#This Row],[R Unit 2]]=\"Total Capital Cost\",Table13[[#This Row],[R Var 2]],IF(Table13[[#This Row],[R Unit 1]]=\"Total Capital Cost\",Table13[[#This Row],[R Var 1]],0))))))","v":0},{"$f":"IF(Table13[[#This Row],[Rebate Unit]]=\"per ton\", Table13[[#This Row],[R Var 6]],IF(OR(Table13[[#This Row],[Rebate Unit]]=\"per PTHP\",Table13[[#This Row],[Rebate Unit]]=\"per Unit\"),Table13[[#This Row],[R Var 2]],IF(Table13[[#This Row],[B Unit 5]]=\"Qty\",Table13[[#This Row],[BL Var 5]],IF(Table13[[#This Row],[B Unit 4]]=\"Qty\",Table13[[#This Row],[BL Var 4]],IF(Table13[[#This Row],[B Unit 3]]=\"Qty\",Table13[[#This Row],[BL Var 3]],IF(Table13[[#This Row],[B Unit 2]]=\"Qty\",Table13[[#This Row],[BL Var 2]],IF(OR(Table13[[#This Row],[B Unit 1]]=\"Qty\",Table13[[#This Row],[B Unit 1]]=\"linear foot of case\"),Table13[[#This Row],[BL Var 1]],0)))))))","v":0},{"$f":"IFERROR((Table13[[#This Row],[Total Capital Cost, $]]-Table13[[#This Row],[Total Rebate]])/Table13[[#This Row],[Energy Cost Savings]],0)","v":0},{"$f":"INDEX(Table2[Equivalent xRM ECM],MATCH(Table13[[#This Row],[BC Hydro Rebate]],Table2[BCH Rerofit Technology],0))","v":{"$error":"#N/A"}},{"$f":"0","v":0},{"$f":"INDEX(Table2[Persistence],MATCH(Table13[[#This Row],[BC Hydro Rebate]],Table2[BCH Rerofit Technology],0))","v":{"$error":"#N/A"}},{"$f":"Table13[[#This Row],[Persistence]]*Table13[[#This Row],[Energy Savings, kWh]]","v":{"$error":"#N/A"}}]
[null,{"$f":"IF(Table13[[#This Row],[Technology]]=\"\",\"\",\"NL-\"&ROW(10:10))","v":""},null,null,null,null,{"$f":"IFERROR(INDEX(Table2[BCH Rerofit Technology],MATCH(Table13[[#This Row],[Baseline equipment type]],Table2[Existing Technology],0)),\"\")","v":""},{"$f":"IF(Table13[[#This Row],[Technology]]=\"\",\"\",INDEX(Table2[CalcMethod],MATCH(Table13[[#This Row],[BC Hydro Rebate]],Table2[BCH Rerofit Technology],0)))","v":""},{"$f":"IFERROR(INDEX(Table2[BC Hydro pu],MATCH(Table13[[#This Row],[Baseline equipment type]],Table2[Existing Technology],0)),\"\")","v":""},null,{"$f":"IFERROR(INDEX(Table11[],MATCH(K$3,Table11[Var],0),MATCH('Non-Lighting'!$H14,Table11[#Headers],0)),\"\")","v":""},null,{"$f":"IFERROR(INDEX(Table11[],MATCH(M$3,Table11[Var],0),MATCH('Non-Lighting'!$H14,Table11[#Headers],0)),\"\")","v":""},null,{"$f":"IFERROR(INDEX(Table11[],MATCH(O$3,Table11[Var],0),MATCH('Non-Lighting'!$H14,Table11[#Headers],0)),\"\")","v":""},null,{"$f":"IFERROR(INDEX(Table11[],MATCH(Q$3,Table11[Var],0),MATCH('Non-Lighting'!$H14,Table11[#Headers],0)),\"\")","v":""},null,{"$f":"IFERROR(INDEX(Table11[],MATCH(S$3,Table11[Var],0),MATCH('Non-Lighting'!$H14,Table11[#Headers],0)),\"\")","v":""},null,{"$f":"IFERROR(INDEX(Table12[],MATCH(U$3,Table12[Var],0),MATCH('Non-Lighting'!$H14,Table12[#Headers],0)),\"\")","v":""},null,{"$f":"IFERROR(INDEX(Table12[],MATCH(W$3,Table12[Var],0),MATCH('Non-Lighting'!$H14,Table12[#Headers],0)),\"\")","v":""},null,{"$f":"IFERROR(INDEX(Table12[],MATCH(Y$3,Table12[Var],0),MATCH('Non-Lighting'!$H14,Table12[#Headers],0)),\"\")","v":""},null,{"$f":"IFERROR(INDEX(Table12[],MATCH(AA$3,Table12[Var],0),MATCH('Non-Lighting'!$H14,Table12[#Headers],0)),\"\")","v":""},null,{"$f":"IFERROR(INDEX(Table12[],MATCH(AC$3,Table12[Var],0),MATCH('Non-Lighting'!$H14,Table12[#Headers],0)),\"\")","v":""},null,{"$f":"IFERROR(INDEX(Table12[],MATCH(AE$3,Table12[Var],0),MATCH('Non-Lighting'!$H14,Table12[#Headers],0)),\"\")","v":""},{"$f":"IF(Table13[[#This Row],[CalcMethod]]=\"HVAC\",Table13[[#This Row],[R Var 6]]*INDEX(Table2[BC Hydro Rebate],MATCH(Table13[[#This Row],[BC Hydro Rebate]],Table2[BCH Rerofit Technology],0))*Table13[[#This Row],[R Var 2]],IF(Table13[[#This Row],[CalcMethod]]=\"HVAC-DT\",Table13[[#This Row],[R Var 2]]*INDEX(Table2[BC Hydro Rebate],MATCH(Table13[[#This Row],[BC Hydro Rebate]],Table2[BCH Rerofit Technology],0)),\"\"))","v":""},{"$f":"IF(Table13[[#This Row],[CalcMethod]]=\"Mechanical - DHW\",Table13[[#This Row],[BL Var 1]]*INDEX(Table2[BC Hydro Rebate],MATCH(Table13[[#This Row],[BC Hydro Rebate]],Table2[BCH Rerofit Technology],0)),IF(Table13[[#This Row],[CalcMethod]]=\"Mechanical\",Table13[[#This Row],[BL Var 1]]*Table13[[#This Row],[BL Var 2]]*INDEX(Table2[BC Hydro Rebate],MATCH(Table13[[#This Row],[BC Hydro Rebate]],Table2[BCH Rerofit Technology],0)),\"\"))","v":""},{"$f":"IF(Table13[[#This Row],[CalcMethod]]=\"Commercial Kitchen\",Table13[[#This Row],[BL Var 2]]*INDEX(Table2[BC Hydro Rebate],MATCH(Table13[[#This Row],[BC Hydro Rebate]],Table2[BCH Rerofit Technology],0)),\"\")","v":""},{"$f":"IF(OR(Table13[[#This Row],[CalcMethod]]=\"Refrigeration\",Table13[[#This Row],[CalcMethod]]=\"Refrig-Cases\"),Table13[[#This Row],[BL Var 1]]*INDEX(Table2[BC Hydro Rebate],MATCH(Table13[[#This Row],[BC Hydro Rebate]],Table2[BCH Rerofit Technology],0)),\"\")","v":""},{"$f":"IF(Table13[[#This Row],[CalcMethod]]=\"Commercial Kitchen\",INDEX(Table2[Savings kWh],MATCH(Table13[[#This Row],[BC Hydro Rebate]],Table2[BCH Rerofit Technology],0))*Table13[[#This Row],[BL Var 2]],\"\")","v":""},{"$f":"IF(Table13[[#This Row],[CalcMethod]]=\"Commercial Kitchen\",(Table13[[#This Row],[BL Var 1]]-Table13[[#This Row],[R Var 1]])*Table13[[#This Row],[BL Var 2]],\"\")","v":""},{"$f":"IF(OR(Table13[[#This Row],[CalcMethod]]=\"HVAC\",Table13[[#This Row],[CalcMethod]]=\"HVAC-DT\"),(Table13[[#This Row],[BL Var 3]]+Table13[[#This Row],[BL Var 5]])-(Table13[[#This Row],[R Var 3]]+Table13[[#This Row],[R Var 4]]),\"\")","v":""},{"$f":"IF(OR(Table13[[#This Row],[CalcMethod]]=\"HVAC\",Table13[[#This Row],[CalcMethod]]=\"HVAC-DT\"),Table13[[#This Row],[BL Var 1]]-Table13[[#This Row],[R Var 1]],\"\")","v":""},{"$f":"IF(Table13[[#This Row],[CalcMethod]]=\"Mechanical - DHW\",Table13[[#This Row],[BL Var 2]]*365*65*8.34/3413/0.85*(1-1/Table13[[#This Row],[R Var 1]]),IF(Table13[[#This Row],[CalcMethod]]=\"Mechanical\",Table13[[#This Row],[BL Var 2]]*Table13[[#This Row],[BL Var 1]]*0.746*Table13[[#This Row],[BL Var 3]]*0.2,\"\"))","v":""},null,{"$f":"IF(Table13[[#This Row],[CalcMethod]]=\"Refrig-Cases\",INDEX(Table2[Savings kWh],MATCH(Table13[[#This Row],[BC Hydro Rebate]],Table2[BCH Rerofit Technology],0))*Table13[[#This Row],[BL Var 1]],IF(Table13[[#This Row],[CalcMethod]]=\"Refrigeration\",INDEX(Table2[Savings kWh],MATCH(Table13[[#This Row],[BC Hydro Rebate]],Table2[BCH Rerofit Technology],0))*Table13[[#This Row],[BL Var 2]],\"\"))","v":""},{"$f":"IF(Table13[[#This Row],[CalcMethod]]=\"Refrigeration\",(Table13[[#This Row],[BL Var 1]]-Table13[[#This Row],[R Var 1]])*Table13[[#This Row],[BL Var 2]],\"\")","v":""},{"$f":"IFERROR(MIN(SUM(Table13[[#This Row],[HVAC]:[Refrig]]),Table13[[#This Row],[Total Capital Cost, $]]),0)","v":0},{"$f":"IFERROR(SUM(Table13[[#This Row],[CK-kWh]],Table13[[#This Row],[HVAC-kWH]],Table13[[#This Row],[Mech-kWh]],Table13[[#This Row],[Refg-kWh]]),0)","v":0},{"$f":"IFERROR(SUM(Table13[[#This Row],[CK-kW]],Table13[[#This Row],[HVAC-KW]],Table13[[#This Row],[Mech-KW]],Table13[[#This Row],[Refg-kW]])*12,0)","v":0},{"$f":"Table13[[#This Row],[Energy Savings, kWh]]*eRate+Table13[[#This Row],[Demand Savings, kW]]*eDemand*12","v":0},{"$f":"IF(Table13[[#This Row],[R Unit 6]]=\"Total Capital Cost\",Table13[[#This Row],[R Var 6]],IF(Table13[[#This Row],[R Unit 5]]=\"Total Capital Cost\",Table13[[#This Row],[R Var 5]],IF(Table13[[#This Row],[R Unit 4]]=\"Total Capital Cost\",Table13[[#This Row],[R Var 4]],IF(Table13[[#This Row],[R Unit 3]]=\"Total Capital Cost\",Table13[[#This Row],[R Var 3]],IF(Table13[[#This Row],[R Unit 2]]=\"Total Capital Cost\",Table13[[#This Row],[R Var 2]],IF(Table13[[#This Row],[R Unit 1]]=\"Total Capital Cost\",Table13[[#This Row],[R Var 1]],0))))))","v":0},{"$f":"IF(Table13[[#This Row],[Rebate Unit]]=\"per ton\", Table13[[#This Row],[R Var 6]],IF(OR(Table13[[#This Row],[Rebate Unit]]=\"per PTHP\",Table13[[#This Row],[Rebate Unit]]=\"per Unit\"),Table13[[#This Row],[R Var 2]],IF(Table13[[#This Row],[B Unit 5]]=\"Qty\",Table13[[#This Row],[BL Var 5]],IF(Table13[[#This Row],[B Unit 4]]=\"Qty\",Table13[[#This Row],[BL Var 4]],IF(Table13[[#This Row],[B Unit 3]]=\"Qty\",Table13[[#This Row],[BL Var 3]],IF(Table13[[#This Row],[B Unit 2]]=\"Qty\",Table13[[#This Row],[BL Var 2]],IF(OR(Table13[[#This Row],[B Unit 1]]=\"Qty\",Table13[[#This Row],[B Unit 1]]=\"linear foot of case\"),Table13[[#This Row],[BL Var 1]],0)))))))","v":0},{"$f":"IFERROR((Table13[[#This Row],[Total Capital Cost, $]]-Table13[[#This Row],[Total Rebate]])/Table13[[#This Row],[Energy Cost Savings]],0)","v":0},{"$f":"INDEX(Table2[Equivalent xRM ECM],MATCH(Table13[[#This Row],[BC Hydro Rebate]],Table2[BCH Rerofit Technology],0))","v":{"$error":"#N/A"}},{"$f":"0","v":0},{"$f":"INDEX(Table2[Persistence],MATCH(Table13[[#This Row],[BC Hydro Rebate]],Table2[BCH Rerofit Technology],0))","v":{"$error":"#N/A"}},{"$f":"Table13[[#This Row],[Persistence]]*Table13[[#This Row],[Energy Savings, kWh]]","v":{"$error":"#N/A"}}]

{"sheet":"Variables","index":4,"n_rows":39,"n_cols":50,"rows_kept":39,"cut":false,"hidden":true,"merged":[[30,0,30,3],[32,0,32,3],[34,0,34,3],[36,0,36,3],[38,0,38,3]]}
[null,"none",null,null,"BC Hydro xRM ECM","Type",null,null,null,"Commercial Kitchen","HVAC","Mechanical","Refrigeration",null,null,"Fluorescent Luminaire","Inc. or Halogen A type","Hal. Reflector lamp","HPS","MH","Signage Neon","Signage Fluorescent","CFL","Induction","LED","MV","Plasma","Other",null,null,"Simplified BC Hydro Rebate Category",null,null,null,"Lamp",null,null,"Custom Savings Variables"]
[null,"eRate",null,null,"LED luminaire and retrofit kit","Lighting",null,"Lighting",null,"Non-Energy Star Standard Size Fryer","Existing System to Cold Climate Heat Pump","Electric Hot water heater","Anti-sweat heater for vertical display case doors",null,null,"2 ft - 4 lamp fl. luminaire","Luminaire w. Inc/Hal A lamp >100W","Halogen Reflector < 60 W","70 W HPS","70 / 75 W MH","Neon Sign","Fluorescent Sign","No eligible rebate","No eligible rebate","No eligible rebate","No eligible rebate","No eligible rebate","None",null,null,"LED area luminaire or retrofit kit",null,null,null,"Fixture",null,null,"Var","Commercial Kitchen","HVAC","HVAC-DT","Mechanical","Mechanical - DHW","Refrigeration","Refrig-Cases"]
[8.7999999999999995E-2,"c/kWh",null,null,"Exterior LED Signage","Lighting",null,"CFL",null,"Non-Energy Star Large Vat Fryer","Existing System to Package Terminal Heat Pump","Fan or pump with no Variable Frequency Drive (Greater than or Equal to 20hp)","Retrofit ECM motor on display case evaporator fan in place of shaded pole motor (Medium Temperature)",null,null,"4 ft - 1 lamp fl. luminaire","Luminaire w. Inc/Hal A lamp =40W","Halogen Reflector ≥ 60 W and ≤ 100 W","100 W HPS","100 W MH","No eligible rebate","No eligible rebate",null,null,null,null,null,"No eligible rebate",null,null,"LED parking luminaire or retrofit kit",null,null,null,null,null,null,1,"per unit kW","Total existing kW","Total existing kW","HP","Qty","Qty","linear foot of case"]
[8,"$/kW",null,null,"LED replaceable reflector lamp in non-residential setting (screw-in/snap-in)","Lighting",null,"Fluorescent Luminaire",null,"Non-Energy Star Electrically-Heated Dishwasher, Under Counter (High Temperature)","Existing System to Variable Refrigerant Flow Heat Pump ","Fan or pump with no Variable Frequency Drive  (Less than 20hp)","Retrofit ECM motor on display case evaporator fan in place of shaded pole motor (Low Temperature)",null,null,"4 ft - 2 lamp fl. luminaire","Luminaire w. Inc/Hal A lamp =60W","No eligible rebate","150 W HPS","150 W MH",null,null,null,null,null,null,null,null,null,null,"LED wall pack luminaire or retrofit kit",null,null,null,null,null,null,2,"Qty","Heating Hrs","Heating Hrs","Qty","# Occ","per unit kW",{"$f":"\"\"","v":""},null,null,null,"Baseline","Retrofit"]
["Space Type","Hours",null,null,"Tubular LED Lamps","Lighting",null,"Hal. Reflector lamp",null,"Non-Energy Star Electrically-Heated Dishwasher (Single Tank Door, Low Temperature)","Existing System to Variable Speed Mini-Split Ductless Heat Pump",null,"Open vertical display cases (Low or medium temperature)",null,null,"4 ft - 3 lamp fl. luminaire","No eligible rebate",null,"200 W HPS","175 W MH",null,null,null,null,null,null,null,null,null,null,"LED canopy luminaire or retrofit kit",null,null,null,null,null,null,3,{"$f":"\"\"","v":""},"Heating kWh","Heating kWh","Hrs",{"$f":"\"\"","v":""},{"$f":"\"\"","v":""},{"$f":"\"\"","v":""},null,null,"Commercial"]
["Common areas ",8760,null,null,"-","Lighting",null,"HPS",null,"Non-Energy Star Electrically-Heated Dishwasher (Single Tank Door, High Temperature)",null,null,"Open horizontal display cases (Low or medium temperature)",null,null,"4 ft - 4 lamp fl. luminaire",null,null,"250 W HPS","250 W MH",null,null,null,null,null,null,null,null,null,null,"LED low-bay luminaire or retrofit kit",null,null,null,null,null,null,4,{"$f":"\"\"","v":""},"Cooling Hrs","Cooling Hrs",{"$f":"\"\"","v":""},{"$f":"\"\"","v":""},{"$f":"\"\"","v":""},{"$f":"\"\"","v":""}]
["Lobby",8760,null,null,"Efficient food preparation equipment","Commercial Kitchen",null,"Inc. or Halogen A type",null,"Non-Energy Star Electrically-Heated Dishwasher (Single Tank Conveyor, High Temperature)",null,null,"Non-Energy Star Glass Door Refrigerator, Less than 425 L (Less than 15 ft3)",null,null,"8 ft - 1 lamp fl. luminaire",null,null,"400 W HPS","360 W MH",null,null,null,null,null,null,null,null,null,null,"LED (2x2) troffer luminaire or retrofit kit",null,null,null,null,null,null,5,{"$f":"\"\"","v":""},"Cooling kWh","Cooling kWh",{"$f":"\"\"","v":""},{"$f":"\"\"","v":""},{"$f":"\"\"","v":""},{"$f":"\"\"","v":""}]
["Hall/Corridor",8760,null,null,"Efficient door type dishwashing","Commercial Kitchen",null,"LED",null,"Non-Energy Star Electric Convection Oven (Half)",null,null,"Open Multi-deck Refrigerated Display Case (Medium Temperature)",null,null,"8 ft - 2 lamp fl. luminaire",null,null,"No eligible rebate","400 W MH",null,null,null,null,null,null,null,null,null,null,"LED high-bay luminaire or retrofit kit",null,null,null,null,null,null,6,{"$f":"\"\"","v":""},{"$f":"\"\"","v":""},{"$f":"\"\"","v":""},{"$f":"\"\"","v":""},{"$f":"\"\"","v":""},{"$f":"\"\"","v":""},{"$f":"\"\"","v":""}]
["Stairwell",8760,null,null,"Efficient conveyor dishwasher","Commercial Kitchen",null,"MH",null,"Non-Energy Star Electric Convection Oven (Full)",null,null,"Non-Energy Star Solid Door Refrigerator, Less than 425 L (Less than 15 ft3) ",null,null,"Low/high bay fluorescent - 2 -T5HO",null,null,null,"No eligible rebate",null,null,null,null,null,null,null,null,null,null,"LED canopy luminaire retrofit kit"]
["Underground Parking ",8760,null,null,"Insulated Hot Food Holding Cabinet","Commercial Kitchen",null,"Signage Fluorescent",null,"Non-Energy Star Electric Griddle",null,null,"Non-Energy Star Glass Door Refrigerator, 425 to 850 L (15 to 30 ft3)",null,null,"Low/high bay fluorescent - 4 -T5HO",null,null,null,null,null,null,null,null,null,null,null,null,null,null,"LED high-bay luminaire retrofit kit",null,null,null,null,null,null,"Var","Commercial Kitchen","HVAC","HVAC-DT","Mechanical","Mechanical - DHW","Refrigeration","Refrig-Cases"]
["Offices ",2600,null,null,"Heating equipment upgrade including heat pumps and packaged HVAC","HVAC",null,"Signage Neon",null,"Non-Energy Star Electric Hot Food Holding Cabinet, Less than 368 L (Less than 13 ft3)",null,null,"Non-Energy Star Solid Door Refrigerator, 425 to 850 L (15 to 30 ft3)",null,null,"Low/high bay fluorescent - 6 -T5HO",null,null,null,null,null,null,null,null,null,null,null,null,null,null,"LED (1x4) troffer luminaire or retrofit kit",null,null,null,null,null,null,1,"per unit kW","Total proposed kW","Total proposed kW","Total Capital Cost","Heating COP","per unit kW","Total Capital Cost"]
["Residence / Guest room",1500,null,null,"Domestic hot water boiler upgrade; Efficient boiler","Mechanical",null,null,null,"Non-Energy Star Electric Hot Food Holding Cabinet, 368 to 793 L (13 to 28 ft3)",null,null,"Non-Energy Star Glass Door Refrigerator, 850 to 1416 L (30 to 50 ft3)",null,null,"No eligible rebate",null,null,null,null,null,null,null,null,null,null,null,null,null,null,"LED (2x4) low/medium output troffer luminaire or retrofit kit",null,null,null,null,null,null,2,"Total Capital Cost","New Qty","New Qty",{"$f":"\"\"","v":""},"Total Capital Cost","Total Capital Cost",{"$f":"\"\"","v":""}]
["Storage Rooms",600,null,null,"Adjustable speed drive on pump or fan","Mechanical",null,null,null,"Non-Energy Star Electric Hot Food Holding Cabinet, Greater than 793 L (Greater than 28 ft3)",null,null,"Non-Energy Star Glass Door Refrigerator, Greater than 1416 L (Greater than 50 ft3)",null,null,null,null,null,null,null,null,null,null,null,null,null,null,null,null,null,"LED (2x4) high output troffer luminaire or retrofit kit",null,null,null,null,null,null,3,{"$f":"\"\"","v":""},"New Heating kWh","New Heating kWh",{"$f":"\"\"","v":""},{"$f":"\"\"","v":""},{"$f":"\"\"","v":""},{"$f":"\"\"","v":""}]
["Exterior  ",4380,null,null,"Anti-sweat heater humidistat control","Refrigeration",null,null,null,"Non-Energy Star Electric Steam Cooker - 3 pan",null,null,"Non-Energy Star Solid Door Refrigerator, 850 to 1416 L (30 to 50 ft3)",null,null,null,null,null,null,null,null,null,null,null,null,null,null,null,null,null,"LED flood luminaire or retrofit kit",null,null,null,null,null,null,4,{"$f":"\"\"","v":""},"New Cooling kWh","New Cooling kWh",{"$f":"\"\"","v":""},{"$f":"\"\"","v":""},{"$f":"\"\"","v":""},{"$f":"\"\"","v":""}]
["Other","-",null,null,"Electronically commutated fan motor system","Refrigeration",null,null,null,"Non-Energy Star Electric Steam Cooker - 4 pan",null,null,"Non-Energy Star Solid Door Refrigerator, Greater than 1416 L (Greater than 50 ft3)",null,null,null,null,null,null,null,null,null,null,null,null,null,null,null,null,null,"LED strips",null,null,null,null,null,null,5,{"$f":"\"\"","v":""},"Total Capital Cost","Total Capital Cost",{"$f":"\"\"","v":""},{"$f":"\"\"","v":""},{"$f":"\"\"","v":""},{"$f":"\"\"","v":""}]
[null,null,null,null,"Night covers, air curtain","Refrigeration",null,null,null,"Non-Energy Star Electric Steam Cooker - 5 pan",null,null,null,null,null,null,null,null,null,null,null,null,null,null,null,null,null,null,null,null,"LED MR16",null,null,null,null,null,null,6,{"$f":"\"\"","v":""},"Tons",{"$f":"\"\"","v":""},{"$f":"\"\"","v":""},{"$f":"\"\"","v":""},{"$f":"\"\"","v":""},{"$f":"\"\"","v":""}]
[null,null,null,null,"Refrigerators","Refrigeration",null,null,null,"Non-Energy Star Electric Steam Cooker - 6 pan",null,null,null,null,null,null,null,null,null,null,null,null,null,null,null,null,null,null,null,null,"LED BR reflector lamp"]
[null,null,null,null,"Refrigerator display case with doors, low/medium temp","Refrigeration",null,"Non-L",null,null,null,null,null,null,null,null,null,null,null,null,null,null,null,null,null,null,null,null,null,null,"LED PAR reflector lamp"]
[null,null,null,null,"Occupancy sensor","Lighting",null,"Commercial Kitchen",null,null,null,null,null,null,null,null,null,null,null,null,null,null,null,null,null,null,null,null,null,null,"LED Energy Star hardwired"]
[null,null,null,null,null,null,null,"HVAC",null,null,null,null,null,null,null,null,null,null,null,null,null,null,null,null,null,null,null,null,null,null,"LED luminaire or retrofit kit"]
[null,null,null,null,null,null,null,"Mechanical",null,null,null,null,null,null,null,null,null,null,null,null,null,null,null,null,null,null,null,null,null,null,"LED hardwired"]
[null,null,null,null,null,null,null,"Refrigeration",null,null,null,null,null,null,null,null,null,null,null,null,null,null,null,null,null,null,null,null,null,null,"Other"]
[null,null,null,null,null,null,null,null,null,null,null,null,null,null,null,null,null,null,null,null,null,null,null,null,null,null,null,null,null,null,"LED T5HO lamp,  4ft  (up to 30W)"]
[null,null,null,null,null,null,null,null,null,null,null,null,null,null,null,null,null,null,null,null,null,null,null,null,null,null,null,null,null,null,"LED T8 lamp,  4ft  (14W to 22W)"]
[null,null,null,null,null,null,null,null,null,null,null,null,null,null,null,null,null,null,null,null,null,null,null,null,null,null,null,null,null,null,"LED T8 lamp,  4ft  (up to 13W)"]
[]
[]
[]
[]
[]
["User input"]
[]
["Formula"]
[]
["information"]
[]
["Table header"]
[]
["Section Header"]

{"sheet":"LIndexTable","index":5,"n_rows":73,"n_cols":15,"rows_kept":73,"cut":false,"hidden":true,"merged":[]}
["PrescribedSource - Rebate ID","Prescribed Source","BC Hydro Rebate Category","BC Hydro xRM ECM","Persistence","Simplified Rebate Category","Number of Lamps","Rebate","Rebate Unit","Baseline W","Actual Baseline W","Retrofit W","Rebate Savings","Actual Savings","Schedule B - Count"]
[{"$f":"Table1[[#This Row],[Prescribed Source]]&Table1[[#This Row],[BC Hydro Rebate Category]]","v":"100 W HPSLED area luminaire or retrofit kit > 3000 lm and ≤ 80 W"},"100 W HPS","LED area luminaire or retrofit kit > 3000 lm and ≤ 80 W","LED luminaire and retrofit kit",15,"LED area luminaire or retrofit kit",1,60,"per luminaire",130,130,54,{"$f":"Table1[[#This Row],[Baseline W]]-Table1[[#This Row],[Retrofit W]]","v":76},{"$f":"Table1[[#This Row],[Actual Baseline W]]-Table1[[#This Row],[Retrofit W]]","v":76},{"$f":"COUNTIF(Table1323[Rebate Category],Table1[[#This Row],[BC Hydro Rebate Category]])","v":0}]
[{"$f":"Table1[[#This Row],[Prescribed Source]]&Table1[[#This Row],[BC Hydro Rebate Category]]","v":"100 W HPSLED parking luminaire or retrofit kit > 3000 lm and ≤ 80 W"},"100 W HPS","LED parking luminaire or retrofit kit > 3000 lm and ≤ 80 W","LED luminaire and retrofit kit",15,"LED parking luminaire or retrofit kit",1,70,"per luminaire",130,130,54,{"$f":"Table1[[#This Row],[Baseline W]]-Table1[[#This Row],[Retrofit W]]","v":76},{"$f":"Table1[[#This Row],[Actual Baseline W]]-Table1[[#This Row],[Retrofit W]]","v":76},{"$f":"COUNTIF(Table1323[Rebate Category],Table1[[#This Row],[BC Hydro Rebate Category]])","v":0}]
[{"$f":"Table1[[#This Row],[Prescribed Source]]&Table1[[#This Row],[BC Hydro Rebate Category]]","v":"100 W HPSLED wall pack luminaire or retrofit kit > 3000 lm and ≤ 80 W"},"100 W HPS","LED wall pack luminaire or retrofit kit > 3000 lm and ≤ 80 W","LED luminaire and retrofit kit",15,"LED wall pack luminaire or retrofit kit",1,76,"per luminaire",130,130,54,{"$f":"Table1[[#This Row],[Baseline W]]-Table1[[#This Row],[Retrofit W]]","v":76},{"$f":"Table1[[#This Row],[Actual Baseline W]]-Table1[[#This Row],[Retrofit W]]","v":76},{"$f":"COUNTIF(Table1323[Rebate Category],Table1[[#This Row],[BC Hydro Rebate Category]])","v":0}]
[{"$f":"Table1[[#This Row],[Prescribed Source]]&Table1[[#This Row],[BC Hydro Rebate Category]]","v":"100 W MHLED area luminaire or retrofit kit > 3000 lm and ≤ 80 W"},"100 W MH","LED area luminaire or retrofit kit > 3000 lm and ≤ 80 W","LED luminaire and retrofit kit",15,"LED area luminaire or retrofit kit",1,60,"per luminaire",130,130,54,{"$f":"Table1[[#This Row],[Baseline W]]-Table1[[#This Row],[Retrofit W]]","v":76},{"$f":"Table1[[#This Row],[Actual Baseline W]]-Table1[[#This Row],[Retrofit W]]","v":76},{"$f":"COUNTIF(Table1323[Rebate Category],Table1[[#This Row],[BC Hydro Rebate Category]])","v":0}]
[{"$f":"Table1[[#This Row],[Prescribed Source]]&Table1[[#This Row],[BC Hydro Rebate Category]]","v":"100 W MHLED parking luminaire or retrofit kit > 3000 lm and ≤ 80 W"},"100 W MH","LED parking luminaire or retrofit kit > 3000 lm and ≤ 80 W","LED luminaire and retrofit kit",15,"LED parking luminaire or retrofit kit",1,70,"per luminaire",130,130,54,{"$f":"Table1[[#This Row],[Baseline W]]-Table1[[#This Row],[Retrofit W]]","v":76},{"$f":"Table1[[#This Row],[Actual Baseline W]]-Table1[[#This Row],[Retrofit W]]","v":76},{"$f":"COUNTIF(Table1323[Rebate Category],Table1[[#This Row],[BC Hydro Rebate Category]])","v":0}]
[{"$f":"Table1[[#This Row],[Prescribed Source]]&Table1[[#This Row],[BC Hydro Rebate Category]]","v":"100 W MHLED wall pack luminaire or retrofit kit > 3000 lm and ≤ 80 W"},"100 W MH","LED wall pack luminaire or retrofit kit > 3000 lm and ≤ 80 W","LED luminaire and retrofit kit",15,"LED wall pack luminaire or retrofit kit",1,76,"per luminaire",130,130,54,{"$f":"Table1[[#This Row],[Baseline W]]-Table1[[#This Row],[Retrofit W]]","v":76},{"$f":"Table1[[#This Row],[Actual Baseline W]]-Table1[[#This Row],[Retrofit W]]","v":76},{"$f":"COUNTIF(Table1323[Rebate Category],Table1[[#This Row],[BC Hydro Rebate Category]])","v":0}]
[{"$f":"Table1[[#This Row],[Prescribed Source]]&Table1[[#This Row],[BC Hydro Rebate Category]]","v":"150 W HPSLED area luminaire or retrofit kit > 5000 lm and ≤ 90 W"},"150 W HPS","LED area luminaire or retrofit kit > 5000 lm and ≤ 90 W","LED luminaire and retrofit kit",15,"LED area luminaire or retrofit kit",1,83,"per luminaire",188,188,72,{"$f":"Table1[[#This Row],[Baseline W]]-Table1[[#This Row],[Retrofit W]]","v":116},{"$f":"Table1[[#This Row],[Actual Baseline W]]-Table1[[#This Row],[Retrofit W]]","v":116},{"$f":"COUNTIF(Table1323[Rebate Category],Table1[[#This Row],[BC Hydro Rebate Category]])","v":0}]
[{"$f":"Table1[[#This Row],[Prescribed Source]]&Table1[[#This Row],[BC Hydro Rebate Category]]","v":"150 W HPSLED canopy luminaire or retrofit kit > 5000 lm and ≤ 90 W"},"150 W HPS","LED canopy luminaire or retrofit kit > 5000 lm and ≤ 90 W","LED luminaire and retrofit kit",15,"LED canopy luminaire or retrofit kit",1,80,"per luminaire",188,188,72,{"$f":"Table1[[#This Row],[Baseline W]]-Table1[[#This Row],[Retrofit W]]","v":116},{"$f":"Table1[[#This Row],[Actual Baseline W]]-Table1[[#This Row],[Retrofit W]]","v":116},{"$f":"COUNTIF(Table1323[Rebate Category],Table1[[#This Row],[BC Hydro Rebate Category]])","v":0}]
[{"$f":"Table1[[#This Row],[Prescribed Source]]&Table1[[#This Row],[BC Hydro Rebate Category]]","v":"150 W HPSLED low-bay luminaire or retrofit kit > 5000 lm and ≤ 90 W"},"150 W HPS","LED low-bay luminaire or retrofit kit > 5000 lm and ≤ 90 W","LED luminaire and retrofit kit",15,"LED luminaire or retrofit kit",1,84,"per luminaire",188,188,72,{"$f":"Table1[[#This Row],[Baseline W]]-Table1[[#This Row],[Retrofit W]]","v":116},{"$f":"Table1[[#This Row],[Actual Baseline W]]-Table1[[#This Row],[Retrofit W]]","v":116},{"$f":"COUNTIF(Table1323[Rebate Category],Table1[[#This Row],[BC Hydro Rebate Category]])","v":0}]
[{"$f":"Table1[[#This Row],[Prescribed Source]]&Table1[[#This Row],[BC Hydro Rebate Category]]","v":"150 W MHLED area luminaire or retrofit kit > 5000 lm and ≤ 90 W"},"150 W MH","LED area luminaire or retrofit kit > 5000 lm and ≤ 90 W","LED luminaire and retrofit kit",15,"LED area luminaire or retrofit kit",1,83,"per luminaire",185,185,72,{"$f":"Table1[[#This Row],[Baseline W]]-Table1[[#This Row],[Retrofit W]]","v":113},{"$f":"Table1[[#This Row],[Actual Baseline W]]-Table1[[#This Row],[Retrofit W]]","v":113},{"$f":"COUNTIF(Table1323[Rebate Category],Table1[[#This Row],[BC Hydro Rebate Category]])","v":0}]
[{"$f":"Table1[[#This Row],[Prescribed Source]]&Table1[[#This Row],[BC Hydro Rebate Category]]","v":"150 W MHLED canopy luminaire or retrofit kit > 5000 lm and ≤ 90 W"},"150 W MH","LED canopy luminaire or retrofit kit > 5000 lm and ≤ 90 W","LED luminaire and retrofit kit",15,"LED canopy luminaire or retrofit kit",1,80,"per luminaire",185,185,72,{"$f":"Table1[[#This Row],[Baseline W]]-Table1[[#This Row],[Retrofit W]]","v":113},{"$f":"Table1[[#This Row],[Actual Baseline W]]-Table1[[#This Row],[Retrofit W]]","v":113},{"$f":"COUNTIF(Table1323[Rebate Category],Table1[[#This Row],[BC Hydro Rebate Category]])","v":0}]
[{"$f":"Table1[[#This Row],[Prescribed Source]]&Table1[[#This Row],[BC Hydro Rebate Category]]","v":"150 W MHLED low-bay luminaire or retrofit kit > 5000 lm and ≤ 90 W"},"150 W MH","LED low-bay luminaire or retrofit kit > 5000 lm and ≤ 90 W","LED luminaire and retrofit kit",15,"LED luminaire or retrofit kit",1,84,"per luminaire",185,185,72,{"$f":"Table1[[#This Row],[Baseline W]]-Table1[[#This Row],[Retrofit W]]","v":113},{"$f":"Table1[[#This Row],[Actual Baseline W]]-Table1[[#This Row],[Retrofit W]]","v":113},{"$f":"COUNTIF(Table1323[Rebate Category],Table1[[#This Row],[BC Hydro Rebate Category]])","v":0}]
[{"$f":"Table1[[#This Row],[Prescribed Source]]&Table1[[#This Row],[BC Hydro Rebate Category]]","v":"175 W MHLED area luminaire or retrofit kit > 5000 lm and ≤ 110 W"},"175 W MH","LED area luminaire or retrofit kit > 5000 lm and ≤ 110 W","LED luminaire and retrofit kit",15,"LED area luminaire or retrofit kit",1,100,"per luminaire",210,210,81,{"$f":"Table1[[#This Row],[Baseline W]]-Table1[[#This Row],[Retrofit W]]","v":129},{"$f":"Table1[[#This Row],[Actual Baseline W]]-Table1[[#This Row],[Retrofit W]]","v":129},{"$f":"COUNTIF(Table1323[Rebate Category],Table1[[#This Row],[BC Hydro Rebate Category]])","v":0}]
[{"$f":"Table1[[#This Row],[Prescribed Source]]&Table1[[#This Row],[BC Hydro Rebate Category]]","v":"175 W MHLED low-bay luminaire or retrofit kit > 5000 lm and ≤ 110 W"},"175 W MH","LED low-bay luminaire or retrofit kit > 5000 lm and ≤ 110 W","LED luminaire and retrofit kit",15,"LED luminaire or retrofit kit",1,84,"per luminaire",210,210,81,{"$f":"Table1[[#This Row],[Baseline W]]-Table1[[#This Row],[Retrofit W]]","v":129},{"$f":"Table1[[#This Row],[Actual Baseline W]]-Table1[[#This Row],[Retrofit W]]","v":129},{"$f":"COUNTIF(Table1323[Rebate Category],Table1[[#This Row],[BC Hydro Rebate Category]])","v":0}]
[{"$f":"Table1[[#This Row],[Prescribed Source]]&Table1[[#This Row],[BC Hydro Rebate Category]]","v":"175 W MHLED wall pack luminaire or retrofit kit > 5000 lm and ≤ 110 W"},"175 W MH","LED wall pack luminaire or retrofit kit > 5000 lm and ≤ 110 W","LED luminaire and retrofit kit",15,"LED wall pack luminaire or retrofit kit",1,100,"per luminaire",210,210,81,{"$f":"Table1[[#This Row],[Baseline W]]-Table1[[#This Row],[Retrofit W]]","v":129},{"$f":"Table1[[#This Row],[Actual Baseline W]]-Table1[[#This Row],[Retrofit W]]","v":129},{"$f":"COUNTIF(Table1323[Rebate Category],Table1[[#This Row],[BC Hydro Rebate Category]])","v":0}]
[{"$f":"Table1[[#This Row],[Prescribed Source]]&Table1[[#This Row],[BC Hydro Rebate Category]]","v":"2 ft - 4 lamp fl. luminaireLED (2x2) troffer luminaire or retrofit kit >2000 lm and ≤40 W"},"2 ft - 4 lamp fl. luminaire","LED (2x2) troffer luminaire or retrofit kit >2000 lm and ≤40 W","LED luminaire and retrofit kit",15,"LED (2x2) troffer luminaire or retrofit kit",1,80,"per luminaire",100,100,23,{"$f":"Table1[[#This Row],[Baseline W]]-Table1[[#This Row],[Retrofit W]]","v":77},{"$f":"Table1[[#This Row],[Actual Baseline W]]-Table1[[#This Row],[Retrofit W]]","v":77},{"$f":"COUNTIF(Table1323[Rebate Category],Table1[[#This Row],[BC Hydro Rebate Category]])","v":0}]
[{"$f":"Table1[[#This Row],[Prescribed Source]]&Table1[[#This Row],[BC Hydro Rebate Category]]","v":"200 W HPSLED area luminaire or retrofit kit > 8000 lm and ≤ 140 W"},"200 W HPS","LED area luminaire or retrofit kit > 8000 lm and ≤ 140 W","LED luminaire and retrofit kit",15,"LED area luminaire or retrofit kit",1,100,"per luminaire",240,240,113,{"$f":"Table1[[#This Row],[Baseline W]]-Table1[[#This Row],[Retrofit W]]","v":127},{"$f":"Table1[[#This Row],[Actual Baseline W]]-Table1[[#This Row],[Retrofit W]]","v":127},{"$f":"COUNTIF(Table1323[Rebate Category],Table1[[#This Row],[BC Hydro Rebate Category]])","v":0}]
[{"$f":"Table1[[#This Row],[Prescribed Source]]&Table1[[#This Row],[BC Hydro Rebate Category]]","v":"200 W HPSLED parking luminaire or retrofit kit > 8000 lm and ≤ 140 W"},"200 W HPS","LED parking luminaire or retrofit kit > 8000 lm and ≤ 140 W","LED luminaire and retrofit kit",15,"LED parking luminaire or retrofit kit",1,98,"per luminaire",240,240,113,{"$f":"Table1[[#This Row],[Baseline W]]-Table1[[#This Row],[Retrofit W]]","v":127},{"$f":"Table1[[#This Row],[Actual Baseline W]]-Table1[[#This Row],[Retrofit W]]","v":127},{"$f":"COUNTIF(Table1323[Rebate Category],Table1[[#This Row],[BC Hydro Rebate Category]])","v":0}]
[{"$f":"Table1[[#This Row],[Prescribed Source]]&Table1[[#This Row],[BC Hydro Rebate Category]]","v":"200 W HPSLED wall pack luminaire or retrofit kit > 8000 lm and ≤ 140 W"},"200 W HPS","LED wall pack luminaire or retrofit kit > 8000 lm and ≤ 140 W","LED luminaire and retrofit kit",15,"LED wall pack luminaire or retrofit kit",1,100,"per luminaire",240,240,113,{"$f":"Table1[[#This Row],[Baseline W]]-Table1[[#This Row],[Retrofit W]]","v":127},{"$f":"Table1[[#This Row],[Actual Baseline W]]-Table1[[#This Row],[Retrofit W]]","v":127},{"$f":"COUNTIF(Table1323[Rebate Category],Table1[[#This Row],[BC Hydro Rebate Category]])","v":0}]
[{"$f":"Table1[[#This Row],[Prescribed Source]]&Table1[[#This Row],[BC Hydro Rebate Category]]","v":"250 W HPSLED area luminaire or retrofit kit > 12000 lm and ≤ 190 W"},"250 W HPS","LED area luminaire or retrofit kit > 12000 lm and ≤ 190 W","LED luminaire and retrofit kit",15,"LED area luminaire or retrofit kit",1,120,"per luminaire",295,295,144,{"$f":"Table1[[#This Row],[Baseline W]]-Table1[[#This Row],[Retrofit W]]","v":151},{"$f":"Table1[[#This Row],[Actual Baseline W]]-Table1[[#This Row],[Retrofit W]]","v":151},{"$f":"COUNTIF(Table1323[Rebate Category],Table1[[#This Row],[BC Hydro Rebate Category]])","v":0}]
[{"$f":"Table1[[#This Row],[Prescribed Source]]&Table1[[#This Row],[BC Hydro Rebate Category]]","v":"250 W HPSLED high-bay luminaire or retrofit kit > 12000 lm and ≤ 190 W"},"250 W HPS","LED high-bay luminaire or retrofit kit > 12000 lm and ≤ 190 W","LED luminaire and retrofit kit",15,"LED high-bay luminaire or retrofit kit",1,110,"per luminaire",295,295,144,{"$f":"Table1[[#This Row],[Baseline W]]-Table1[[#This Row],[Retrofit W]]","v":151},{"$f":"Table1[[#This Row],[Actual Baseline W]]-Table1[[#This Row],[Retrofit W]]","v":151},{"$f":"COUNTIF(Table1323[Rebate Category],Table1[[#This Row],[BC Hydro Rebate Category]])","v":0}]
[{"$f":"Table1[[#This Row],[Prescribed Source]]&Table1[[#This Row],[BC Hydro Rebate Category]]","v":"250 W HPSLED low-bay luminaire or retrofit kit > 12000 lm and ≤ 190 W"},"250 W HPS","LED low-bay luminaire or retrofit kit > 12000 lm and ≤ 190 W","LED luminaire and retrofit kit",15,"LED luminaire or retrofit kit",1,98,"per luminaire",295,295,144,{"$f":"Table1[[#This Row],[Baseline W]]-Table1[[#This Row],[Retrofit W]]","v":151},{"$f":"Table1[[#This Row],[Actual Baseline W]]-Table1[[#This Row],[Retrofit W]]","v":151},{"$f":"COUNTIF(Table1323[Rebate Category],Table1[[#This Row],[BC Hydro Rebate Category]])","v":0}]
[{"$f":"Table1[[#This Row],[Prescribed Source]]&Table1[[#This Row],[BC Hydro Rebate Category]]","v":"250 W MHLED area luminaire or retrofit kit > 12000 lm and ≤ 190 W"},"250 W MH","LED area luminaire or retrofit kit > 12000 lm and ≤ 190 W","LED luminaire and retrofit kit",15,"LED area luminaire or retrofit kit",1,120,"per luminaire",291,291,144,{"$f":"Table1[[#This Row],[Baseline W]]-Table1[[#This Row],[Retrofit W]]","v":147},{"$f":"Table1[[#This Row],[Actual Baseline W]]-Table1[[#This Row],[Retrofit W]]","v":147},{"$f":"COUNTIF(Table1323[Rebate Category],Table1[[#This Row],[BC Hydro Rebate Category]])","v":0}]
[{"$f":"Table1[[#This Row],[Prescribed Source]]&Table1[[#This Row],[BC Hydro Rebate Category]]","v":"250 W MHLED high-bay luminaire or retrofit kit > 12000 lm and ≤ 190 W"},"250 W MH","LED high-bay luminaire or retrofit kit > 12000 lm and ≤ 190 W","LED luminaire and retrofit kit",15,"LED high-bay luminaire or retrofit kit",1,110,"per luminaire",291,291,144,{"$f":"Table1[[#This Row],[Baseline W]]-Table1[[#This Row],[Retrofit W]]","v":147},{"$f":"Table1[[#This Row],[Actual Baseline W]]-Table1[[#This Row],[Retrofit W]]","v":147},{"$f":"COUNTIF(Table1323[Rebate Category],Table1[[#This Row],[BC Hydro Rebate Category]])","v":0}]
[{"$f":"Table1[[#This Row],[Prescribed Source]]&Table1[[#This Row],[BC Hydro Rebate Category]]","v":"250 W MHLED low-bay luminaire or retrofit kit > 12000 lm and ≤ 190 W"},"250 W MH","LED low-bay luminaire or retrofit kit > 12000 lm and ≤ 190 W","LED luminaire and retrofit kit",15,"LED luminaire or retrofit kit",1,98,"per luminaire",291,291,144,{"$f":"Table1[[#This Row],[Baseline W]]-Table1[[#This Row],[Retrofit W]]","v":147},{"$f":"Table1[[#This Row],[Actual Baseline W]]-Table1[[#This Row],[Retrofit W]]","v":147},{"$f":"COUNTIF(Table1323[Rebate Category],Table1[[#This Row],[BC Hydro Rebate Category]])","v":0}]
[{"$f":"Table1[[#This Row],[Prescribed Source]]&Table1[[#This Row],[BC Hydro Rebate Category]]","v":"360 W MHLED canopy luminaire retrofit kit >16,000 lm and ≤ 230W"},"360 W MH","LED canopy luminaire retrofit kit >16,000 lm and ≤ 230W","LED luminaire and retrofit kit",15,"LED canopy luminaire or retrofit kit",1,125,"per luminaire",410,410,194,{"$f":"Table1[[#This Row],[Baseline W]]-Table1[[#This Row],[Retrofit W]]","v":216},{"$f":"Table1[[#This Row],[Actual Baseline W]]-Table1[[#This Row],[Retrofit W]]","v":216},{"$f":"COUNTIF(Table1323[Rebate Category],Table1[[#This Row],[BC Hydro Rebate Category]])","v":0}]
[{"$f":"Table1[[#This Row],[Prescribed Source]]&Table1[[#This Row],[BC Hydro Rebate Category]]","v":"360 W MHLED high-bay luminaire retrofit kit >16,000 lm and ≤ 230W"},"360 W MH","LED high-bay luminaire retrofit kit >16,000 lm and ≤ 230W","LED luminaire and retrofit kit",15,"LED high-bay luminaire or retrofit kit",1,110,"per luminaire",410,410,194,{"$f":"Table1[[#This Row],[Baseline W]]-Table1[[#This Row],[Retrofit W]]","v":216},{"$f":"Table1[[#This Row],[Actual Baseline W]]-Table1[[#This Row],[Retrofit W]]","v":216},{"$f":"COUNTIF(Table1323[Rebate Category],Table1[[#This Row],[BC Hydro Rebate Category]])","v":0}]
[{"$f":"Table1[[#This Row],[Prescribed Source]]&Table1[[#This Row],[BC Hydro Rebate Category]]","v":"4 ft - 1 lamp fl. luminaireLED linear ambient luminaire ≤ 50W"},"4 ft - 1 lamp fl. luminaire","LED linear ambient luminaire ≤ 50W","LED luminaire and retrofit kit",15,"LED luminaire or retrofit kit",1,40,"per luminaire",25,32,18,{"$f":"Table1[[#This Row],[Baseline W]]-Table1[[#This Row],[Retrofit W]]","v":7},{"$f":"Table1[[#This Row],[Actual Baseline W]]-Table1[[#This Row],[Retrofit W]]","v":14},{"$f":"COUNTIF(Table1323[Rebate Category],Table1[[#This Row],[BC Hydro Rebate Category]])","v":0}]
[{"$f":"Table1[[#This Row],[Prescribed Source]]&Table1[[#This Row],[BC Hydro Rebate Category]]","v":"4 ft - 1 lamp fl. luminaireT-LED T8 lamp, 4ft - 1 lamp (14W to 22W per lamp)"},"4 ft - 1 lamp fl. luminaire","T-LED T8 lamp, 4ft - 1 lamp (14W to 22W per lamp)","Tubular LED Lamps",12,"LED T8 lamp,  4ft",1,10,"per luminaire",41,41,16,{"$f":"Table1[[#This Row],[Baseline W]]-Table1[[#This Row],[Retrofit W]]","v":25},{"$f":"Table1[[#This Row],[Actual Baseline W]]-Table1[[#This Row],[Retrofit W]]","v":25},{"$f":"COUNTIF(Table1323[Rebate Category],Table1[[#This Row],[BC Hydro Rebate Category]])","v":0}]
[{"$f":"Table1[[#This Row],[Prescribed Source]]&Table1[[#This Row],[BC Hydro Rebate Category]]","v":"4 ft - 1 lamp fl. luminaireT-LED T8 lamp, 4ft - 1 lamp (up to 13W per lamp)"},"4 ft - 1 lamp fl. luminaire","T-LED T8 lamp, 4ft - 1 lamp (up to 13W per lamp)","Tubular LED Lamps",12,"LED T8 lamp,  4ft",1,10,"per luminaire",41,41,10,{"$f":"Table1[[#This Row],[Baseline W]]-Table1[[#This Row],[Retrofit W]]","v":31},{"$f":"Table1[[#This Row],[Actual Baseline W]]-Table1[[#This Row],[Retrofit W]]","v":31},{"$f":"COUNTIF(Table1323[Rebate Category],Table1[[#This Row],[BC Hydro Rebate Category]])","v":0}]
[{"$f":"Table1[[#This Row],[Prescribed Source]]&Table1[[#This Row],[BC Hydro Rebate Category]]","v":"4 ft - 2 lamp fl. luminaireLED (1x4) troffer luminaire or retrofit kit >2000 lm and ≤40 W"},"4 ft - 2 lamp fl. luminaire","LED (1x4) troffer luminaire or retrofit kit >2000 lm and ≤40 W","LED luminaire and retrofit kit",15,"LED (1x4) troffer luminaire or retrofit kit",1,80,"per luminaire",74,74,23,{"$f":"Table1[[#This Row],[Baseline W]]-Table1[[#This Row],[Retrofit W]]","v":51},{"$f":"Table1[[#This Row],[Actual Baseline W]]-Table1[[#This Row],[Retrofit W]]","v":51},{"$f":"COUNTIF(Table1323[Rebate Category],Table1[[#This Row],[BC Hydro Rebate Category]])","v":0}]
[{"$f":"Table1[[#This Row],[Prescribed Source]]&Table1[[#This Row],[BC Hydro Rebate Category]]","v":"4 ft - 2 lamp fl. luminaireLED (2x2) troffer luminaire or retrofit kit >2000 lm and ≤40 W"},"4 ft - 2 lamp fl. luminaire","LED (2x2) troffer luminaire or retrofit kit >2000 lm and ≤40 W","LED luminaire and retrofit kit",15,"LED (2x2) troffer luminaire or retrofit kit",1,80,"per luminaire",74,74,23,{"$f":"Table1[[#This Row],[Baseline W]]-Table1[[#This Row],[Retrofit W]]","v":51},{"$f":"Table1[[#This Row],[Actual Baseline W]]-Table1[[#This Row],[Retrofit W]]","v":51},{"$f":"COUNTIF(Table1323[Rebate Category],Table1[[#This Row],[BC Hydro Rebate Category]])","v":0}]
[{"$f":"Table1[[#This Row],[Prescribed Source]]&Table1[[#This Row],[BC Hydro Rebate Category]]","v":"4 ft - 2 lamp fl. luminaireLED linear ambient luminaire ≤ 50W"},"4 ft - 2 lamp fl. luminaire","LED linear ambient luminaire ≤ 50W","LED luminaire and retrofit kit",15,"LED luminaire or retrofit kit",1,80,"per luminaire",74,74,26,{"$f":"Table1[[#This Row],[Baseline W]]-Table1[[#This Row],[Retrofit W]]","v":48},{"$f":"Table1[[#This Row],[Actual Baseline W]]-Table1[[#This Row],[Retrofit W]]","v":48},{"$f":"COUNTIF(Table1323[Rebate Category],Table1[[#This Row],[BC Hydro Rebate Category]])","v":0}]
[{"$f":"Table1[[#This Row],[Prescribed Source]]&Table1[[#This Row],[BC Hydro Rebate Category]]","v":"4 ft - 2 lamp fl. luminaireT-LED T8 lamp, 4ft - 2 lamp (14W to 22W per lamp)"},"4 ft - 2 lamp fl. luminaire","T-LED T8 lamp, 4ft - 2 lamp (14W to 22W per lamp)","Tubular LED Lamps",12,"LED T8 lamp,  4ft",2,20,"per luminaire",74,74,32,{"$f":"Table1[[#This Row],[Baseline W]]-Table1[[#This Row],[Retrofit W]]","v":42},{"$f":"Table1[[#This Row],[Actual Baseline W]]-Table1[[#This Row],[Retrofit W]]","v":42},{"$f":"COUNTIF(Table1323[Rebate Category],Table1[[#This Row],[BC Hydro Rebate Category]])","v":0}]
[{"$f":"Table1[[#This Row],[Prescribed Source]]&Table1[[#This Row],[BC Hydro Rebate Category]]","v":"4 ft - 2 lamp fl. luminaireT-LED T8 lamp, 4ft - 2 lamp (up to 13W per lamp)"},"4 ft - 2 lamp fl. luminaire","T-LED T8 lamp, 4ft - 2 lamp (up to 13W per lamp)","Tubular LED Lamps",12,"LED T8 lamp,  4ft",2,20,"per luminaire",74,74,20,{"$f":"Table1[[#This Row],[Baseline W]]-Table1[[#This Row],[Retrofit W]]","v":54},{"$f":"Table1[[#This Row],[Actual Baseline W]]-Table1[[#This Row],[Retrofit W]]","v":54},{"$f":"COUNTIF(Table1323[Rebate Category],Table1[[#This Row],[BC Hydro Rebate Category]])","v":0}]
[{"$f":"Table1[[#This Row],[Prescribed Source]]&Table1[[#This Row],[BC Hydro Rebate Category]]","v":"4 ft - 3 lamp fl. luminaireLED (2x4) low/medium output troffer luminaire or retrofit kit >3000 lm and ≤50 W"},"4 ft - 3 lamp fl. luminaire","LED (2x4) low/medium output troffer luminaire or retrofit kit >3000 lm and ≤50 W","LED luminaire and retrofit kit",15,"LED (2x4) low/medium output troffer luminaire or retrofit kit",1,80,"per luminaire",115,115,31,{"$f":"Table1[[#This Row],[Baseline W]]-Table1[[#This Row],[Retrofit W]]","v":84},{"$f":"Table1[[#This Row],[Actual Baseline W]]-Table1[[#This Row],[Retrofit W]]","v":84},{"$f":"COUNTIF(Table1323[Rebate Category],Table1[[#This Row],[BC Hydro Rebate Category]])","v":0}]
[{"$f":"Table1[[#This Row],[Prescribed Source]]&Table1[[#This Row],[BC Hydro Rebate Category]]","v":"4 ft - 3 lamp fl. luminaireLED linear ambient luminaire (51W to 100W)"},"4 ft - 3 lamp fl. luminaire","LED linear ambient luminaire (51W to 100W)","LED luminaire and retrofit kit",15,"LED luminaire or retrofit kit",1,80,"per luminaire",115,115,55,{"$f":"Table1[[#This Row],[Baseline W]]-Table1[[#This Row],[Retrofit W]]","v":60},{"$f":"Table1[[#This Row],[Actual Baseline W]]-Table1[[#This Row],[Retrofit W]]","v":60},{"$f":"COUNTIF(Table1323[Rebate Category],Table1[[#This Row],[BC Hydro Rebate Category]])","v":0}]
[{"$f":"Table1[[#This Row],[Prescribed Source]]&Table1[[#This Row],[BC Hydro Rebate Category]]","v":"4 ft - 3 lamp fl. luminaireT-LED T8 lamp, 4ft - 3 lamp (14W to 22W per lamp)"},"4 ft - 3 lamp fl. luminaire","T-LED T8 lamp, 4ft - 3 lamp (14W to 22W per lamp)","Tubular LED Lamps",12,"LED T8 lamp,  4ft",3,30,"per luminaire",115,115,48,{"$f":"Table1[[#This Row],[Baseline W]]-Table1[[#This Row],[Retrofit W]]","v":67},{"$f":"Table1[[#This Row],[Actual Baseline W]]-Table1[[#This Row],[Retrofit W]]","v":67},{"$f":"COUNTIF(Table1323[Rebate Category],Table1[[#This Row],[BC Hydro Rebate Category]])","v":0}]
[{"$f":"Table1[[#This Row],[Prescribed Source]]&Table1[[#This Row],[BC Hydro Rebate Category]]","v":"4 ft - 3 lamp fl. luminaireT-LED T8 lamp, 4ft - 3 lamp (up to 13W per lamp)"},"4 ft - 3 lamp fl. luminaire","T-LED T8 lamp, 4ft - 3 lamp (up to 13W per lamp)","Tubular LED Lamps",12,"LED T8 lamp,  4ft",3,30,"per luminaire",115,115,30,{"$f":"Table1[[#This Row],[Baseline W]]-Table1[[#This Row],[Retrofit W]]","v":85},{"$f":"Table1[[#This Row],[Actual Baseline W]]-Table1[[#This Row],[Retrofit W]]","v":85},{"$f":"COUNTIF(Table1323[Rebate Category],Table1[[#This Row],[BC Hydro Rebate Category]])","v":0}]
[{"$f":"Table1[[#This Row],[Prescribed Source]]&Table1[[#This Row],[BC Hydro Rebate Category]]","v":"4 ft - 4 lamp fl. luminaireLED (2x4) high output troffer luminaire or retrofit kit >3000 lm and ≤70 W"},"4 ft - 4 lamp fl. luminaire","LED (2x4) high output troffer luminaire or retrofit kit >3000 lm and ≤70 W","LED luminaire and retrofit kit",15,"LED (2x4) low/medium output troffer luminaire or retrofit kit",1,80,"per luminaire",148,148,50,{"$f":"Table1[[#This Row],[Baseline W]]-Table1[[#This Row],[Retrofit W]]","v":98},{"$f":"Table1[[#This Row],[Actual Baseline W]]-Table1[[#This Row],[Retrofit W]]","v":98},{"$f":"COUNTIF(Table1323[Rebate Category],Table1[[#This Row],[BC Hydro Rebate Category]])","v":0}]
[{"$f":"Table1[[#This Row],[Prescribed Source]]&Table1[[#This Row],[BC Hydro Rebate Category]]","v":"4 ft - 4 lamp fl. luminaireLED linear ambient luminaire (51W to 100W)"},"4 ft - 4 lamp fl. luminaire","LED linear ambient luminaire (51W to 100W)","LED luminaire and retrofit kit",15,"LED luminaire or retrofit kit",1,80,"per luminaire",148,148,55,{"$f":"Table1[[#This Row],[Baseline W]]-Table1[[#This Row],[Retrofit W]]","v":93},{"$f":"Table1[[#This Row],[Actual Baseline W]]-Table1[[#This Row],[Retrofit W]]","v":93},{"$f":"COUNTIF(Table1323[Rebate Category],Table1[[#This Row],[BC Hydro Rebate Category]])","v":0}]
[{"$f":"Table1[[#This Row],[Prescribed Source]]&Table1[[#This Row],[BC Hydro Rebate Category]]","v":"4 ft - 4 lamp fl. luminaireT-LED T8 lamp, 4ft - 4 lamp (14W to 22W per lamp)"},"4 ft - 4 lamp fl. luminaire","T-LED T8 lamp, 4ft - 4 lamp (14W to 22W per lamp)","Tubular LED Lamps",12,"LED T8 lamp,  4ft",4,40,"per luminaire",148,148,64,{"$f":"Table1[[#This Row],[Baseline W]]-Table1[[#This Row],[Retrofit W]]","v":84},{"$f":"Table1[[#This Row],[Actual Baseline W]]-Table1[[#This Row],[Retrofit W]]","v":84},{"$f":"COUNTIF(Table1323[Rebate Category],Table1[[#This Row],[BC Hydro Rebate Category]])","v":0}]
[{"$f":"Table1[[#This Row],[Prescribed Source]]&Table1[[#This Row],[BC Hydro Rebate Category]]","v":"4 ft - 4 lamp fl. luminaireT-LED T8 lamp, 4ft - 4 lamp (up to 13W per lamp)"},"4 ft - 4 lamp fl. luminaire","T-LED T8 lamp, 4ft - 4 lamp (up to 13W per lamp)","Tubular LED Lamps",12,"LED T8 lamp,  4ft",4,40,"per luminaire",148,148,40,{"$f":"Table1[[#This Row],[Baseline W]]-Table1[[#This Row],[Retrofit W]]","v":108},{"$f":"Table1[[#This Row],[Actual Baseline W]]-Table1[[#This Row],[Retrofit W]]","v":108},{"$f":"COUNTIF(Table1323[Rebate Category],Table1[[#This Row],[BC Hydro Rebate Category]])","v":0}]
[{"$f":"Table1[[#This Row],[Prescribed Source]]&Table1[[#This Row],[BC Hydro Rebate Category]]","v":"400 W HPSLED area luminaire or retrofit kit > 19000 lm and ≤ 350 W"},"400 W HPS","LED area luminaire or retrofit kit > 19000 lm and ≤ 350 W","LED luminaire and retrofit kit",15,"LED area luminaire or retrofit kit",1,185,"per luminaire",455,455,198,{"$f":"Table1[[#This Row],[Baseline W]]-Table1[[#This Row],[Retrofit W]]","v":257},{"$f":"Table1[[#This Row],[Actual Baseline W]]-Table1[[#This Row],[Retrofit W]]","v":257},{"$f":"COUNTIF(Table1323[Rebate Category],Table1[[#This Row],[BC Hydro Rebate Category]])","v":0}]
[{"$f":"Table1[[#This Row],[Prescribed Source]]&Table1[[#This Row],[BC Hydro Rebate Category]]","v":"400 W HPSLED canopy luminaire or retrofit kit > 19000 lm and ≤ 350 W"},"400 W HPS","LED canopy luminaire or retrofit kit > 19000 lm and ≤ 350 W","LED luminaire and retrofit kit",15,"LED canopy luminaire or retrofit kit",1,125,"per luminaire",455,455,198,{"$f":"Table1[[#This Row],[Baseline W]]-Table1[[#This Row],[Retrofit W]]","v":257},{"$f":"Table1[[#This Row],[Actual Baseline W]]-Table1[[#This Row],[Retrofit W]]","v":257},{"$f":"COUNTIF(Table1323[Rebate Category],Table1[[#This Row],[BC Hydro Rebate Category]])","v":0}]
[{"$f":"Table1[[#This Row],[Prescribed Source]]&Table1[[#This Row],[BC Hydro Rebate Category]]","v":"400 W HPSLED flood luminaire or retrofit kit > 19000 lm and ≤ 350 W"},"400 W HPS","LED flood luminaire or retrofit kit > 19000 lm and ≤ 350 W","LED luminaire and retrofit kit",15,"LED flood luminaire or retrofit kit",1,175,"per luminaire",455,455,198,{"$f":"Table1[[#This Row],[Baseline W]]-Table1[[#This Row],[Retrofit W]]","v":257},{"$f":"Table1[[#This Row],[Actual Baseline W]]-Table1[[#This Row],[Retrofit W]]","v":257},{"$f":"COUNTIF(Table1323[Rebate Category],Table1[[#This Row],[BC Hydro Rebate Category]])","v":0}]
[{"$f":"Table1[[#This Row],[Prescribed Source]]&Table1[[#This Row],[BC Hydro Rebate Category]]","v":"400 W HPSLED high-bay luminaire or retrofit kit > 19000 lm and ≤ 350 W"},"400 W HPS","LED high-bay luminaire or retrofit kit > 19000 lm and ≤ 350 W","LED luminaire and retrofit kit",15,"LED high-bay luminaire or retrofit kit",1,170,"per luminaire",455,455,198,{"$f":"Table1[[#This Row],[Baseline W]]-Table1[[#This Row],[Retrofit W]]","v":257},{"$f":"Table1[[#This Row],[Actual Baseline W]]-Table1[[#This Row],[Retrofit W]]","v":257},{"$f":"COUNTIF(Table1323[Rebate Category],Table1[[#This Row],[BC Hydro Rebate Category]])","v":0}]
[{"$f":"Table1[[#This Row],[Prescribed Source]]&Table1[[#This Row],[BC Hydro Rebate Category]]","v":"400 W MHLED area luminaire or retrofit kit > 19000 lm and ≤ 350 W"},"400 W MH","LED area luminaire or retrofit kit > 19000 lm and ≤ 350 W","LED luminaire and retrofit kit",15,"LED area luminaire or retrofit kit",1,185,"per luminaire",455,455,198,{"$f":"Table1[[#This Row],[Baseline W]]-Table1[[#This Row],[Retrofit W]]","v":257},{"$f":"Table1[[#This Row],[Actual Baseline W]]-Table1[[#This Row],[Retrofit W]]","v":257},{"$f":"COUNTIF(Table1323[Rebate Category],Table1[[#This Row],[BC Hydro Rebate Category]])","v":0}]
[{"$f":"Table1[[#This Row],[Prescribed Source]]&Table1[[#This Row],[BC Hydro Rebate Category]]","v":"400 W MHLED canopy luminaire or retrofit kit > 19000 lm and ≤ 350 W"},"400 W MH","LED canopy luminaire or retrofit kit > 19000 lm and ≤ 350 W","LED luminaire and retrofit kit",15,"LED canopy luminaire or retrofit kit",1,125,"per luminaire",455,455,198,{"$f":"Table1[[#This Row],[Baseline W]]-Table1[[#This Row],[Retrofit W]]","v":257},{"$f":"Table1[[#This Row],[Actual Baseline W]]-Table1[[#This Row],[Retrofit W]]","v":257},{"$f":"COUNTIF(Table1323[Rebate Category],Table1[[#This Row],[BC Hydro Rebate Category]])","v":0}]
[{"$f":"Table1[[#This Row],[Prescribed Source]]&Table1[[#This Row],[BC Hydro Rebate Category]]","v":"400 W MHLED flood luminaire or retrofit kit > 19000 lm and ≤ 350 W"},"400 W MH","LED flood luminaire or retrofit kit > 19000 lm and ≤ 350 W","LED luminaire and retrofit kit",15,"LED flood luminaire or retrofit kit",1,175,"per luminaire",455,455,198,{"$f":"Table1[[#This Row],[Baseline W]]-Table1[[#This Row],[Retrofit W]]","v":257},{"$f":"Table1[[#This Row],[Actual Baseline W]]-Table1[[#This Row],[Retrofit W]]","v":257},{"$f":"COUNTIF(Table1323[Rebate Category],Table1[[#This Row],[BC Hydro Rebate Category]])","v":0}]
[{"$f":"Table1[[#This Row],[Prescribed Source]]&Table1[[#This Row],[BC Hydro Rebate Category]]","v":"400 W MHLED high-bay luminaire or retrofit kit > 19000 lm and ≤ 350 W"},"400 W MH","LED high-bay luminaire or retrofit kit > 19000 lm and ≤ 350 W","LED luminaire and retrofit kit",15,"LED high-bay luminaire or retrofit kit",1,170,"per luminaire",455,455,198,{"$f":"Table1[[#This Row],[Baseline W]]-Table1[[#This Row],[Retrofit W]]","v":257},{"$f":"Table1[[#This Row],[Actual Baseline W]]-Table1[[#This Row],[Retrofit W]]","v":257},{"$f":"COUNTIF(Table1323[Rebate Category],Table1[[#This Row],[BC Hydro Rebate Category]])","v":0}]
[{"$f":"Table1[[#This Row],[Prescribed Source]]&Table1[[#This Row],[BC Hydro Rebate Category]]","v":"70 / 75 W MHLED wall pack luminaire or retrofit kit > 1500 lm and ≤ 40 W"},"70 / 75 W MH","LED wall pack luminaire or retrofit kit > 1500 lm and ≤ 40 W","LED luminaire and retrofit kit",15,"LED wall pack luminaire or retrofit kit",1,55,"per luminaire",97,97,27,{"$f":"Table1[[#This Row],[Baseline W]]-Table1[[#This Row],[Retrofit W]]","v":70},{"$f":"Table1[[#This Row],[Actual Baseline W]]-Table1[[#This Row],[Retrofit W]]","v":70},{"$f":"COUNTIF(Table1323[Rebate Category],Table1[[#This Row],[BC Hydro Rebate Category]])","v":0}]
[{"$f":"Table1[[#This Row],[Prescribed Source]]&Table1[[#This Row],[BC Hydro Rebate Category]]","v":"70 W HPSLED wall pack luminaire or retrofit kit > 1500 lm and ≤ 40 W"},"70 W HPS","LED wall pack luminaire or retrofit kit > 1500 lm and ≤ 40 W","LED luminaire and retrofit kit",15,"LED wall pack luminaire or retrofit kit",1,55,"per luminaire",92,92,27,{"$f":"Table1[[#This Row],[Baseline W]]-Table1[[#This Row],[Retrofit W]]","v":65},{"$f":"Table1[[#This Row],[Actual Baseline W]]-Table1[[#This Row],[Retrofit W]]","v":65},{"$f":"COUNTIF(Table1323[Rebate Category],Table1[[#This Row],[BC Hydro Rebate Category]])","v":0}]
[{"$f":"Table1[[#This Row],[Prescribed Source]]&Table1[[#This Row],[BC Hydro Rebate Category]]","v":"8 ft - 1 lamp fl. luminaireLED linear ambient luminaire ≤ 50W"},"8 ft - 1 lamp fl. luminaire","LED linear ambient luminaire ≤ 50W","LED luminaire and retrofit kit",15,"LED luminaire or retrofit kit",1,40,"per luminaire",63,92,34,{"$f":"Table1[[#This Row],[Baseline W]]-Table1[[#This Row],[Retrofit W]]","v":29},{"$f":"Table1[[#This Row],[Actual Baseline W]]-Table1[[#This Row],[Retrofit W]]","v":58},{"$f":"COUNTIF(Table1323[Rebate Category],Table1[[#This Row],[BC Hydro Rebate Category]])","v":0}]
[{"$f":"Table1[[#This Row],[Prescribed Source]]&Table1[[#This Row],[BC Hydro Rebate Category]]","v":"8 ft - 2 lamp fl. luminaireLED linear ambient luminaire (51W to 100W)"},"8 ft - 2 lamp fl. luminaire","LED linear ambient luminaire (51W to 100W)","LED luminaire and retrofit kit",15,"LED luminaire or retrofit kit",1,50,"per luminaire",115,160,55,{"$f":"Table1[[#This Row],[Baseline W]]-Table1[[#This Row],[Retrofit W]]","v":60},{"$f":"Table1[[#This Row],[Actual Baseline W]]-Table1[[#This Row],[Retrofit W]]","v":105},{"$f":"COUNTIF(Table1323[Rebate Category],Table1[[#This Row],[BC Hydro Rebate Category]])","v":0}]
[{"$f":"Table1[[#This Row],[Prescribed Source]]&Table1[[#This Row],[BC Hydro Rebate Category]]","v":"Fluorescent SignLED strips"},"Fluorescent Sign","LED strips","Exterior LED Signage",12,"LED strips",1,12,"per luminaire",216,216,16,{"$f":"Table1[[#This Row],[Baseline W]]-Table1[[#This Row],[Retrofit W]]","v":200},{"$f":"Table1[[#This Row],[Actual Baseline W]]-Table1[[#This Row],[Retrofit W]]","v":200},{"$f":"COUNTIF(Table1323[Rebate Category],Table1[[#This Row],[BC Hydro Rebate Category]])","v":0}]
[{"$f":"Table1[[#This Row],[Prescribed Source]]&Table1[[#This Row],[BC Hydro Rebate Category]]","v":"Halogen Reflector < 60 WLED BR reflector lamp ≤ 600 lumen"},"Halogen Reflector < 60 W","LED BR reflector lamp ≤ 600 lumen","LED replaceable reflector lamp in non-residential setting (screw-in/snap-in)",12,"LED BR reflector lamp",1,12,"per luminaire",50,50,9,{"$f":"Table1[[#This Row],[Baseline W]]-Table1[[#This Row],[Retrofit W]]","v":41},{"$f":"Table1[[#This Row],[Actual Baseline W]]-Table1[[#This Row],[Retrofit W]]","v":41},{"$f":"COUNTIF(Table1323[Rebate Category],Table1[[#This Row],[BC Hydro Rebate Category]])","v":0}]
[{"$f":"Table1[[#This Row],[Prescribed Source]]&Table1[[#This Row],[BC Hydro Rebate Category]]","v":"Halogen Reflector < 60 WLED PAR reflector lamp ≤ 600 lumen"},"Halogen Reflector < 60 W","LED PAR reflector lamp ≤ 600 lumen","LED replaceable reflector lamp in non-residential setting (screw-in/snap-in)",12,"LED PAR reflector lamp",1,12,"per luminaire",50,50,9,{"$f":"Table1[[#This Row],[Baseline W]]-Table1[[#This Row],[Retrofit W]]","v":41},{"$f":"Table1[[#This Row],[Actual Baseline W]]-Table1[[#This Row],[Retrofit W]]","v":41},{"$f":"COUNTIF(Table1323[Rebate Category],Table1[[#This Row],[BC Hydro Rebate Category]])","v":0}]
[{"$f":"Table1[[#This Row],[Prescribed Source]]&Table1[[#This Row],[BC Hydro Rebate Category]]","v":"Halogen Reflector ≥ 60 W and ≤ 100 WLED Energy Star hardwired > 600 lumen"},"Halogen Reflector ≥ 60 W and ≤ 100 W","LED Energy Star hardwired > 600 lumen","LED luminaire and retrofit kit",15,"LED hardwired",1,35,"per luminaire",100,100,12,{"$f":"Table1[[#This Row],[Baseline W]]-Table1[[#This Row],[Retrofit W]]","v":88},{"$f":"Table1[[#This Row],[Actual Baseline W]]-Table1[[#This Row],[Retrofit W]]","v":88},{"$f":"COUNTIF(Table1323[Rebate Category],Table1[[#This Row],[BC Hydro Rebate Category]])","v":0}]
[{"$f":"Table1[[#This Row],[Prescribed Source]]&Table1[[#This Row],[BC Hydro Rebate Category]]","v":"Halogen Reflector ≥ 60 W and ≤ 100 WLED PAR reflector lamp > 600 lumen and ≤ 1500 lumen"},"Halogen Reflector ≥ 60 W and ≤ 100 W","LED PAR reflector lamp > 600 lumen and ≤ 1500 lumen","LED replaceable reflector lamp in non-residential setting (screw-in/snap-in)",12,"LED PAR reflector lamp",1,12,"per luminaire",100,100,15,{"$f":"Table1[[#This Row],[Baseline W]]-Table1[[#This Row],[Retrofit W]]","v":85},{"$f":"Table1[[#This Row],[Actual Baseline W]]-Table1[[#This Row],[Retrofit W]]","v":85},{"$f":"COUNTIF(Table1323[Rebate Category],Table1[[#This Row],[BC Hydro Rebate Category]])","v":0}]
[{"$f":"Table1[[#This Row],[Prescribed Source]]&Table1[[#This Row],[BC Hydro Rebate Category]]","v":"Low/high bay fluorescent - 2 -T5HOLED luminaire or retrofit kit > 5000 lm and <= 110 W"},"Low/high bay fluorescent - 2 -T5HO","LED luminaire or retrofit kit > 5000 lm and <= 110 W","LED luminaire and retrofit kit",15,"LED luminaire or retrofit kit",1,84,"per luminaire",120,120,81,{"$f":"Table1[[#This Row],[Baseline W]]-Table1[[#This Row],[Retrofit W]]","v":39},{"$f":"Table1[[#This Row],[Actual Baseline W]]-Table1[[#This Row],[Retrofit W]]","v":39},{"$f":"COUNTIF(Table1323[Rebate Category],Table1[[#This Row],[BC Hydro Rebate Category]])","v":0}]
[{"$f":"Table1[[#This Row],[Prescribed Source]]&Table1[[#This Row],[BC Hydro Rebate Category]]","v":"Low/high bay fluorescent - 2 -T5HOT-LED T5HO lamp, 4ft - 2 lamp (up to 30W per lamp)"},"Low/high bay fluorescent - 2 -T5HO","T-LED T5HO lamp, 4ft - 2 lamp (up to 30W per lamp)","Tubular LED Lamps",12,"LED T5HO lamp,  4ft",2,16,"per luminaire",120,120,52,{"$f":"Table1[[#This Row],[Baseline W]]-Table1[[#This Row],[Retrofit W]]","v":68},{"$f":"Table1[[#This Row],[Actual Baseline W]]-Table1[[#This Row],[Retrofit W]]","v":68},{"$f":"COUNTIF(Table1323[Rebate Category],Table1[[#This Row],[BC Hydro Rebate Category]])","v":0}]
[{"$f":"Table1[[#This Row],[Prescribed Source]]&Table1[[#This Row],[BC Hydro Rebate Category]]","v":"Low/high bay fluorescent - 4 -T5HOLED luminaire or retrofit kit > 12000 lm and <= 190 W"},"Low/high bay fluorescent - 4 -T5HO","LED luminaire or retrofit kit > 12000 lm and <= 190 W","LED luminaire and retrofit kit",15,"LED luminaire or retrofit kit",1,98,"per luminaire",240,240,144,{"$f":"Table1[[#This Row],[Baseline W]]-Table1[[#This Row],[Retrofit W]]","v":96},{"$f":"Table1[[#This Row],[Actual Baseline W]]-Table1[[#This Row],[Retrofit W]]","v":96},{"$f":"COUNTIF(Table1323[Rebate Category],Table1[[#This Row],[BC Hydro Rebate Category]])","v":0}]
[{"$f":"Table1[[#This Row],[Prescribed Source]]&Table1[[#This Row],[BC Hydro Rebate Category]]","v":"Low/high bay fluorescent - 4 -T5HOT-LED T5HO lamp, 4ft - 4 lamp (up to 30W per lamp)"},"Low/high bay fluorescent - 4 -T5HO","T-LED T5HO lamp, 4ft - 4 lamp (up to 30W per lamp)","Tubular LED Lamps",12,"LED T5HO lamp,  4ft",4,32,"per luminaire",240,240,104,{"$f":"Table1[[#This Row],[Baseline W]]-Table1[[#This Row],[Retrofit W]]","v":136},{"$f":"Table1[[#This Row],[Actual Baseline W]]-Table1[[#This Row],[Retrofit W]]","v":136},{"$f":"COUNTIF(Table1323[Rebate Category],Table1[[#This Row],[BC Hydro Rebate Category]])","v":0}]
[{"$f":"Table1[[#This Row],[Prescribed Source]]&Table1[[#This Row],[BC Hydro Rebate Category]]","v":"Low/high bay fluorescent - 6 -T5HOLED luminaire or retrofit kit > 19000 lm and <= 350 W"},"Low/high bay fluorescent - 6 -T5HO","LED luminaire or retrofit kit > 19000 lm and <= 350 W","LED luminaire and retrofit kit",15,"LED luminaire or retrofit kit",1,150,"per luminaire",360,360,198,{"$f":"Table1[[#This Row],[Baseline W]]-Table1[[#This Row],[Retrofit W]]","v":162},{"$f":"Table1[[#This Row],[Actual Baseline W]]-Table1[[#This Row],[Retrofit W]]","v":162},{"$f":"COUNTIF(Table1323[Rebate Category],Table1[[#This Row],[BC Hydro Rebate Category]])","v":0}]
[{"$f":"Table1[[#This Row],[Prescribed Source]]&Table1[[#This Row],[BC Hydro Rebate Category]]","v":"Low/high bay fluorescent - 6 -T5HOT-LED T5HO lamp, 4ft - 6 lamp (up to 30W per lamp)"},"Low/high bay fluorescent - 6 -T5HO","T-LED T5HO lamp, 4ft - 6 lamp (up to 30W per lamp)","Tubular LED Lamps",12,"LED T5HO lamp,  4ft",6,48,"per luminaire",360,360,156,{"$f":"Table1[[#This Row],[Baseline W]]-Table1[[#This Row],[Retrofit W]]","v":204},{"$f":"Table1[[#This Row],[Actual Baseline W]]-Table1[[#This Row],[Retrofit W]]","v":204},{"$f":"COUNTIF(Table1323[Rebate Category],Table1[[#This Row],[BC Hydro Rebate Category]])","v":0}]
[{"$f":"Table1[[#This Row],[Prescribed Source]]&Table1[[#This Row],[BC Hydro Rebate Category]]","v":"Luminaire w. Inc/Hal A lamp =40WLED hardwired ≥ 450 lumen < 600 lumen"},"Luminaire w. Inc/Hal A lamp =40W","LED hardwired ≥ 450 lumen < 600 lumen","LED luminaire and retrofit kit",15,"LED hardwired",1,35,"per luminaire",40,40,8,{"$f":"Table1[[#This Row],[Baseline W]]-Table1[[#This Row],[Retrofit W]]","v":32},{"$f":"Table1[[#This Row],[Actual Baseline W]]-Table1[[#This Row],[Retrofit W]]","v":32},{"$f":"COUNTIF(Table1323[Rebate Category],Table1[[#This Row],[BC Hydro Rebate Category]])","v":0}]
[{"$f":"Table1[[#This Row],[Prescribed Source]]&Table1[[#This Row],[BC Hydro Rebate Category]]","v":"Luminaire w. Inc/Hal A lamp =60WLED hardwired ≥ 600 lumen < 1000 lumen"},"Luminaire w. Inc/Hal A lamp =60W","LED hardwired ≥ 600 lumen < 1000 lumen","LED luminaire and retrofit kit",15,"LED hardwired",1,35,"per luminaire",60,60,11,{"$f":"Table1[[#This Row],[Baseline W]]-Table1[[#This Row],[Retrofit W]]","v":49},{"$f":"Table1[[#This Row],[Actual Baseline W]]-Table1[[#This Row],[Retrofit W]]","v":49},{"$f":"COUNTIF(Table1323[Rebate Category],Table1[[#This Row],[BC Hydro Rebate Category]])","v":0}]
[{"$f":"Table1[[#This Row],[Prescribed Source]]&Table1[[#This Row],[BC Hydro Rebate Category]]","v":"Luminaire w. Inc/Hal A lamp >100WLED hardwired >1300 lumen < 4000 lumen"},"Luminaire w. Inc/Hal A lamp >100W","LED hardwired >1300 lumen < 4000 lumen","LED luminaire and retrofit kit",15,"LED hardwired",1,24,"per luminaire",150,150,23,{"$f":"Table1[[#This Row],[Baseline W]]-Table1[[#This Row],[Retrofit W]]","v":127},{"$f":"Table1[[#This Row],[Actual Baseline W]]-Table1[[#This Row],[Retrofit W]]","v":127},{"$f":"COUNTIF(Table1323[Rebate Category],Table1[[#This Row],[BC Hydro Rebate Category]])","v":0}]
[{"$f":"Table1[[#This Row],[Prescribed Source]]&Table1[[#This Row],[BC Hydro Rebate Category]]","v":"Neon SignLED strips"},"Neon Sign","LED strips","Exterior LED Signage",12,"LED strips",1,12,"per luminaire",144,144,16,{"$f":"Table1[[#This Row],[Baseline W]]-Table1[[#This Row],[Retrofit W]]","v":128},{"$f":"Table1[[#This Row],[Actual Baseline W]]-Table1[[#This Row],[Retrofit W]]","v":128},{"$f":"COUNTIF(Table1323[Rebate Category],Table1[[#This Row],[BC Hydro Rebate Category]])","v":0}]
[{"$f":"Table1[[#This Row],[Prescribed Source]]&Table1[[#This Row],[BC Hydro Rebate Category]]","v":"OtherOther"},"Other","Other","-","-","Other",1,0,"per unit",null,null,null,{"$f":"Table1[[#This Row],[Baseline W]]-Table1[[#This Row],[Retrofit W]]","v":0},{"$f":"Table1[[#This Row],[Actual Baseline W]]-Table1[[#This Row],[Retrofit W]]","v":0},{"$f":"COUNTIF(Table1323[Rebate Category],Table1[[#This Row],[BC Hydro Rebate Category]])","v":0}]
[{"$f":"Table1[[#This Row],[Prescribed Source]]&Table1[[#This Row],[BC Hydro Rebate Category]]","v":"TEST LIGHT"},"TEST LIGHT",null,null,null,null,null,null,null,null,null,null,{"$f":"Table1[[#This Row],[Baseline W]]-Table1[[#This Row],[Retrofit W]]","v":0},{"$f":"Table1[[#This Row],[Actual Baseline W]]-Table1[[#This Row],[Retrofit W]]","v":0},{"$f":"COUNTIF(Table1323[Rebate Category],Table1[[#This Row],[BC Hydro Rebate Category]])","v":0}]

{"sheet":"NLIndexTable","index":6,"n_rows":40,"n_cols":22,"rows_kept":40,"cut":false,"hidden":true,"merged":[]}
["Category","Sub-Category","Existing Technology","BCH Rerofit Technology","Equivalent xRM End Use","Equivalent xRM ECM","Persistence","BC Hydro Rebate","BC Hydro pu","Baseline annual kWh","New annual kWh","Savings kWh","% savings","Notes","Savings estimate","Variables required","Source","CalcMethod","Schedule B - Cateory","Schedule B - Count","Schedule B - Total Rebate","Schedule B - Qty"]
["Commercial Kitchen","ENERGY STAR Appliances","Non-Energy Star Electric Convection Oven (Full)","ENERGY STAR Electric Convection Oven (Full)","Food Preparation Retrofit","Efficient food preparation equipment",12,300,"per oven",12059,10122,1937,0.16062691765486359,null,null,null,"Energy Star calculator https://www.energystar.gov/products/commercial_food_service_equipment ","Commercial Kitchen","Commercial Kitchen",{"$f":"COUNTIF(Table13[BC Hydro Rebate],Table2[[#This Row],[BCH Rerofit Technology]])","v":0},{"$f":"SUMIF(Table13[BC Hydro Rebate],Table2[[#This Row],[BCH Rerofit Technology]],Table13[Total Rebate])","v":0},{"$f":"SUMIF(Table13[BC Hydro Rebate],Table2[[#This Row],[BCH Rerofit Technology]],Table13[Rebate Unit Quantity])","v":0}]
["Commercial Kitchen","ENERGY STAR Appliances","Non-Energy Star Electric Convection Oven (Half)","ENERGY STAR Electric Convection Oven (Half)","Food Preparation Retrofit","Efficient food preparation equipment",12,250,"per oven",7605,7413,192,2.52465483234714E-2,null,null,null,"Energy Star calculator https://www.energystar.gov/products/commercial_food_service_equipment ","Commercial Kitchen","Commercial Kitchen",{"$f":"COUNTIF(Table13[BC Hydro Rebate],Table2[[#This Row],[BCH Rerofit Technology]])","v":0},{"$f":"SUMIF(Table13[BC Hydro Rebate],Table2[[#This Row],[BCH Rerofit Technology]],Table13[Total Rebate])","v":0},{"$f":"SUMIF(Table13[BC Hydro Rebate],Table2[[#This Row],[BCH Rerofit Technology]],Table13[Rebate Unit Quantity])","v":0}]
["Commercial Kitchen","ENERGY STAR Appliances","Non-Energy Star Electric Griddle","ENERGY STAR Electric Griddle","Food Preparation Retrofit","Efficient food preparation equipment",12,550,"per griddle",15814,13905,1909,0.12071582142405464,null,null,null,"Energy Star calculator https://www.energystar.gov/products/commercial_food_service_equipment ","Commercial Kitchen","Commercial Kitchen",{"$f":"COUNTIF(Table13[BC Hydro Rebate],Table2[[#This Row],[BCH Rerofit Technology]])","v":0},{"$f":"SUMIF(Table13[BC Hydro Rebate],Table2[[#This Row],[BCH Rerofit Technology]],Table13[Total Rebate])","v":0},{"$f":"SUMIF(Table13[BC Hydro Rebate],Table2[[#This Row],[BCH Rerofit Technology]],Table13[Rebate Unit Quantity])","v":0}]
["Commercial Kitchen","ENERGY STAR Appliances","Non-Energy Star Electric Hot Food Holding Cabinet, 368 to 793 L (13 to 28 ft3)","ENERGY STAR Electric Hot Food Holding Cabinet, 368 to 793 L (13 to 28 ft3)","Food Preparation Retrofit","Insulated Hot Food Holding Cabinet",12,600,"per holding cabinet",4489,1615,2874,0.64023167743372689,null,null,null,"Energy Star calculator https://www.energystar.gov/products/commercial_food_service_equipment ","Commercial Kitchen","Commercial Kitchen",{"$f":"COUNTIF(Table13[BC Hydro Rebate],Table2[[#This Row],[BCH Rerofit Technology]])","v":0},{"$f":"SUMIF(Table13[BC Hydro Rebate],Table2[[#This Row],[BCH Rerofit Technology]],Table13[Total Rebate])","v":0},{"$f":"SUMIF(Table13[BC Hydro Rebate],Table2[[#This Row],[BCH Rerofit Technology]],Table13[Rebate Unit Quantity])","v":0}]
["Commercial Kitchen","ENERGY STAR Appliances","Non-Energy Star Electric Hot Food Holding Cabinet, Greater than 793 L (Greater than 28 ft3)","ENERGY STAR Electric Hot Food Holding Cabinet, Greater than 793 L (Greater than 28 ft3)","Food Preparation Retrofit","Insulated Hot Food Holding Cabinet",12,1600,"per holding cabinet",6132,1697,4435,0.72325505544683621,null,null,null,"Energy Star calculator https://www.energystar.gov/products/commercial_food_service_equipment ","Commercial Kitchen","Commercial Kitchen",{"$f":"COUNTIF(Table13[BC Hydro Rebate],Table2[[#This Row],[BCH Rerofit Technology]])","v":0},{"$f":"SUMIF(Table13[BC Hydro Rebate],Table2[[#This Row],[BCH Rerofit Technology]],Table13[Total Rebate])","v":0},{"$f":"SUMIF(Table13[BC Hydro Rebate],Table2[[#This Row],[BCH Rerofit Technology]],Table13[Rebate Unit Quantity])","v":0}]
["Commercial Kitchen","ENERGY STAR Appliances","Non-Energy Star Electric Hot Food Holding Cabinet, Less than 368 L (Less than 13 ft3)","ENERGY STAR Electric Hot Food Holding Cabinet, Less than 368 L (Less than 13 ft3)","Food Preparation Retrofit","Insulated Hot Food Holding Cabinet",12,150,"per holding cabinet",2847,1533,1314,0.46153846153846156,null,null,null,"Energy Star calculator https://www.energystar.gov/products/commercial_food_service_equipment ","Commercial Kitchen","Commercial Kitchen",{"$f":"COUNTIF(Table13[BC Hydro Rebate],Table2[[#This Row],[BCH Rerofit Technology]])","v":0},{"$f":"SUMIF(Table13[BC Hydro Rebate],Table2[[#This Row],[BCH Rerofit Technology]],Table13[Total Rebate])","v":0},{"$f":"SUMIF(Table13[BC Hydro Rebate],Table2[[#This Row],[BCH Rerofit Technology]],Table13[Rebate Unit Quantity])","v":0}]
["Commercial Kitchen","ENERGY STAR Appliances","Non-Energy Star Electric Steam Cooker - 3 pan","ENERGY STAR Electric Steam Cooker - 3 pan","Food Preparation Retrofit","Efficient food preparation equipment",12,1750,"per steam cooker",17599,7632,9967,0.56633899653389397,null,null,null,"Energy Star calculator https://www.energystar.gov/products/commercial_food_service_equipment ","Commercial Kitchen","Commercial Kitchen",{"$f":"COUNTIF(Table13[BC Hydro Rebate],Table2[[#This Row],[BCH Rerofit Technology]])","v":0},{"$f":"SUMIF(Table13[BC Hydro Rebate],Table2[[#This Row],[BCH Rerofit Technology]],Table13[Total Rebate])","v":0},{"$f":"SUMIF(Table13[BC Hydro Rebate],Table2[[#This Row],[BCH Rerofit Technology]],Table13[Rebate Unit Quantity])","v":0}]
["Commercial Kitchen","ENERGY STAR Appliances","Non-Energy Star Electric Steam Cooker - 4 pan","ENERGY STAR Electric Steam Cooker - 4 pan","Food Preparation Retrofit","Efficient food preparation equipment",12,2100,"per steam cooker",21884,9777,12107,0.55323524035825256,null,null,null,"Energy Star calculator https://www.energystar.gov/products/commercial_food_service_equipment ","Commercial Kitchen","Commercial Kitchen",{"$f":"COUNTIF(Table13[BC Hydro Rebate],Table2[[#This Row],[BCH Rerofit Technology]])","v":0},{"$f":"SUMIF(Table13[BC Hydro Rebate],Table2[[#This Row],[BCH Rerofit Technology]],Table13[Total Rebate])","v":0},{"$f":"SUMIF(Table13[BC Hydro Rebate],Table2[[#This Row],[BCH Rerofit Technology]],Table13[Rebate Unit Quantity])","v":0}]
["Commercial Kitchen","ENERGY STAR Appliances","Non-Energy Star Electric Steam Cooker - 5 pan","ENERGY STAR Electric Steam Cooker - 5 pan","Food Preparation Retrofit","Efficient food preparation equipment",12,2450,"per steam cooker",26132,11946,14186,0.5428593295576305,null,null,null,"Energy Star calculator https://www.energystar.gov/products/commercial_food_service_equipment ","Commercial Kitchen","Commercial Kitchen",{"$f":"COUNTIF(Table13[BC Hydro Rebate],Table2[[#This Row],[BCH Rerofit Technology]])","v":0},{"$f":"SUMIF(Table13[BC Hydro Rebate],Table2[[#This Row],[BCH Rerofit Technology]],Table13[Total Rebate])","v":0},{"$f":"SUMIF(Table13[BC Hydro Rebate],Table2[[#This Row],[BCH Rerofit Technology]],Table13[Rebate Unit Quantity])","v":0}]
["Commercial Kitchen","ENERGY STAR Appliances","Non-Energy Star Electric Steam Cooker - 6 pan","ENERGY STAR Electric Steam Cooker - 6 pan","Food Preparation Retrofit","Efficient food preparation equipment",12,2800,"per steam cooker",30360,14090,16270,0.53590250329380762,null,null,null,"Energy Star calculator https://www.energystar.gov/products/commercial_food_service_equipment ","Commercial Kitchen","Commercial Kitchen",{"$f":"COUNTIF(Table13[BC Hydro Rebate],Table2[[#This Row],[BCH Rerofit Technology]])","v":0},{"$f":"SUMIF(Table13[BC Hydro Rebate],Table2[[#This Row],[BCH Rerofit Technology]],Table13[Total Rebate])","v":0},{"$f":"SUMIF(Table13[BC Hydro Rebate],Table2[[#This Row],[BCH Rerofit Technology]],Table13[Rebate Unit Quantity])","v":0}]
["Commercial Kitchen","ENERGY STAR Appliances","Non-Energy Star Electrically-Heated Dishwasher (Single Tank Conveyor, High Temperature)","ENERGY STAR Electrically-Heated Dishwasher (Single Tank Conveyor, High Temperature)","Food Preparation Retrofit","Efficient conveyor dishwasher",20,1200,"per dishwasher",45562,36350,9212,0.20218603221983231,null,null,null,"Energy Star calculator https://www.energystar.gov/products/commercial_food_service_equipment ","Commercial Kitchen","Commercial Kitchen",{"$f":"COUNTIF(Table13[BC Hydro Rebate],Table2[[#This Row],[BCH Rerofit Technology]])","v":0},{"$f":"SUMIF(Table13[BC Hydro Rebate],Table2[[#This Row],[BCH Rerofit Technology]],Table13[Total Rebate])","v":0},{"$f":"SUMIF(Table13[BC Hydro Rebate],Table2[[#This Row],[BCH Rerofit Technology]],Table13[Rebate Unit Quantity])","v":0}]
["Commercial Kitchen","ENERGY STAR Appliances","Non-Energy Star Electrically-Heated Dishwasher (Single Tank Door, High Temperature)","ENERGY STAR Electrically-Heated Dishwasher (Single Tank Door, High Temperature)","Food Preparation Retrofit","Efficient door type dishwashing",15,700,"per dishwasher",39825,27962,11863,0.29787821720025109,null,null,null,"Energy Star calculator https://www.energystar.gov/products/commercial_food_service_equipment ","Commercial Kitchen","Commercial Kitchen",{"$f":"COUNTIF(Table13[BC Hydro Rebate],Table2[[#This Row],[BCH Rerofit Technology]])","v":0},{"$f":"SUMIF(Table13[BC Hydro Rebate],Table2[[#This Row],[BCH Rerofit Technology]],Table13[Total Rebate])","v":0},{"$f":"SUMIF(Table13[BC Hydro Rebate],Table2[[#This Row],[BCH Rerofit Technology]],Table13[Rebate Unit Quantity])","v":0}]
["Commercial Kitchen","ENERGY STAR Appliances","Non-Energy Star Electrically-Heated Dishwasher (Single Tank Door, Low Temperature)","ENERGY STAR Electrically-Heated Dishwasher (Single Tank Door, Low Temperature)","Food Preparation Retrofit","Efficient door type dishwashing",15,400,"per dishwasher",39279,23126,16153,0.41123755696428116,null,null,null,"Energy Star calculator https://www.energystar.gov/products/commercial_food_service_equipment ","Commercial Kitchen","Commercial Kitchen",{"$f":"COUNTIF(Table13[BC Hydro Rebate],Table2[[#This Row],[BCH Rerofit Technology]])","v":0},{"$f":"SUMIF(Table13[BC Hydro Rebate],Table2[[#This Row],[BCH Rerofit Technology]],Table13[Total Rebate])","v":0},{"$f":"SUMIF(Table13[BC Hydro Rebate],Table2[[#This Row],[BCH Rerofit Technology]],Table13[Rebate Unit Quantity])","v":0}]
["Commercial Kitchen","ENERGY STAR Appliances","Non-Energy Star Electrically-Heated Dishwasher, Under Counter (High Temperature)","ENERGY STAR Electrically-Heated Dishwasher, Under Counter (High Temperature)","Food Preparation Retrofit","Efficient door type dishwashing",15,1600,"per dishwasher",12355,9184,3171,0.25665722379603401,null,null,null,"Energy Star calculator https://www.energystar.gov/products/commercial_food_service_equipment ","Commercial Kitchen","Commercial Kitchen",{"$f":"COUNTIF(Table13[BC Hydro Rebate],Table2[[#This Row],[BCH Rerofit Technology]])","v":0},{"$f":"SUMIF(Table13[BC Hydro Rebate],Table2[[#This Row],[BCH Rerofit Technology]],Table13[Total Rebate])","v":0},{"$f":"SUMIF(Table13[BC Hydro Rebate],Table2[[#This Row],[BCH Rerofit Technology]],Table13[Rebate Unit Quantity])","v":0}]
["Commercial Kitchen","ENERGY STAR Appliances","Non-Energy Star Large Vat Fryer","ENERGY STAR Large Vat Fryer","Food Preparation Retrofit","Efficient food preparation equipment",12,850,"per fryer",18236,15700,2536,0.1390655845580171,null,null,null,"Energy Star calculator https://www.energystar.gov/products/commercial_food_service_equipment ","Commercial Kitchen","Commercial Kitchen",{"$f":"COUNTIF(Table13[BC Hydro Rebate],Table2[[#This Row],[BCH Rerofit Technology]])","v":0},{"$f":"SUMIF(Table13[BC Hydro Rebate],Table2[[#This Row],[BCH Rerofit Technology]],Table13[Total Rebate])","v":0},{"$f":"SUMIF(Table13[BC Hydro Rebate],Table2[[#This Row],[BCH Rerofit Technology]],Table13[Rebate Unit Quantity])","v":0}]
["Commercial Kitchen","ENERGY STAR Appliances","Non-Energy Star Standard Size Fryer","ENERGY STAR Standard Size Fryer","Food Preparation Retrofit","Efficient food preparation equipment",12,200,"per fryer",18189,15063,3126,0.17186211446478641,null,null,null,"Energy Star calculator https://www.energystar.gov/products/commercial_food_service_equipment ","Commercial Kitchen","Commercial Kitchen",{"$f":"COUNTIF(Table13[BC Hydro Rebate],Table2[[#This Row],[BCH Rerofit Technology]])","v":0},{"$f":"SUMIF(Table13[BC Hydro Rebate],Table2[[#This Row],[BCH Rerofit Technology]],Table13[Total Rebate])","v":0},{"$f":"SUMIF(Table13[BC Hydro Rebate],Table2[[#This Row],[BCH Rerofit Technology]],Table13[Rebate Unit Quantity])","v":0}]
["HVAC","Heat Pumps","Existing System to Cold Climate Heat Pump","Cold Climate Heat Pump","HVAC","Heating equipment upgrade including heat pumps and packaged HVAC",15,500,"per ton",null,null,null,null,"The heat pump must be listed on the Cold Climate Air Source Heat Pump Specification Listing maintained by the Northeast Energy Efficiency Partnership (NEEP).","If existing electric BB, needs total kW, estimate annual kWh with heating hours based on location.  Proposed consumption (heating) will be based on HSPF of new cold climate heat pump.  Need capacity (tons) for $ rebate.",null,null,"HVAC","HVAC",{"$f":"COUNTIF(Table13[BC Hydro Rebate],Table2[[#This Row],[BCH Rerofit Technology]])","v":0},{"$f":"SUMIF(Table13[BC Hydro Rebate],Table2[[#This Row],[BCH Rerofit Technology]],Table13[Total Rebate])","v":0},{"$f":"SUMIF(Table13[BC Hydro Rebate],Table2[[#This Row],[BCH Rerofit Technology]],Table13[Rebate Unit Quantity])","v":0}]
["HVAC","Heat Pumps","Existing System to Variable Refrigerant Flow Heat Pump ","Variable Refrigerant Flow Heat Pump ","HVAC","Heating equipment upgrade including heat pumps and packaged HVAC",15,600,"per ton",null,null,null,null,"The VRF heat pump system must meet or exceed the CEE Tier 1  COP requirement in heating mode.","If existing electric BB, needs total kW, estimate annual kWh with heating hours based on location.  Proposed consumption (heating) will be based on HSPF of new VRF heat pump.   Need capacity (tons) for $ rebate.",null,null,"HVAC","HVAC",{"$f":"COUNTIF(Table13[BC Hydro Rebate],Table2[[#This Row],[BCH Rerofit Technology]])","v":0},{"$f":"SUMIF(Table13[BC Hydro Rebate],Table2[[#This Row],[BCH Rerofit Technology]],Table13[Total Rebate])","v":0},{"$f":"SUMIF(Table13[BC Hydro Rebate],Table2[[#This Row],[BCH Rerofit Technology]],Table13[Rebate Unit Quantity])","v":0}]
["HVAC","Heat Pumps","Existing System to Package Terminal Heat Pump","Package Terminal Heat Pump","HVAC","Heating equipment upgrade including heat pumps and packaged HVAC",15,99,"per PTHP",null,null,null,null,null,null,null,null,"HVAC-DT","HVAC",{"$f":"COUNTIF(Table13[BC Hydro Rebate],Table2[[#This Row],[BCH Rerofit Technology]])","v":0},{"$f":"SUMIF(Table13[BC Hydro Rebate],Table2[[#This Row],[BCH Rerofit Technology]],Table13[Total Rebate])","v":0},{"$f":"SUMIF(Table13[BC Hydro Rebate],Table2[[#This Row],[BCH Rerofit Technology]],Table13[Rebate Unit Quantity])","v":0}]
["HVAC","Heat Pumps","Existing System to Variable Speed Mini-Split Ductless Heat Pump","Variable Speed Mini-Split Ductless Heat Pump","HVAC","Heating equipment upgrade including heat pumps and packaged HVAC",15,1000,"per Unit",null,null,null,null,null,null,null,null,"HVAC-DT","HVAC",{"$f":"COUNTIF(Table13[BC Hydro Rebate],Table2[[#This Row],[BCH Rerofit Technology]])","v":0},{"$f":"SUMIF(Table13[BC Hydro Rebate],Table2[[#This Row],[BCH Rerofit Technology]],Table13[Total Rebate])","v":0},{"$f":"SUMIF(Table13[BC Hydro Rebate],Table2[[#This Row],[BCH Rerofit Technology]],Table13[Rebate Unit Quantity])","v":0}]
["Lighting Controls","Occupancy sensors","Uncontrolled","Fixture mounted occupancy sensor",null,"Fixture mounted occupancy sensor",null,35,"per control",null,null,null,null,null,null,null,null,"Lighting Controls","Lighting controls",{"$f":"COUNTIFS(Table1323[Automatic Controls?],\"Fixture integrated occupancy sensor\")","v":0},{"$f":"SUMIF(Table1323[Automatic Controls?],\"Fixture integrated occupancy sensor\",Table1323[Controls Rebate])","v":0},{"$f":"SUMIF(Table1323[Automatic Controls?],\"Fixture integrated occupancy sensor\",Table1323[Number of occupancy sensors])","v":0}]
["Lighting Controls","Occupancy sensors","Uncontrolled","Ceiling wall mounted occupancy sensor",null,"Ceiling wall mounted occupancy sensor",null,35,"per control",null,null,null,null,null,null,null,null,"Lighting Controls","Lighting controls",{"$f":"COUNTIF(Table1323[Automatic Controls?],\"Ceiling / wall mounted occupancy sensor\")","v":0},{"$f":"SUMIF(Table1323[Automatic Controls?],\"Ceiling / wall mounted occupancy sensor\",Table1323[Controls Rebate])","v":0},{"$f":"SUMIF(Table1323[Automatic Controls?],\"Ceiling / wall mounted occupancy sensor\",Table1323[Number of occupancy sensors])","v":0}]
["Mechanical","Variable Speed Drives","Fan or pump with no Variable Frequency Drive  (Less than 20hp)","Variable Speed Drive (Less than 20hp)","HVAC or DHW or Refrigeration","Adjustable speed drive on pump or fan",10,140,"per motor hp",null,null,null,null,"-Retrofit projects only\n- VSD must be retrofit to an existing motor that was not previously integrated with a VSD, running a minimum of 2,000 hours per year\n- VSD must control the motor's frequency in response to a variable load \n- VSDs used for soft start only are not eligible","PIP: hp*0.746*Hours*0.2","System (Fan or pump), hp and operating hours",null,"Mechanical","Mechanical",{"$f":"COUNTIF(Table13[BC Hydro Rebate],Table2[[#This Row],[BCH Rerofit Technology]])","v":0},{"$f":"SUMIF(Table13[BC Hydro Rebate],Table2[[#This Row],[BCH Rerofit Technology]],Table13[Total Rebate])","v":0},{"$f":"SUMIF(Table13[BC Hydro Rebate],Table2[[#This Row],[BCH Rerofit Technology]],Table13[Rebate Unit Quantity])","v":0}]
["Mechanical","Variable Speed Drives","Fan or pump with no Variable Frequency Drive (Greater than or Equal to 20hp)","Variable Speed Drive (Greater than or Equal to 20hp)","HVAC or DHW or Refrigeration","Adjustable speed drive on pump or fan",10,112,"per motor hp",null,null,null,null,"-Retrofit projects only\n- VSD must be retrofit to an existing motor not previously integrated with a VSD, running a minimum of 2,000 hours per year\n- VSD must control the motor's frequency in response to a variable load \n- VSDs used for soft start only are not eligible","PIP: hp*0.746*Hours*0.2","System (Fan or pump), hp and operating hours",null,"Mechanical","Mechanical",{"$f":"COUNTIF(Table13[BC Hydro Rebate],Table2[[#This Row],[BCH Rerofit Technology]])","v":0},{"$f":"SUMIF(Table13[BC Hydro Rebate],Table2[[#This Row],[BCH Rerofit Technology]],Table13[Total Rebate])","v":0},{"$f":"SUMIF(Table13[BC Hydro Rebate],Table2[[#This Row],[BCH Rerofit Technology]],Table13[Rebate Unit Quantity])","v":0}]
["Mechanical","Heat Pump Water Heaters","Electric Hot water heater","Heat Pump Water Heater","Domestic Hot Water","Domestic hot water boiler upgrade; Efficient boiler",15,1000,"per water heater",null,null,null,null,"Product must be on ENERGY STAR list of qualifying electric heat pump water heaters.","Required # of people in household to estimated water consumption & existing kWh with electric DHW heater, required COP of heat pump water heater to estimate new kWh consumption.","# of people living in this location, COP of new heat pump water heater",null,"Mechanical - DHW","Mechanical",{"$f":"COUNTIF(Table13[BC Hydro Rebate],Table2[[#This Row],[BCH Rerofit Technology]])","v":0},{"$f":"SUMIF(Table13[BC Hydro Rebate],Table2[[#This Row],[BCH Rerofit Technology]],Table13[Total Rebate])","v":0},{"$f":"SUMIF(Table13[BC Hydro Rebate],Table2[[#This Row],[BCH Rerofit Technology]],Table13[Rebate Unit Quantity])","v":0}]
["Refrigeration","Anti-Sweat Heater Humidistat Controls","Anti-sweat heater for vertical display case doors","Anti-Sweat Heater Humidistat Control","Refrigeration","Anti-sweat heater humidistat control",12,73,"per linear foot of display case",null,null,400,null,null,"PIP: assumed 8760 hours operation, 1001 kWh/yr/door (2.5 ft) = 400 kWh/ft savings","Linear foot of display cases","PIP","Refrig-Cases","Refrigeration",{"$f":"COUNTIF(Table13[BC Hydro Rebate],Table2[[#This Row],[BCH Rerofit Technology]])","v":0},{"$f":"SUMIF(Table13[BC Hydro Rebate],Table2[[#This Row],[BCH Rerofit Technology]],Table13[Total Rebate])","v":0},{"$f":"SUMIF(Table13[BC Hydro Rebate],Table2[[#This Row],[BCH Rerofit Technology]],Table13[Rebate Unit Quantity])","v":0}]
["Refrigeration","Night Covers","Open horizontal display cases (Low or medium temperature)","Refrigerated Display Case Night Cover","Refrigeration","Night covers, air curtain",5,30,"per linear foot of display case",null,null,57,null,null,"PIP: Open horizontal display cases (Low temperature) - 1425 hrs, 57 kWh/linear foot savings","linear foot of display cases ","PIP","Refrig-Cases","Refrigeration",{"$f":"COUNTIF(Table13[BC Hydro Rebate],Table2[[#This Row],[BCH Rerofit Technology]])","v":0},{"$f":"SUMIF(Table13[BC Hydro Rebate],Table2[[#This Row],[BCH Rerofit Technology]],Table13[Total Rebate])","v":0},{"$f":"SUMIF(Table13[BC Hydro Rebate],Table2[[#This Row],[BCH Rerofit Technology]],Table13[Rebate Unit Quantity])","v":0}]
["Refrigeration","Night Covers","Open vertical display cases (Low or medium temperature)","Refrigerated Display Case Night Cover","Refrigeration","Night covers, air curtain",5,30,"per linear foot of display case",null,null,148.19999999999999,null,null,"PIP: Open vertical display cases (Low or medium temperature) - 1425 hrs, 148.20 kWh/linear foot savings","linear foot of display cases ","PIP","Refrig-Cases","Refrigeration",{"$f":"COUNTIF(Table13[BC Hydro Rebate],Table2[[#This Row],[BCH Rerofit Technology]])","v":0},{"$f":"SUMIF(Table13[BC Hydro Rebate],Table2[[#This Row],[BCH Rerofit Technology]],Table13[Total Rebate])","v":0},{"$f":"SUMIF(Table13[BC Hydro Rebate],Table2[[#This Row],[BCH Rerofit Technology]],Table13[Rebate Unit Quantity])","v":0}]
["Refrigeration","Refrigerators, Freezers and Ice Machines","Non-Energy Star Glass Door Refrigerator, 425 to 850 L (15 to 30 ft3)","ENERGY STAR Glass Door Refrigerator, 425 to 850 L (15 to 30 ft3)","Refrigeration","Refrigerators",12,285,"per refrigerator",2205,1349,856,0.38820861678004537,null,null,null,"Energy Star calculator https://www.energystar.gov/products/commercial_food_service_equipment ","Refrigeration","Refrigeration",{"$f":"COUNTIF(Table13[BC Hydro Rebate],Table2[[#This Row],[BCH Rerofit Technology]])","v":0},{"$f":"SUMIF(Table13[BC Hydro Rebate],Table2[[#This Row],[BCH Rerofit Technology]],Table13[Total Rebate])","v":0},{"$f":"SUMIF(Table13[BC Hydro Rebate],Table2[[#This Row],[BCH Rerofit Technology]],Table13[Rebate Unit Quantity])","v":0}]
["Refrigeration","Refrigerators, Freezers and Ice Machines","Non-Energy Star Glass Door Refrigerator, 850 to 1416 L (30 to 50 ft3)","ENERGY STAR Glass Door Refrigerator, 850 to 1416 L (30 to 50 ft3)","Refrigeration","Refrigerators",12,350,"per refrigerator",2971,1978,993,0.33423089868731065,null,null,null,"Energy Star calculator https://www.energystar.gov/products/commercial_food_service_equipment ","Refrigeration","Refrigeration",{"$f":"COUNTIF(Table13[BC Hydro Rebate],Table2[[#This Row],[BCH Rerofit Technology]])","v":0},{"$f":"SUMIF(Table13[BC Hydro Rebate],Table2[[#This Row],[BCH Rerofit Technology]],Table13[Total Rebate])","v":0},{"$f":"SUMIF(Table13[BC Hydro Rebate],Table2[[#This Row],[BCH Rerofit Technology]],Table13[Rebate Unit Quantity])","v":0}]
["Refrigeration","Refrigerators, Freezers and Ice Machines","Non-Energy Star Glass Door Refrigerator, Greater than 1416 L (Greater than 50 ft3)","ENERGY STAR Glass Door Refrigerator, Greater than 1416 L (Greater than 50 ft3)","Refrigeration","Refrigerators",12,400,"per refrigerator",3409,2197,1212,0.35552948078615432,null,null,null,"Energy Star calculator https://www.energystar.gov/products/commercial_food_service_equipment ","Refrigeration","Refrigeration",{"$f":"COUNTIF(Table13[BC Hydro Rebate],Table2[[#This Row],[BCH Rerofit Technology]])","v":0},{"$f":"SUMIF(Table13[BC Hydro Rebate],Table2[[#This Row],[BCH Rerofit Technology]],Table13[Total Rebate])","v":0},{"$f":"SUMIF(Table13[BC Hydro Rebate],Table2[[#This Row],[BCH Rerofit Technology]],Table13[Rebate Unit Quantity])","v":0}]
["Refrigeration","Refrigerators, Freezers and Ice Machines","Non-Energy Star Glass Door Refrigerator, Less than 425 L (Less than 15 ft3)","ENERGY STAR Glass Door Refrigerator, Less than 425 L (Less than 15 ft3)","Refrigeration","Refrigerators",12,220,"Per refrigerator",1833,902,931,0.50791052918712498,null,null,null,"Energy Star calculator https://www.energystar.gov/products/commercial_food_service_equipment ","Refrigeration","Refrigeration",{"$f":"COUNTIF(Table13[BC Hydro Rebate],Table2[[#This Row],[BCH Rerofit Technology]])","v":0},{"$f":"SUMIF(Table13[BC Hydro Rebate],Table2[[#This Row],[BCH Rerofit Technology]],Table13[Total Rebate])","v":0},{"$f":"SUMIF(Table13[BC Hydro Rebate],Table2[[#This Row],[BCH Rerofit Technology]],Table13[Rebate Unit Quantity])","v":0}]
["Refrigeration","Refrigerators, Freezers and Ice Machines","Non-Energy Star Solid Door Refrigerator, 425 to 850 L (15 to 30 ft3)","ENERGY STAR Solid Door Refrigerator, 425 to 850 L (15 to 30 ft3)","Refrigeration","Refrigerators",12,320,"per refrigerator",1566,940,626,0.39974457215836529,null,null,null,"Energy Star calculator https://www.energystar.gov/products/commercial_food_service_equipment ","Refrigeration","Refrigeration",{"$f":"COUNTIF(Table13[BC Hydro Rebate],Table2[[#This Row],[BCH Rerofit Technology]])","v":0},{"$f":"SUMIF(Table13[BC Hydro Rebate],Table2[[#This Row],[BCH Rerofit Technology]],Table13[Total Rebate])","v":0},{"$f":"SUMIF(Table13[BC Hydro Rebate],Table2[[#This Row],[BCH Rerofit Technology]],Table13[Rebate Unit Quantity])","v":0}]
["Refrigeration","Refrigerators, Freezers and Ice Machines","Non-Energy Star Solid Door Refrigerator, 850 to 1416 L (30 to 50 ft3)","ENERGY STAR Solid Door Refrigerator, 850 to 1416 L (30 to 50 ft3)","Refrigeration","Refrigerators",12,400,"per refrigerator",2205,1223,982,0.44535147392290247,null,null,null,"Energy Star calculator https://www.energystar.gov/products/commercial_food_service_equipment ","Refrigeration","Refrigeration",{"$f":"COUNTIF(Table13[BC Hydro Rebate],Table2[[#This Row],[BCH Rerofit Technology]])","v":0},{"$f":"SUMIF(Table13[BC Hydro Rebate],Table2[[#This Row],[BCH Rerofit Technology]],Table13[Total Rebate])","v":0},{"$f":"SUMIF(Table13[BC Hydro Rebate],Table2[[#This Row],[BCH Rerofit Technology]],Table13[Rebate Unit Quantity])","v":0}]
["Refrigeration","Refrigerators, Freezers and Ice Machines","Non-Energy Star Solid Door Refrigerator, Greater than 1416 L (Greater than 50 ft3)","ENERGY STAR Solid Door Refrigerator, Greater than 1416 L (Greater than 50 ft3)","Refrigeration","Refrigerators",12,500,"per refrigerator",2569,1259,1310,0.50992604126119112,null,null,null,"Energy Star calculator https://www.energystar.gov/products/commercial_food_service_equipment ","Refrigeration","Refrigeration",{"$f":"COUNTIF(Table13[BC Hydro Rebate],Table2[[#This Row],[BCH Rerofit Technology]])","v":0},{"$f":"SUMIF(Table13[BC Hydro Rebate],Table2[[#This Row],[BCH Rerofit Technology]],Table13[Total Rebate])","v":0},{"$f":"SUMIF(Table13[BC Hydro Rebate],Table2[[#This Row],[BCH Rerofit Technology]],Table13[Rebate Unit Quantity])","v":0}]
["Refrigeration","Refrigerators, Freezers and Ice Machines","Non-Energy Star Solid Door Refrigerator, Less than 425 L (Less than 15 ft3) ","ENERGY STAR Solid Door Refrigerator, Less than 425 L (Less than 15 ft3) ","Refrigeration","Refrigerators",12,250,"per refrigerator",1255,686,569,0.45338645418326695,null,null,null,"Energy Star calculator https://www.energystar.gov/products/commercial_food_service_equipment ","Refrigeration","Refrigeration",{"$f":"COUNTIF(Table13[BC Hydro Rebate],Table2[[#This Row],[BCH Rerofit Technology]])","v":0},{"$f":"SUMIF(Table13[BC Hydro Rebate],Table2[[#This Row],[BCH Rerofit Technology]],Table13[Total Rebate])","v":0},{"$f":"SUMIF(Table13[BC Hydro Rebate],Table2[[#This Row],[BCH Rerofit Technology]],Table13[Rebate Unit Quantity])","v":0}]
["Refrigeration","Refrigerators, Freezers and Ice Machines","Open Multi-deck Refrigerated Display Case (Medium Temperature)","Display Case with Doors to Replace Open Multi-deck Refrigerated Display Case (Medium Temperature)","Refrigeration","Refrigerator display case with doors, low/medium temp",12,220,"per ft of display case",null,null,483,null,null,"PIP: New vertical display case with doors (Low temperature)- 5700 hrs, 1208 kWh/ ft savings,  Assumed 40% savings for medium temperature: 483 kWh/ft","Feet of display cases","PIP","Refrig-Cases","Refrigeration",{"$f":"COUNTIF(Table13[BC Hydro Rebate],Table2[[#This Row],[BCH Rerofit Technology]])","v":0},{"$f":"SUMIF(Table13[BC Hydro Rebate],Table2[[#This Row],[BCH Rerofit Technology]],Table13[Total Rebate])","v":0},{"$f":"SUMIF(Table13[BC Hydro Rebate],Table2[[#This Row],[BCH Rerofit Technology]],Table13[Rebate Unit Quantity])","v":0}]
["Refrigeration","Electrically Commutated Motors","Retrofit ECM motor on display case evaporator fan in place of shaded pole motor (Low Temperature)","Electronically Commutated Motor System (Low Temperature)","Refrigeration","Electronically commutated fan motor system",15,75,"per motor",null,null,673,null,null,"PIP:  5700 hours, 673 kWh savings per motor","# of motor","PIP","Refrigeration","Refrigeration",{"$f":"COUNTIF(Table13[BC Hydro Rebate],Table2[[#This Row],[BCH Rerofit Technology]])","v":0},{"$f":"SUMIF(Table13[BC Hydro Rebate],Table2[[#This Row],[BCH Rerofit Technology]],Table13[Total Rebate])","v":0},{"$f":"SUMIF(Table13[BC Hydro Rebate],Table2[[#This Row],[BCH Rerofit Technology]],Table13[Rebate Unit Quantity])","v":0}]
["Refrigeration","Electrically Commutated Motors","Retrofit ECM motor on display case evaporator fan in place of shaded pole motor (Medium Temperature)","Electronically Commutated Motor System (Medium Temperature)","Refrigeration","Electronically commutated fan motor system",15,77.5,"per motor",null,null,673,null,null,"PIP:  5700 hours, 673 kWh savings per motor","# of motor","PIP","Refrigeration","Refrigeration",{"$f":"COUNTIF(Table13[BC Hydro Rebate],Table2[[#This Row],[BCH Rerofit Technology]])","v":0},{"$f":"SUMIF(Table13[BC Hydro Rebate],Table2[[#This Row],[BCH Rerofit Technology]],Table13[Total Rebate])","v":0},{"$f":"SUMIF(Table13[BC Hydro Rebate],Table2[[#This Row],[BCH Rerofit Technology]],Table13[Rebate Unit Quantity])","v":0}]

{"sheet":"Engineering Invoice Review","index":7,"n_rows":12,"n_cols":10,"rows_kept":12,"cut":false,"hidden":true,"merged":[]}
[]
[null,"LIGHTING",null,null,null,null,null,null,"MECHANICAL"]
[]
[null,"xRM ENTRIES",null,null,null,null,null,null,"xRM Entries"]
[]
[null,null,"Hardwired Rebate kWh Savings"]
[null,"BC Hydro xRM ECM","Sum of Rebate kWh savings","Sum of Controls Rebate kWh Savings","Sum of Total Lighting Rebate Energy Savings","Sum of BC Housing Site kW Savings","Sum of BCH Peak kW",null,"Row Labels","Count of Baseline equipment type"]
[null,null,0,{"$error":"#VALUE!"},{"$error":"#VALUE!"},0,0,null,"#N/A"]
[null,"LED luminaire and retrofit kit",17520,3153.6000000000004,20673.599999999999,3.3,3.3,null,"(blank)"]
[null,"Grand Total",17520,{"$error":"#VALUE!"},{"$error":"#VALUE!"},3.3,3.3,null,""]
[]
[null,null,null,null,null,null,null,null,"Grand Total"]

{"sheet":"Schedule B","index":8,"n_rows":51,"n_cols":15,"rows_kept":51,"cut":false,"hidden":true,"merged":[[19,2,19,7],[19,12,19,13],[3,2,3,3],[3,8,3,9],[3,12,3,13],[6,1,6,14],[9,2,9,11],[12,2,12,7],[12,10,12,11],[15,2,15,3],[15,6,15,8],[15,10,15,11],[17,1,17,14],[18,1,18,14],[20,2,20,7],[22,1,22,14],[23,2,23,7],[23,12,23,13],[24,2,24,7],[25,2,25,7],[27,2,27,14],[48,2,48,8],[48,10,48,13],[51,2,51,8],[51,10,51,13],[29,1,29,14],[31,2,31,14],[39,2,39,4],[42,2,42,10],[45,2,45,8],[45,10,45,13]]}
[]
[]
[null,null,"BC Hydro Representative: ",null,null,null,null,null,"BCH Reference Number: ",null,null,null,"Project File Number: "]
[]
[]
[]
[null,"Project Information"]
[]
[null,null,"Company Name"]
[null,null,{"$f":"Summary!N8","v":0}]
[]
[null,null,"Site Address",null,null,null,null,null,null,null,"Site Name / ID"]
[null,null,{"$f":"Summary!N10","v":0},null,null,null,null,null,null,null,{"$f":"Summary!N9","v":0}]
[]
[null,null,"Total Expected Project Cost",null,null,null,"Total eligible incentive",null,null,null,"Total Expected Energy Savings"]
[null,null,{"$f":"Summary!Y24","v":0},null,null,null,{"$f":"Summary!Y25","v":0},null,null,null,{"$f":"Summary!Y29","v":0},null,"kWh/yr"]
[]
[null,"Electrical conservation measures"]
[null,"List of lighting electrical conservation measures (“ECM”)  in the Project"]
[null,"#","Implemented Electrical Conservation Measures",null,null,null,null,null,"Installed Quantity","Rebate Unit","Expected Rebated Amount","Part number","Implemented as Expected*",null,"Not Installed"]
[null,{"$f":"ROW(B21)-ROW($B$20)","v":1},{"$f":"'Schedules Pivot'!F3","v":"LED linear ambient luminaire ≤ 50W"},null,null,null,null,null,{"$f":"'Schedules Pivot'!J3*IFERROR(INDEX(Table1[Number of Lamps],MATCH('Schedules Pivot'!D3&'Schedules Pivot'!E3,Table1[PrescribedSource - Rebate ID],0)),1)","v":100},{"$f":"IFERROR(TEXT((K21/I21),\"$0\")&\" per \"&IF(OR(INDEX(Table1[BC Hydro xRM ECM],MATCH('Schedule B'!C21,Table1[BC Hydro Rebate Category],0))=\"Tubular LED Lamps\",INDEX(Table1[BC Hydro xRM ECM],MATCH('Schedule B'!C21,Table1[BC Hydro Rebate Category],0))=\"LED replaceable reflector lamp in non-residential setting (screw-in/snap-in)\"),\"Lamp\",\"Luminaire\"),\"no rebate\")","v":"$40 per Luminaire"},{"$f":"'Schedules Pivot'!K3","v":4000},{"$f":"'Schedules Pivot'!G3","v":"(blank)"}]
[]
[null,"List of lighting controls, mechanical, HVAC, refrigeration, commercial kitchen ECMs in the Project"]
[null,"#","Implemented Electrical Conservation Measures",null,null,null,null,null,"Category","Unit quantity","Per Unit Rebate","Expected Rebated Amount","Implemented as Expected*",null,"Not Installed"]
[null,{"$f":"ROW(B25)-ROW($B$24)","v":1},{"$f":"'Schedules Pivot'!O3","v":"Fixture mounted occupancy sensor"},null,null,null,null,null,{"$f":"'Schedules Pivot'!N3","v":"Lighting controls"},{"$f":"'Schedules Pivot'!R3","v":14},{"$f":"TEXT(INDEX(Table2[BC Hydro Rebate],MATCH(C25,Table2[BCH Rerofit Technology],0)),\"$0\")&\" \"&INDEX(Table2[BC Hydro pu],MATCH(C25,Table2[BCH Rerofit Technology],0))","v":"$35 per control"},{"$f":"'Schedules Pivot'!Q3","v":490}]
[null,{"$f":"ROW(B26)-ROW($B$24)","v":2},{"$f":"'Schedules Pivot'!O4","v":"Ceiling wall mounted occupancy sensor"},null,null,null,null,null,{"$f":"'Schedules Pivot'!N4","v":"Lighting controls"},{"$f":"'Schedules Pivot'!R4","v":5},{"$f":"TEXT(INDEX(Table2[BC Hydro Rebate],MATCH(C26,Table2[BCH Rerofit Technology],0)),\"$0\")&\" \"&INDEX(Table2[BC Hydro pu],MATCH(C26,Table2[BCH Rerofit Technology],0))","v":"$35 per control"},{"$f":"'Schedules Pivot'!Q4","v":175}]
[]
[null,null,"PLEASE SEE BELOW OR NEXT PAGE TO SIGN DECLARATION"]
[]
[null,"Applicant's declaration"]
[null,"If Electrical Conservation Measure (ECM) NOT implemented as expected, please review and check appropriately"]
[null,null,"For all ECMs, please submit an updated BC Hydro-FortisBC Rebate Calculator with the list of current ECM(s) and quantities as implemented (attach separately)"]
[]
[]
[]
[]
[]
[]
[null,null,"Project Implementation Date"]
[null,null,null,null,null,{"$f":"IF(C40=\"\",\"(yyyy-mm-dd)\",\"\")","v":"(yyyy-mm-dd)"}]
[]
[null,null,"Legal Name of Applicant: "]
[]
[]
[null,null,"Authorized signature: ",null,null,null,null,null,null,null,"Job Title: "]
[]
[]
[null,null,"Name (please print): ",null,null,null,null,null,null,null,"Date: "]
[]
[]
[null,null,"Site Inspection Contact:",null,null,null,null,null,null,null,"Phone #: "]

{"sheet":"Schedule C","index":9,"n_rows":37,"n_cols":13,"rows_kept":37,"cut":false,"hidden":true,"merged":[[14,1,14,14],[3,2,3,3],[3,8,3,9],[6,1,7,14],[9,1,9,14],[12,2,12,9],[37,1,37,8],[37,10,37,12],[16,8,16,9],[16,10,17,14],[17,8,17,9],[19,1,20,13],[22,1,22,14],[23,1,23,14],[25,1,25,14],[26,1,28,14],[31,1,31,10],[34,1,34,8],[34,10,34,12]]}
[]
[]
[null,null,"BC Hydro Representative: ",null,null,null,null,null,"BCH Reference Number: ",null,null,null,"Project File Number: "]
[null,null,{"$f":"KAM","v":0},null,null,null,null,null,{"$f":"FileNumber","v":0},null,null,null,{"$f":"FileNumberFortis","v":0}]
[]
[]
[null,"Please complete the following and submit along with Invoice Reconciliation and Implementation Support Documents for the approved electrical energy conservation measure(s) as described in Schedule B of the Incentive Fund Agreement."]
[]
[]
[null,"Project information"]
[]
[null,null,"Company Name"]
[null,null,{"$f":"Summary!N8","v":0}]
[]
[null,"Project cost summary"]
[]
[null,null,"Total actual project cost (excluding tax)",null,null,null,null,null,null,null,"**Incentive funding may be adjusted if the actual project cost is less than the estimate project cost."]
[null,null,"Total estimated project cost (excluding tax)",null,null,null,null,null,{"$f":"ExpProjCost","v":0}]
[]
[null,"If total completed project cost is less than total expected project cost, please check that all invoices are accounted for as part of this Schedule C submission with no additional invoices to be submitted."]
[]
[]
[null,"PLEASE NOTE THAT SUBMISSION OF PROJECT INVOICES IS REQUIRED"]
[null,"All submitted invoices must show each product’s manufacturer, full part number, quantity and overall cost"]
[]
[null,"Applicant's declaration"]
[null,"I, the undersigned, declare that the information contained in this declaration and the attached Invoice Reconciliation Template is accurate and complete and all invoices pertaining to this Project have been paid in full and all applicable permits pertaining to the Project are in place."]
[]
[]
[]
[null,"Legal Name of Applicant: "]
[]
[]
[null,"Authorized signature: ",null,null,null,null,null,null,null,null,"Job Title: "]
[]
[]
[null,"Name (please print): ",null,null,null,null,null,null,null,null,"Date: "]

{"sheet":"Schedules Pivot","index":10,"n_rows":4,"n_cols":18,"rows_kept":4,"cut":false,"hidden":true,"merged":[]}
[]
[null,null,"Schedule Order","Lamp / Luminaire Category","Rebate Category","Simplified Rebate Category","LED lamp/luminaire retrofit part #","Rebate per luminaire, ($)","Rebate Unit","Sum of Quantity of luminaires","Sum of Lighting Rebate",null,null,"Schedule B - Cateory","BCH Rerofit Technology","Schedule B - Count","Schedule B - Total Rebate","Schedule B - Qty"]
[null,null,0,"4 ft - 2 lamp fl. luminaire","LED linear ambient luminaire ≤ 50W","LED linear ambient luminaire ≤ 50W","(blank)",40,"per luminaire",100,4000,null,null,"Lighting controls","Fixture mounted occupancy sensor",2,490,14]
[null,null,null,null,null,null,null,null,null,null,null,null,null,"Lighting controls","Ceiling wall mounted occupancy sensor",1,175,5]