{"text_format":"1","workbook":"xlsx","n_sheets":14,"sheets":["Userguide","Summary","Lighting","Commercial Kitchen","Refrigeration","HVAC","Mechanical","Schedule B","Schedule C","Lighitng DropDown Menus","Rebate Final (Outdated)","Lighting Index Table","Non-Lighting Index Table","Schedules Pivot Tables"],"not_rendered":{"charts":0,"images":6,"macros":1,"external_links":3,"defined_names":172,"comments":3,"pivot_tables":3},"unopened":[],"bounds":{"document_bytes":16777216,"sheet_cells":100000,"rows_first":2000,"rows_last":500,"rows_between":2000,"halvings":0,"cell_chars":16384,"cell_head_chars":4096},"cells_cut":0,"cells_raw":0,"read":"whole","date_system":"1900"}

{"sheet":"Userguide","index":0,"n_rows":10,"n_cols":1,"rows_kept":10,"cut":false,"hidden":false,"merged":[[7,0,7,13],[9,0,9,13]]}
[]
[]
[]
[]
[]
[]
[]
["Welcome to BC Hydro/ Fortis Rebate Calculator Tool!"]
[]
[{"$f":"Summary!A9","v":"Electrical Rebate Calculator, version 4.0  -  2018.08.22"}]

{"sheet":"Summary","index":1,"n_rows":83,"n_cols":21,"rows_kept":83,"cut":false,"hidden":false,"merged":[[21,5,21,9],[11,5,11,9],[18,5,18,9],[12,5,12,9],[13,5,13,9],[14,5,14,9],[15,5,15,9],[17,5,17,9],[16,5,16,9],[26,0,26,10],[28,5,28,6],[28,7,28,8],[29,1,29,3],[29,5,29,6],[29,7,29,8],[80,1,80,6],[80,7,80,9],[70,6,70,20],[34,1,34,3],[35,1,35,4],[40,12,40,13],[40,14,40,15],[67,6,67,20],[50,1,50,5],[19,14,19,18],[50,6,50,20],[56,6,56,20],[63,6,63,20],[81,7,81,9],[38,0,38,10],[41,6,41,7],[41,8,41,9],[74,0,74,10],[78,7,78,9],[79,7,79,9],[43,0,49,0],[51,0,55,0],[64,0,66,0],[68,0,69,0],[81,1,81,6],[6,0,6,11],[8,0,8,11],[77,1,77,6],[78,1,78,6],[79,1,79,6],[57,0,62,0],[35,5,35,6],[35,7,35,8],[77,7,77,9],[30,1,30,3],[30,5,30,6],[30,7,30,8],[32,5,32,6],[32,7,32,8],[32,10,32,11],[19,5,19,9]]}
[]
[]
[]
[]
[]
[]
["Project Input Data and Energy Savings Report "]
[]
["Electrical Rebate Calculator, version 4.0  -  2018.08.22"]
[]
[]
[null,"Electrical Utility ",null,null,null,"BC Hydro",null,null,null,null,{"$f":"IF(ISBLANK(F12), \"Missing Info!\",\"\")","v":""}]
[null,"Consultant",null,null,null,null,null,null,null,null,{"$f":"IF( AND(ISBLANK(F13), NOT(ISBLANK($F$12))), \"Missing Info!\",\"\")","v":"Missing Info!"}]
[null,"Customer",null,null,null,null,null,null,null,null,"Missing Info!"]
[null,"Project",null,null,null,null,null,null,null,null,"Missing Info!"]
[null,"Site Name / Site ID",null,null,null,null,null,null,null,null,"Missing Info!"]
[null,"Site Address"]
[null,"Annual Energy Consumption (kWh)",null,null,null,null,null,null,null,null,"Missing Info!"]
[null,"Date",null,null,null,null,null,null,null,null,"Missing Info!"]
[null,"Application Documentation",null,null,null,null,null,null,null,null,"Missing Info!"]
[]
[null,"Non-Energy Savings Cost",null,null,null,null,null,null,null,null,{"$f":"IF( AND(ISBLANK(F22), NOT(ISBLANK($F$12))), \"Missing Info!\",\"\")","v":"Missing Info!"},null,null,null,null,null,{"$f":"IF(AND(Summary!$F$20<> \"Energy Study\", Summary!$F$20<> \"\",  COUNTA(C9:C203)>COUNTA(U9:U203)), \"Enter Missing Part #\",\"\")","v":""}]
[]
[]
[]
[]
["Project Data"]
[]
[null,null,null,null,null,"Demand (kW)",null,"Energy (kWh)"]
[null,"Existing system",null,null,null,{"$f":"M72","v":0},null,{"$f":"N72","v":0}]
[null,"Proposed system",null,null,null,{"$f":"O72","v":0},null,{"$f":"P72","v":0}]
[]
[null,null,null,null,null,"Demand (kW)",null,"Energy (kWh)"]
[null,null,null,null,null,"Effective","BC Hydro Peak","Effective","Potentially Incentable"]
[null,"Projected savings",null,null,null,{"$f":"G72","v":0},{"$f":"H72","v":0},{"$f":"I72","v":0},{"$f":"J72","v":0}]
[]
[]
[]
["Projected Savings Breakdown"]
[]
[null,null,null,null,null,null,null,null,null,null,null,null,"Existing",null,"Proposed"]
[null,null,null,null,null,null,"Estimated Demand Savings (kW) ",null,"Estimated Energy Savings (kWh)",null,"Estimated Measure Life (yrs.)","Estimated GHG Reduction (tons of CO2e/yr.)","Demand (kW)","Energy (kWh)","Demand (kW)","Energy (kWh)","Estimated Rebate ($)","Estimated Annual Electrical Cost Savings  ($/yr.)","Cost ($)","Simple Payback Before Rebate (yrs.)","Simple Payback After Rebate (yrs.)"]
[null,null,null,null,null,null,"Efffective","BC Hydro Peak","Effective","Potentially Incentable",null,null,null,null,null,null,{"$f":"F12","v":"BC Hydro"}]
["Lighting","LED luminaire and retrofit kit",null,null,null,null,{"$f":"Lighting!AS8","v":0},{"$f":"Lighting!AT8","v":0},{"$f":"Lighting!AU8","v":0},{"$f":"Lighting!AV8","v":0},{"$f":"Lighting!AW8","v":15},{"$f":"Lighting!AX8","v":0},{"$f":"Lighting!AY8","v":0},{"$f":"Lighting!AZ8","v":0},{"$f":"Lighting!BA8","v":0},{"$f":"Lighting!BB8","v":0},{"$f":"Lighting!BC8","v":0},{"$f":"Lighting!BD8","v":0},{"$f":"Lighting!BE8","v":0},{"$f":"Lighting!BF8","v":0},0]
[null,"Tubular LED Lamps",null,null,null,null,{"$f":"Lighting!AS9","v":0},{"$f":"Lighting!AT9","v":0},{"$f":"Lighting!AU9","v":0},{"$f":"Lighting!AV9","v":0},{"$f":"Lighting!AW9","v":12},{"$f":"Lighting!AX9","v":0},{"$f":"Lighting!AY9","v":0},{"$f":"Lighting!AZ9","v":0},{"$f":"Lighting!BA9","v":0},{"$f":"Lighting!BB9","v":0},{"$f":"Lighting!BC9","v":0},{"$f":"Lighting!BD9","v":0},{"$f":"Lighting!BE9","v":0},{"$f":"Lighting!BF9","v":0},0]
[null,"LED replaceable reflector lamp in non-residential setting (screw-in/snap-in)",null,null,null,null,{"$f":"Lighting!AS10","v":0},{"$f":"Lighting!AT10","v":0},{"$f":"Lighting!AU10","v":0},{"$f":"Lighting!AV10","v":0},{"$f":"Lighting!AW10","v":12},{"$f":"Lighting!AX10","v":0},{"$f":"Lighting!AY10","v":0},{"$f":"Lighting!AZ10","v":0},{"$f":"Lighting!BA10","v":0},{"$f":"Lighting!BB10","v":0},{"$f":"Lighting!BC10","v":0},{"$f":"Lighting!BD10","v":0},{"$f":"Lighting!BE10","v":0},{"$f":"Lighting!BF10","v":0},0]
[null,"Exterior LED Signage",null,null,null,null,{"$f":"Lighting!AS12","v":0},{"$f":"Lighting!AT12","v":0},{"$f":"Lighting!AU12","v":0},{"$f":"Lighting!AV12","v":0},{"$f":"Lighting!AW12","v":12},{"$f":"Lighting!AX12","v":0},{"$f":"Lighting!AY12","v":0},{"$f":"Lighting!AZ12","v":0},{"$f":"Lighting!BA12","v":0},{"$f":"Lighting!BB12","v":0},{"$f":"Lighting!BC12","v":0},{"$f":"Lighting!BD12","v":0},{"$f":"Lighting!BE12","v":0},{"$f":"Lighting!BF12","v":0},0]
[null,"No incentives ",null,null,null,null,{"$f":"Lighting!AS13","v":0},{"$f":"Lighting!AT13","v":0},{"$f":"Lighting!AU13","v":0},{"$f":"Lighting!AV13","v":0},{"$f":"Lighting!AW13","v":0},{"$f":"Lighting!AX13","v":0},{"$f":"Lighting!AY13","v":0},{"$f":"Lighting!AZ13","v":0},{"$f":"Lighting!BA13","v":0},{"$f":"Lighting!BB13","v":0},{"$f":"Lighting!BC13","v":0},{"$f":"Lighting!BD13","v":0},{"$f":"Lighting!BE13","v":0},{"$f":"Lighting!BF13","v":0},0]
[null,"Controls",null,null,null,null,{"$f":"Lighting!AS14","v":0},{"$f":"Lighting!AT14","v":0},{"$f":"Lighting!AU14","v":0},{"$f":"Lighting!AV14","v":0},{"$f":"Lighting!AW14","v":8},{"$f":"Lighting!AX14","v":0},{"$f":"Lighting!AY14","v":0},{"$f":"Lighting!AZ14","v":0},{"$f":"Lighting!BA14","v":0},{"$f":"Lighting!BB14","v":0},{"$f":"Lighting!BC14","v":0},{"$f":"Lighting!BD14","v":0},{"$f":"Lighting!BE14","v":0},{"$f":"Lighting!BF14","v":0},0]
[null,null,null,null,null,"Sub-Total",{"$f":"Lighting!AS15","v":0},{"$f":"Lighting!AT15","v":0},{"$f":"Lighting!AU15","v":0},{"$f":"Lighting!AV15","v":0},{"$f":"Lighting!AW15","v":0},{"$f":"Lighting!AX15","v":0},{"$f":"Lighting!AY15","v":0},{"$f":"Lighting!AZ15","v":0},{"$f":"Lighting!BA15","v":0},{"$f":"Lighting!BB15","v":0},{"$f":"Lighting!BC15","v":0},{"$f":"Lighting!BD15","v":0},{"$f":"Lighting!BE15","v":0},{"$f":"Lighting!BF15","v":0},{"$f":"IFERROR((S50-Q50)/R50,0)","v":0}]
[]
["Commercial Kitchen","Efficient food preparation equipment",null,null,null,null,{"$f":"'Commercial Kitchen'!X6","v":0},{"$f":"'Commercial Kitchen'!Y6","v":0},{"$f":"'Commercial Kitchen'!Z6","v":0},{"$f":"'Commercial Kitchen'!AA6","v":0},{"$f":"'Commercial Kitchen'!AB6","v":12},{"$f":"'Commercial Kitchen'!AC6","v":0},{"$f":"'Commercial Kitchen'!AD6","v":0},{"$f":"'Commercial Kitchen'!AE6","v":0},{"$f":"'Commercial Kitchen'!AF6","v":0},{"$f":"'Commercial Kitchen'!AG6","v":0},{"$f":"'Commercial Kitchen'!AH6","v":0},{"$f":"'Commercial Kitchen'!AI6","v":0},{"$f":"'Commercial Kitchen'!AJ6","v":0},{"$f":"'Commercial Kitchen'!AK6","v":0},{"$f":"IFERROR((S52-Q52)/R52,0)","v":0}]
[null,"Efficient door type dishwashing",null,null,null,null,{"$f":"'Commercial Kitchen'!X7","v":0},{"$f":"'Commercial Kitchen'!Y7","v":0},{"$f":"'Commercial Kitchen'!Z7","v":0},{"$f":"'Commercial Kitchen'!AA7","v":0},{"$f":"'Commercial Kitchen'!AB7","v":15},{"$f":"'Commercial Kitchen'!AC7","v":0},{"$f":"'Commercial Kitchen'!AD7","v":0},{"$f":"'Commercial Kitchen'!AE7","v":0},{"$f":"'Commercial Kitchen'!AF7","v":0},{"$f":"'Commercial Kitchen'!AG7","v":0},{"$f":"'Commercial Kitchen'!AH7","v":0},{"$f":"'Commercial Kitchen'!AI7","v":0},{"$f":"'Commercial Kitchen'!AJ7","v":0},{"$f":"'Commercial Kitchen'!AK7","v":0},{"$f":"IFERROR((S53-Q53)/R53,0)","v":0}]
[null,"Efficient conveyor dishwasher",null,null,null,null,{"$f":"'Commercial Kitchen'!X8","v":0},{"$f":"'Commercial Kitchen'!Y8","v":0},{"$f":"'Commercial Kitchen'!Z8","v":0},{"$f":"'Commercial Kitchen'!AA8","v":0},{"$f":"'Commercial Kitchen'!AB8","v":20},{"$f":"'Commercial Kitchen'!AC8","v":0},{"$f":"'Commercial Kitchen'!AD8","v":0},{"$f":"'Commercial Kitchen'!AE8","v":0},{"$f":"'Commercial Kitchen'!AF8","v":0},{"$f":"'Commercial Kitchen'!AG8","v":0},{"$f":"'Commercial Kitchen'!AH8","v":0},{"$f":"'Commercial Kitchen'!AI8","v":0},{"$f":"'Commercial Kitchen'!AJ8","v":0},{"$f":"'Commercial Kitchen'!AK8","v":0},0]
[null,"Insulated Hot Food Holding Cabinet",null,null,null,null,{"$f":"'Commercial Kitchen'!X9","v":0},{"$f":"'Commercial Kitchen'!Y9","v":0},{"$f":"'Commercial Kitchen'!Z9","v":0},{"$f":"'Commercial Kitchen'!AA9","v":0},{"$f":"'Commercial Kitchen'!AB9","v":12},{"$f":"'Commercial Kitchen'!AC9","v":0},{"$f":"'Commercial Kitchen'!AD9","v":0},{"$f":"'Commercial Kitchen'!AE9","v":0},{"$f":"'Commercial Kitchen'!AF9","v":0},{"$f":"'Commercial Kitchen'!AG9","v":0},{"$f":"'Commercial Kitchen'!AH9","v":0},{"$f":"'Commercial Kitchen'!AI9","v":0},{"$f":"'Commercial Kitchen'!AJ9","v":0},{"$f":"'Commercial Kitchen'!AK9","v":0},0]
[null,null,null,null,null,"Sub-Total",{"$f":"'Commercial Kitchen'!X10","v":0},{"$f":"'Commercial Kitchen'!Y10","v":0},{"$f":"'Commercial Kitchen'!Z10","v":0},{"$f":"'Commercial Kitchen'!AA10","v":0},{"$f":"'Commercial Kitchen'!AB10","v":0},{"$f":"'Commercial Kitchen'!AC10","v":0},{"$f":"'Commercial Kitchen'!AD10","v":0},{"$f":"'Commercial Kitchen'!AE10","v":0},{"$f":"'Commercial Kitchen'!AF10","v":0},{"$f":"'Commercial Kitchen'!AG10","v":0},{"$f":"'Commercial Kitchen'!AH10","v":0},{"$f":"'Commercial Kitchen'!AI10","v":0},{"$f":"'Commercial Kitchen'!AJ10","v":0},{"$f":"'Commercial Kitchen'!AK10","v":0},0]
[]
["Refrigeration","Anti-sweat heater humidistat control",null,null,null,null,{"$f":"Refrigeration!Z6","v":0},{"$f":"Refrigeration!AA6","v":0},{"$f":"Refrigeration!AB6","v":0},{"$f":"Refrigeration!AC6","v":0},{"$f":"Refrigeration!AD6","v":12},{"$f":"Refrigeration!AE6","v":0},{"$f":"Refrigeration!AF6","v":0},{"$f":"Refrigeration!AG6","v":0},{"$f":"Refrigeration!AH6","v":0},{"$f":"Refrigeration!AI6","v":0},{"$f":"Refrigeration!AJ6","v":0},{"$f":"Refrigeration!AK6","v":0},{"$f":"Refrigeration!AL6","v":0},{"$f":"Refrigeration!AM6","v":0},0]
[null,"Electronically commutated fan motor system",null,null,null,null,{"$f":"Refrigeration!Z7","v":0},{"$f":"Refrigeration!AA7","v":0},{"$f":"Refrigeration!AB7","v":0},{"$f":"Refrigeration!AC7","v":0},{"$f":"Refrigeration!AD7","v":15},{"$f":"Refrigeration!AE7","v":0},{"$f":"Refrigeration!AF7","v":0},{"$f":"Refrigeration!AG7","v":0},{"$f":"Refrigeration!AH7","v":0},{"$f":"Refrigeration!AI7","v":0},{"$f":"Refrigeration!AJ7","v":0},{"$f":"Refrigeration!AK7","v":0},{"$f":"Refrigeration!AL7","v":0},{"$f":"Refrigeration!AM7","v":0},0]
[null,"Night covers, air curtain",null,null,null,null,{"$f":"Refrigeration!Z8","v":0},{"$f":"Refrigeration!AA8","v":0},{"$f":"Refrigeration!AB8","v":0},{"$f":"Refrigeration!AC8","v":0},{"$f":"Refrigeration!AD8","v":5},{"$f":"Refrigeration!AE8","v":0},{"$f":"Refrigeration!AF8","v":0},{"$f":"Refrigeration!AG8","v":0},{"$f":"Refrigeration!AH8","v":0},{"$f":"Refrigeration!AI8","v":0},{"$f":"Refrigeration!AJ8","v":0},{"$f":"Refrigeration!AK8","v":0},{"$f":"Refrigeration!AL8","v":0},{"$f":"Refrigeration!AM8","v":0},0]
[null,"Refrigerators",null,null,null,null,{"$f":"Refrigeration!Z9","v":0},{"$f":"Refrigeration!AA9","v":0},{"$f":"Refrigeration!AB9","v":0},{"$f":"Refrigeration!AC9","v":0},{"$f":"Refrigeration!AD9","v":12},{"$f":"Refrigeration!AE9","v":0},{"$f":"Refrigeration!AF9","v":0},{"$f":"Refrigeration!AG9","v":0},{"$f":"Refrigeration!AH9","v":0},{"$f":"Refrigeration!AI9","v":0},{"$f":"Refrigeration!AJ9","v":0},{"$f":"Refrigeration!AK9","v":0},{"$f":"Refrigeration!AL9","v":0},{"$f":"Refrigeration!AM9","v":0},0]
[null,"Refrigerator display case with doors, low/medium temp",null,null,null,null,{"$f":"Refrigeration!Z10","v":0},{"$f":"Refrigeration!AA10","v":0},{"$f":"Refrigeration!AB10","v":0},{"$f":"Refrigeration!AC10","v":0},{"$f":"Refrigeration!AD10","v":12},{"$f":"Refrigeration!AE10","v":0},{"$f":"Refrigeration!AF10","v":0},{"$f":"Refrigeration!AG10","v":0},{"$f":"Refrigeration!AH10","v":0},{"$f":"Refrigeration!AI10","v":0},{"$f":"Refrigeration!AJ10","v":0},{"$f":"Refrigeration!AK10","v":0},{"$f":"Refrigeration!AL10","v":0},{"$f":"Refrigeration!AM10","v":0},0]
[null,null,null,null,null,"Sub-Total",{"$f":"Refrigeration!Z11","v":0},{"$f":"Refrigeration!AA11","v":0},{"$f":"Refrigeration!AB11","v":0},{"$f":"Refrigeration!AC11","v":0},{"$f":"Refrigeration!AD11","v":0},{"$f":"Refrigeration!AE11","v":0},{"$f":"Refrigeration!AF11","v":0},{"$f":"Refrigeration!AG11","v":0},{"$f":"Refrigeration!AH11","v":0},{"$f":"Refrigeration!AI11","v":0},{"$f":"Refrigeration!AJ11","v":0},{"$f":"Refrigeration!AK11","v":0},{"$f":"Refrigeration!AL11","v":0},{"$f":"Refrigeration!AM11","v":0},0]
[]
["Mechanical","Domestic hot water boiler upgrade; Efficient boiler",null,null,null,null,{"$f":"Mechanical!Y6","v":0},{"$f":"Mechanical!Z6","v":0},{"$f":"Mechanical!AA6","v":0},{"$f":"Mechanical!AB6","v":0},{"$f":"Mechanical!AC6","v":15},{"$f":"Mechanical!AD6","v":0},{"$f":"Mechanical!AE6","v":0},{"$f":"Mechanical!AF6","v":0},{"$f":"Mechanical!AG6","v":0},{"$f":"Mechanical!AH6","v":0},{"$f":"Mechanical!AI6","v":0},{"$f":"Mechanical!AJ6","v":0},{"$f":"Mechanical!AK6","v":0},{"$f":"Mechanical!AL6","v":0},0]
[null,"Adjustable speed drive on pump or fan",null,null,null,null,{"$f":"Mechanical!Y7","v":0},{"$f":"Mechanical!Z7","v":0},{"$f":"Mechanical!AA7","v":0},{"$f":"Mechanical!AB7","v":0},{"$f":"Mechanical!AC7","v":10},{"$f":"Mechanical!AD7","v":0},{"$f":"Mechanical!AE7","v":0},{"$f":"Mechanical!AF7","v":0},{"$f":"Mechanical!AG7","v":0},{"$f":"Mechanical!AH7","v":0},{"$f":"Mechanical!AI7","v":0},{"$f":"Mechanical!AJ7","v":0},{"$f":"Mechanical!AK7","v":0},{"$f":"Mechanical!AL7","v":0},0]
[null,null,null,null,null,"Sub-Total",{"$f":"Mechanical!Y8","v":0},{"$f":"Mechanical!Z8","v":0},{"$f":"Mechanical!AA8","v":0},{"$f":"Mechanical!AB8","v":0},{"$f":"Mechanical!AC8","v":0},{"$f":"Mechanical!AD8","v":0},{"$f":"Mechanical!AE8","v":0},{"$f":"Mechanical!AF8","v":0},{"$f":"Mechanical!AG8","v":0},{"$f":"Mechanical!AH8","v":0},{"$f":"Mechanical!AI8","v":0},{"$f":"Mechanical!AJ8","v":0},{"$f":"Mechanical!AK8","v":0},{"$f":"Mechanical!AL8","v":0},0]
[]
["HVAC","Heating equipment upgrade including heat pumps and packaged HVAC",null,null,null,null,{"$f":"HVAC!AC6","v":0},{"$f":"HVAC!AD6","v":0},{"$f":"HVAC!AE6","v":0},{"$f":"HVAC!AF6","v":0},{"$f":"HVAC!AG6","v":15},{"$f":"HVAC!AH6","v":0},{"$f":"HVAC!AI6","v":0},{"$f":"HVAC!AJ6","v":0},{"$f":"HVAC!AK6","v":0},{"$f":"HVAC!AL6","v":0},{"$f":"HVAC!AM6","v":0},{"$f":"HVAC!AN6","v":0},{"$f":"HVAC!AO6","v":0},{"$f":"HVAC!AP6","v":0},0]
[null,null,null,null,null,"Sub-Total",{"$f":"HVAC!AC7","v":0},{"$f":"HVAC!AD7","v":0},{"$f":"HVAC!AE7","v":0},{"$f":"HVAC!AF7","v":0},{"$f":"HVAC!AG7","v":0},{"$f":"HVAC!AH7","v":0},{"$f":"HVAC!AI7","v":0},{"$f":"HVAC!AJ7","v":0},{"$f":"HVAC!AK7","v":0},{"$f":"HVAC!AL7","v":0},{"$f":"HVAC!AM7","v":0},{"$f":"HVAC!AN7","v":0},{"$f":"HVAC!AO7","v":0},{"$f":"HVAC!AP7","v":0},0]
[]
[null,"Totals",null,null,null,null,{"$f":"IFERROR(SUM(G50,G56,G63,G70,G67),0)","v":0},0,0,0,0,0,0,0,0,0,0,0,0,{"$f":"IFERROR(S72/R72,0)","v":0},{"$f":"IFERROR((S72-Q72)/R72,0)","v":0}]
[]
[]
["Operational Cost Savings / Project Cost"]
[]
[]
[null,"Total Project Cost  ",null,null,null,null,null,{"$f":"S72","v":0}]
[null,"Estimated Total Rebate*",null,null,null,null,null,{"$f":"MIN(Q72,0.75*ExpProjCost)","v":0}]
[null,"Estimated Total Annual Electrical Cost Savings  ",null,null,null,null,null,{"$f":"R72","v":0},null,null,"$/yr."]
[null,"Estimated Annual GHG Reduction",null,null,null,null,null,{"$f":"L72","v":0},null,null,"Tons of CO2e/yr."]
[null,"Simple Payback (Includes Rebates and Non-Energy Savings )",null,null,null,null,null,{"$f":"IFERROR((S72-Q72)/(R72+F22),0)","v":0},null,null,"yrs."]
[null,"*Total rebate is capped at 75% of total project cost"]

{"sheet":"Lighting","index":2,"n_rows":202,"n_cols":58,"rows_kept":202,"cut":false,"hidden":false,"merged":[[6,46,6,47],[5,50,5,51],[5,52,5,53],[5,0,5,9],[5,36,5,38],[5,31,5,35],[6,44,6,45]]}
["Energy Savings Calculator for Lighting ECMs",null,null,{"$f":"IF(ISBLANK(A8),\"\",\"\")","v":""}]
[{"$f":"Summary!A9","v":"Electrical Rebate Calculator, version 4.0  -  2018.08.22"}]
[null,null,null,null,""]
["Lighting Cost ($)",null,{"$f":"IF( (ISBLANK(B4)), \"Missing Info!\",\"\")","v":"Missing Info!"}]
[]
["Existing Lighting Systems",null,null,null,null,null,null,null,null,null,null,null,null,"Proposed Lighting System",null,null,null,null,null,null,null,null,null,null,null,null,null,null,null,null,null,"Savings",null,null,null,null,"Rebate",null,null,"Schedule B Category",null,null,null,null,null,null,null,null,null,null,"Existing",null,"Proposed"]
["Space Type","Space Description ","Lighting  Technology","Prescribed Lighting Source","Other - Lighting Technology Description","Existing Luminaire Quantity","Existing Prescribed Wattage (W)","Existing Effective Input Wattage (W)","Reference Hours (hrs)","Annual Usage Hours (hrs)","Total Demand Prescribed (Hidden) W","Total Demand (Hidden) W","Annual Consumption (hidden) kWh","BC Hydro Rebate Category ","Fortis Rebate Category ","Rebate Per Unit\n(CAD)","Unit","Other - Retrofit Technology","Prescribed Quantity","Prescribed Wattage (W)","Retrofit Lamp/ Luminaire Wattage (see Rebate Unit)","Retrofit Part # (mandatory to validate Rebates)","BC Hydro ECM (Hidden)","Persistence (Hidden, Yrs.)","Control Type","Control Rebate per Unit\n(CAD)","Control Quantity","New Hours (hidden, hrs)","New Total Demand (hidden, W)","Prescribed Total Demand (hidden, W)","New Annual Consumption (hidden, kWh)","Hardwire Demand Savings \n(kW)","Hardwire Energy Savings (kWh)","Potential Energy Savings (Hidden, kWh)","Control Demand Savings\n(kW)","Control Energy Savings \n(kWh)","Rebate Value (CAD)","Rebate Value for Controls (CAD)","Total Rebate Value \n(CAD)","Schedule B Category","Schedule B Lookup",null,null,null,"Estimated Demand Savings (kW) Site vs BCH Peak",null,"Estimated Energy Savings (kWh) Site vs Potentially Incentable",null,"Estimated Measure Life (yrs.)","Estimated GHG Savings (tons of CO2e/yr.)","Demand (kW)","Energy (kWh)","Demand (kW)","Energy (kWh)","Estimated Rebate ($)","Estimated Annual Electrical Cost Savings  ","Cost ($)","Simple Payback (yr.)"]
[null,null,null,null,null,null,{"$f":"IF(ISBLANK(Table2[[#This Row],[Prescribed Lighting Source]]), \"\", IFERROR( INDEX(Table13ExistingPrescribedWattage,MATCH(Table2[[#This Row],[Prescribed Lighting Source]],Table13ExistingLightingSource,0)), IFERROR(INDEX(Table13ExistingPrescribedWattage,MATCH(Table2[[#This Row],[Fortis Rebate Category ]],Table13NewLightingSource,0)),\"-\")))","v":""},null,{"$f":"IFERROR(INDEX(SpaceTypeHours,MATCH(Table2[[#This Row],[Space Type]],SpaceType,0)),\"\")","v":""},null,{"$f":"IFERROR(IF(Table2[[#This Row],[Lighting  Technology]]=\"Other\",Table2[[#This Row],[Existing Effective Input Wattage (W)]]*Table2[[#This Row],[Existing Luminaire Quantity]],Table2[[#This Row],[Existing Prescribed Wattage (W)]]*Table2[[#This Row],[Existing Luminaire Quantity]]),\"\")","v":""},{"$f":"IF(Table2[Lighting  Technology] = \"Other\",(Table2[[#This Row],[Existing Luminaire Quantity]]*Table2[[#This Row],[Existing Effective Input Wattage (W)]]), IF(Table2[Existing Prescribed Wattage (W)] = \"\",\"\", IF( ISBLANK(Table2[[#This Row],[Existing Effective Input Wattage (W)]]), (Table2[[#This Row],[Existing Luminaire Quantity]]*Table2[[#This Row],[Existing Prescribed Wattage (W)]]),(Table2[[#This Row],[Existing Luminaire Quantity]]*Table2[[#This Row],[Existing Effective Input Wattage (W)]]))))","v":""},{"$f":"IF( (ISBLANK(Table2[[#This Row],[Annual Usage Hours (hrs)]])), IFERROR(Table2[[#This Row],[Reference Hours (hrs)]]*Table2[[#This Row],[Total Demand (Hidden) W]]/1000,\"\"), IFERROR(Table2[[#This Row],[Annual Usage Hours (hrs)]]*Table2[[#This Row],[Total Demand (Hidden) W]]/1000,\"\"))","v":""},null,null,{"$f":"IF(Table2[[#This Row],[Lighting  Technology]]=\"Other\", 0, IF( AND(ISBLANK(Table2[[#This Row],[BC Hydro Rebate Category ]]),ISBLANK(Table2[[#This Row],[Fortis Rebate Category ]])), \"\", IF(ISTEXT(Table2[[#This Row],[Fortis Rebate Category ]]), IFERROR(INDEX(Table13[Rebate],MATCH(Table2[[#This Row],[Fortis Rebate Category ]],Table13[Fortis New Lighting source],0)),\"\"), IF(ISTEXT(Table2[[#This Row],[BC Hydro Rebate Category ]]), IFERROR(INDEX(Table13Rebate,MATCH(Table2[[#This Row],[BC Hydro Rebate Category ]],Table13BCHRebateCategory,0)),\"\"), \"\"))))","v":""},{"$f":" IF(Table2[[#This Row],[Lighting  Technology]]=\"Other\", \"per Unit\", IF( AND(ISBLANK(Table2[[#This Row],[BC Hydro Rebate Category ]]),ISBLANK(Table2[[#This Row],[Fortis Rebate Category ]])), \"\", IF(ISTEXT(Table2[[#This Row],[Fortis Rebate Category ]]), IFERROR(INDEX(Table13PerUnit,MATCH(Table2[[#This Row],[Fortis Rebate Category ]],Table13[Fortis New Lighting source],0)),\"\"), IF(ISTEXT(Table2[[#This Row],[BC Hydro Rebate Category ]]), IFERROR(INDEX(Table13PerUnit,MATCH(Table2[[#This Row],[BC Hydro Rebate Category ]],Table13BCHRebateCategory,0)),\"\"), \"\"))))","v":""},null,{"$f":"IF( AND(ISBLANK(Table2[[#This Row],[Existing Luminaire Quantity]]),ISBLANK(Table2[[#This Row],[Prescribed Lighting Source]])), \"\", IF( OR(AND(ISNUMBER(SEARCH(\"lamp fl.\",Table2[[#This Row],[Prescribed Lighting Source]])),ISNUMBER(SEARCH(\"T8 lamp\",Table2[[#This Row],[BC Hydro Rebate Category ]]))),AND(ISNUMBER(SEARCH(\"T5HO\",Table2[[#This Row],[Prescribed Lighting Source]])),ISNUMBER(SEARCH(\"T5HO\",Table2[[#This Row],[BC Hydro Rebate Category ]]))),AND(ISNUMBER(SEARCH(\"lamp fl.\",Table2[[#This Row],[Prescribed Lighting Source]])),ISNUMBER(SEARCH(\"T8 lamp\",Table2[[#This Row],[Fortis Rebate Category ]]))),AND(ISNUMBER(SEARCH(\"T5HO\",Table2[[#This Row],[Prescribed Lighting Source]])),ISNUMBER(SEARCH(\"T5HO\",Table2[[#This Row],[Fortis Rebate Category ]])))          ),  IFERROR(INDEX(Table13NumberofLamps,MATCH(Table2[[#This Row],[Prescribed Lighting Source]],Table13ExistingLightingSource,0))*Table2[[#This Row],[Existing Luminaire Quantity]], \"-\"),  IF(Table2[[#This Row],[Lighting  Technology]]=\"Other\", IFERROR(Table2[[#This Row],[Existing Luminaire Quantity]],\"-\"), IFERROR(Table2[[#This Row],[Existing Luminaire Quantity]],\"-\"))))","v":""},{"$f":"IF( AND(ISBLANK(Table2[[#This Row],[BC Hydro Rebate Category ]]),ISBLANK(Table2[[#This Row],[Fortis Rebate Category ]])), \"\", IF(ISTEXT(Table2[[#This Row],[Fortis Rebate Category ]]), IFERROR(INDEX(Table13NewPrescribedWattage,MATCH(Table2[[#This Row],[Fortis Rebate Category ]],Table13[Fortis New Lighting source],0)),\"\"), IF(ISTEXT(Table2[[#This Row],[BC Hydro Rebate Category ]]), IFERROR(INDEX(Table13NewPrescribedWattage,MATCH(Table2[[#This Row],[BC Hydro Rebate Category ]],Table13BCHRebateCategory,0)),\"\"), \"\")))","v":""},null,null,{"$f":"IF(Table2[[#This Row],[Lighting  Technology]]=\"Other\", \"-\", IF( AND(ISBLANK(Table2[[#This Row],[BC Hydro Rebate Category ]]),ISBLANK(Table2[[#This Row],[Fortis Rebate Category ]])), \"\", IF(ISTEXT(Table2[[#This Row],[Fortis Rebate Category ]]), IFERROR(INDEX(Table13BCHECM,MATCH(Table2[[#This Row],[Fortis Rebate Category ]],Table13[Fortis New Lighting source],0)),\"\"), IF(ISTEXT(Table2[[#This Row],[BC Hydro Rebate Category ]]), IFERROR(INDEX(Table13BCHECM,MATCH(Table2[[#This Row],[BC Hydro Rebate Category ]],Table13BCHRebateCategory,0)),\"\"), \"\"))))","v":""},{"$f":"IF(Table2[[#This Row],[Lighting  Technology]]=\"Other\", 0, IF( AND(ISBLANK(Table2[[#This Row],[BC Hydro Rebate Category ]]),ISBLANK(Table2[[#This Row],[Fortis Rebate Category ]])), \"\", IF(ISTEXT(Table2[[#This Row],[Fortis Rebate Category ]]), IFERROR(INDEX(Table13Persistence,MATCH(Table2[[#This Row],[Fortis Rebate Category ]],Table13[Fortis New Lighting source],0)),\"\"), IF(ISTEXT(Table2[[#This Row],[BC Hydro Rebate Category ]]), IFERROR(INDEX(Table13Persistence,MATCH(Table2[[#This Row],[BC Hydro Rebate Category ]],Table13BCHRebateCategory,0)),\"\"), \"\"))))","v":""},null,{"$f":"IFERROR(INDEX(Table5ControlRebate,MATCH(Table2[[#This Row],[Control Type]],Table5NewControl,0)),\"\")","v":""},null,{"$f":"IF(ISBLANK(Table2[[#This Row],[Control Type]]), IF(ISBLANK(Table2[[#This Row],[Annual Usage Hours (hrs)]]),Table2[[#This Row],[Reference Hours (hrs)]], Table2[[#This Row],[Annual Usage Hours (hrs)]]), IF(AND(ISBLANK(Table2[[#This Row],[Annual Usage Hours (hrs)]]), Table2[[#This Row],[Control Type]]=\"None\"), Table2[[#This Row],[Reference Hours (hrs)]], IF(Table2[[#This Row],[Control Type]]=\"None\", Table2[[#This Row],[Annual Usage Hours (hrs)]], IF(AND(ISBLANK(Table2[[#This Row],[Annual Usage Hours (hrs)]]), Table2[[#This Row],[Control Type]]<>\"None\"), IFERROR(Table2[[#This Row],[Reference Hours (hrs)]]*0.8,\"\"), IF(Table2[[#This Row],[Control Type]]<>\"None\", IFERROR( Table2[[#This Row],[Annual Usage Hours (hrs)]]*0.8,\"\"),\"\")))))","v":""},{"$f":"IF( Table2[[#This Row],[Lighting  Technology]]=\"Other\", IF(ISBLANK(Table2[[#This Row],[Retrofit Lamp/ Luminaire Wattage (see Rebate Unit)]]),\"\",IFERROR(Table2[[#This Row],[Prescribed Quantity]]*Table2[[#This Row],[Retrofit Lamp/ Luminaire Wattage (see Rebate Unit)]],\"\")), IF(ISBLANK(Table2[[#This Row],[Retrofit Lamp/ Luminaire Wattage (see Rebate Unit)]]),IFERROR(Table2[[#This Row],[Prescribed Quantity]]*Table2[[#This Row],[Prescribed Wattage (W)]],\"\"),IFERROR(Table2[[#This Row],[Prescribed Quantity]]*Table2[[#This Row],[Retrofit Lamp/ Luminaire Wattage (see Rebate Unit)]],\"\")))","v":""},{"$f":"IFERROR((IF( Table2[[#This Row],[Lighting  Technology]]=\"Other\", Table2[[#This Row],[Prescribed Quantity]]*Table2[[#This Row],[Retrofit Lamp/ Luminaire Wattage (see Rebate Unit)]], Table2[[#This Row],[Prescribed Quantity]]*Table2[[#This Row],[Prescribed Wattage (W)]] )),\"\")","v":""},{"$f":"IF(ISBLANK(Table2[[#This Row],[New Total Demand (hidden, W)]]),\"\", IF(ISBLANK(Table2[[#This Row],[New Hours (hidden, hrs)]]), \"\", IFERROR(Table2[[#This Row],[New Hours (hidden, hrs)]]*Table2[[#This Row],[New Total Demand (hidden, W)]]/1000,\"\")))","v":""},{"$f":"IF(ISBLANK(Table2[[#This Row],[Total Demand (Hidden) W]]),\"\", IF(ISBLANK(Table2[[#This Row],[New Total Demand (hidden, W)]]), \"\", IFERROR((Table2[[#This Row],[Total Demand (Hidden) W]]-Table2[[#This Row],[New Total Demand (hidden, W)]])/1000,\"\")))","v":""},{"$f":"IF( OR(ISBLANK(Table2[[#This Row],[New Total Demand (hidden, W)]]),ISBLANK(Table2[[#This Row],[Total Demand (Hidden) W]])),\"\", IF(ISBLANK(Table2[[#This Row],[Annual Usage Hours (hrs)]]), IFERROR( Table2[[#This Row],[Reference Hours (hrs)]]*(Table2[[#This Row],[Total Demand (Hidden) W]]-Table2[[#This Row],[New Total Demand (hidden, W)]])/1000,\"\"), IFERROR( Table2[[#This Row],[Annual Usage Hours (hrs)]]*(Table2[[#This Row],[Total Demand (Hidden) W]]-Table2[[#This Row],[New Total Demand (hidden, W)]])/1000,\"\")))","v":""},{"$f":"IF( OR(ISBLANK(Table2[[#This Row],[Prescribed Total Demand (hidden, W)]]),ISBLANK(Table2[[#This Row],[Total Demand (Hidden) W]])),\"\", IF(ISBLANK(Table2[[#This Row],[Annual Usage Hours (hrs)]]), IFERROR( Table2[[#This Row],[Reference Hours (hrs)]]*((Table2[Existing Prescribed Wattage (W)]*Table2[Existing Luminaire Quantity])-Table2[[#This Row],[Prescribed Total Demand (hidden, W)]])/1000,\"\"), IFERROR( Table2[[#This Row],[Annual Usage Hours (hrs)]]*((Table2[Existing Prescribed Wattage (W)]*Table2[Existing Luminaire Quantity])-Table2[[#This Row],[Prescribed Total Demand (hidden, W)]])/1000,\"\")))","v":""},{"$f":"\"\"","v":""},{"$f":"IF(OR(Table2[[#This Row],[Control Type]]=\"None\", ISBLANK(Table2[[#This Row],[Control Type]])),\"\", IF(ISBLANK(Table2[[#This Row],[Prescribed Total Demand (hidden, W)]]),\"\", IF(ISBLANK(Table2[[#This Row],[Annual Usage Hours (hrs)]]),  IFERROR((Table2[[#This Row],[Reference Hours (hrs)]]-Table2[[#This Row],[New Hours (hidden, hrs)]])*Table2[[#This Row],[Prescribed Total Demand (hidden, W)]]/1000,\"\"), IFERROR((Table2[[#This Row],[Annual Usage Hours (hrs)]]-Table2[[#This Row],[New Hours (hidden, hrs)]])*Table2[[#This Row],[Prescribed Total Demand (hidden, W)]]/1000,\"\"))))","v":""},{"$f":"IF(AND(NOT(ISNUMBER(Table2[[#This Row],[Rebate Per Unit\n(CAD)]])),ISBLANK(Table2[[#This Row],[Control Type]])), \"\", IF(OR(Table2[[#This Row],[Rebate Per Unit\n(CAD)]]=0,AND(NOT(ISNUMBER(Table2[[#This Row],[Rebate Per Unit\n(CAD)]])), ISTEXT(Table2[[#This Row],[Control Type]]))), 0, IFERROR(Table2[[#This Row],[Prescribed Quantity]]*Table2[[#This Row],[Rebate Per Unit\n(CAD)]],\"\")))","v":""},{"$f":" IF(AND(ISBLANK(Table2[[#This Row],[Control Type]]),ISNUMBER(Table2[[#This Row],[Rebate Value (CAD)]])),0, IFERROR(Table2[[#This Row],[Control Quantity]]*Table2[[#This Row],[Control Rebate per Unit\n(CAD)]],\"\"))","v":""},{"$f":"IF(AND(ISBLANK(Table2[[#This Row],[Rebate Value (CAD)]]),ISBLANK(Table2[[#This Row],[Rebate Value for Controls (CAD)]])), \"\", IFERROR(Table2[[#This Row],[Rebate Value (CAD)]]+Table2[[#This Row],[Rebate Value for Controls (CAD)]],\"\"))","v":""},{"$f":"IF(Table2[[#This Row],[Lighting  Technology]]=\"Other\",\"Other - \"&Table2[[#This Row],[Other - Lighting Technology Description]],Table2[[#This Row],[BC Hydro Rebate Category ]])","v":0},{"$f":"Table2[[#This Row],[BC Hydro Rebate Category ]]&Table2[[#This Row],[Retrofit Part '# (mandatory to validate Rebates)]]","v":""},"Lighting","LED luminaire and retrofit kit",null,{"$f":"SUMIFS($AF$8:$AF$202,$W$8:$W$202,AQ8)","v":0},{"$f":"SUMIFS($AF$8:$AF$202,$W$8:$W$202,AQ8,$I$8:$I$202, \">=3600\")","v":0},{"$f":"SUMIFS($AG$8:$AG$202,$W$8:$W$202,AQ8)","v":0},{"$f":"SUMIFS($AH$8:$AH$202,$W$8:$W$202,AQ8)","v":0},15,{"$f":"AU8*(10.67/10^6)","v":0},{"$f":"SUMIFS($L$8:$L$202,$W$8:$W$202,AQ8)/1000","v":0},{"$f":"SUMIFS($M$8:$M$202,$W$8:$W$202,AQ8)","v":0},{"$f":"SUMIFS($AC$8:$AC$202,$W$8:$W$202,AQ8)/1000","v":0},{"$f":"SUMIFS($AE$8:$AE$202,$W$8:$W$202,AQ8)","v":0},{"$f":"SUMIFS($AK$8:$AK$202,$W$8:$W$202,AQ8)","v":0},{"$f":"AU8*0.088","v":0},0,0]
[null,null,null,null,null,null,{"$f":"IF(ISBLANK(Table2[[#This Row],[Prescribed Lighting Source]]), \"\", IFERROR( INDEX(Table13ExistingPrescribedWattage,MATCH(Table2[[#This Row],[Prescribed Lighting Source]],Table13ExistingLightingSource,0)), IFERROR(INDEX(Table13ExistingPrescribedWattage,MATCH(Table2[[#This Row],[Fortis Rebate Category ]],Table13NewLightingSource,0)),\"-\")))","v":""},null,{"$f":"IFERROR(INDEX(SpaceTypeHours,MATCH(Table2[[#This Row],[Space Type]],SpaceType,0)),\"\")","v":""},null,{"$f":"IFERROR(IF(Table2[[#This Row],[Lighting  Technology]]=\"Other\",Table2[[#This Row],[Existing Effective Input Wattage (W)]]*Table2[[#This Row],[Existing Luminaire Quantity]],Table2[[#This Row],[Existing Prescribed Wattage (W)]]*Table2[[#This Row],[Existing Luminaire Quantity]]),\"\")","v":""},{"$f":"IF(Table2[Lighting  Technology] = \"Other\",(Table2[[#This Row],[Existing Luminaire Quantity]]*Table2[[#This Row],[Existing Effective Input Wattage (W)]]), IF(Table2[Existing Prescribed Wattage (W)] = \"\",\"\", IF( ISBLANK(Table2[[#This Row],[Existing Effective Input Wattage (W)]]), (Table2[[#This Row],[Existing Luminaire Quantity]]*Table2[[#This Row],[Existing Prescribed Wattage (W)]]),(Table2[[#This Row],[Existing Luminaire Quantity]]*Table2[[#This Row],[Existing Effective Input Wattage (W)]]))))","v":""},{"$f":"IF( (ISBLANK(Table2[[#This Row],[Annual Usage Hours (hrs)]])), IFERROR(Table2[[#This Row],[Reference Hours (hrs)]]*Table2[[#This Row],[Total Demand (Hidden) W]]/1000,\"\"), IFERROR(Table2[[#This Row],[Annual Usage Hours (hrs)]]*Table2[[#This Row],[Total Demand (Hidden) W]]/1000,\"\"))","v":""},null,null,{"$f":"IF(Table2[[#This Row],[Lighting  Technology]]=\"Other\", 0, IF( AND(ISBLANK(Table2[[#This Row],[BC Hydro Rebate Category ]]),ISBLANK(Table2[[#This Row],[Fortis Rebate Category ]])), \"\", IF(ISTEXT(Table2[[#This Row],[Fortis Rebate Category ]]), IFERROR(INDEX(Table13[Rebate],MATCH(Table2[[#This Row],[Fortis Rebate Category ]],Table13[Fortis New Lighting source],0)),\"\"), IF(ISTEXT(Table2[[#This Row],[BC Hydro Rebate Category ]]), IFERROR(INDEX(Table13Rebate,MATCH(Table2[[#This Row],[BC Hydro Rebate Category ]],Table13BCHRebateCategory,0)),\"\"), \"\"))))","v":""},{"$f":" IF(Table2[[#This Row],[Lighting  Technology]]=\"Other\", \"per Unit\", IF( AND(ISBLANK(Table2[[#This Row],[BC Hydro Rebate Category ]]),ISBLANK(Table2[[#This Row],[Fortis Rebate Category ]])), \"\", IF(ISTEXT(Table2[[#This Row],[Fortis Rebate Category ]]), IFERROR(INDEX(Table13PerUnit,MATCH(Table2[[#This Row],[Fortis Rebate Category ]],Table13[Fortis New Lighting source],0)),\"\"), IF(ISTEXT(Table2[[#This Row],[BC Hydro Rebate Category ]]), IFERROR(INDEX(Table13PerUnit,MATCH(Table2[[#This Row],[BC Hydro Rebate Category ]],Table13BCHRebateCategory,0)),\"\"), \"\"))))","v":""},null,{"$f":"IF( AND(ISBLANK(Table2[[#This Row],[Existing Luminaire Quantity]]),ISBLANK(Table2[[#This Row],[Prescribed Lighting Source]])), \"\", IF( OR(AND(ISNUMBER(SEARCH(\"lamp fl.\",Table2[[#This Row],[Prescribed Lighting Source]])),ISNUMBER(SEARCH(\"T8 lamp\",Table2[[#This Row],[BC Hydro Rebate Category ]]))),AND(ISNUMBER(SEARCH(\"T5HO\",Table2[[#This Row],[Prescribed Lighting Source]])),ISNUMBER(SEARCH(\"T5HO\",Table2[[#This Row],[BC Hydro Rebate Category ]]))),AND(ISNUMBER(SEARCH(\"lamp fl.\",Table2[[#This Row],[Prescribed Lighting Source]])),ISNUMBER(SEARCH(\"T8 lamp\",Table2[[#This Row],[Fortis Rebate Category ]]))),AND(ISNUMBER(SEARCH(\"T5HO\",Table2[[#This Row],[Prescribed Lighting Source]])),ISNUMBER(SEARCH(\"T5HO\",Table2[[#This Row],[Fortis Rebate Category ]])))          ),  IFERROR(INDEX(Table13NumberofLamps,MATCH(Table2[[#This Row],[Prescribed Lighting Source]],Table13ExistingLightingSource,0))*Table2[[#This Row],[Existing Luminaire Quantity]], \"-\"),  IF(Table2[[#This Row],[Lighting  Technology]]=\"Other\", IFERROR(Table2[[#This Row],[Existing Luminaire Quantity]],\"-\"), IFERROR(Table2[[#This Row],[Existing Luminaire Quantity]],\"-\"))))","v":""},{"$f":"IF( AND(ISBLANK(Table2[[#This Row],[BC Hydro Rebate Category ]]),ISBLANK(Table2[[#This Row],[Fortis Rebate Category ]])), \"\", IF(ISTEXT(Table2[[#This Row],[Fortis Rebate Category ]]), IFERROR(INDEX(Table13NewPrescribedWattage,MATCH(Table2[[#This Row],[Fortis Rebate Category ]],Table13[Fortis New Lighting source],0)),\"\"), IF(ISTEXT(Table2[[#This Row],[BC Hydro Rebate Category ]]), IFERROR(INDEX(Table13NewPrescribedWattage,MATCH(Table2[[#This Row],[BC Hydro Rebate Category ]],Table13BCHRebateCategory,0)),\"\"), \"\")))","v":""},null,null,{"$f":"IF(Table2[[#This Row],[Lighting  Technology]]=\"Other\", \"-\", IF( AND(ISBLANK(Table2[[#This Row],[BC Hydro Rebate Category ]]),ISBLANK(Table2[[#This Row],[Fortis Rebate Category ]])), \"\", IF(ISTEXT(Table2[[#This Row],[Fortis Rebate Category ]]), IFERROR(INDEX(Table13BCHECM,MATCH(Table2[[#This Row],[Fortis Rebate Category ]],Table13[Fortis New Lighting source],0)),\"\"), IF(ISTEXT(Table2[[#This Row],[BC Hydro Rebate Category ]]), IFERROR(INDEX(Table13BCHECM,MATCH(Table2[[#This Row],[BC Hydro Rebate Category ]],Table13BCHRebateCategory,0)),\"\"), \"\"))))","v":""},{"$f":"IF(Table2[[#This Row],[Lighting  Technology]]=\"Other\", 0, IF( AND(ISBLANK(Table2[[#This Row],[BC Hydro Rebate Category ]]),ISBLANK(Table2[[#This Row],[Fortis Rebate Category ]])), \"\", IF(ISTEXT(Table2[[#This Row],[Fortis Rebate Category ]]), IFERROR(INDEX(Table13Persistence,MATCH(Table2[[#This Row],[Fortis Rebate Category ]],Table13[Fortis New Lighting source],0)),\"\"), IF(ISTEXT(Table2[[#This Row],[BC Hydro Rebate Category ]]), IFERROR(INDEX(Table13Persistence,MATCH(Table2[[#This Row],[BC Hydro Rebate Category ]],Table13BCHRebateCategory,0)),\"\"), \"\"))))","v":""},null,{"$f":"IFERROR(INDEX(Table5ControlRebate,MATCH(Table2[[#This Row],[Control Type]],Table5NewControl,0)),\"\")","v":""},null,{"$f":"IF(ISBLANK(Table2[[#This Row],[Control Type]]), IF(ISBLANK(Table2[[#This Row],[Annual Usage Hours (hrs)]]),Table2[[#This Row],[Reference Hours (hrs)]], Table2[[#This Row],[Annual Usage Hours (hrs)]]), IF(AND(ISBLANK(Table2[[#This Row],[Annual Usage Hours (hrs)]]), Table2[[#This Row],[Control Type]]=\"None\"), Table2[[#This Row],[Reference Hours (hrs)]], IF(Table2[[#This Row],[Control Type]]=\"None\", Table2[[#This Row],[Annual Usage Hours (hrs)]], IF(AND(ISBLANK(Table2[[#This Row],[Annual Usage Hours (hrs)]]), Table2[[#This Row],[Control Type]]<>\"None\"), IFERROR(Table2[[#This Row],[Reference Hours (hrs)]]*0.8,\"\"), IF(Table2[[#This Row],[Control Type]]<>\"None\", IFERROR( Table2[[#This Row],[Annual Usage Hours (hrs)]]*0.8,\"\"),\"\")))))","v":""},{"$f":"IF( Table2[[#This Row],[Lighting  Technology]]=\"Other\", IF(ISBLANK(Table2[[#This Row],[Retrofit Lamp/ Luminaire Wattage (see Rebate Unit)]]),\"\",IFERROR(Table2[[#This Row],[Prescribed Quantity]]*Table2[[#This Row],[Retrofit Lamp/ Luminaire Wattage (see Rebate Unit)]],\"\")), IF(ISBLANK(Table2[[#This Row],[Retrofit Lamp/ Luminaire Wattage (see Rebate Unit)]]),IFERROR(Table2[[#This Row],[Prescribed Quantity]]*Table2[[#This Row],[Prescribed Wattage (W)]],\"\"),IFERROR(Table2[[#This Row],[Prescribed Quantity]]*Table2[[#This Row],[Retrofit Lamp/ Luminaire Wattage (see Rebate Unit)]],\"\")))","v":""},{"$f":"IFERROR((IF( Table2[[#This Row],[Lighting  Technology]]=\"Other\", Table2[[#This Row],[Prescribed Quantity]]*Table2[[#This Row],[Retrofit Lamp/ Luminaire Wattage (see Rebate Unit)]], Table2[[#This Row],[Prescribed Quantity]]*Table2[[#This Row],[Prescribed Wattage (W)]] )),\"\")","v":""},{"$f":"IF(ISBLANK(Table2[[#This Row],[New Total Demand (hidden, W)]]),\"\", IF(ISBLANK(Table2[[#This Row],[New Hours (hidden, hrs)]]), \"\", IFERROR(Table2[[#This Row],[New Hours (hidden, hrs)]]*Table2[[#This Row],[New Total Demand (hidden, W)]]/1000,\"\")))","v":""},{"$f":"IF(ISBLANK(Table2[[#This Row],[Total Demand (Hidden) W]]),\"\", IF(ISBLANK(Table2[[#This Row],[New Total Demand (hidden, W)]]), \"\", IFERROR((Table2[[#This Row],[Total Demand (Hidden) W]]-Table2[[#This Row],[New Total Demand (hidden, W)]])/1000,\"\")))","v":""},{"$f":"IF( OR(ISBLANK(Table2[[#This Row],[New Total Demand (hidden, W)]]),ISBLANK(Table2[[#This Row],[Total Demand (Hidden) W]])),\"\", IF(ISBLANK(Table2[[#This Row],[Annual Usage Hours (hrs)]]), IFERROR( Table2[[#This Row],[Reference Hours (hrs)]]*(Table2[[#This Row],[Total Demand (Hidden) W]]-Table2[[#This Row],[New Total Demand (hidden, W)]])/1000,\"\"), IFERROR( Table2[[#This Row],[Annual Usage Hours (hrs)]]*(Table2[[#This Row],[Total Demand (Hidden) W]]-Table2[[#This Row],[New Total Demand (hidden, W)]])/1000,\"\")))","v":""},{"$f":"IF( OR(ISBLANK(Table2[[#This Row],[Prescribed Total Demand (hidden, W)]]),ISBLANK(Table2[[#This Row],[Total Demand (Hidden) W]])),\"\", IF(ISBLANK(Table2[[#This Row],[Annual Usage Hours (hrs)]]), IFERROR( Table2[[#This Row],[Reference Hours (hrs)]]*((Table2[Existing Prescribed Wattage (W)]*Table2[Existing Luminaire Quantity])-Table2[[#This Row],[Prescribed Total Demand (hidden, W)]])/1000,\"\"), IFERROR( Table2[[#This Row],[Annual Usage Hours (hrs)]]*((Table2[Existing Prescribed Wattage (W)]*Table2[Existing Luminaire Quantity])-Table2[[#This Row],[Prescribed Total Demand (hidden, W)]])/1000,\"\")))","v":""},{"$f":"\"\"","v":""},{"$f":"IF(OR(Table2[[#This Row],[Control Type]]=\"None\", ISBLANK(Table2[[#This Row],[Control Type]])),\"\", IF(ISBLANK(Table2[[#This Row],[Prescribed Total Demand (hidden, W)]]),\"\", IF(ISBLANK(Table2[[#This Row],[Annual Usage Hours (hrs)]]),  IFERROR((Table2[[#This Row],[Reference Hours (hrs)]]-Table2[[#This Row],[New Hours (hidden, hrs)]])*Table2[[#This Row],[Prescribed Total Demand (hidden, W)]]/1000,\"\"), IFERROR((Table2[[#This Row],[Annual Usage Hours (hrs)]]-Table2[[#This Row],[New Hours (hidden, hrs)]])*Table2[[#This Row],[Prescribed Total Demand (hidden, W)]]/1000,\"\"))))","v":""},{"$f":"IF(AND(NOT(ISNUMBER(Table2[[#This Row],[Rebate Per Unit\n(CAD)]])),ISBLANK(Table2[[#This Row],[Control Type]])), \"\", IF(OR(Table2[[#This Row],[Rebate Per Unit\n(CAD)]]=0,AND(NOT(ISNUMBER(Table2[[#This Row],[Rebate Per Unit\n(CAD)]])), ISTEXT(Table2[[#This Row],[Control Type]]))), 0, IFERROR(Table2[[#This Row],[Prescribed Quantity]]*Table2[[#This Row],[Rebate Per Unit\n(CAD)]],\"\")))","v":""},{"$f":" IF(AND(ISBLANK(Table2[[#This Row],[Control Type]]),ISNUMBER(Table2[[#This Row],[Rebate Value (CAD)]])),0, IFERROR(Table2[[#This Row],[Control Quantity]]*Table2[[#This Row],[Control Rebate per Unit\n(CAD)]],\"\"))","v":""},{"$f":"IF(AND(ISBLANK(Table2[[#This Row],[Rebate Value (CAD)]]),ISBLANK(Table2[[#This Row],[Rebate Value for Controls (CAD)]])), \"\", IFERROR(Table2[[#This Row],[Rebate Value (CAD)]]+Table2[[#This Row],[Rebate Value for Controls (CAD)]],\"\"))","v":""},{"$f":"IF(Table2[[#This Row],[Lighting  Technology]]=\"Other\",\"Other - \"&Table2[[#This Row],[Other - Lighting Technology Description]],Table2[[#This Row],[BC Hydro Rebate Category ]])","v":0},{"$f":"Table2[[#This Row],[BC Hydro Rebate Category ]]&Table2[[#This Row],[Retrofit Part '# (mandatory to validate Rebates)]]","v":""},null,"Tubular LED Lamps",null,{"$f":"SUMIFS($AF$8:$AF$202,$W$8:$W$202,AQ9)","v":0},{"$f":"SUMIFS($AF$8:$AF$202,$W$8:$W$202,AQ9,$I$8:$I$202, \">=3600\")","v":0},{"$f":"SUMIFS($AG$8:$AG$202,$W$8:$W$202,AQ9)","v":0},{"$f":"SUMIFS($AH$8:$AH$202,$W$8:$W$202,AQ9)","v":0},12,{"$f":"AU9*(10.67/10^6)","v":0},{"$f":"SUMIFS($L$8:$L$202,$W$8:$W$202,AQ9)/1000","v":0},{"$f":"SUMIFS($M$8:$M$202,$W$8:$W$202,AQ9)","v":0},{"$f":"SUMIFS($AC$8:$AC$202,$W$8:$W$202,AQ9)/1000","v":0},{"$f":"SUMIFS($AE$8:$AE$202,$W$8:$W$202,AQ9)","v":0},{"$f":"SUMIFS($AK$8:$AK$202,$W$8:$W$202,AQ9)","v":0},{"$f":"AU9*0.088","v":0},0,0]
[null,null,null,null,null,null,{"$f":"IF(ISBLANK(Table2[[#This Row],[Prescribed Lighting Source]]), \"\", IFERROR( INDEX(Table13ExistingPrescribedWattage,MATCH(Table2[[#This Row],[Prescribed Lighting Source]],Table13ExistingLightingSource,0)), IFERROR(INDEX(Table13ExistingPrescribedWattage,MATCH(Table2[[#This Row],[Fortis Rebate Category ]],Table13NewLightingSource,0)),\"-\")))","v":""},null,{"$f":"IFERROR(INDEX(SpaceTypeHours,MATCH(Table2[[#This Row],[Space Type]],SpaceType,0)),\"\")","v":""},null,{"$f":"IFERROR(IF(Table2[[#This Row],[Lighting  Technology]]=\"Other\",Table2[[#This Row],[Existing Effective Input Wattage (W)]]*Table2[[#This Row],[Existing Luminaire Quantity]],Table2[[#This Row],[Existing Prescribed Wattage (W)]]*Table2[[#This Row],[Existing Luminaire Quantity]]),\"\")","v":""},{"$f":"IF(Table2[Lighting  Technology] = \"Other\",(Table2[[#This Row],[Existing Luminaire Quantity]]*Table2[[#This Row],[Existing Effective Input Wattage (W)]]), IF(Table2[Existing Prescribed Wattage (W)] = \"\",\"\", IF( ISBLANK(Table2[[#This Row],[Existing Effective Input Wattage (W)]]), (Table2[[#This Row],[Existing Luminaire Quantity]]*Table2[[#This Row],[Existing Prescribed Wattage (W)]]),(Table2[[#This Row],[Existing Luminaire Quantity]]*Table2[[#This Row],[Existing Effective Input Wattage (W)]]))))","v":""},{"$f":"IF( (ISBLANK(Table2[[#This Row],[Annual Usage Hours (hrs)]])), IFERROR(Table2[[#This Row],[Reference Hours (hrs)]]*Table2[[#This Row],[Total Demand (Hidden) W]]/1000,\"\"), IFERROR(Table2[[#This Row],[Annual Usage Hours (hrs)]]*Table2[[#This Row],[Total Demand (Hidden) W]]/1000,\"\"))","v":""},null,null,{"$f":"IF(Table2[[#This Row],[Lighting  Technology]]=\"Other\", 0, IF( AND(ISBLANK(Table2[[#This Row],[BC Hydro Rebate Category ]]),ISBLANK(Table2[[#This Row],[Fortis Rebate Category ]])), \"\", IF(ISTEXT(Table2[[#This Row],[Fortis Rebate Category ]]), IFERROR(INDEX(Table13[Rebate],MATCH(Table2[[#This Row],[Fortis Rebate Category ]],Table13[Fortis New Lighting source],0)),\"\"), IF(ISTEXT(Table2[[#This Row],[BC Hydro Rebate Category ]]), IFERROR(INDEX(Table13Rebate,MATCH(Table2[[#This Row],[BC Hydro Rebate Category ]],Table13BCHRebateCategory,0)),\"\"), \"\"))))","v":""},{"$f":" IF(Table2[[#This Row],[Lighting  Technology]]=\"Other\", \"per Unit\", IF( AND(ISBLANK(Table2[[#This Row],[BC Hydro Rebate Category ]]),ISBLANK(Table2[[#This Row],[Fortis Rebate Category ]])), \"\", IF(ISTEXT(Table2[[#This Row],[Fortis Rebate Category ]]), IFERROR(INDEX(Table13PerUnit,MATCH(Table2[[#This Row],[Fortis Rebate Category ]],Table13[Fortis New Lighting source],0)),\"\"), IF(ISTEXT(Table2[[#This Row],[BC Hydro Rebate Category ]]), IFERROR(INDEX(Table13PerUnit,MATCH(Table2[[#This Row],[BC Hydro Rebate Category ]],Table13BCHRebateCategory,0)),\"\"), \"\"))))","v":""},null,{"$f":"IF( AND(ISBLANK(Table2[[#This Row],[Existing Luminaire Quantity]]),ISBLANK(Table2[[#This Row],[Prescribed Lighting Source]])), \"\", IF( OR(AND(ISNUMBER(SEARCH(\"lamp fl.\",Table2[[#This Row],[Prescribed Lighting Source]])),ISNUMBER(SEARCH(\"T8 lamp\",Table2[[#This Row],[BC Hydro Rebate Category ]]))),AND(ISNUMBER(SEARCH(\"T5HO\",Table2[[#This Row],[Prescribed Lighting Source]])),ISNUMBER(SEARCH(\"T5HO\",Table2[[#This Row],[BC Hydro Rebate Category ]]))),AND(ISNUMBER(SEARCH(\"lamp fl.\",Table2[[#This Row],[Prescribed Lighting Source]])),ISNUMBER(SEARCH(\"T8 lamp\",Table2[[#This Row],[Fortis Rebate Category ]]))),AND(ISNUMBER(SEARCH(\"T5HO\",Table2[[#This Row],[Prescribed Lighting Source]])),ISNUMBER(SEARCH(\"T5HO\",Table2[[#This Row],[Fortis Rebate Category ]])))          ),  IFERROR(INDEX(Table13NumberofLamps,MATCH(Table2[[#This Row],[Prescribed Lighting Source]],Table13ExistingLightingSource,0))*Table2[[#This Row],[Existing Luminaire Quantity]], \"-\"),  IF(Table2[[#This Row],[Lighting  Technology]]=\"Other\", IFERROR(Table2[[#This Row],[Existing Luminaire Quantity]],\"-\"), IFERROR(Table2[[#This Row],[Existing Luminaire Quantity]],\"-\"))))","v":""},{"$f":"IF( AND(ISBLANK(Table2[[#This Row],[BC Hydro Rebate Category ]]),ISBLANK(Table2[[#This Row],[Fortis Rebate Category ]])), \"\", IF(ISTEXT(Table2[[#This Row],[Fortis Rebate Category ]]), IFERROR(INDEX(Table13NewPrescribedWattage,MATCH(Table2[[#This Row],[Fortis Rebate Category ]],Table13[Fortis New Lighting source],0)),\"\"), IF(ISTEXT(Table2[[#This Row],[BC Hydro Rebate Category ]]), IFERROR(INDEX(Table13NewPrescribedWattage,MATCH(Table2[[#This Row],[BC Hydro Rebate Category ]],Table13BCHRebateCategory,0)),\"\"), \"\")))","v":""},null,null,{"$f":"IF(Table2[[#This Row],[Lighting  Technology]]=\"Other\", \"-\", IF( AND(ISBLANK(Table2[[#This Row],[BC Hydro Rebate Category ]]),ISBLANK(Table2[[#This Row],[Fortis Rebate Category ]])), \"\", IF(ISTEXT(Table2[[#This Row],[Fortis Rebate Category ]]), IFERROR(INDEX(Table13BCHECM,MATCH(Table2[[#This Row],[Fortis Rebate Category ]],Table13[Fortis New Lighting source],0)),\"\"), IF(ISTEXT(Table2[[#This Row],[BC Hydro Rebate Category ]]), IFERROR(INDEX(Table13BCHECM,MATCH(Table2[[#This Row],[BC Hydro Rebate Category ]],Table13BCHRebateCategory,0)),\"\"), \"\"))))","v":""},{"$f":"IF(Table2[[#This Row],[Lighting  Technology]]=\"Other\", 0, IF( AND(ISBLANK(Table2[[#This Row],[BC Hydro Rebate Category ]]),ISBLANK(Table2[[#This Row],[Fortis Rebate Category ]])), \"\", IF(ISTEXT(Table2[[#This Row],[Fortis Rebate Category ]]), IFERROR(INDEX(Table13Persistence,MATCH(Table2[[#This Row],[Fortis Rebate Category ]],Table13[Fortis New Lighting source],0)),\"\"), IF(ISTEXT(Table2[[#This Row],[BC Hydro Rebate Category ]]), IFERROR(INDEX(Table13Persistence,MATCH(Table2[[#This Row],[BC Hydro Rebate Category ]],Table13BCHRebateCategory,0)),\"\"), \"\"))))","v":""},null,{"$f":"IFERROR(INDEX(Table5ControlRebate,MATCH(Table2[[#This Row],[Control Type]],Table5NewControl,0)),\"\")","v":""},null,{"$f":"IF(ISBLANK(Table2[[#This Row],[Control Type]]), IF(ISBLANK(Table2[[#This Row],[Annual Usage Hours (hrs)]]),Table2[[#This Row],[Reference Hours (hrs)]], Table2[[#This Row],[Annual Usage Hours (hrs)]]), IF(AND(ISBLANK(Table2[[#This Row],[Annual Usage Hours (hrs)]]), Table2[[#This Row],[Control Type]]=\"None\"), Table2[[#This Row],[Reference Hours (hrs)]], IF(Table2[[#This Row],[Control Type]]=\"None\", Table2[[#This Row],[Annual Usage Hours (hrs)]], IF(AND(ISBLANK(Table2[[#This Row],[Annual Usage Hours (hrs)]]), Table2[[#This Row],[Control Type]]<>\"None\"), IFERROR(Table2[[#This Row],[Reference Hours (hrs)]]*0.8,\"\"), IF(Table2[[#This Row],[Control Type]]<>\"None\", IFERROR( Table2[[#This Row],[Annual Usage Hours (hrs)]]*0.8,\"\"),\"\")))))","v":""},{"$f":"IF( Table2[[#This Row],[Lighting  Technology]]=\"Other\", IF(ISBLANK(Table2[[#This Row],[Retrofit Lamp/ Luminaire Wattage (see Rebate Unit)]]),\"\",IFERROR(Table2[[#This Row],[Prescribed Quantity]]*Table2[[#This Row],[Retrofit Lamp/ Luminaire Wattage (see Rebate Unit)]],\"\")), IF(ISBLANK(Table2[[#This Row],[Retrofit Lamp/ Luminaire Wattage (see Rebate Unit)]]),IFERROR(Table2[[#This Row],[Prescribed Quantity]]*Table2[[#This Row],[Prescribed Wattage (W)]],\"\"),IFERROR(Table2[[#This Row],[Prescribed Quantity]]*Table2[[#This Row],[Retrofit Lamp/ Luminaire Wattage (see Rebate Unit)]],\"\")))","v":""},{"$f":"IFERROR((IF( Table2[[#This Row],[Lighting  Technology]]=\"Other\", Table2[[#This Row],[Prescribed Quantity]]*Table2[[#This Row],[Retrofit Lamp/ Luminaire Wattage (see Rebate Unit)]], Table2[[#This Row],[Prescribed Quantity]]*Table2[[#This Row],[Prescribed Wattage (W)]] )),\"\")","v":""},{"$f":"IF(ISBLANK(Table2[[#This Row],[New Total Demand (hidden, W)]]),\"\", IF(ISBLANK(Table2[[#This Row],[New Hours (hidden, hrs)]]), \"\", IFERROR(Table2[[#This Row],[New Hours (hidden, hrs)]]*Table2[[#This Row],[New Total Demand (hidden, W)]]/1000,\"\")))","v":""},{"$f":"IF(ISBLANK(Table2[[#This Row],[Total Demand (Hidden) W]]),\"\", IF(ISBLANK(Table2[[#This Row],[New Total Demand (hidden, W)]]), \"\", IFERROR((Table2[[#This Row],[Total Demand (Hidden) W]]-Table2[[#This Row],[New Total Demand (hidden, W)]])/1000,\"\")))","v":""},{"$f":"IF( OR(ISBLANK(Table2[[#This Row],[New Total Demand (hidden, W)]]),ISBLANK(Table2[[#This Row],[Total Demand (Hidden) W]])),\"\", IF(ISBLANK(Table2[[#This Row],[Annual Usage Hours (hrs)]]), IFERROR( Table2[[#This Row],[Reference Hours (hrs)]]*(Table2[[#This Row],[Total Demand (Hidden) W]]-Table2[[#This Row],[New Total Demand (hidden, W)]])/1000,\"\"), IFERROR( Table2[[#This Row],[Annual Usage Hours (hrs)]]*(Table2[[#This Row],[Total Demand (Hidden) W]]-Table2[[#This Row],[New Total Demand (hidden, W)]])/1000,\"\")))","v":""},{"$f":"IF( OR(ISBLANK(Table2[[#This Row],[Prescribed Total Demand (hidden, W)]]),ISBLANK(Table2[[#This Row],[Total Demand (Hidden) W]])),\"\", IF(ISBLANK(Table2[[#This Row],[Annual Usage Hours (hrs)]]), IFERROR( Table2[[#This Row],[Reference Hours (hrs)]]*((Table2[Existing Prescribed Wattage (W)]*Table2[Existing Luminaire Quantity])-Table2[[#This Row],[Prescribed Total Demand (hidden, W)]])/1000,\"\"), IFERROR( Table2[[#This Row],[Annual Usage Hours (hrs)]]*((Table2[Existing Prescribed Wattage (W)]*Table2[Existing Luminaire Quantity])-Table2[[#This Row],[Prescribed Total Demand (hidden, W)]])/1000,\"\")))","v":""},{"$f":"\"\"","v":""},{"$f":"IF(OR(Table2[[#This Row],[Control Type]]=\"None\", ISBLANK(Table2[[#This Row],[Control Type]])),\"\", IF(ISBLANK(Table2[[#This Row],[Prescribed Total Demand (hidden, W)]]),\"\", IF(ISBLANK(Table2[[#This Row],[Annual Usage Hours (hrs)]]),  IFERROR((Table2[[#This Row],[Reference Hours (hrs)]]-Table2[[#This Row],[New Hours (hidden, hrs)]])*Table2[[#This Row],[Prescribed Total Demand (hidden, W)]]/1000,\"\"), IFERROR((Table2[[#This Row],[Annual Usage Hours (hrs)]]-Table2[[#This Row],[New Hours (hidden, hrs)]])*Table2[[#This Row],[Prescribed Total Demand (hidden, W)]]/1000,\"\"))))","v":""},{"$f":"IF(AND(NOT(ISNUMBER(Table2[[#This Row],[Rebate Per Unit\n(CAD)]])),ISBLANK(Table2[[#This Row],[Control Type]])), \"\", IF(OR(Table2[[#This Row],[Rebate Per Unit\n(CAD)]]=0,AND(NOT(ISNUMBER(Table2[[#This Row],[Rebate Per Unit\n(CAD)]])), ISTEXT(Table2[[#This Row],[Control Type]]))), 0, IFERROR(Table2[[#This Row],[Prescribed Quantity]]*Table2[[#This Row],[Rebate Per Unit\n(CAD)]],\"\")))","v":""},{"$f":" IF(AND(ISBLANK(Table2[[#This Row],[Control Type]]),ISNUMBER(Table2[[#This Row],[Rebate Value (CAD)]])),0, IFERROR(Table2[[#This Row],[Control Quantity]]*Table2[[#This Row],[Control Rebate per Unit\n(CAD)]],\"\"))","v":""},{"$f":"IF(AND(ISBLANK(Table2[[#This Row],[Rebate Value (CAD)]]),ISBLANK(Table2[[#This Row],[Rebate Value for Controls (CAD)]])), \"\", IFERROR(Table2[[#This Row],[Rebate Value (CAD)]]+Table2[[#This Row],[Rebate Value for Controls (CAD)]],\"\"))","v":""},{"$f":"IF(Table2[[#This Row],[Lighting  Technology]]=\"Other\",\"Other - \"&Table2[[#This Row],[Other - Lighting Technology Description]],Table2[[#This Row],[BC Hydro Rebate Category ]])","v":0},{"$f":"Table2[[#This Row],[BC Hydro Rebate Category ]]&Table2[[#This Row],[Retrofit Part '# (mandatory to validate Rebates)]]","v":""},null,"LED replaceable reflector lamp in non-residential setting (screw-in/snap-in)",null,{"$f":"SUMIFS($AF$8:$AF$202,$W$8:$W$202,AQ10)","v":0},{"$f":"SUMIFS($AF$8:$AF$202,$W$8:$W$202,AQ10,$I$8:$I$202, \">=3600\")","v":0},{"$f":"SUMIFS($AG$8:$AG$202,$W$8:$W$202,AQ10)","v":0},{"$f":"SUMIFS($AH$8:$AH$202,$W$8:$W$202,AQ10)","v":0},12,{"$f":"AU10*(10.67/10^6)","v":0},{"$f":"SUMIFS($L$8:$L$202,$W$8:$W$202,AQ10)/1000","v":0},{"$f":"SUMIFS($M$8:$M$202,$W$8:$W$202,AQ10)","v":0},{"$f":"SUMIFS($AC$8:$AC$202,$W$8:$W$202,AQ10)/1000","v":0},{"$f":"SUMIFS($AE$8:$AE$202,$W$8:$W$202,AQ10)","v":0},{"$f":"SUMIFS($AK$8:$AK$202,$W$8:$W$202,AQ10)","v":0},0,0,0]
[null,null,null,null,null,null,{"$f":"IF(ISBLANK(Table2[[#This Row],[Prescribed Lighting Source]]), \"\", IFERROR( INDEX(Table13ExistingPrescribedWattage,MATCH(Table2[[#This Row],[Prescribed Lighting Source]],Table13ExistingLightingSource,0)), IFERROR(INDEX(Table13ExistingPrescribedWattage,MATCH(Table2[[#This Row],[Fortis Rebate Category ]],Table13NewLightingSource,0)),\"-\")))","v":""},null,{"$f":"IFERROR(INDEX(SpaceTypeHours,MATCH(Table2[[#This Row],[Space Type]],SpaceType,0)),\"\")","v":""},null,{"$f":"IFERROR(IF(Table2[[#This Row],[Lighting  Technology]]=\"Other\",Table2[[#This Row],[Existing Effective Input Wattage (W)]]*Table2[[#This Row],[Existing Luminaire Quantity]],Table2[[#This Row],[Existing Prescribed Wattage (W)]]*Table2[[#This Row],[Existing Luminaire Quantity]]),\"\")","v":""},{"$f":"IF(Table2[Lighting  Technology] = \"Other\",(Table2[[#This Row],[Existing Luminaire Quantity]]*Table2[[#This Row],[Existing Effective Input Wattage (W)]]), IF(Table2[Existing Prescribed Wattage (W)] = \"\",\"\", IF( ISBLANK(Table2[[#This Row],[Existing Effective Input Wattage (W)]]), (Table2[[#This Row],[Existing Luminaire Quantity]]*Table2[[#This Row],[Existing Prescribed Wattage (W)]]),(Table2[[#This Row],[Existing Luminaire Quantity]]*Table2[[#This Row],[Existing Effective Input Wattage (W)]]))))","v":""},{"$f":"IF( (ISBLANK(Table2[[#This Row],[Annual Usage Hours (hrs)]])), IFERROR(Table2[[#This Row],[Reference Hours (hrs)]]*Table2[[#This Row],[Total Demand (Hidden) W]]/1000,\"\"), IFERROR(Table2[[#This Row],[Annual Usage Hours (hrs)]]*Table2[[#This Row],[Total Demand (Hidden) W]]/1000,\"\"))","v":""},null,null,{"$f":"IF(Table2[[#This Row],[Lighting  Technology]]=\"Other\", 0, IF( AND(ISBLANK(Table2[[#This Row],[BC Hydro Rebate Category ]]),ISBLANK(Table2[[#This Row],[Fortis Rebate Category ]])), \"\", IF(ISTEXT(Table2[[#This Row],[Fortis Rebate Category ]]), IFERROR(INDEX(Table13[Rebate],MATCH(Table2[[#This Row],[Fortis Rebate Category ]],Table13[Fortis New Lighting source],0)),\"\"), IF(ISTEXT(Table2[[#This Row],[BC Hydro Rebate Category ]]), IFERROR(INDEX(Table13Rebate,MATCH(Table2[[#This Row],[BC Hydro Rebate Category ]],Table13BCHRebateCategory,0)),\"\"), \"\"))))","v":""},{"$f":" IF(Table2[[#This Row],[Lighting  Technology]]=\"Other\", \"per Unit\", IF( AND(ISBLANK(Table2[[#This Row],[BC Hydro Rebate Category ]]),ISBLANK(Table2[[#This Row],[Fortis Rebate Category ]])), \"\", IF(ISTEXT(Table2[[#This Row],[Fortis Rebate Category ]]), IFERROR(INDEX(Table13PerUnit,MATCH(Table2[[#This Row],[Fortis Rebate Category ]],Table13[Fortis New Lighting source],0)),\"\"), IF(ISTEXT(Table2[[#This Row],[BC Hydro Rebate Category ]]), IFERROR(INDEX(Table13PerUnit,MATCH(Table2[[#This Row],[BC Hydro Rebate Category ]],Table13BCHRebateCategory,0)),\"\"), \"\"))))","v":""},null,{"$f":"IF( AND(ISBLANK(Table2[[#This Row],[Existing Luminaire Quantity]]),ISBLANK(Table2[[#This Row],[Prescribed Lighting Source]])), \"\", IF( OR(AND(ISNUMBER(SEARCH(\"lamp fl.\",Table2[[#This Row],[Prescribed Lighting Source]])),ISNUMBER(SEARCH(\"T8 lamp\",Table2[[#This Row],[BC Hydro Rebate Category ]]))),AND(ISNUMBER(SEARCH(\"T5HO\",Table2[[#This Row],[Prescribed Lighting Source]])),ISNUMBER(SEARCH(\"T5HO\",Table2[[#This Row],[BC Hydro Rebate Category ]]))),AND(ISNUMBER(SEARCH(\"lamp fl.\",Table2[[#This Row],[Prescribed Lighting Source]])),ISNUMBER(SEARCH(\"T8 lamp\",Table2[[#This Row],[Fortis Rebate Category ]]))),AND(ISNUMBER(SEARCH(\"T5HO\",Table2[[#This Row],[Prescribed Lighting Source]])),ISNUMBER(SEARCH(\"T5HO\",Table2[[#This Row],[Fortis Rebate Category ]])))          ),  IFERROR(INDEX(Table13NumberofLamps,MATCH(Table2[[#This Row],[Prescribed Lighting Source]],Table13ExistingLightingSource,0))*Table2[[#This Row],[Existing Luminaire Quantity]], \"-\"),  IF(Table2[[#This Row],[Lighting  Technology]]=\"Other\", IFERROR(Table2[[#This Row],[Existing Luminaire Quantity]],\"-\"), IFERROR(Table2[[#This Row],[Existing Luminaire Quantity]],\"-\"))))","v":""},{"$f":"IF( AND(ISBLANK(Table2[[#This Row],[BC Hydro Rebate Category ]]),ISBLANK(Table2[[#This Row],[Fortis Rebate Category ]])), \"\", IF(ISTEXT(Table2[[#This Row],[Fortis Rebate Category ]]), IFERROR(INDEX(Table13NewPrescribedWattage,MATCH(Table2[[#This Row],[Fortis Rebate Category ]],Table13[Fortis New Lighting source],0)),\"\"), IF(ISTEXT(Table2[[#This Row],[BC Hydro Rebate Category ]]), IFERROR(INDEX(Table13NewPrescribedWattage,MATCH(Table2[[#This Row],[BC Hydro Rebate Category ]],Table13BCHRebateCategory,0)),\"\"), \"\")))","v":""},null,null,{"$f":"IF(Table2[[#This Row],[Lighting  Technology]]=\"Other\", \"-\", IF( AND(ISBLANK(Table2[[#This Row],[BC Hydro Rebate Category ]]),ISBLANK(Table2[[#This Row],[Fortis Rebate Category ]])), \"\", IF(ISTEXT(Table2[[#This Row],[Fortis Rebate Category ]]), IFERROR(INDEX(Table13BCHECM,MATCH(Table2[[#This Row],[Fortis Rebate Category ]],Table13[Fortis New Lighting source],0)),\"\"), IF(ISTEXT(Table2[[#This Row],[BC Hydro Rebate Category ]]), IFERROR(INDEX(Table13BCHECM,MATCH(Table2[[#This Row],[BC Hydro Rebate Category ]],Table13BCHRebateCategory,0)),\"\"), \"\"))))","v":""},{"$f":"IF(Table2[[#This Row],[Lighting  Technology]]=\"Other\", 0, IF( AND(ISBLANK(Table2[[#This Row],[BC Hydro Rebate Category ]]),ISBLANK(Table2[[#This Row],[Fortis Rebate Category ]])), \"\", IF(ISTEXT(Table2[[#This Row],[Fortis Rebate Category ]]), IFERROR(INDEX(Table13Persistence,MATCH(Table2[[#This Row],[Fortis Rebate Category ]],Table13[Fortis New Lighting source],0)),\"\"), IF(ISTEXT(Table2[[#This Row],[BC Hydro Rebate Category ]]), IFERROR(INDEX(Table13Persistence,MATCH(Table2[[#This Row],[BC Hydro Rebate Category ]],Table13BCHRebateCategory,0)),\"\"), \"\"))))","v":""},null,{"$f":"IFERROR(INDEX(Table5ControlRebate,MATCH(Table2[[#This Row],[Control Type]],Table5NewControl,0)),\"\")","v":""},null,{"$f":"IF(ISBLANK(Table2[[#This Row],[Control Type]]), IF(ISBLANK(Table2[[#This Row],[Annual Usage Hours (hrs)]]),Table2[[#This Row],[Reference Hours (hrs)]], Table2[[#This Row],[Annual Usage Hours (hrs)]]), IF(AND(ISBLANK(Table2[[#This Row],[Annual Usage Hours (hrs)]]), Table2[[#This Row],[Control Type]]=\"None\"), Table2[[#This Row],[Reference Hours (hrs)]], IF(Table2[[#This Row],[Control Type]]=\"None\", Table2[[#This Row],[Annual Usage Hours (hrs)]], IF(AND(ISBLANK(Table2[[#This Row],[Annual Usage Hours (hrs)]]), Table2[[#This Row],[Control Type]]<>\"None\"), IFERROR(Table2[[#This Row],[Reference Hours (hrs)]]*0.8,\"\"), IF(Table2[[#This Row],[Control Type]]<>\"None\", IFERROR( Table2[[#This Row],[Annual Usage Hours (hrs)]]*0.8,\"\"),\"\")))))","v":""},{"$f":"IF( Table2[[#This Row],[Lighting  Technology]]=\"Other\", IF(ISBLANK(Table2[[#This Row],[Retrofit Lamp/ Luminaire Wattage (see Rebate Unit)]]),\"\",IFERROR(Table2[[#This Row],[Prescribed Quantity]]*Table2[[#This Row],[Retrofit Lamp/ Luminaire Wattage (see Rebate Unit)]],\"\")), IF(ISBLANK(Table2[[#This Row],[Retrofit Lamp/ Luminaire Wattage (see Rebate Unit)]]),IFERROR(Table2[[#This Row],[Prescribed Quantity]]*Table2[[#This Row],[Prescribed Wattage (W)]],\"\"),IFERROR(Table2[[#This Row],[Prescribed Quantity]]*Table2[[#This Row],[Retrofit Lamp/ Luminaire Wattage (see Rebate Unit)]],\"\")))","v":""},{"$f":"IFERROR((IF( Table2[[#This Row],[Lighting  Technology]]=\"Other\", Table2[[#This Row],[Prescribed Quantity]]*Table2[[#This Row],[Retrofit Lamp/ Luminaire Wattage (see Rebate Unit)]], Table2[[#This Row],[Prescribed Quantity]]*Table2[[#This Row],[Prescribed Wattage (W)]] )),\"\")","v":""},{"$f":"IF(ISBLANK(Table2[[#This Row],[New Total Demand (hidden, W)]]),\"\", IF(ISBLANK(Table2[[#This Row],[New Hours (hidden, hrs)]]), \"\", IFERROR(Table2[[#This Row],[New Hours (hidden, hrs)]]*Table2[[#This Row],[New Total Demand (hidden, W)]]/1000,\"\")))","v":""},{"$f":"IF(ISBLANK(Table2[[#This Row],[Total Demand (Hidden) W]]),\"\", IF(ISBLANK(Table2[[#This Row],[New Total Demand (hidden, W)]]), \"\", IFERROR((Table2[[#This Row],[Total Demand (Hidden) W]]-Table2[[#This Row],[New Total Demand (hidden, W)]])/1000,\"\")))","v":""},{"$f":"IF( OR(ISBLANK(Table2[[#This Row],[New Total Demand (hidden, W)]]),ISBLANK(Table2[[#This Row],[Total Demand (Hidden) W]])),\"\", IF(ISBLANK(Table2[[#This Row],[Annual Usage Hours (hrs)]]), IFERROR( Table2[[#This Row],[Reference Hours (hrs)]]*(Table2[[#This Row],[Total Demand (Hidden) W]]-Table2[[#This Row],[New Total Demand (hidden, W)]])/1000,\"\"), IFERROR( Table2[[#This Row],[Annual Usage Hours (hrs)]]*(Table2[[#This Row],[Total Demand (Hidden) W]]-Table2[[#This Row],[New Total Demand (hidden, W)]])/1000,\"\")))","v":""},{"$f":"IF( OR(ISBLANK(Table2[[#This Row],[Prescribed Total Demand (hidden, W)]]),ISBLANK(Table2[[#This Row],[Total Demand (Hidden) W]])),\"\", IF(ISBLANK(Table2[[#This Row],[Annual Usage Hours (hrs)]]), IFERROR( Table2[[#This Row],[Reference Hours (hrs)]]*((Table2[Existing Prescribed Wattage (W)]*Table2[Existing Luminaire Quantity])-Table2[[#This Row],[Prescribed Total Demand (hidden, W)]])/1000,\"\"), IFERROR( Table2[[#This Row],[Annual Usage Hours (hrs)]]*((Table2[Existing Prescribed Wattage (W)]*Table2[Existing Luminaire Quantity])-Table2[[#This Row],[Prescribed Total Demand (hidden, W)]])/1000,\"\")))","v":""},{"$f":"\"\"","v":""},{"$f":"IF(OR(Table2[[#This Row],[Control Type]]=\"None\", ISBLANK(Table2[[#This Row],[Control Type]])),\"\", IF(ISBLANK(Table2[[#This Row],[Prescribed Total Demand (hidden, W)]]),\"\", IF(ISBLANK(Table2[[#This Row],[Annual Usage Hours (hrs)]]),  IFERROR((Table2[[#This Row],[Reference Hours (hrs)]]-Table2[[#This Row],[New Hours (hidden, hrs)]])*Table2[[#This Row],[Prescribed Total Demand (hidden, W)]]/1000,\"\"), IFERROR((Table2[[#This Row],[Annual Usage Hours (hrs)]]-Table2[[#This Row],[New Hours (hidden, hrs)]])*Table2[[#This Row],[Prescribed Total Demand (hidden, W)]]/1000,\"\"))))","v":""},{"$f":"IF(AND(NOT(ISNUMBER(Table2[[#This Row],[Rebate Per Unit\n(CAD)]])),ISBLANK(Table2[[#This Row],[Control Type]])), \"\", IF(OR(Table2[[#This Row],[Rebate Per Unit\n(CAD)]]=0,AND(NOT(ISNUMBER(Table2[[#This Row],[Rebate Per Unit\n(CAD)]])), ISTEXT(Table2[[#This Row],[Control Type]]))), 0, IFERROR(Table2[[#This Row],[Prescribed Quantity]]*Table2[[#This Row],[Rebate Per Unit\n(CAD)]],\"\")))","v":""},{"$f":" IF(AND(ISBLANK(Table2[[#This Row],[Control Type]]),ISNUMBER(Table2[[#This Row],[Rebate Value (CAD)]])),0, IFERROR(Table2[[#This Row],[Control Quantity]]*Table2[[#This Row],[Control Rebate per Unit\n(CAD)]],\"\"))","v":""},{"$f":"IF(AND(ISBLANK(Table2[[#This Row],[Rebate Value (CAD)]]),ISBLANK(Table2[[#This Row],[Rebate Value for Controls (CAD)]])), \"\", IFERROR(Table2[[#This Row],[Rebate Value (CAD)]]+Table2[[#This Row],[Rebate Value for Controls (CAD)]],\"\"))","v":""},{"$f":"IF(Table2[[#This Row],[Lighting  Technology]]=\"Other\",\"Other - \"&Table2[[#This Row],[Other - Lighting Technology Description]],Table2[[#This Row],[BC Hydro Rebate Category ]])","v":0},{"$f":"Table2[[#This Row],[BC Hydro Rebate Category ]]&Table2[[#This Row],[Retrofit Part '# (mandatory to validate Rebates)]]","v":""}]
[null,null,null,null,null,null,{"$f":"IF(ISBLANK(Table2[[#This Row],[Prescribed Lighting Source]]), \"\", IFERROR( INDEX(Table13ExistingPrescribedWattage,MATCH(Table2[[#This Row],[Prescribed Lighting Source]],Table13ExistingLightingSource,0)), IFERROR(INDEX(Table13ExistingPrescribedWattage,MATCH(Table2[[#This Row],[Fortis Rebate Category ]],Table13NewLightingSource,0)),\"-\")))","v":""},null,{"$f":"IFERROR(INDEX(SpaceTypeHours,MATCH(Table2[[#This Row],[Space Type]],SpaceType,0)),\"\")","v":""},null,{"$f":"IFERROR(IF(Table2[[#This Row],[Lighting  Technology]]=\"Other\",Table2[[#This Row],[Existing Effective Input Wattage (W)]]*Table2[[#This Row],[Existing Luminaire Quantity]],Table2[[#This Row],[Existing Prescribed Wattage (W)]]*Table2[[#This Row],[Existing Luminaire Quantity]]),\"\")","v":""},{"$f":"IF(Table2[Lighting  Technology] = \"Other\",(Table2[[#This Row],[Existing Luminaire Quantity]]*Table2[[#This Row],[Existing Effective Input Wattage (W)]]), IF(Table2[Existing Prescribed Wattage (W)] = \"\",\"\", IF( ISBLANK(Table2[[#This Row],[Existing Effective Input Wattage (W)]]), (Table2[[#This Row],[Existing Luminaire Quantity]]*Table2[[#This Row],[Existing Prescribed Wattage (W)]]),(Table2[[#This Row],[Existing Luminaire Quantity]]*Table2[[#This Row],[Existing Effective Input Wattage (W)]]))))","v":""},{"$f":"IF( (ISBLANK(Table2[[#This Row],[Annual Usage Hours (hrs)]])), IFERROR(Table2[[#This Row],[Reference Hours (hrs)]]*Table2[[#This Row],[Total Demand (Hidden) W]]/1000,\"\"), IFERROR(Table2[[#This Row],[Annual Usage Hours (hrs)]]*Table2[[#This Row],[Total Demand (Hidden) W]]/1000,\"\"))","v":""},null,null,{"$f":"IF(Table2[[#This Row],[Lighting  Technology]]=\"Other\", 0, IF( AND(ISBLANK(Table2[[#This Row],[BC Hydro Rebate Category ]]),ISBLANK(Table2[[#This Row],[Fortis Rebate Category ]])), \"\", IF(ISTEXT(Table2[[#This Row],[Fortis Rebate Category ]]), IFERROR(INDEX(Table13[Rebate],MATCH(Table2[[#This Row],[Fortis Rebate Category ]],Table13[Fortis New Lighting source],0)),\"\"), IF(ISTEXT(Table2[[#This Row],[BC Hydro Rebate Category ]]), IFERROR(INDEX(Table13Rebate,MATCH(Table2[[#This Row],[BC Hydro Rebate Category ]],Table13BCHRebateCategory,0)),\"\"), \"\"))))","v":""},{"$f":" IF(Table2[[#This Row],[Lighting  Technology]]=\"Other\", \"per Unit\", IF( AND(ISBLANK(Table2[[#This Row],[BC Hydro Rebate Category ]]),ISBLANK(Table2[[#This Row],[Fortis Rebate Category ]])), \"\", IF(ISTEXT(Table2[[#This Row],[Fortis Rebate Category ]]), IFERROR(INDEX(Table13PerUnit,MATCH(Table2[[#This Row],[Fortis Rebate Category ]],Table13[Fortis New Lighting source],0)),\"\"), IF(ISTEXT(Table2[[#This Row],[BC Hydro Rebate Category ]]), IFERROR(INDEX(Table13PerUnit,MATCH(Table2[[#This Row],[BC Hydro Rebate Category ]],Table13BCHRebateCategory,0)),\"\"), \"\"))))","v":""},null,{"$f":"IF( AND(ISBLANK(Table2[[#This Row],[Existing Luminaire Quantity]]),ISBLANK(Table2[[#This Row],[Prescribed Lighting Source]])), \"\", IF( OR(AND(ISNUMBER(SEARCH(\"lamp fl.\",Table2[[#This Row],[Prescribed Lighting Source]])),ISNUMBER(SEARCH(\"T8 lamp\",Table2[[#This Row],[BC Hydro Rebate Category ]]))),AND(ISNUMBER(SEARCH(\"T5HO\",Table2[[#This Row],[Prescribed Lighting Source]])),ISNUMBER(SEARCH(\"T5HO\",Table2[[#This Row],[BC Hydro Rebate Category ]]))),AND(ISNUMBER(SEARCH(\"lamp fl.\",Table2[[#This Row],[Prescribed Lighting Source]])),ISNUMBER(SEARCH(\"T8 lamp\",Table2[[#This Row],[Fortis Rebate Category ]]))),AND(ISNUMBER(SEARCH(\"T5HO\",Table2[[#This Row],[Prescribed Lighting Source]])),ISNUMBER(SEARCH(\"T5HO\",Table2[[#This Row],[Fortis Rebate Category ]])))          ),  IFERROR(INDEX(Table13NumberofLamps,MATCH(Table2[[#This Row],[Prescribed Lighting Source]],Table13ExistingLightingSource,0))*Table2[[#This Row],[Existing Luminaire Quantity]], \"-\"),  IF(Table2[[#This Row],[Lighting  Technology]]=\"Other\", IFERROR(Table2[[#This Row],[Existing Luminaire Quantity]],\"-\"), IFERROR(Table2[[#This Row],[Existing Luminaire Quantity]],\"-\"))))","v":""},{"$f":"IF( AND(ISBLANK(Table2[[#This Row],[BC Hydro Rebate Category ]]),ISBLANK(Table2[[#This Row],[Fortis Rebate Category ]])), \"\", IF(ISTEXT(Table2[[#This Row],[Fortis Rebate Category ]]), IFERROR(INDEX(Table13NewPrescribedWattage,MATCH(Table2[[#This Row],[Fortis Rebate Category ]],Table13[Fortis New Lighting source],0)),\"\"), IF(ISTEXT(Table2[[#This Row],[BC Hydro Rebate Category ]]), IFERROR(INDEX(Table13NewPrescribedWattage,MATCH(Table2[[#This Row],[BC Hydro Rebate Category ]],Table13BCHRebateCategory,0)),\"\"), \"\")))","v":""},null,null,{"$f":"IF(Table2[[#This Row],[Lighting  Technology]]=\"Other\", \"-\", IF( AND(ISBLANK(Table2[[#This Row],[BC Hydro Rebate Category ]]),ISBLANK(Table2[[#This Row],[Fortis Rebate Category ]])), \"\", IF(ISTEXT(Table2[[#This Row],[Fortis Rebate Category ]]), IFERROR(INDEX(Table13BCHECM,MATCH(Table2[[#This Row],[Fortis Rebate Category ]],Table13[Fortis New Lighting source],0)),\"\"), IF(ISTEXT(Table2[[#This Row],[BC Hydro Rebate Category ]]), IFERROR(INDEX(Table13BCHECM,MATCH(Table2[[#This Row],[BC Hydro Rebate Category ]],Table13BCHRebateCategory,0)),\"\"), \"\"))))","v":""},{"$f":"IF(Table2[[#This Row],[Lighting  Technology]]=\"Other\", 0, IF( AND(ISBLANK(Table2[[#This Row],[BC Hydro Rebate Category ]]),ISBLANK(Table2[[#This Row],[Fortis Rebate Category ]])), \"\", IF(ISTEXT(Table2[[#This Row],[Fortis Rebate Category ]]), IFERROR(INDEX(Table13Persistence,MATCH(Table2[[#This Row],[Fortis Rebate Category ]],Table13[Fortis New Lighting source],0)),\"\"), IF(ISTEXT(Table2[[#This Row],[BC Hydro Rebate Category ]]), IFERROR(INDEX(Table13Persistence,MATCH(Table2[[#This Row],[BC Hydro Rebate Category ]],Table13BCHRebateCategory,0)),\"\"), \"\"))))","v":""},null,{"$f":"IFERROR(INDEX(Table5ControlRebate,MATCH(Table2[[#This Row],[Control Type]],Table5NewControl,0)),\"\")","v":""},null,{"$f":"IF(ISBLANK(Table2[[#This Row],[Control Type]]), IF(ISBLANK(Table2[[#This Row],[Annual Usage Hours (hrs)]]),Table2[[#This Row],[Reference Hours (hrs)]], Table2[[#This Row],[Annual Usage Hours (hrs)]]), IF(AND(ISBLANK(Table2[[#This Row],[Annual Usage Hours (hrs)]]), Table2[[#This Row],[Control Type]]=\"None\"), Table2[[#This Row],[Reference Hours (hrs)]], IF(Table2[[#This Row],[Control Type]]=\"None\", Table2[[#This Row],[Annual Usage Hours (hrs)]], IF(AND(ISBLANK(Table2[[#This Row],[Annual Usage Hours (hrs)]]), Table2[[#This Row],[Control Type]]<>\"None\"), IFERROR(Table2[[#This Row],[Reference Hours (hrs)]]*0.8,\"\"), IF(Table2[[#This Row],[Control Type]]<>\"None\", IFERROR( Table2[[#This Row],[Annual Usage Hours (hrs)]]*0.8,\"\"),\"\")))))","v":""},{"$f":"IF( Table2[[#This Row],[Lighting  Technology]]=\"Other\", IF(ISBLANK(Table2[[#This Row],[Retrofit Lamp/ Luminaire Wattage (see Rebate Unit)]]),\"\",IFERROR(Table2[[#This Row],[Prescribed Quantity]]*Table2[[#This Row],[Retrofit Lamp/ Luminaire Wattage (see Rebate Unit)]],\"\")), IF(ISBLANK(Table2[[#This Row],[Retrofit Lamp/ Luminaire Wattage (see Rebate Unit)]]),IFERROR(Table2[[#This Row],[Prescribed Quantity]]*Table2[[#This Row],[Prescribed Wattage (W)]],\"\"),IFERROR(Table2[[#This Row],[Prescribed Quantity]]*Table2[[#This Row],[Retrofit Lamp/ Luminaire Wattage (see Rebate Unit)]],\"\")))","v":""},{"$f":"IFERROR((IF( Table2[[#This Row],[Lighting  Technology]]=\"Other\", Table2[[#This Row],[Prescribed Quantity]]*Table2[[#This Row],[Retrofit Lamp/ Luminaire Wattage (see Rebate Unit)]], Table2[[#This Row],[Prescribed Quantity]]*Table2[[#This Row],[Prescribed Wattage (W)]] )),\"\")","v":""},{"$f":"IF(ISBLANK(Table2[[#This Row],[New Total Demand (hidden, W)]]),\"\", IF(ISBLANK(Table2[[#This Row],[New Hours (hidden, hrs)]]), \"\", IFERROR(Table2[[#This Row],[New Hours (hidden, hrs)]]*Table2[[#This Row],[New Total Demand (hidden, W)]]/1000,\"\")))","v":""},{"$f":"IF(ISBLANK(Table2[[#This Row],[Total Demand (Hidden) W]]),\"\", IF(ISBLANK(Table2[[#This Row],[New Total Demand (hidden, W)]]), \"\", IFERROR((Table2[[#This Row],[Total Demand (Hidden) W]]-Table2[[#This Row],[New Total Demand (hidden, W)]])/1000,\"\")))","v":""},{"$f":"IF( OR(ISBLANK(Table2[[#This Row],[New Total Demand (hidden, W)]]),ISBLANK(Table2[[#This Row],[Total Demand (Hidden) W]])),\"\", IF(ISBLANK(Table2[[#This Row],[Annual Usage Hours (hrs)]]), IFERROR( Table2[[#This Row],[Reference Hours (hrs)]]*(Table2[[#This Row],[Total Demand (Hidden) W]]-Table2[[#This Row],[New Total Demand (hidden, W)]])/1000,\"\"), IFERROR( Table2[[#This Row],[Annual Usage Hours (hrs)]]*(Table2[[#This Row],[Total Demand (Hidden) W]]-Table2[[#This Row],[New Total Demand (hidden, W)]])/1000,\"\")))","v":""},{"$f":"IF( OR(ISBLANK(Table2[[#This Row],[Prescribed Total Demand (hidden, W)]]),ISBLANK(Table2[[#This Row],[Total Demand (Hidden) W]])),\"\", IF(ISBLANK(Table2[[#This Row],[Annual Usage Hours (hrs)]]), IFERROR( Table2[[#This Row],[Reference Hours (hrs)]]*((Table2[Existing Prescribed Wattage (W)]*Table2[Existing Luminaire Quantity])-Table2[[#This Row],[Prescribed Total Demand (hidden, W)]])/1000,\"\"), IFERROR( Table2[[#This Row],[Annual Usage Hours (hrs)]]*((Table2[Existing Prescribed Wattage (W)]*Table2[Existing Luminaire Quantity])-Table2[[#This Row],[Prescribed Total Demand (hidden, W)]])/1000,\"\")))","v":""},{"$f":"\"\"","v":""},{"$f":"IF(OR(Table2[[#This Row],[Control Type]]=\"None\", ISBLANK(Table2[[#This Row],[Control Type]])),\"\", IF(ISBLANK(Table2[[#This Row],[Prescribed Total Demand (hidden, W)]]),\"\", IF(ISBLANK(Table2[[#This Row],[Annual Usage Hours (hrs)]]),  IFERROR((Table2[[#This Row],[Reference Hours (hrs)]]-Table2[[#This Row],[New Hours (hidden, hrs)]])*Table2[[#This Row],[Prescribed Total Demand (hidden, W)]]/1000,\"\"), IFERROR((Table2[[#This Row],[Annual Usage Hours (hrs)]]-Table2[[#This Row],[New Hours (hidden, hrs)]])*Table2[[#This Row],[Prescribed Total Demand (hidden, W)]]/1000,\"\"))))","v":""},{"$f":"IF(AND(NOT(ISNUMBER(Table2[[#This Row],[Rebate Per Unit\n(CAD)]])),ISBLANK(Table2[[#This Row],[Control Type]])), \"\", IF(OR(Table2[[#This Row],[Rebate Per Unit\n(CAD)]]=0,AND(NOT(ISNUMBER(Table2[[#This Row],[Rebate Per Unit\n(CAD)]])), ISTEXT(Table2[[#This Row],[Control Type]]))), 0, IFERROR(Table2[[#This Row],[Prescribed Quantity]]*Table2[[#This Row],[Rebate Per Unit\n(CAD)]],\"\")))","v":""},{"$f":" IF(AND(ISBLANK(Table2[[#This Row],[Control Type]]),ISNUMBER(Table2[[#This Row],[Rebate Value (CAD)]])),0, IFERROR(Table2[[#This Row],[Control Quantity]]*Table2[[#This Row],[Control Rebate per Unit\n(CAD)]],\"\"))","v":""},{"$f":"IF(AND(ISBLANK(Table2[[#This Row],[Rebate Value (CAD)]]),ISBLANK(Table2[[#This Row],[Rebate Value for Controls (CAD)]])), \"\", IFERROR(Table2[[#This Row],[Rebate Value (CAD)]]+Table2[[#This Row],[Rebate Value for Controls (CAD)]],\"\"))","v":""},{"$f":"IF(Table2[[#This Row],[Lighting  Technology]]=\"Other\",\"Other - \"&Table2[[#This Row],[Other - Lighting Technology Description]],Table2[[#This Row],[BC Hydro Rebate Category ]])","v":0},{"$f":"Table2[[#This Row],[BC Hydro Rebate Category ]]&Table2[[#This Row],[Retrofit Part '# (mandatory to validate Rebates)]]","v":""},null,"Exterior LED Signage",null,{"$f":"SUMIFS($AF$8:$AF$202,$W$8:$W$202,AQ12)","v":0},{"$f":"SUMIFS($AF$8:$AF$202,$W$8:$W$202,AQ12,$I$8:$I$202, \">=3600\")","v":0},{"$f":"SUMIFS($AG$8:$AG$202,$W$8:$W$202,AQ12)","v":0},{"$f":"SUMIFS($AH$8:$AH$202,$W$8:$W$202,AQ12)","v":0},12,{"$f":"AU12*(10.67/10^6)","v":0},{"$f":"SUMIFS($L$8:$L$202,$W$8:$W$202,AQ12)/1000","v":0},{"$f":"SUMIFS($M$8:$M$202,$W$8:$W$202,AQ12)","v":0},{"$f":"SUMIFS($AC$8:$AC$202,$W$8:$W$202,AQ12)/1000","v":0},{"$f":"SUMIFS($AE$8:$AE$202,$W$8:$W$202,AQ12)","v":0},{"$f":"SUMIFS($AK$8:$AK$202,$W$8:$W$202,AQ12)","v":0},0,0,0]
[null,null,null,null,null,null,{"$f":"IF(ISBLANK(Table2[[#This Row],[Prescribed Lighting Source]]), \"\", IFERROR( INDEX(Table13ExistingPrescribedWattage,MATCH(Table2[[#This Row],[Prescribed Lighting Source]],Table13ExistingLightingSource,0)), IFERROR(INDEX(Table13ExistingPrescribedWattage,MATCH(Table2[[#This Row],[Fortis Rebate Category ]],Table13NewLightingSource,0)),\"-\")))","v":""},null,{"$f":"IFERROR(INDEX(SpaceTypeHours,MATCH(Table2[[#This Row],[Space Type]],SpaceType,0)),\"\")","v":""},null,{"$f":"IFERROR(IF(Table2[[#This Row],[Lighting  Technology]]=\"Other\",Table2[[#This Row],[Existing Effective Input Wattage (W)]]*Table2[[#This Row],[Existing Luminaire Quantity]],Table2[[#This Row],[Existing Prescribed Wattage (W)]]*Table2[[#This Row],[Existing Luminaire Quantity]]),\"\")","v":""},{"$f":"IF(Table2[Lighting  Technology] = \"Other\",(Table2[[#This Row],[Existing Luminaire Quantity]]*Table2[[#This Row],[Existing Effective Input Wattage (W)]]), IF(Table2[Existing Prescribed Wattage (W)] = \"\",\"\", IF( ISBLANK(Table2[[#This Row],[Existing Effective Input Wattage (W)]]), (Table2[[#This Row],[Existing Luminaire Quantity]]*Table2[[#This Row],[Existing Prescribed Wattage (W)]]),(Table2[[#This Row],[Existing Luminaire Quantity]]*Table2[[#This Row],[Existing Effective Input Wattage (W)]]))))","v":""},{"$f":"IF( (ISBLANK(Table2[[#This Row],[Annual Usage Hours (hrs)]])), IFERROR(Table2[[#This Row],[Reference Hours (hrs)]]*Table2[[#This Row],[Total Demand (Hidden) W]]/1000,\"\"), IFERROR(Table2[[#This Row],[Annual Usage Hours (hrs)]]*Table2[[#This Row],[Total Demand (Hidden) W]]/1000,\"\"))","v":""},null,null,{"$f":"IF(Table2[[#This Row],[Lighting  Technology]]=\"Other\", 0, IF( AND(ISBLANK(Table2[[#This Row],[BC Hydro Rebate Category ]]),ISBLANK(Table2[[#This Row],[Fortis Rebate Category ]])), \"\", IF(ISTEXT(Table2[[#This Row],[Fortis Rebate Category ]]), IFERROR(INDEX(Table13[Rebate],MATCH(Table2[[#This Row],[Fortis Rebate Category ]],Table13[Fortis New Lighting source],0)),\"\"), IF(ISTEXT(Table2[[#This Row],[BC Hydro Rebate Category ]]), IFERROR(INDEX(Table13Rebate,MATCH(Table2[[#This Row],[BC Hydro Rebate Category ]],Table13BCHRebateCategory,0)),\"\"), \"\"))))","v":""},{"$f":" IF(Table2[[#This Row],[Lighting  Technology]]=\"Other\", \"per Unit\", IF( AND(ISBLANK(Table2[[#This Row],[BC Hydro Rebate Category ]]),ISBLANK(Table2[[#This Row],[Fortis Rebate Category ]])), \"\", IF(ISTEXT(Table2[[#This Row],[Fortis Rebate Category ]]), IFERROR(INDEX(Table13PerUnit,MATCH(Table2[[#This Row],[Fortis Rebate Category ]],Table13[Fortis New Lighting source],0)),\"\"), IF(ISTEXT(Table2[[#This Row],[BC Hydro Rebate Category ]]), IFERROR(INDEX(Table13PerUnit,MATCH(Table2[[#This Row],[BC Hydro Rebate Category ]],Table13BCHRebateCategory,0)),\"\"), \"\"))))","v":""},null,{"$f":"IF( AND(ISBLANK(Table2[[#This Row],[Existing Luminaire Quantity]]),ISBLANK(Table2[[#This Row],[Prescribed Lighting Source]])), \"\", IF( OR(AND(ISNUMBER(SEARCH(\"lamp fl.\",Table2[[#This Row],[Prescribed Lighting Source]])),ISNUMBER(SEARCH(\"T8 lamp\",Table2[[#This Row],[BC Hydro Rebate Category ]]))),AND(ISNUMBER(SEARCH(\"T5HO\",Table2[[#This Row],[Prescribed Lighting Source]])),ISNUMBER(SEARCH(\"T5HO\",Table2[[#This Row],[BC Hydro Rebate Category ]]))),AND(ISNUMBER(SEARCH(\"lamp fl.\",Table2[[#This Row],[Prescribed Lighting Source]])),ISNUMBER(SEARCH(\"T8 lamp\",Table2[[#This Row],[Fortis Rebate Category ]]))),AND(ISNUMBER(SEARCH(\"T5HO\",Table2[[#This Row],[Prescribed Lighting Source]])),ISNUMBER(SEARCH(\"T5HO\",Table2[[#This Row],[Fortis Rebate Category ]])))          ),  IFERROR(INDEX(Table13NumberofLamps,MATCH(Table2[[#This Row],[Prescribed Lighting Source]],Table13ExistingLightingSource,0))*Table2[[#This Row],[Existing Luminaire Quantity]], \"-\"),  IF(Table2[[#This Row],[Lighting  Technology]]=\"Other\", IFERROR(Table2[[#This Row],[Existing Luminaire Quantity]],\"-\"), IFERROR(Table2[[#This Row],[Existing Luminaire Quantity]],\"-\"))))","v":""},{"$f":"IF( AND(ISBLANK(Table2[[#This Row],[BC Hydro Rebate Category ]]),ISBLANK(Table2[[#This Row],[Fortis Rebate Category ]])), \"\", IF(ISTEXT(Table2[[#This Row],[Fortis Rebate Category ]]), IFERROR(INDEX(Table13NewPrescribedWattage,MATCH(Table2[[#This Row],[Fortis Rebate Category ]],Table13[Fortis New Lighting source],0)),\"\"), IF(ISTEXT(Table2[[#This Row],[BC Hydro Rebate Category ]]), IFERROR(INDEX(Table13NewPrescribedWattage,MATCH(Table2[[#This Row],[BC Hydro Rebate Category ]],Table13BCHRebateCategory,0)),\"\"), \"\")))","v":""},null,null,{"$f":"IF(Table2[[#This Row],[Lighting  Technology]]=\"Other\", \"-\", IF( AND(ISBLANK(Table2[[#This Row],[BC Hydro Rebate Category ]]),ISBLANK(Table2[[#This Row],[Fortis Rebate Category ]])), \"\", IF(ISTEXT(Table2[[#This Row],[Fortis Rebate Category ]]), IFERROR(INDEX(Table13BCHECM,MATCH(Table2[[#This Row],[Fortis Rebate Category ]],Table13[Fortis New Lighting source],0)),\"\"), IF(ISTEXT(Table2[[#This Row],[BC Hydro Rebate Category ]]), IFERROR(INDEX(Table13BCHECM,MATCH(Table2[[#This Row],[BC Hydro Rebate Category ]],Table13BCHRebateCategory,0)),\"\"), \"\"))))","v":""},{"$f":"IF(Table2[[#This Row],[Lighting  Technology]]=\"Other\", 0, IF( AND(ISBLANK(Table2[[#This Row],[BC Hydro Rebate Category ]]),ISBLANK(Table2[[#This Row],[Fortis Rebate Category ]])), \"\", IF(ISTEXT(Table2[[#This Row],[Fortis Rebate Category ]]), IFERROR(INDEX(Table13Persistence,MATCH(Table2[[#This Row],[Fortis Rebate Category ]],Table13[Fortis New Lighting source],0)),\"\"), IF(ISTEXT(Table2[[#This Row],[BC Hydro Rebate Category ]]), IFERROR(INDEX(Table13Persistence,MATCH(Table2[[#This Row],[BC Hydro Rebate Category ]],Table13BCHRebateCategory,0)),\"\"), \"\"))))","v":""},null,{"$f":"IFERROR(INDEX(Table5ControlRebate,MATCH(Table2[[#This Row],[Control Type]],Table5NewControl,0)),\"\")","v":""},null,{"$f":"IF(ISBLANK(Table2[[#This Row],[Control Type]]), IF(ISBLANK(Table2[[#This Row],[Annual Usage Hours (hrs)]]),Table2[[#This Row],[Reference Hours (hrs)]], Table2[[#This Row],[Annual Usage Hours (hrs)]]), IF(AND(ISBLANK(Table2[[#This Row],[Annual Usage Hours (hrs)]]), Table2[[#This Row],[Control Type]]=\"None\"), Table2[[#This Row],[Reference Hours (hrs)]], IF(Table2[[#This Row],[Control Type]]=\"None\", Table2[[#This Row],[Annual Usage Hours (hrs)]], IF(AND(ISBLANK(Table2[[#This Row],[Annual Usage Hours (hrs)]]), Table2[[#This Row],[Control Type]]<>\"None\"), IFERROR(Table2[[#This Row],[Reference Hours (hrs)]]*0.8,\"\"), IF(Table2[[#This Row],[Control Type]]<>\"None\", IFERROR( Table2[[#This Row],[Annual Usage Hours (hrs)]]*0.8,\"\"),\"\")))))","v":""},{"$f":"IF( Table2[[#This Row],[Lighting  Technology]]=\"Other\", IF(ISBLANK(Table2[[#This Row],[Retrofit Lamp/ Luminaire Wattage (see Rebate Unit)]]),\"\",IFERROR(Table2[[#This Row],[Prescribed Quantity]]*Table2[[#This Row],[Retrofit Lamp/ Luminaire Wattage (see Rebate Unit)]],\"\")), IF(ISBLANK(Table2[[#This Row],[Retrofit Lamp/ Luminaire Wattage (see Rebate Unit)]]),IFERROR(Table2[[#This Row],[Prescribed Quantity]]*Table2[[#This Row],[Prescribed Wattage (W)]],\"\"),IFERROR(Table2[[#This Row],[Prescribed Quantity]]*Table2[[#This Row],[Retrofit Lamp/ Luminaire Wattage (see Rebate Unit)]],\"\")))","v":""},{"$f":"IFERROR((IF( Table2[[#This Row],[Lighting  Technology]]=\"Other\", Table2[[#This Row],[Prescribed Quantity]]*Table2[[#This Row],[Retrofit Lamp/ Luminaire Wattage (see Rebate Unit)]], Table2[[#This Row],[Prescribed Quantity]]*Table2[[#This Row],[Prescribed Wattage (W)]] )),\"\")","v":""},{"$f":"IF(ISBLANK(Table2[[#This Row],[New Total Demand (hidden, W)]]),\"\", IF(ISBLANK(Table2[[#This Row],[New Hours (hidden, hrs)]]), \"\", IFERROR(Table2[[#This Row],[New Hours (hidden, hrs)]]*Table2[[#This Row],[New Total Demand (hidden, W)]]/1000,\"\")))","v":""},{"$f":"IF(ISBLANK(Table2[[#This Row],[Total Demand (Hidden) W]]),\"\", IF(ISBLANK(Table2[[#This Row],[New Total Demand (hidden, W)]]), \"\", IFERROR((Table2[[#This Row],[Total Demand (Hidden) W]]-Table2[[#This Row],[New Total Demand (hidden, W)]])/1000,\"\")))","v":""},{"$f":"IF( OR(ISBLANK(Table2[[#This Row],[New Total Demand (hidden, W)]]),ISBLANK(Table2[[#This Row],[Total Demand (Hidden) W]])),\"\", IF(ISBLANK(Table2[[#This Row],[Annual Usage Hours (hrs)]]), IFERROR( Table2[[#This Row],[Reference Hours (hrs)]]*(Table2[[#This Row],[Total Demand (Hidden) W]]-Table2[[#This Row],[New Total Demand (hidden, W)]])/1000,\"\"), IFERROR( Table2[[#This Row],[Annual Usage Hours (hrs)]]*(Table2[[#This Row],[Total Demand (Hidden) W]]-Table2[[#This Row],[New Total Demand (hidden, W)]])/1000,\"\")))","v":""},{"$f":"IF( OR(ISBLANK(Table2[[#This Row],[Prescribed Total Demand (hidden, W)]]),ISBLANK(Table2[[#This Row],[Total Demand (Hidden) W]])),\"\", IF(ISBLANK(Table2[[#This Row],[Annual Usage Hours (hrs)]]), IFERROR( Table2[[#This Row],[Reference Hours (hrs)]]*((Table2[Existing Prescribed Wattage (W)]*Table2[Existing Luminaire Quantity])-Table2[[#This Row],[Prescribed Total Demand (hidden, W)]])/1000,\"\"), IFERROR( Table2[[#This Row],[Annual Usage Hours (hrs)]]*((Table2[Existing Prescribed Wattage (W)]*Table2[Existing Luminaire Quantity])-Table2[[#This Row],[Prescribed Total Demand (hidden, W)]])/1000,\"\")))","v":""},{"$f":"\"\"","v":""},{"$f":"IF(OR(Table2[[#This Row],[Control Type]]=\"None\", ISBLANK(Table2[[#This Row],[Control Type]])),\"\", IF(ISBLANK(Table2[[#This Row],[Prescribed Total Demand (hidden, W)]]),\"\", IF(ISBLANK(Table2[[#This Row],[Annual Usage Hours (hrs)]]),  IFERROR((Table2[[#This Row],[Reference Hours (hrs)]]-Table2[[#This Row],[New Hours (hidden, hrs)]])*Table2[[#This Row],[Prescribed Total Demand (hidden, W)]]/1000,\"\"), IFERROR((Table2[[#This Row],[Annual Usage Hours (hrs)]]-Table2[[#This Row],[New Hours (hidden, hrs)]])*Table2[[#This Row],[Prescribed Total Demand (hidden, W)]]/1000,\"\"))))","v":""},{"$f":"IF(AND(NOT(ISNUMBER(Table2[[#This Row],[Rebate Per Unit\n(CAD)]])),ISBLANK(Table2[[#This Row],[Control Type]])), \"\", IF(OR(Table2[[#This Row],[Rebate Per Unit\n(CAD)]]=0,AND(NOT(ISNUMBER(Table2[[#This Row],[Rebate Per Unit\n(CAD)]])), ISTEXT(Table2[[#This Row],[Control Type]]))), 0, IFERROR(Table2[[#This Row],[Prescribed Quantity]]*Table2[[#This Row],[Rebate Per Unit\n(CAD)]],\"\")))","v":""},{"$f":" IF(AND(ISBLANK(Table2[[#This Row],[Control Type]]),ISNUMBER(Table2[[#This Row],[Rebate Value (CAD)]])),0, IFERROR(Table2[[#This Row],[Control Quantity]]*Table2[[#This Row],[Control Rebate per Unit\n(CAD)]],\"\"))","v":""},{"$f":"IF(AND(ISBLANK(Table2[[#This Row],[Rebate Value (CAD)]]),ISBLANK(Table2[[#This Row],[Rebate Value for Controls (CAD)]])), \"\", IFERROR(Table2[[#This Row],[Rebate Value (CAD)]]+Table2[[#This Row],[Rebate Value for Controls (CAD)]],\"\"))","v":""},{"$f":"IF(Table2[[#This Row],[Lighting  Technology]]=\"Other\",\"Other - \"&Table2[[#This Row],[Other - Lighting Technology Description]],Table2[[#This Row],[BC Hydro Rebate Category ]])","v":0},{"$f":"Table2[[#This Row],[BC Hydro Rebate Category ]]&Table2[[#This Row],[Retrofit Part '# (mandatory to validate Rebates)]]","v":""},null,"No incentives ",null,{"$f":"SUMIFS($AF$8:$AF$202,$C$8:$C$202,\"Other\")","v":0},{"$f":"SUMIFS($AF$8:$AF$202,$C$8:$C$202,\"Other\",$I$8:$I$202, \">=3600\")","v":0},{"$f":"SUMIFS($AG$8:$AG$202,$C$8:$C$202,\"Other\")","v":0},0,0,{"$f":"AU13*(10.67/10^6)","v":0},{"$f":"SUMIFS($L$8:$L$202,$C$8:$C$202,\"Other\")/1000","v":0},{"$f":"SUMIFS($M$8:$M$202,$C$8:$C$202,\"Other\")","v":0},{"$f":"SUMIFS($AC$8:$AC$202,$C$8:$C$202,\"Other\")/1000","v":0},{"$f":"SUMIFS($AE$8:$AE$202,$C$8:$C$202,\"Other\")","v":0},0,0,0,0]
[null,null,null,null,null,null,{"$f":"IF(ISBLANK(Table2[[#This Row],[Prescribed Lighting Source]]), \"\", IFERROR( INDEX(Table13ExistingPrescribedWattage,MATCH(Table2[[#This Row],[Prescribed Lighting Source]],Table13ExistingLightingSource,0)), IFERROR(INDEX(Table13ExistingPrescribedWattage,MATCH(Table2[[#This Row],[Fortis Rebate Category ]],Table13NewLightingSource,0)),\"-\")))","v":""},null,{"$f":"IFERROR(INDEX(SpaceTypeHours,MATCH(Table2[[#This Row],[Space Type]],SpaceType,0)),\"\")","v":""},null,{"$f":"IFERROR(IF(Table2[[#This Row],[Lighting  Technology]]=\"Other\",Table2[[#This Row],[Existing Effective Input Wattage (W)]]*Table2[[#This Row],[Existing Luminaire Quantity]],Table2[[#This Row],[Existing Prescribed Wattage (W)]]*Table2[[#This Row],[Existing Luminaire Quantity]]),\"\")","v":""},{"$f":"IF(Table2[Lighting  Technology] = \"Other\",(Table2[[#This Row],[Existing Luminaire Quantity]]*Table2[[#This Row],[Existing Effective Input Wattage (W)]]), IF(Table2[Existing Prescribed Wattage (W)] = \"\",\"\", IF( ISBLANK(Table2[[#This Row],[Existing Effective Input Wattage (W)]]), (Table2[[#This Row],[Existing Luminaire Quantity]]*Table2[[#This Row],[Existing Prescribed Wattage (W)]]),(Table2[[#This Row],[Existing Luminaire Quantity]]*Table2[[#This Row],[Existing Effective Input Wattage (W)]]))))","v":""},{"$f":"IF( (ISBLANK(Table2[[#This Row],[Annual Usage Hours (hrs)]])), IFERROR(Table2[[#This Row],[Reference Hours (hrs)]]*Table2[[#This Row],[Total Demand (Hidden) W]]/1000,\"\"), IFERROR(Table2[[#This Row],[Annual Usage Hours (hrs)]]*Table2[[#This Row],[Total Demand (Hidden) W]]/1000,\"\"))","v":""},null,null,{"$f":"IF(Table2[[#This Row],[Lighting  Technology]]=\"Other\", 0, IF( AND(ISBLANK(Table2[[#This Row],[BC Hydro Rebate Category ]]),ISBLANK(Table2[[#This Row],[Fortis Rebate Category ]])), \"\", IF(ISTEXT(Table2[[#This Row],[Fortis Rebate Category ]]), IFERROR(INDEX(Table13[Rebate],MATCH(Table2[[#This Row],[Fortis Rebate Category ]],Table13[Fortis New Lighting source],0)),\"\"), IF(ISTEXT(Table2[[#This Row],[BC Hydro Rebate Category ]]), IFERROR(INDEX(Table13Rebate,MATCH(Table2[[#This Row],[BC Hydro Rebate Category ]],Table13BCHRebateCategory,0)),\"\"), \"\"))))","v":""},{"$f":" IF(Table2[[#This Row],[Lighting  Technology]]=\"Other\", \"per Unit\", IF( AND(ISBLANK(Table2[[#This Row],[BC Hydro Rebate Category ]]),ISBLANK(Table2[[#This Row],[Fortis Rebate Category ]])), \"\", IF(ISTEXT(Table2[[#This Row],[Fortis Rebate Category ]]), IFERROR(INDEX(Table13PerUnit,MATCH(Table2[[#This Row],[Fortis Rebate Category ]],Table13[Fortis New Lighting source],0)),\"\"), IF(ISTEXT(Table2[[#This Row],[BC Hydro Rebate Category ]]), IFERROR(INDEX(Table13PerUnit,MATCH(Table2[[#This Row],[BC Hydro Rebate Category ]],Table13BCHRebateCategory,0)),\"\"), \"\"))))","v":""},null,{"$f":"IF( AND(ISBLANK(Table2[[#This Row],[Existing Luminaire Quantity]]),ISBLANK(Table2[[#This Row],[Prescribed Lighting Source]])), \"\", IF( OR(AND(ISNUMBER(SEARCH(\"lamp fl.\",Table2[[#This Row],[Prescribed Lighting Source]])),ISNUMBER(SEARCH(\"T8 lamp\",Table2[[#This Row],[BC Hydro Rebate Category ]]))),AND(ISNUMBER(SEARCH(\"T5HO\",Table2[[#This Row],[Prescribed Lighting Source]])),ISNUMBER(SEARCH(\"T5HO\",Table2[[#This Row],[BC Hydro Rebate Category ]]))),AND(ISNUMBER(SEARCH(\"lamp fl.\",Table2[[#This Row],[Prescribed Lighting Source]])),ISNUMBER(SEARCH(\"T8 lamp\",Table2[[#This Row],[Fortis Rebate Category ]]))),AND(ISNUMBER(SEARCH(\"T5HO\",Table2[[#This Row],[Prescribed Lighting Source]])),ISNUMBER(SEARCH(\"T5HO\",Table2[[#This Row],[Fortis Rebate Category ]])))          ),  IFERROR(INDEX(Table13NumberofLamps,MATCH(Table2[[#This Row],[Prescribed Lighting Source]],Table13ExistingLightingSource,0))*Table2[[#This Row],[Existing Luminaire Quantity]], \"-\"),  IF(Table2[[#This Row],[Lighting  Technology]]=\"Other\", IFERROR(Table2[[#This Row],[Existing Luminaire Quantity]],\"-\"), IFERROR(Table2[[#This Row],[Existing Luminaire Quantity]],\"-\"))))","v":""},{"$f":"IF( AND(ISBLANK(Table2[[#This Row],[BC Hydro Rebate Category ]]),ISBLANK(Table2[[#This Row],[Fortis Rebate Category ]])), \"\", IF(ISTEXT(Table2[[#This Row],[Fortis Rebate Category ]]), IFERROR(INDEX(Table13NewPrescribedWattage,MATCH(Table2[[#This Row],[Fortis Rebate Category ]],Table13[Fortis New Lighting source],0)),\"\"), IF(ISTEXT(Table2[[#This Row],[BC Hydro Rebate Category ]]), IFERROR(INDEX(Table13NewPrescribedWattage,MATCH(Table2[[#This Row],[BC Hydro Rebate Category ]],Table13BCHRebateCategory,0)),\"\"), \"\")))","v":""},null,null,{"$f":"IF(Table2[[#This Row],[Lighting  Technology]]=\"Other\", \"-\", IF( AND(ISBLANK(Table2[[#This Row],[BC Hydro Rebate Category ]]),ISBLANK(Table2[[#This Row],[Fortis Rebate Category ]])), \"\", IF(ISTEXT(Table2[[#This Row],[Fortis Rebate Category ]]), IFERROR(INDEX(Table13BCHECM,MATCH(Table2[[#This Row],[Fortis Rebate Category ]],Table13[Fortis New Lighting source],0)),\"\"), IF(ISTEXT(Table2[[#This Row],[BC Hydro Rebate Category ]]), IFERROR(INDEX(Table13BCHECM,MATCH(Table2[[#This Row],[BC Hydro Rebate Category ]],Table13BCHRebateCategory,0)),\"\"), \"\"))))","v":""},{"$f":"IF(Table2[[#This Row],[Lighting  Technology]]=\"Other\", 0, IF( AND(ISBLANK(Table2[[#This Row],[BC Hydro Rebate Category ]]),ISBLANK(Table2[[#This Row],[Fortis Rebate Category ]])), \"\", IF(ISTEXT(Table2[[#This Row],[Fortis Rebate Category ]]), IFERROR(INDEX(Table13Persistence,MATCH(Table2[[#This Row],[Fortis Rebate Category ]],Table13[Fortis New Lighting source],0)),\"\"), IF(ISTEXT(Table2[[#This Row],[BC Hydro Rebate Category ]]), IFERROR(INDEX(Table13Persistence,MATCH(Table2[[#This Row],[BC Hydro Rebate Category ]],Table13BCHRebateCategory,0)),\"\"), \"\"))))","v":""},null,{"$f":"IFERROR(INDEX(Table5ControlRebate,MATCH(Table2[[#This Row],[Control Type]],Table5NewControl,0)),\"\")","v":""},null,{"$f":"IF(ISBLANK(Table2[[#This Row],[Control Type]]), IF(ISBLANK(Table2[[#This Row],[Annual Usage Hours (hrs)]]),Table2[[#This Row],[Reference Hours (hrs)]], Table2[[#This Row],[Annual Usage Hours (hrs)]]), IF(AND(ISBLANK(Table2[[#This Row],[Annual Usage Hours (hrs)]]), Table2[[#This Row],[Control Type]]=\"None\"), Table2[[#This Row],[Reference Hours (hrs)]], IF(Table2[[#This Row],[Control Type]]=\"None\", Table2[[#This Row],[Annual Usage Hours (hrs)]], IF(AND(ISBLANK(Table2[[#This Row],[Annual Usage Hours (hrs)]]), Table2[[#This Row],[Control Type]]<>\"None\"), IFERROR(Table2[[#This Row],[Reference Hours (hrs)]]*0.8,\"\"), IF(Table2[[#This Row],[Control Type]]<>\"None\", IFERROR( Table2[[#This Row],[Annual Usage Hours (hrs)]]*0.8,\"\"),\"\")))))","v":""},{"$f":"IF( Table2[[#This Row],[Lighting  Technology]]=\"Other\", IF(ISBLANK(Table2[[#This Row],[Retrofit Lamp/ Luminaire Wattage (see Rebate Unit)]]),\"\",IFERROR(Table2[[#This Row],[Prescribed Quantity]]*Table2[[#This Row],[Retrofit Lamp/ Luminaire Wattage (see Rebate Unit)]],\"\")), IF(ISBLANK(Table2[[#This Row],[Retrofit Lamp/ Luminaire Wattage (see Rebate Unit)]]),IFERROR(Table2[[#This Row],[Prescribed Quantity]]*Table2[[#This Row],[Prescribed Wattage (W)]],\"\"),IFERROR(Table2[[#This Row],[Prescribed Quantity]]*Table2[[#This Row],[Retrofit Lamp/ Luminaire Wattage (see Rebate Unit)]],\"\")))","v":""},{"$f":"IFERROR((IF( Table2[[#This Row],[Lighting  Technology]]=\"Other\", Table2[[#This Row],[Prescribed Quantity]]*Table2[[#This Row],[Retrofit Lamp/ Luminaire Wattage (see Rebate Unit)]], Table2[[#This Row],[Prescribed Quantity]]*Table2[[#This Row],[Prescribed Wattage (W)]] )),\"\")","v":""},{"$f":"IF(ISBLANK(Table2[[#This Row],[New Total Demand (hidden, W)]]),\"\", IF(ISBLANK(Table2[[#This Row],[New Hours (hidden, hrs)]]), \"\", IFERROR(Table2[[#This Row],[New Hours (hidden, hrs)]]*Table2[[#This Row],[New Total Demand (hidden, W)]]/1000,\"\")))","v":""},{"$f":"IF(ISBLANK(Table2[[#This Row],[Total Demand (Hidden) W]]),\"\", IF(ISBLANK(Table2[[#This Row],[New Total Demand (hidden, W)]]), \"\", IFERROR((Table2[[#This Row],[Total Demand (Hidden) W]]-Table2[[#This Row],[New Total Demand (hidden, W)]])/1000,\"\")))","v":""},{"$f":"IF( OR(ISBLANK(Table2[[#This Row],[New Total Demand (hidden, W)]]),ISBLANK(Table2[[#This Row],[Total Demand (Hidden) W]])),\"\", IF(ISBLANK(Table2[[#This Row],[Annual Usage Hours (hrs)]]), IFERROR( Table2[[#This Row],[Reference Hours (hrs)]]*(Table2[[#This Row],[Total Demand (Hidden) W]]-Table2[[#This Row],[New Total Demand (hidden, W)]])/1000,\"\"), IFERROR( Table2[[#This Row],[Annual Usage Hours (hrs)]]*(Table2[[#This Row],[Total Demand (Hidden) W]]-Table2[[#This Row],[New Total Demand (hidden, W)]])/1000,\"\")))","v":""},{"$f":"IF( OR(ISBLANK(Table2[[#This Row],[Prescribed Total Demand (hidden, W)]]),ISBLANK(Table2[[#This Row],[Total Demand (Hidden) W]])),\"\", IF(ISBLANK(Table2[[#This Row],[Annual Usage Hours (hrs)]]), IFERROR( Table2[[#This Row],[Reference Hours (hrs)]]*((Table2[Existing Prescribed Wattage (W)]*Table2[Existing Luminaire Quantity])-Table2[[#This Row],[Prescribed Total Demand (hidden, W)]])/1000,\"\"), IFERROR( Table2[[#This Row],[Annual Usage Hours (hrs)]]*((Table2[Existing Prescribed Wattage (W)]*Table2[Existing Luminaire Quantity])-Table2[[#This Row],[Prescribed Total Demand (hidden, W)]])/1000,\"\")))","v":""},{"$f":"\"\"","v":""},{"$f":"IF(OR(Table2[[#This Row],[Control Type]]=\"None\", ISBLANK(Table2[[#This Row],[Control Type]])),\"\", IF(ISBLANK(Table2[[#This Row],[Prescribed Total Demand (hidden, W)]]),\"\", IF(ISBLANK(Table2[[#This Row],[Annual Usage Hours (hrs)]]),  IFERROR((Table2[[#This Row],[Reference Hours (hrs)]]-Table2[[#This Row],[New Hours (hidden, hrs)]])*Table2[[#This Row],[Prescribed Total Demand (hidden, W)]]/1000,\"\"), IFERROR((Table2[[#This Row],[Annual Usage Hours (hrs)]]-Table2[[#This Row],[New Hours (hidden, hrs)]])*Table2[[#This Row],[Prescribed Total Demand (hidden, W)]]/1000,\"\"))))","v":""},{"$f":"IF(AND(NOT(ISNUMBER(Table2[[#This Row],[Rebate Per Unit\n(CAD)]])),ISBLANK(Table2[[#This Row],[Control Type]])), \"\", IF(OR(Table2[[#This Row],[Rebate Per Unit\n(CAD)]]=0,AND(NOT(ISNUMBER(Table2[[#This Row],[Rebate Per Unit\n(CAD)]])), ISTEXT(Table2[[#This Row],[Control Type]]))), 0, IFERROR(Table2[[#This Row],[Prescribed Quantity]]*Table2[[#This Row],[Rebate Per Unit\n(CAD)]],\"\")))","v":""},{"$f":" IF(AND(ISBLANK(Table2[[#This Row],[Control Type]]),ISNUMBER(Table2[[#This Row],[Rebate Value (CAD)]])),0, IFERROR(Table2[[#This Row],[Control Quantity]]*Table2[[#This Row],[Control Rebate per Unit\n(CAD)]],\"\"))","v":""},{"$f":"IF(AND(ISBLANK(Table2[[#This Row],[Rebate Value (CAD)]]),ISBLANK(Table2[[#This Row],[Rebate Value for Controls (CAD)]])), \"\", IFERROR(Table2[[#This Row],[Rebate Value (CAD)]]+Table2[[#This Row],[Rebate Value for Controls (CAD)]],\"\"))","v":""},{"$f":"IF(Table2[[#This Row],[Lighting  Technology]]=\"Other\",\"Other - \"&Table2[[#This Row],[Other - Lighting Technology Description]],Table2[[#This Row],[BC Hydro Rebate Category ]])","v":0},{"$f":"Table2[[#This Row],[BC Hydro Rebate Category ]]&Table2[[#This Row],[Retrofit Part '# (mandatory to validate Rebates)]]","v":""},null,"Controls",null,{"$f":"SUM(SUMIFS($AI$8:$AI$202,$Y$8:$Y$202,\"Occupancy sensor (ceiling or wall-mounted)\"),SUMIFS($AI$8:$AI$202,$Y$8:$Y$202,\"Occupancy sensor (switch-plate or fixture-mounted)\"))","v":0},0,{"$f":"SUM(SUMIFS($AJ$8:$AJ$202,$Y$8:$Y$202,\"Occupancy sensor (ceiling or wall-mounted)\"),SUMIFS($AJ$8:$AJ$202,$Y$8:$Y$202,\"Occupancy sensor (switch-plate or fixture-mounted)\"))","v":0},{"$f":"SUM(SUMIFS($AJ$8:$AJ$202,$Y$8:$Y$202,\"Occupancy sensor (ceiling or wall-mounted)\"),SUMIFS($AJ$8:$AJ$202,$Y$8:$Y$202,\"Occupancy sensor (switch-plate or fixture-mounted)\"))","v":0},8,{"$f":"AU14*(10.67/10^6)","v":0},0,0,0,0,{"$f":"SUM($AL$8:$AL$202)","v":0},0,0,0]
[null,null,null,null,null,null,{"$f":"IF(ISBLANK(Table2[[#This Row],[Prescribed Lighting Source]]), \"\", IFERROR( INDEX(Table13ExistingPrescribedWattage,MATCH(Table2[[#This Row],[Prescribed Lighting Source]],Table13ExistingLightingSource,0)), IFERROR(INDEX(Table13ExistingPrescribedWattage,MATCH(Table2[[#This Row],[Fortis Rebate Category ]],Table13NewLightingSource,0)),\"-\")))","v":""},null,{"$f":"IFERROR(INDEX(SpaceTypeHours,MATCH(Table2[[#This Row],[Space Type]],SpaceType,0)),\"\")","v":""},null,{"$f":"IFERROR(IF(Table2[[#This Row],[Lighting  Technology]]=\"Other\",Table2[[#This Row],[Existing Effective Input Wattage (W)]]*Table2[[#This Row],[Existing Luminaire Quantity]],Table2[[#This Row],[Existing Prescribed Wattage (W)]]*Table2[[#This Row],[Existing Luminaire Quantity]]),\"\")","v":""},{"$f":"IF(Table2[Lighting  Technology] = \"Other\",(Table2[[#This Row],[Existing Luminaire Quantity]]*Table2[[#This Row],[Existing Effective Input Wattage (W)]]), IF(Table2[Existing Prescribed Wattage (W)] = \"\",\"\", IF( ISBLANK(Table2[[#This Row],[Existing Effective Input Wattage (W)]]), (Table2[[#This Row],[Existing Luminaire Quantity]]*Table2[[#This Row],[Existing Prescribed Wattage (W)]]),(Table2[[#This Row],[Existing Luminaire Quantity]]*Table2[[#This Row],[Existing Effective Input Wattage (W)]]))))","v":""},{"$f":"IF( (ISBLANK(Table2[[#This Row],[Annual Usage Hours (hrs)]])), IFERROR(Table2[[#This Row],[Reference Hours (hrs)]]*Table2[[#This Row],[Total Demand (Hidden) W]]/1000,\"\"), IFERROR(Table2[[#This Row],[Annual Usage Hours (hrs)]]*Table2[[#This Row],[Total Demand (Hidden) W]]/1000,\"\"))","v":""},null,null,{"$f":"IF(Table2[[#This Row],[Lighting  Technology]]=\"Other\", 0, IF( AND(ISBLANK(Table2[[#This Row],[BC Hydro Rebate Category ]]),ISBLANK(Table2[[#This Row],[Fortis Rebate Category ]])), \"\", IF(ISTEXT(Table2[[#This Row],[Fortis Rebate Category ]]), IFERROR(INDEX(Table13[Rebate],MATCH(Table2[[#This Row],[Fortis Rebate Category ]],Table13[Fortis New Lighting source],0)),\"\"), IF(ISTEXT(Table2[[#This Row],[BC Hydro Rebate Category ]]), IFERROR(INDEX(Table13Rebate,MATCH(Table2[[#This Row],[BC Hydro Rebate Category ]],Table13BCHRebateCategory,0)),\"\"), \"\"))))","v":""},{"$f":" IF(Table2[[#This Row],[Lighting  Technology]]=\"Other\", \"per Unit\", IF( AND(ISBLANK(Table2[[#This Row],[BC Hydro Rebate Category ]]),ISBLANK(Table2[[#This Row],[Fortis Rebate Category ]])), \"\", IF(ISTEXT(Table2[[#This Row],[Fortis Rebate Category ]]), IFERROR(INDEX(Table13PerUnit,MATCH(Table2[[#This Row],[Fortis Rebate Category ]],Table13[Fortis New Lighting source],0)),\"\"), IF(ISTEXT(Table2[[#This Row],[BC Hydro Rebate Category ]]), IFERROR(INDEX(Table13PerUnit,MATCH(Table2[[#This Row],[BC Hydro Rebate Category ]],Table13BCHRebateCategory,0)),\"\"), \"\"))))","v":""},null,{"$f":"IF( AND(ISBLANK(Table2[[#This Row],[Existing Luminaire Quantity]]),ISBLANK(Table2[[#This Row],[Prescribed Lighting Source]])), \"\", IF( OR(AND(ISNUMBER(SEARCH(\"lamp fl.\",Table2[[#This Row],[Prescribed Lighting Source]])),ISNUMBER(SEARCH(\"T8 lamp\",Table2[[#This Row],[BC Hydro Rebate Category ]]))),AND(ISNUMBER(SEARCH(\"T5HO\",Table2[[#This Row],[Prescribed Lighting Source]])),ISNUMBER(SEARCH(\"T5HO\",Table2[[#This Row],[BC Hydro Rebate Category ]]))),AND(ISNUMBER(SEARCH(\"lamp fl.\",Table2[[#This Row],[Prescribed Lighting Source]])),ISNUMBER(SEARCH(\"T8 lamp\",Table2[[#This Row],[Fortis Rebate Category ]]))),AND(ISNUMBER(SEARCH(\"T5HO\",Table2[[#This Row],[Prescribed Lighting Source]])),ISNUMBER(SEARCH(\"T5HO\",Table2[[#This Row],[Fortis Rebate Category ]])))          ),  IFERROR(INDEX(Table13NumberofLamps,MATCH(Table2[[#This Row],[Prescribed Lighting Source]],Table13ExistingLightingSource,0))*Table2[[#This Row],[Existing Luminaire Quantity]], \"-\"),  IF(Table2[[#This Row],[Lighting  Technology]]=\"Other\", IFERROR(Table2[[#This Row],[Existing Luminaire Quantity]],\"-\"), IFERROR(Table2[[#This Row],[Existing Luminaire Quantity]],\"-\"))))","v":""},{"$f":"IF( AND(ISBLANK(Table2[[#This Row],[BC Hydro Rebate Category ]]),ISBLANK(Table2[[#This Row],[Fortis Rebate Category ]])), \"\", IF(ISTEXT(Table2[[#This Row],[Fortis Rebate Category ]]), IFERROR(INDEX(Table13NewPrescribedWattage,MATCH(Table2[[#This Row],[Fortis Rebate Category ]],Table13[Fortis New Lighting source],0)),\"\"), IF(ISTEXT(Table2[[#This Row],[BC Hydro Rebate Category ]]), IFERROR(INDEX(Table13NewPrescribedWattage,MATCH(Table2[[#This Row],[BC Hydro Rebate Category ]],Table13BCHRebateCategory,0)),\"\"), \"\")))","v":""},null,null,{"$f":"IF(Table2[[#This Row],[Lighting  Technology]]=\"Other\", \"-\", IF( AND(ISBLANK(Table2[[#This Row],[BC Hydro Rebate Category ]]),ISBLANK(Table2[[#This Row],[Fortis Rebate Category ]])), \"\", IF(ISTEXT(Table2[[#This Row],[Fortis Rebate Category ]]), IFERROR(INDEX(Table13BCHECM,MATCH(Table2[[#This Row],[Fortis Rebate Category ]],Table13[Fortis New Lighting source],0)),\"\"), IF(ISTEXT(Table2[[#This Row],[BC Hydro Rebate Category ]]), IFERROR(INDEX(Table13BCHECM,MATCH(Table2[[#This Row],[BC Hydro Rebate Category ]],Table13BCHRebateCategory,0)),\"\"), \"\"))))","v":""},{"$f":"IF(Table2[[#This Row],[Lighting  Technology]]=\"Other\", 0, IF( AND(ISBLANK(Table2[[#This Row],[BC Hydro Rebate Category ]]),ISBLANK(Table2[[#This Row],[Fortis Rebate Category ]])), \"\", IF(ISTEXT(Table2[[#This Row],[Fortis Rebate Category ]]), IFERROR(INDEX(Table13Persistence,MATCH(Table2[[#This Row],[Fortis Rebate Category ]],Table13[Fortis New Lighting source],0)),\"\"), IF(ISTEXT(Table2[[#This Row],[BC Hydro Rebate Category ]]), IFERROR(INDEX(Table13Persistence,MATCH(Table2[[#This Row],[BC Hydro Rebate Category ]],Table13BCHRebateCategory,0)),\"\"), \"\"))))","v":""},null,{"$f":"IFERROR(INDEX(Table5ControlRebate,MATCH(Table2[[#This Row],[Control Type]],Table5NewControl,0)),\"\")","v":""},null,{"$f":"IF(ISBLANK(Table2[[#This Row],[Control Type]]), IF(ISBLANK(Table2[[#This Row],[Annual Usage Hours (hrs)]]),Table2[[#This Row],[Reference Hours (hrs)]], Table2[[#This Row],[Annual Usage Hours (hrs)]]), IF(AND(ISBLANK(Table2[[#This Row],[Annual Usage Hours (hrs)]]), Table2[[#This Row],[Control Type]]=\"None\"), Table2[[#This Row],[Reference Hours (hrs)]], IF(Table2[[#This Row],[Control Type]]=\"None\", Table2[[#This Row],[Annual Usage Hours (hrs)]], IF(AND(ISBLANK(Table2[[#This Row],[Annual Usage Hours (hrs)]]), Table2[[#This Row],[Control Type]]<>\"None\"), IFERROR(Table2[[#This Row],[Reference Hours (hrs)]]*0.8,\"\"), IF(Table2[[#This Row],[Control Type]]<>\"None\", IFERROR( Table2[[#This Row],[Annual Usage Hours (hrs)]]*0.8,\"\"),\"\")))))","v":""},{"$f":"IF( Table2[[#This Row],[Lighting  Technology]]=\"Other\", IF(ISBLANK(Table2[[#This Row],[Retrofit Lamp/ Luminaire Wattage (see Rebate Unit)]]),\"\",IFERROR(Table2[[#This Row],[Prescribed Quantity]]*Table2[[#This Row],[Retrofit Lamp/ Luminaire Wattage (see Rebate Unit)]],\"\")), IF(ISBLANK(Table2[[#This Row],[Retrofit Lamp/ Luminaire Wattage (see Rebate Unit)]]),IFERROR(Table2[[#This Row],[Prescribed Quantity]]*Table2[[#This Row],[Prescribed Wattage (W)]],\"\"),IFERROR(Table2[[#This Row],[Prescribed Quantity]]*Table2[[#This Row],[Retrofit Lamp/ Luminaire Wattage (see Rebate Unit)]],\"\")))","v":""},{"$f":"IFERROR((IF( Table2[[#This Row],[Lighting  Technology]]=\"Other\", Table2[[#This Row],[Prescribed Quantity]]*Table2[[#This Row],[Retrofit Lamp/ Luminaire Wattage (see Rebate Unit)]], Table2[[#This Row],[Prescribed Quantity]]*Table2[[#This Row],[Prescribed Wattage (W)]] )),\"\")","v":""},{"$f":"IF(ISBLANK(Table2[[#This Row],[New Total Demand (hidden, W)]]),\"\", IF(ISBLANK(Table2[[#This Row],[New Hours (hidden, hrs)]]), \"\", IFERROR(Table2[[#This Row],[New Hours (hidden, hrs)]]*Table2[[#This Row],[New Total Demand (hidden, W)]]/1000,\"\")))","v":""},{"$f":"IF(ISBLANK(Table2[[#This Row],[Total Demand (Hidden) W]]),\"\", IF(ISBLANK(Table2[[#This Row],[New Total Demand (hidden, W)]]), \"\", IFERROR((Table2[[#This Row],[Total Demand (Hidden) W]]-Table2[[#This Row],[New Total Demand (hidden, W)]])/1000,\"\")))","v":""},{"$f":"IF( OR(ISBLANK(Table2[[#This Row],[New Total Demand (hidden, W)]]),ISBLANK(Table2[[#This Row],[Total Demand (Hidden) W]])),\"\", IF(ISBLANK(Table2[[#This Row],[Annual Usage Hours (hrs)]]), IFERROR( Table2[[#This Row],[Reference Hours (hrs)]]*(Table2[[#This Row],[Total Demand (Hidden) W]]-Table2[[#This Row],[New Total Demand (hidden, W)]])/1000,\"\"), IFERROR( Table2[[#This Row],[Annual Usage Hours (hrs)]]*(Table2[[#This Row],[Total Demand (Hidden) W]]-Table2[[#This Row],[New Total Demand (hidden, W)]])/1000,\"\")))","v":""},{"$f":"IF( OR(ISBLANK(Table2[[#This Row],[Prescribed Total Demand (hidden, W)]]),ISBLANK(Table2[[#This Row],[Total Demand (Hidden) W]])),\"\", IF(ISBLANK(Table2[[#This Row],[Annual Usage Hours (hrs)]]), IFERROR( Table2[[#This Row],[Reference Hours (hrs)]]*((Table2[Existing Prescribed Wattage (W)]*Table2[Existing Luminaire Quantity])-Table2[[#This Row],[Prescribed Total Demand (hidden, W)]])/1000,\"\"), IFERROR( Table2[[#This Row],[Annual Usage Hours (hrs)]]*((Table2[Existing Prescribed Wattage (W)]*Table2[Existing Luminaire Quantity])-Table2[[#This Row],[Prescribed Total Demand (hidden, W)]])/1000,\"\")))","v":""},{"$f":"\"\"","v":""},{"$f":"IF(OR(Table2[[#This Row],[Control Type]]=\"None\", ISBLANK(Table2[[#This Row],[Control Type]])),\"\", IF(ISBLANK(Table2[[#This Row],[New Total Demand (hidden, W)]]),\"\", IF(ISBLANK(Table2[[#This Row],[Annual Usage Hours (hrs)]]),  IFERROR( 0.2*Table2[[#This Row],[Reference Hours (hrs)]]*Table2[[#This Row],[New Total Demand (hidden, W)]]/1000,\"\"), IFERROR( 0.2*Table2[[#This Row],[Annual Usage Hours (hrs)]]*Table2[[#This Row],[New Total Demand (hidden, W)]]/1000,\"\"))))","v":""},{"$f":"IF(AND(NOT(ISNUMBER(Table2[[#This Row],[Rebate Per Unit\n(CAD)]])),ISBLANK(Table2[[#This Row],[Control Type]])), \"\", IF(OR(Table2[[#This Row],[Rebate Per Unit\n(CAD)]]=0,AND(NOT(ISNUMBER(Table2[[#This Row],[Rebate Per Unit\n(CAD)]])), ISTEXT(Table2[[#This Row],[Control Type]]))), 0, IFERROR(Table2[[#This Row],[Prescribed Quantity]]*Table2[[#This Row],[Rebate Per Unit\n(CAD)]],\"\")))","v":""},{"$f":" IF(AND(ISBLANK(Table2[[#This Row],[Control Type]]),ISNUMBER(Table2[[#This Row],[Rebate Value (CAD)]])),0, IFERROR(Table2[[#This Row],[Control Quantity]]*Table2[[#This Row],[Control Rebate per Unit\n(CAD)]],\"\"))","v":""},{"$f":"IF(AND(ISBLANK(Table2[[#This Row],[Rebate Value (CAD)]]),ISBLANK(Table2[[#This Row],[Rebate Value for Controls (CAD)]])), \"\", IFERROR(Table2[[#This Row],[Rebate Value (CAD)]]+Table2[[#This Row],[Rebate Value for Controls (CAD)]],\"\"))","v":""},{"$f":"IF(Table2[[#This Row],[Lighting  Technology]]=\"Other\",\"Other - \"&Table2[[#This Row],[Other - Lighting Technology Description]],Table2[[#This Row],[BC Hydro Rebate Category ]])","v":0},{"$f":"Table2[[#This Row],[BC Hydro Rebate Category ]]&Table2[[#This Row],[Retrofit Part '# (mandatory to validate Rebates)]]","v":""},null,null,"Sub-Total",{"$f":"IFERROR(SUM(AS8:AS14),0)","v":0},{"$f":"IFERROR(SUM(AT8:AT14),0)","v":0},0,{"$f":"IFERROR(SUM(AV8:AV14),0)","v":0},0,0,0,0,0,0,0,0,{"$f":"B4","v":0},{"$f":"IFERROR((BE15)/BD15,0)","v":0}]
[null,null,null,null,null,null,{"$f":"IF(ISBLANK(Table2[[#This Row],[Prescribed Lighting Source]]), \"\", IFERROR( INDEX(Table13ExistingPrescribedWattage,MATCH(Table2[[#This Row],[Prescribed Lighting Source]],Table13ExistingLightingSource,0)), IFERROR(INDEX(Table13ExistingPrescribedWattage,MATCH(Table2[[#This Row],[Fortis Rebate Category ]],Table13NewLightingSource,0)),\"-\")))","v":""},null,{"$f":"IFERROR(INDEX(SpaceTypeHours,MATCH(Table2[[#This Row],[Space Type]],SpaceType,0)),\"\")","v":""},null,{"$f":"IFERROR(IF(Table2[[#This Row],[Lighting  Technology]]=\"Other\",Table2[[#This Row],[Existing Effective Input Wattage (W)]]*Table2[[#This Row],[Existing Luminaire Quantity]],Table2[[#This Row],[Existing Prescribed Wattage (W)]]*Table2[[#This Row],[Existing Luminaire Quantity]]),\"\")","v":""},{"$f":"IF(Table2[Lighting  Technology] = \"Other\",(Table2[[#This Row],[Existing Luminaire Quantity]]*Table2[[#This Row],[Existing Effective Input Wattage (W)]]), IF(Table2[Existing Prescribed Wattage (W)] = \"\",\"\", IF( ISBLANK(Table2[[#This Row],[Existing Effective Input Wattage (W)]]), (Table2[[#This Row],[Existing Luminaire Quantity]]*Table2[[#This Row],[Existing Prescribed Wattage (W)]]),(Table2[[#This Row],[Existing Luminaire Quantity]]*Table2[[#This Row],[Existing Effective Input Wattage (W)]]))))","v":""},{"$f":"IF( (ISBLANK(Table2[[#This Row],[Annual Usage Hours (hrs)]])), IFERROR(Table2[[#This Row],[Reference Hours (hrs)]]*Table2[[#This Row],[Total Demand (Hidden) W]]/1000,\"\"), IFERROR(Table2[[#This Row],[Annual Usage Hours (hrs)]]*Table2[[#This Row],[Total Demand (Hidden) W]]/1000,\"\"))","v":""},null,null,{"$f":"IF(Table2[[#This Row],[Lighting  Technology]]=\"Other\", 0, IF( AND(ISBLANK(Table2[[#This Row],[BC Hydro Rebate Category ]]),ISBLANK(Table2[[#This Row],[Fortis Rebate Category ]])), \"\", IF(ISTEXT(Table2[[#This Row],[Fortis Rebate Category ]]), IFERROR(INDEX(Table13[Rebate],MATCH(Table2[[#This Row],[Fortis Rebate Category ]],Table13[Fortis New Lighting source],0)),\"\"), IF(ISTEXT(Table2[[#This Row],[BC Hydro Rebate Category ]]), IFERROR(INDEX(Table13Rebate,MATCH(Table2[[#This Row],[BC Hydro Rebate Category ]],Table13BCHRebateCategory,0)),\"\"), \"\"))))","v":""},{"$f":" IF(Table2[[#This Row],[Lighting  Technology]]=\"Other\", \"per Unit\", IF( AND(ISBLANK(Table2[[#This Row],[BC Hydro Rebate Category ]]),ISBLANK(Table2[[#This Row],[Fortis Rebate Category ]])), \"\", IF(ISTEXT(Table2[[#This Row],[Fortis Rebate Category ]]), IFERROR(INDEX(Table13PerUnit,MATCH(Table2[[#This Row],[Fortis Rebate Category ]],Table13[Fortis New Lighting source],0)),\"\"), IF(ISTEXT(Table2[[#This Row],[BC Hydro Rebate Category ]]), IFERROR(INDEX(Table13PerUnit,MATCH(Table2[[#This Row],[BC Hydro Rebate Category ]],Table13BCHRebateCategory,0)),\"\"), \"\"))))","v":""},null,{"$f":"IF( AND(ISBLANK(Table2[[#This Row],[Existing Luminaire Quantity]]),ISBLANK(Table2[[#This Row],[Prescribed Lighting Source]])), \"\", IF( OR(AND(ISNUMBER(SEARCH(\"lamp fl.\",Table2[[#This Row],[Prescribed Lighting Source]])),ISNUMBER(SEARCH(\"T8 lamp\",Table2[[#This Row],[BC Hydro Rebate Category ]]))),AND(ISNUMBER(SEARCH(\"T5HO\",Table2[[#This Row],[Prescribed Lighting Source]])),ISNUMBER(SEARCH(\"T5HO\",Table2[[#This Row],[BC Hydro Rebate Category ]]))),AND(ISNUMBER(SEARCH(\"lamp fl.\",Table2[[#This Row],[Prescribed Lighting Source]])),ISNUMBER(SEARCH(\"T8 lamp\",Table2[[#This Row],[Fortis Rebate Category ]]))),AND(ISNUMBER(SEARCH(\"T5HO\",Table2[[#This Row],[Prescribed Lighting Source]])),ISNUMBER(SEARCH(\"T5HO\",Table2[[#This Row],[Fortis Rebate Category ]])))          ),  IFERROR(INDEX(Table13NumberofLamps,MATCH(Table2[[#This Row],[Prescribed Lighting Source]],Table13ExistingLightingSource,0))*Table2[[#This Row],[Existing Luminaire Quantity]], \"-\"),  IF(Table2[[#This Row],[Lighting  Technology]]=\"Other\", IFERROR(Table2[[#This Row],[Existing Luminaire Quantity]],\"-\"), IFERROR(Table2[[#This Row],[Existing Luminaire Quantity]],\"-\"))))","v":""},{"$f":"IF( AND(ISBLANK(Table2[[#This Row],[BC Hydro Rebate Category ]]),ISBLANK(Table2[[#This Row],[Fortis Rebate Category ]])), \"\", IF(ISTEXT(Table2[[#This Row],[Fortis Rebate Category ]]), IFERROR(INDEX(Table13NewPrescribedWattage,MATCH(Table2[[#This Row],[Fortis Rebate Category ]],Table13[Fortis New Lighting source],0)),\"\"), IF(ISTEXT(Table2[[#This Row],[BC Hydro Rebate Category ]]), IFERROR(INDEX(Table13NewPrescribedWattage,MATCH(Table2[[#This Row],[BC Hydro Rebate Category ]],Table13BCHRebateCategory,0)),\"\"), \"\")))","v":""},null,null,{"$f":"IF(Table2[[#This Row],[Lighting  Technology]]=\"Other\", \"-\", IF( AND(ISBLANK(Table2[[#This Row],[BC Hydro Rebate Category ]]),ISBLANK(Table2[[#This Row],[Fortis Rebate Category ]])), \"\", IF(ISTEXT(Table2[[#This Row],[Fortis Rebate Category ]]), IFERROR(INDEX(Table13BCHECM,MATCH(Table2[[#This Row],[Fortis Rebate Category ]],Table13[Fortis New Lighting source],0)),\"\"), IF(ISTEXT(Table2[[#This Row],[BC Hydro Rebate Category ]]), IFERROR(INDEX(Table13BCHECM,MATCH(Table2[[#This Row],[BC Hydro Rebate Category ]],Table13BCHRebateCategory,0)),\"\"), \"\"))))","v":""},{"$f":"IF(Table2[[#This Row],[Lighting  Technology]]=\"Other\", 0, IF( AND(ISBLANK(Table2[[#This Row],[BC Hydro Rebate Category ]]),ISBLANK(Table2[[#This Row],[Fortis Rebate Category ]])), \"\", IF(ISTEXT(Table2[[#This Row],[Fortis Rebate Category ]]), IFERROR(INDEX(Table13Persistence,MATCH(Table2[[#This Row],[Fortis Rebate Category ]],Table13[Fortis New Lighting source],0)),\"\"), IF(ISTEXT(Table2[[#This Row],[BC Hydro Rebate Category ]]), IFERROR(INDEX(Table13Persistence,MATCH(Table2[[#This Row],[BC Hydro Rebate Category ]],Table13BCHRebateCategory,0)),\"\"), \"\"))))","v":""},null,{"$f":"IFERROR(INDEX(Table5ControlRebate,MATCH(Table2[[#This Row],[Control Type]],Table5NewControl,0)),\"\")","v":""},null,{"$f":"IF(ISBLANK(Table2[[#This Row],[Control Type]]), IF(ISBLANK(Table2[[#This Row],[Annual Usage Hours (hrs)]]),Table2[[#This Row],[Reference Hours (hrs)]], Table2[[#This Row],[Annual Usage Hours (hrs)]]), IF(AND(ISBLANK(Table2[[#This Row],[Annual Usage Hours (hrs)]]), Table2[[#This Row],[Control Type]]=\"None\"), Table2[[#This Row],[Reference Hours (hrs)]], IF(Table2[[#This Row],[Control Type]]=\"None\", Table2[[#This Row],[Annual Usage Hours (hrs)]], IF(AND(ISBLANK(Table2[[#This Row],[Annual Usage Hours (hrs)]]), Table2[[#This Row],[Control Type]]<>\"None\"), IFERROR(Table2[[#This Row],[Reference Hours (hrs)]]*0.8,\"\"), IF(Table2[[#This Row],[Control Type]]<>\"None\", IFERROR( Table2[[#This Row],[Annual Usage Hours (hrs)]]*0.8,\"\"),\"\")))))","v":""},{"$f":"IF( Table2[[#This Row],[Lighting  Technology]]=\"Other\", IF(ISBLANK(Table2[[#This Row],[Retrofit Lamp/ Luminaire Wattage (see Rebate Unit)]]),\"\",IFERROR(Table2[[#This Row],[Prescribed Quantity]]*Table2[[#This Row],[Retrofit Lamp/ Luminaire Wattage (see Rebate Unit)]],\"\")), IF(ISBLANK(Table2[[#This Row],[Retrofit Lamp/ Luminaire Wattage (see Rebate Unit)]]),IFERROR(Table2[[#This Row],[Prescribed Quantity]]*Table2[[#This Row],[Prescribed Wattage (W)]],\"\"),IFERROR(Table2[[#This Row],[Prescribed Quantity]]*Table2[[#This Row],[Retrofit Lamp/ Luminaire Wattage (see Rebate Unit)]],\"\")))","v":""},{"$f":"IFERROR((IF( Table2[[#This Row],[Lighting  Technology]]=\"Other\", Table2[[#This Row],[Prescribed Quantity]]*Table2[[#This Row],[Retrofit Lamp/ Luminaire Wattage (see Rebate Unit)]], Table2[[#This Row],[Prescribed Quantity]]*Table2[[#This Row],[Prescribed Wattage (W)]] )),\"\")","v":""},{"$f":"IF(ISBLANK(Table2[[#This Row],[New Total Demand (hidden, W)]]),\"\", IF(ISBLANK(Table2[[#This Row],[New Hours (hidden, hrs)]]), \"\", IFERROR(Table2[[#This Row],[New Hours (hidden, hrs)]]*Table2[[#This Row],[New Total Demand (hidden, W)]]/1000,\"\")))","v":""},{"$f":"IF(ISBLANK(Table2[[#This Row],[Total Demand (Hidden) W]]),\"\", IF(ISBLANK(Table2[[#This Row],[New Total Demand (hidden, W)]]), \"\", IFERROR((Table2[[#This Row],[Total Demand (Hidden) W]]-Table2[[#This Row],[New Total Demand (hidden, W)]])/1000,\"\")))","v":""},{"$f":"IF( OR(ISBLANK(Table2[[#This Row],[New Total Demand (hidden, W)]]),ISBLANK(Table2[[#This Row],[Total Demand (Hidden) W]])),\"\", IF(ISBLANK(Table2[[#This Row],[Annual Usage Hours (hrs)]]), IFERROR( Table2[[#This Row],[Reference Hours (hrs)]]*(Table2[[#This Row],[Total Demand (Hidden) W]]-Table2[[#This Row],[New Total Demand (hidden, W)]])/1000,\"\"), IFERROR( Table2[[#This Row],[Annual Usage Hours (hrs)]]*(Table2[[#This Row],[Total Demand (Hidden) W]]-Table2[[#This Row],[New Total Demand (hidden, W)]])/1000,\"\")))","v":""},{"$f":"IF( OR(ISBLANK(Table2[[#This Row],[Prescribed Total Demand (hidden, W)]]),ISBLANK(Table2[[#This Row],[Total Demand (Hidden) W]])),\"\", IF(ISBLANK(Table2[[#This Row],[Annual Usage Hours (hrs)]]), IFERROR( Table2[[#This Row],[Reference Hours (hrs)]]*((Table2[Existing Prescribed Wattage (W)]*Table2[Existing Luminaire Quantity])-Table2[[#This Row],[Prescribed Total Demand (hidden, W)]])/1000,\"\"), IFERROR( Table2[[#This Row],[Annual Usage Hours (hrs)]]*((Table2[Existing Prescribed Wattage (W)]*Table2[Existing Luminaire Quantity])-Table2[[#This Row],[Prescribed Total Demand (hidden, W)]])/1000,\"\")))","v":""},{"$f":"\"\"","v":""},{"$f":"IF(OR(Table2[[#This Row],[Control Type]]=\"None\", ISBLANK(Table2[[#This Row],[Control Type]])),\"\", IF(ISBLANK(Table2[[#This Row],[New Total Demand (hidden, W)]]),\"\", IF(ISBLANK(Table2[[#This Row],[Annual Usage Hours (hrs)]]),  IFERROR( 0.2*Table2[[#This Row],[Reference Hours (hrs)]]*Table2[[#This Row],[New Total Demand (hidden, W)]]/1000,\"\"), IFERROR( 0.2*Table2[[#This Row],[Annual Usage Hours (hrs)]]*Table2[[#This Row],[New Total Demand (hidden, W)]]/1000,\"\"))))","v":""},{"$f":"IF(AND(NOT(ISNUMBER(Table2[[#This Row],[Rebate Per Unit\n(CAD)]])),ISBLANK(Table2[[#This Row],[Control Type]])), \"\", IF(OR(Table2[[#This Row],[Rebate Per Unit\n(CAD)]]=0,AND(NOT(ISNUMBER(Table2[[#This Row],[Rebate Per Unit\n(CAD)]])), ISTEXT(Table2[[#This Row],[Control Type]]))), 0, IFERROR(Table2[[#This Row],[Prescribed Quantity]]*Table2[[#This Row],[Rebate Per Unit\n(CAD)]],\"\")))","v":""},{"$f":" IF(AND(ISBLANK(Table2[[#This Row],[Control Type]]),ISNUMBER(Table2[[#This Row],[Rebate Value (CAD)]])),0, IFERROR(Table2[[#This Row],[Control Quantity]]*Table2[[#This Row],[Control Rebate per Unit\n(CAD)]],\"\"))","v":""},{"$f":"IF(AND(ISBLANK(Table2[[#This Row],[Rebate Value (CAD)]]),ISBLANK(Table2[[#This Row],[Rebate Value for Controls (CAD)]])), \"\", IFERROR(Table2[[#This Row],[Rebate Value (CAD)]]+Table2[[#This Row],[Rebate Value for Controls (CAD)]],\"\"))","v":""},{"$f":"IF(Table2[[#This Row],[Lighting  Technology]]=\"Other\",\"Other - \"&Table2[[#This Row],[Other - Lighting Technology Description]],Table2[[#This Row],[BC Hydro Rebate Category ]])","v":0},{"$f":"Table2[[#This Row],[BC Hydro Rebate Category ]]&Table2[[#This Row],[Retrofit Part '# (mandatory to validate Rebates)]]","v":""}]
[null,null,null,null,null,null,{"$f":"IF(ISBLANK(Table2[[#This Row],[Prescribed Lighting Source]]), \"\", IFERROR( INDEX(Table13ExistingPrescribedWattage,MATCH(Table2[[#This Row],[Prescribed Lighting Source]],Table13ExistingLightingSource,0)), IFERROR(INDEX(Table13ExistingPrescribedWattage,MATCH(Table2[[#This Row],[Fortis Rebate Category ]],Table13NewLightingSource,0)),\"-\")))","v":""},null,{"$f":"IFERROR(INDEX(SpaceTypeHours,MATCH(Table2[[#This Row],[Space Type]],SpaceType,0)),\"\")","v":""},null,{"$f":"IFERROR(IF(Table2[[#This Row],[Lighting  Technology]]=\"Other\",Table2[[#This Row],[Existing Effective Input Wattage (W)]]*Table2[[#This Row],[Existing Luminaire Quantity]],Table2[[#This Row],[Existing Prescribed Wattage (W)]]*Table2[[#This Row],[Existing Luminaire Quantity]]),\"\")","v":""},{"$f":"IF(Table2[Lighting  Technology] = \"Other\",(Table2[[#This Row],[Existing Luminaire Quantity]]*Table2[[#This Row],[Existing Effective Input Wattage (W)]]), IF(Table2[Existing Prescribed Wattage (W)] = \"\",\"\", IF( ISBLANK(Table2[[#This Row],[Existing Effective Input Wattage (W)]]), (Table2[[#This Row],[Existing Luminaire Quantity]]*Table2[[#This Row],[Existing Prescribed Wattage (W)]]),(Table2[[#This Row],[Existing Luminaire Quantity]]*Table2[[#This Row],[Existing Effective Input Wattage (W)]]))))","v":""},{"$f":"IF( (ISBLANK(Table2[[#This Row],[Annual Usage Hours (hrs)]])), IFERROR(Table2[[#This Row],[Reference Hours (hrs)]]*Table2[[#This Row],[Total Demand (Hidden) W]]/1000,\"\"), IFERROR(Table2[[#This Row],[Annual Usage Hours (hrs)]]*Table2[[#This Row],[Total Demand (Hidden) W]]/1000,\"\"))","v":""},null,null,{"$f":"IF(Table2[[#This Row],[Lighting  Technology]]=\"Other\", 0, IF( AND(ISBLANK(Table2[[#This Row],[BC Hydro Rebate Category ]]),ISBLANK(Table2[[#This Row],[Fortis Rebate Category ]])), \"\", IF(ISTEXT(Table2[[#This Row],[Fortis Rebate Category ]]), IFERROR(INDEX(Table13[Rebate],MATCH(Table2[[#This Row],[Fortis Rebate Category ]],Table13[Fortis New Lighting source],0)),\"\"), IF(ISTEXT(Table2[[#This Row],[BC Hydro Rebate Category ]]), IFERROR(INDEX(Table13Rebate,MATCH(Table2[[#This Row],[BC Hydro Rebate Category ]],Table13BCHRebateCategory,0)),\"\"), \"\"))))","v":""},{"$f":" IF(Table2[[#This Row],[Lighting  Technology]]=\"Other\", \"per Unit\", IF( AND(ISBLANK(Table2[[#This Row],[BC Hydro Rebate Category ]]),ISBLANK(Table2[[#This Row],[Fortis Rebate Category ]])), \"\", IF(ISTEXT(Table2[[#This Row],[Fortis Rebate Category ]]), IFERROR(INDEX(Table13PerUnit,MATCH(Table2[[#This Row],[Fortis Rebate Category ]],Table13[Fortis New Lighting source],0)),\"\"), IF(ISTEXT(Table2[[#This Row],[BC Hydro Rebate Category ]]), IFERROR(INDEX(Table13PerUnit,MATCH(Table2[[#This Row],[BC Hydro Rebate Category ]],Table13BCHRebateCategory,0)),\"\"), \"\"))))","v":""},null,{"$f":"IF( AND(ISBLANK(Table2[[#This Row],[Existing Luminaire Quantity]]),ISBLANK(Table2[[#This Row],[Prescribed Lighting Source]])), \"\", IF( OR(AND(ISNUMBER(SEARCH(\"lamp fl.\",Table2[[#This Row],[Prescribed Lighting Source]])),ISNUMBER(SEARCH(\"T8 lamp\",Table2[[#This Row],[BC Hydro Rebate Category ]]))),AND(ISNUMBER(SEARCH(\"T5HO\",Table2[[#This Row],[Prescribed Lighting Source]])),ISNUMBER(SEARCH(\"T5HO\",Table2[[#This Row],[BC Hydro Rebate Category ]]))),AND(ISNUMBER(SEARCH(\"lamp fl.\",Table2[[#This Row],[Prescribed Lighting Source]])),ISNUMBER(SEARCH(\"T8 lamp\",Table2[[#This Row],[Fortis Rebate Category ]]))),AND(ISNUMBER(SEARCH(\"T5HO\",Table2[[#This Row],[Prescribed Lighting Source]])),ISNUMBER(SEARCH(\"T5HO\",Table2[[#This Row],[Fortis Rebate Category ]])))          ),  IFERROR(INDEX(Table13NumberofLamps,MATCH(Table2[[#This Row],[Prescribed Lighting Source]],Table13ExistingLightingSource,0))*Table2[[#This Row],[Existing Luminaire Quantity]], \"-\"),  IF(Table2[[#This Row],[Lighting  Technology]]=\"Other\", IFERROR(Table2[[#This Row],[Existing Luminaire Quantity]],\"-\"), IFERROR(Table2[[#This Row],[Existing Luminaire Quantity]],\"-\"))))","v":""},{"$f":"IF( AND(ISBLANK(Table2[[#This Row],[BC Hydro Rebate Category ]]),ISBLANK(Table2[[#This Row],[Fortis Rebate Category ]])), \"\", IF(ISTEXT(Table2[[#This Row],[Fortis Rebate Category ]]), IFERROR(INDEX(Table13NewPrescribedWattage,MATCH(Table2[[#This Row],[Fortis Rebate Category ]],Table13[Fortis New Lighting source],0)),\"\"), IF(ISTEXT(Table2[[#This Row],[BC Hydro Rebate Category ]]), IFERROR(INDEX(Table13NewPrescribedWattage,MATCH(Table2[[#This Row],[BC Hydro Rebate Category ]],Table13BCHRebateCategory,0)),\"\"), \"\")))","v":""},null,null,{"$f":"IF(Table2[[#This Row],[Lighting  Technology]]=\"Other\", \"-\", IF( AND(ISBLANK(Table2[[#This Row],[BC Hydro Rebate Category ]]),ISBLANK(Table2[[#This Row],[Fortis Rebate Category ]])), \"\", IF(ISTEXT(Table2[[#This Row],[Fortis Rebate Category ]]), IFERROR(INDEX(Table13BCHECM,MATCH(Table2[[#This Row],[Fortis Rebate Category ]],Table13[Fortis New Lighting source],0)),\"\"), IF(ISTEXT(Table2[[#This Row],[BC Hydro Rebate Category ]]), IFERROR(INDEX(Table13BCHECM,MATCH(Table2[[#This Row],[BC Hydro Rebate Category ]],Table13BCHRebateCategory,0)),\"\"), \"\"))))","v":""},{"$f":"IF(Table2[[#This Row],[Lighting  Technology]]=\"Other\", 0, IF( AND(ISBLANK(Table2[[#This Row],[BC Hydro Rebate Category ]]),ISBLANK(Table2[[#This Row],[Fortis Rebate Category ]])), \"\", IF(ISTEXT(Table2[[#This Row],[Fortis Rebate Category ]]), IFERROR(INDEX(Table13Persistence,MATCH(Table2[[#This Row],[Fortis Rebate Category ]],Table13[Fortis New Lighting source],0)),\"\"), IF(ISTEXT(Table2[[#This Row],[BC Hydro Rebate Category ]]), IFERROR(INDEX(Table13Persistence,MATCH(Table2[[#This Row],[BC Hydro Rebate Category ]],Table13BCHRebateCategory,0)),\"\"), \"\"))))","v":""},null,{"$f":"IFERROR(INDEX(Table5ControlRebate,MATCH(Table2[[#This Row],[Control Type]],Table5NewControl,0)),\"\")","v":""},null,{"$f":"IF(ISBLANK(Table2[[#This Row],[Control Type]]), IF(ISBLANK(Table2[[#This Row],[Annual Usage Hours (hrs)]]),Table2[[#This Row],[Reference Hours (hrs)]], Table2[[#This Row],[Annual Usage Hours (hrs)]]), IF(AND(ISBLANK(Table2[[#This Row],[Annual Usage Hours (hrs)]]), Table2[[#This Row],[Control Type]]=\"None\"), Table2[[#This Row],[Reference Hours (hrs)]], IF(Table2[[#This Row],[Control Type]]=\"None\", Table2[[#This Row],[Annual Usage Hours (hrs)]], IF(AND(ISBLANK(Table2[[#This Row],[Annual Usage Hours (hrs)]]), Table2[[#This Row],[Control Type]]<>\"None\"), IFERROR(Table2[[#This Row],[Reference Hours (hrs)]]*0.8,\"\"), IF(Table2[[#This Row],[Control Type]]<>\"None\", IFERROR( Table2[[#This Row],[Annual Usage Hours (hrs)]]*0.8,\"\"),\"\")))))","v":""},{"$f":"IF( Table2[[#This Row],[Lighting  Technology]]=\"Other\", IF(ISBLANK(Table2[[#This Row],[Retrofit Lamp/ Luminaire Wattage (see Rebate Unit)]]),\"\",IFERROR(Table2[[#This Row],[Prescribed Quantity]]*Table2[[#This Row],[Retrofit Lamp/ Luminaire Wattage (see Rebate Unit)]],\"\")), IF(ISBLANK(Table2[[#This Row],[Retrofit Lamp/ Luminaire Wattage (see Rebate Unit)]]),IFERROR(Table2[[#This Row],[Prescribed Quantity]]*Table2[[#This Row],[Prescribed Wattage (W)]],\"\"),IFERROR(Table2[[#This Row],[Prescribed Quantity]]*Table2[[#This Row],[Retrofit Lamp/ Luminaire Wattage (see Rebate Unit)]],\"\")))","v":""},{"$f":"IFERROR((IF( Table2[[#This Row],[Lighting  Technology]]=\"Other\", Table2[[#This Row],[Prescribed Quantity]]*Table2[[#This Row],[Retrofit Lamp/ Luminaire Wattage (see Rebate Unit)]], Table2[[#This Row],[Prescribed Quantity]]*Table2[[#This Row],[Prescribed Wattage (W)]] )),\"\")","v":""},{"$f":"IF(ISBLANK(Table2[[#This Row],[New Total Demand (hidden, W)]]),\"\", IF(ISBLANK(Table2[[#This Row],[New Hours (hidden, hrs)]]), \"\", IFERROR(Table2[[#This Row],[New Hours (hidden, hrs)]]*Table2[[#This Row],[New Total Demand (hidden, W)]]/1000,\"\")))","v":""},{"$f":"IF(ISBLANK(Table2[[#This Row],[Total Demand (Hidden) W]]),\"\", IF(ISBLANK(Table2[[#This Row],[New Total Demand (hidden, W)]]), \"\", IFERROR((Table2[[#This Row],[Total Demand (Hidden) W]]-Table2[[#This Row],[New Total Demand (hidden, W)]])/1000,\"\")))","v":""},{"$f":"IF( OR(ISBLANK(Table2[[#This Row],[New Total Demand (hidden, W)]]),ISBLANK(Table2[[#This Row],[Total Demand (Hidden) W]])),\"\", IF(ISBLANK(Table2[[#This Row],[Annual Usage Hours (hrs)]]), IFERROR( Table2[[#This Row],[Reference Hours (hrs)]]*(Table2[[#This Row],[Total Demand (Hidden) W]]-Table2[[#This Row],[New Total Demand (hidden, W)]])/1000,\"\"), IFERROR( Table2[[#This Row],[Annual Usage Hours (hrs)]]*(Table2[[#This Row],[Total Demand (Hidden) W]]-Table2[[#This Row],[New Total Demand (hidden, W)]])/1000,\"\")))","v":""},{"$f":"IF( OR(ISBLANK(Table2[[#This Row],[Prescribed Total Demand (hidden, W)]]),ISBLANK(Table2[[#This Row],[Total Demand (Hidden) W]])),\"\", IF(ISBLANK(Table2[[#This Row],[Annual Usage Hours (hrs)]]), IFERROR( Table2[[#This Row],[Reference Hours (hrs)]]*((Table2[Existing Prescribed Wattage (W)]*Table2[Existing Luminaire Quantity])-Table2[[#This Row],[Prescribed Total Demand (hidden, W)]])/1000,\"\"), IFERROR( Table2[[#This Row],[Annual Usage Hours (hrs)]]*((Table2[Existing Prescribed Wattage (W)]*Table2[Existing Luminaire Quantity])-Table2[[#This Row],[Prescribed Total Demand (hidden, W)]])/1000,\"\")))","v":""},{"$f":"\"\"","v":""},{"$f":"IF(OR(Table2[[#This Row],[Control Type]]=\"None\", ISBLANK(Table2[[#This Row],[Control Type]])),\"\", IF(ISBLANK(Table2[[#This Row],[New Total Demand (hidden, W)]]),\"\", IF(ISBLANK(Table2[[#This Row],[Annual Usage Hours (hrs)]]),  IFERROR( 0.2*Table2[[#This Row],[Reference Hours (hrs)]]*Table2[[#This Row],[New Total Demand (hidden, W)]]/1000,\"\"), IFERROR( 0.2*Table2[[#This Row],[Annual Usage Hours (hrs)]]*Table2[[#This Row],[New Total Demand (hidden, W)]]/1000,\"\"))))","v":""},{"$f":"IF(AND(NOT(ISNUMBER(Table2[[#This Row],[Rebate Per Unit\n(CAD)]])),ISBLANK(Table2[[#This Row],[Control Type]])), \"\", IF(OR(Table2[[#This Row],[Rebate Per Unit\n(CAD)]]=0,AND(NOT(ISNUMBER(Table2[[#This Row],[Rebate Per Unit\n(CAD)]])), ISTEXT(Table2[[#This Row],[Control Type]]))), 0, IFERROR(Table2[[#This Row],[Prescribed Quantity]]*Table2[[#This Row],[Rebate Per Unit\n(CAD)]],\"\")))","v":""},{"$f":" IF(AND(ISBLANK(Table2[[#This Row],[Control Type]]),ISNUMBER(Table2[[#This Row],[Rebate Value (CAD)]])),0, IFERROR(Table2[[#This Row],[Control Quantity]]*Table2[[#This Row],[Control Rebate per Unit\n(CAD)]],\"\"))","v":""},{"$f":"IF(AND(ISBLANK(Table2[[#This Row],[Rebate Value (CAD)]]),ISBLANK(Table2[[#This Row],[Rebate Value for Controls (CAD)]])), \"\", IFERROR(Table2[[#This Row],[Rebate Value (CAD)]]+Table2[[#This Row],[Rebate Value for Controls (CAD)]],\"\"))","v":""},{"$f":"IF(Table2[[#This Row],[Lighting  Technology]]=\"Other\",\"Other - \"&Table2[[#This Row],[Other - Lighting Technology Description]],Table2[[#This Row],[BC Hydro Rebate Category ]])","v":0},{"$f":"Table2[[#This Row],[BC Hydro Rebate Category ]]&Table2[[#This Row],[Retrofit Part '# (mandatory to validate Rebates)]]","v":""}]
[null,null,null,null,null,null,{"$f":"IF(ISBLANK(Table2[[#This Row],[Prescribed Lighting Source]]), \"\", IFERROR( INDEX(Table13ExistingPrescribedWattage,MATCH(Table2[[#This Row],[Prescribed Lighting Source]],Table13ExistingLightingSource,0)), IFERROR(INDEX(Table13ExistingPrescribedWattage,MATCH(Table2[[#This Row],[Fortis Rebate Category ]],Table13NewLightingSource,0)),\"-\")))","v":""},null,{"$f":"IFERROR(INDEX(SpaceTypeHours,MATCH(Table2[[#This Row],[Space Type]],SpaceType,0)),\"\")","v":""},null,{"$f":"IFERROR(IF(Table2[[#This Row],[Lighting  Technology]]=\"Other\",Table2[[#This Row],[Existing Effective Input Wattage (W)]]*Table2[[#This Row],[Existing Luminaire Quantity]],Table2[[#This Row],[Existing Prescribed Wattage (W)]]*Table2[[#This Row],[Existing Luminaire Quantity]]),\"\")","v":""},{"$f":"IF(Table2[Lighting  Technology] = \"Other\",(Table2[[#This Row],[Existing Luminaire Quantity]]*Table2[[#This Row],[Existing Effective Input Wattage (W)]]), IF(Table2[Existing Prescribed Wattage (W)] = \"\",\"\", IF( ISBLANK(Table2[[#This Row],[Existing Effective Input Wattage (W)]]), (Table2[[#This Row],[Existing Luminaire Quantity]]*Table2[[#This Row],[Existing Prescribed Wattage (W)]]),(Table2[[#This Row],[Existing Luminaire Quantity]]*Table2[[#This Row],[Existing Effective Input Wattage (W)]]))))","v":""},{"$f":"IF( (ISBLANK(Table2[[#This Row],[Annual Usage Hours (hrs)]])), IFERROR(Table2[[#This Row],[Reference Hours (hrs)]]*Table2[[#This Row],[Total Demand (Hidden) W]]/1000,\"\"), IFERROR(Table2[[#This Row],[Annual Usage Hours (hrs)]]*Table2[[#This Row],[Total Demand (Hidden) W]]/1000,\"\"))","v":""},null,null,{"$f":"IF(Table2[[#This Row],[Lighting  Technology]]=\"Other\", 0, IF( AND(ISBLANK(Table2[[#This Row],[BC Hydro Rebate Category ]]),ISBLANK(Table2[[#This Row],[Fortis Rebate Category ]])), \"\", IF(ISTEXT(Table2[[#This Row],[Fortis Rebate Category ]]), IFERROR(INDEX(Table13[Rebate],MATCH(Table2[[#This Row],[Fortis Rebate Category ]],Table13[Fortis New Lighting source],0)),\"\"), IF(ISTEXT(Table2[[#This Row],[BC Hydro Rebate Category ]]), IFERROR(INDEX(Table13Rebate,MATCH(Table2[[#This Row],[BC Hydro Rebate Category ]],Table13BCHRebateCategory,0)),\"\"), \"\"))))","v":""},{"$f":" IF(Table2[[#This Row],[Lighting  Technology]]=\"Other\", \"per Unit\", IF( AND(ISBLANK(Table2[[#This Row],[BC Hydro Rebate Category ]]),ISBLANK(Table2[[#This Row],[Fortis Rebate Category ]])), \"\", IF(ISTEXT(Table2[[#This Row],[Fortis Rebate Category ]]), IFERROR(INDEX(Table13PerUnit,MATCH(Table2[[#This Row],[Fortis Rebate Category ]],Table13[Fortis New Lighting source],0)),\"\"), IF(ISTEXT(Table2[[#This Row],[BC Hydro Rebate Category ]]), IFERROR(INDEX(Table13PerUnit,MATCH(Table2[[#This Row],[BC Hydro Rebate Category ]],Table13BCHRebateCategory,0)),\"\"), \"\"))))","v":""},null,{"$f":"IF( AND(ISBLANK(Table2[[#This Row],[Existing Luminaire Quantity]]),ISBLANK(Table2[[#This Row],[Prescribed Lighting Source]])), \"\", IF( OR(AND(ISNUMBER(SEARCH(\"lamp fl.\",Table2[[#This Row],[Prescribed Lighting Source]])),ISNUMBER(SEARCH(\"T8 lamp\",Table2[[#This Row],[BC Hydro Rebate Category ]]))),AND(ISNUMBER(SEARCH(\"T5HO\",Table2[[#This Row],[Prescribed Lighting Source]])),ISNUMBER(SEARCH(\"T5HO\",Table2[[#This Row],[BC Hydro Rebate Category ]]))),AND(ISNUMBER(SEARCH(\"lamp fl.\",Table2[[#This Row],[Prescribed Lighting Source]])),ISNUMBER(SEARCH(\"T8 lamp\",Table2[[#This Row],[Fortis Rebate Category ]]))),AND(ISNUMBER(SEARCH(\"T5HO\",Table2[[#This Row],[Prescribed Lighting Source]])),ISNUMBER(SEARCH(\"T5HO\",Table2[[#This Row],[Fortis Rebate Category ]])))          ),  IFERROR(INDEX(Table13NumberofLamps,MATCH(Table2[[#This Row],[Prescribed Lighting Source]],Table13ExistingLightingSource,0))*Table2[[#This Row],[Existing Luminaire Quantity]], \"-\"),  IF(Table2[[#This Row],[Lighting  Technology]]=\"Other\", IFERROR(Table2[[#This Row],[Existing Luminaire Quantity]],\"-\"), IFERROR(Table2[[#This Row],[Existing Luminaire Quantity]],\"-\"))))","v":""},{"$f":"IF( AND(ISBLANK(Table2[[#This Row],[BC Hydro Rebate Category ]]),ISBLANK(Table2[[#This Row],[Fortis Rebate Category ]])), \"\", IF(ISTEXT(Table2[[#This Row],[Fortis Rebate Category ]]), IFERROR(INDEX(Table13NewPrescribedWattage,MATCH(Table2[[#This Row],[Fortis Rebate Category ]],Table13[Fortis New Lighting source],0)),\"\"), IF(ISTEXT(Table2[[#This Row],[BC Hydro Rebate Category ]]), IFERROR(INDEX(Table13NewPrescribedWattage,MATCH(Table2[[#This Row],[BC Hydro Rebate Category ]],Table13BCHRebateCategory,0)),\"\"), \"\")))","v":""},null,null,{"$f":"IF(Table2[[#This Row],[Lighting  Technology]]=\"Other\", \"-\", IF( AND(ISBLANK(Table2[[#This Row],[BC Hydro Rebate Category ]]),ISBLANK(Table2[[#This Row],[Fortis Rebate Category ]])), \"\", IF(ISTEXT(Table2[[#This Row],[Fortis Rebate Category ]]), IFERROR(INDEX(Table13BCHECM,MATCH(Table2[[#This Row],[Fortis Rebate Category ]],Table13[Fortis New Lighting source],0)),\"\"), IF(ISTEXT(Table2[[#This Row],[BC Hydro Rebate Category ]]), IFERROR(INDEX(Table13BCHECM,MATCH(Table2[[#This Row],[BC Hydro Rebate Category ]],Table13BCHRebateCategory,0)),\"\"), \"\"))))","v":""},{"$f":"IF(Table2[[#This Row],[Lighting  Technology]]=\"Other\", 0, IF( AND(ISBLANK(Table2[[#This Row],[BC Hydro Rebate Category ]]),ISBLANK(Table2[[#This Row],[Fortis Rebate Category ]])), \"\", IF(ISTEXT(Table2[[#This Row],[Fortis Rebate Category ]]), IFERROR(INDEX(Table13Persistence,MATCH(Table2[[#This Row],[Fortis Rebate Category ]],Table13[Fortis New Lighting source],0)),\"\"), IF(ISTEXT(Table2[[#This Row],[BC Hydro Rebate Category ]]), IFERROR(INDEX(Table13Persistence,MATCH(Table2[[#This Row],[BC Hydro Rebate Category ]],Table13BCHRebateCategory,0)),\"\"), \"\"))))","v":""},null,{"$f":"IFERROR(INDEX(Table5ControlRebate,MATCH(Table2[[#This Row],[Control Type]],Table5NewControl,0)),\"\")","v":""},null,{"$f":"IF(ISBLANK(Table2[[#This Row],[Control Type]]), IF(ISBLANK(Table2[[#This Row],[Annual Usage Hours (hrs)]]),Table2[[#This Row],[Reference Hours (hrs)]], Table2[[#This Row],[Annual Usage Hours (hrs)]]), IF(AND(ISBLANK(Table2[[#This Row],[Annual Usage Hours (hrs)]]), Table2[[#This Row],[Control Type]]=\"None\"), Table2[[#This Row],[Reference Hours (hrs)]], IF(Table2[[#This Row],[Control Type]]=\"None\", Table2[[#This Row],[Annual Usage Hours (hrs)]], IF(AND(ISBLANK(Table2[[#This Row],[Annual Usage Hours (hrs)]]), Table2[[#This Row],[Control Type]]<>\"None\"), IFERROR(Table2[[#This Row],[Reference Hours (hrs)]]*0.8,\"\"), IF(Table2[[#This Row],[Control Type]]<>\"None\", IFERROR( Table2[[#This Row],[Annual Usage Hours (hrs)]]*0.8,\"\"),\"\")))))","v":""},{"$f":"IF( Table2[[#This Row],[Lighting  Technology]]=\"Other\", IF(ISBLANK(Table2[[#This Row],[Retrofit Lamp/ Luminaire Wattage (see Rebate Unit)]]),\"\",IFERROR(Table2[[#This Row],[Prescribed Quantity]]*Table2[[#This Row],[Retrofit Lamp/ Luminaire Wattage (see Rebate Unit)]],\"\")), IF(ISBLANK(Table2[[#This Row],[Retrofit Lamp/ Luminaire Wattage (see Rebate Unit)]]),IFERROR(Table2[[#This Row],[Prescribed Quantity]]*Table2[[#This Row],[Prescribed Wattage (W)]],\"\"),IFERROR(Table2[[#This Row],[Prescribed Quantity]]*Table2[[#This Row],[Retrofit Lamp/ Luminaire Wattage (see Rebate Unit)]],\"\")))","v":""},{"$f":"IFERROR((IF( Table2[[#This Row],[Lighting  Technology]]=\"Other\", Table2[[#This Row],[Prescribed Quantity]]*Table2[[#This Row],[Retrofit Lamp/ Luminaire Wattage (see Rebate Unit)]], Table2[[#This Row],[Prescribed Quantity]]*Table2[[#This Row],[Prescribed Wattage (W)]] )),\"\")","v":""},{"$f":"IF(ISBLANK(Table2[[#This Row],[New Total Demand (hidden, W)]]),\"\", IF(ISBLANK(Table2[[#This Row],[New Hours (hidden, hrs)]]), \"\", IFERROR(Table2[[#This Row],[New Hours (hidden, hrs)]]*Table2[[#This Row],[New Total Demand (hidden, W)]]/1000,\"\")))","v":""},{"$f":"IF(ISBLANK(Table2[[#This Row],[Total Demand (Hidden) W]]),\"\", IF(ISBLANK(Table2[[#This Row],[New Total Demand (hidden, W)]]), \"\", IFERROR((Table2[[#This Row],[Total Demand (Hidden) W]]-Table2[[#This Row],[New Total Demand (hidden, W)]])/1000,\"\")))","v":""},{"$f":"IF( OR(ISBLANK(Table2[[#This Row],[New Total Demand (hidden, W)]]),ISBLANK(Table2[[#This Row],[Total Demand (Hidden) W]])),\"\", IF(ISBLANK(Table2[[#This Row],[Annual Usage Hours (hrs)]]), IFERROR( Table2[[#This Row],[Reference Hours (hrs)]]*(Table2[[#This Row],[Total Demand (Hidden) W]]-Table2[[#This Row],[New Total Demand (hidden, W)]])/1000,\"\"), IFERROR( Table2[[#This Row],[Annual Usage Hours (hrs)]]*(Table2[[#This Row],[Total Demand (Hidden) W]]-Table2[[#This Row],[New Total Demand (hidden, W)]])/1000,\"\")))","v":""},{"$f":"IF( OR(ISBLANK(Table2[[#This Row],[Prescribed Total Demand (hidden, W)]]),ISBLANK(Table2[[#This Row],[Total Demand (Hidden) W]])),\"\", IF(ISBLANK(Table2[[#This Row],[Annual Usage Hours (hrs)]]), IFERROR( Table2[[#This Row],[Reference Hours (hrs)]]*((Table2[Existing Prescribed Wattage (W)]*Table2[Existing Luminaire Quantity])-Table2[[#This Row],[Prescribed Total Demand (hidden, W)]])/1000,\"\"), IFERROR( Table2[[#This Row],[Annual Usage Hours (hrs)]]*((Table2[Existing Prescribed Wattage (W)]*Table2[Existing Luminaire Quantity])-Table2[[#This Row],[Prescribed Total Demand (hidden, W)]])/1000,\"\")))","v":""},{"$f":"\"\"","v":""},{"$f":"IF(OR(Table2[[#This Row],[Control Type]]=\"None\", ISBLANK(Table2[[#This Row],[Control Type]])),\"\", IF(ISBLANK(Table2[[#This Row],[New Total Demand (hidden, W)]]),\"\", IF(ISBLANK(Table2[[#This Row],[Annual Usage Hours (hrs)]]),  IFERROR( 0.2*Table2[[#This Row],[Reference Hours (hrs)]]*Table2[[#This Row],[New Total Demand (hidden, W)]]/1000,\"\"), IFERROR( 0.2*Table2[[#This Row],[Annual Usage Hours (hrs)]]*Table2[[#This Row],[New Total Demand (hidden, W)]]/1000,\"\"))))","v":""},{"$f":"IF(AND(NOT(ISNUMBER(Table2[[#This Row],[Rebate Per Unit\n(CAD)]])),ISBLANK(Table2[[#This Row],[Control Type]])), \"\", IF(OR(Table2[[#This Row],[Rebate Per Unit\n(CAD)]]=0,AND(NOT(ISNUMBER(Table2[[#This Row],[Rebate Per Unit\n(CAD)]])), ISTEXT(Table2[[#This Row],[Control Type]]))), 0, IFERROR(Table2[[#This Row],[Prescribed Quantity]]*Table2[[#This Row],[Rebate Per Unit\n(CAD)]],\"\")))","v":""},{"$f":" IF(AND(ISBLANK(Table2[[#This Row],[Control Type]]),ISNUMBER(Table2[[#This Row],[Rebate Value (CAD)]])),0, IFERROR(Table2[[#This Row],[Control Quantity]]*Table2[[#This Row],[Control Rebate per Unit\n(CAD)]],\"\"))","v":""},{"$f":"IF(AND(ISBLANK(Table2[[#This Row],[Rebate Value (CAD)]]),ISBLANK(Table2[[#This Row],[Rebate Value for Controls (CAD)]])), \"\", IFERROR(Table2[[#This Row],[Rebate Value (CAD)]]+Table2[[#This Row],[Rebate Value for Controls (CAD)]],\"\"))","v":""},{"$f":"IF(Table2[[#This Row],[Lighting  Technology]]=\"Other\",\"Other - \"&Table2[[#This Row],[Other - Lighting Technology Description]],Table2[[#This Row],[BC Hydro Rebate Category ]])","v":0},{"$f":"Table2[[#This Row],[BC Hydro Rebate Category ]]&Table2[[#This Row],[Retrofit Part '# (mandatory to validate Rebates)]]","v":""}]
[null,null,null,null,null,null,{"$f":"IF(ISBLANK(Table2[[#This Row],[Prescribed Lighting Source]]), \"\", IFERROR( INDEX(Table13ExistingPrescribedWattage,MATCH(Table2[[#This Row],[Prescribed Lighting Source]],Table13ExistingLightingSource,0)), IFERROR(INDEX(Table13ExistingPrescribedWattage,MATCH(Table2[[#This Row],[Fortis Rebate Category ]],Table13NewLightingSource,0)),\"-\")))","v":""},null,{"$f":"IFERROR(INDEX(SpaceTypeHours,MATCH(Table2[[#This Row],[Space Type]],SpaceType,0)),\"\")","v":""},null,{"$f":"IFERROR(IF(Table2[[#This Row],[Lighting  Technology]]=\"Other\",Table2[[#This Row],[Existing Effective Input Wattage (W)]]*Table2[[#This Row],[Existing Luminaire Quantity]],Table2[[#This Row],[Existing Prescribed Wattage (W)]]*Table2[[#This Row],[Existing Luminaire Quantity]]),\"\")","v":""},{"$f":"IF(Table2[Lighting  Technology] = \"Other\",(Table2[[#This Row],[Existing Luminaire Quantity]]*Table2[[#This Row],[Existing Effective Input Wattage (W)]]), IF(Table2[Existing Prescribed Wattage (W)] = \"\",\"\", IF( ISBLANK(Table2[[#This Row],[Existing Effective Input Wattage (W)]]), (Table2[[#This Row],[Existing Luminaire Quantity]]*Table2[[#This Row],[Existing Prescribed Wattage (W)]]),(Table2[[#This Row],[Existing Luminaire Quantity]]*Table2[[#This Row],[Existing Effective Input Wattage (W)]]))))","v":""},{"$f":"IF( (ISBLANK(Table2[[#This Row],[Annual Usage Hours (hrs)]])), IFERROR(Table2[[#This Row],[Reference Hours (hrs)]]*Table2[[#This Row],[Total Demand (Hidden) W]]/1000,\"\"), IFERROR(Table2[[#This Row],[Annual Usage Hours (hrs)]]*Table2[[#This Row],[Total Demand (Hidden) W]]/1000,\"\"))","v":""},null,null,{"$f":"IF(Table2[[#This Row],[Lighting  Technology]]=\"Other\", 0, IF( AND(ISBLANK(Table2[[#This Row],[BC Hydro Rebate Category ]]),ISBLANK(Table2[[#This Row],[Fortis Rebate Category ]])), \"\", IF(ISTEXT(Table2[[#This Row],[Fortis Rebate Category ]]), IFERROR(INDEX(Table13[Rebate],MATCH(Table2[[#This Row],[Fortis Rebate Category ]],Table13[Fortis New Lighting source],0)),\"\"), IF(ISTEXT(Table2[[#This Row],[BC Hydro Rebate Category ]]), IFERROR(INDEX(Table13Rebate,MATCH(Table2[[#This Row],[BC Hydro Rebate Category ]],Table13BCHRebateCategory,0)),\"\"), \"\"))))","v":""},{"$f":" IF(Table2[[#This Row],[Lighting  Technology]]=\"Other\", \"per Unit\", IF( AND(ISBLANK(Table2[[#This Row],[BC Hydro Rebate Category ]]),ISBLANK(Table2[[#This Row],[Fortis Rebate Category ]])), \"\", IF(ISTEXT(Table2[[#This Row],[Fortis Rebate Category ]]), IFERROR(INDEX(Table13PerUnit,MATCH(Table2[[#This Row],[Fortis Rebate Category ]],Table13[Fortis New Lighting source],0)),\"\"), IF(ISTEXT(Table2[[#This Row],[BC Hydro Rebate Category ]]), IFERROR(INDEX(Table13PerUnit,MATCH(Table2[[#This Row],[BC Hydro Rebate Category ]],Table13BCHRebateCategory,0)),\"\"), \"\"))))","v":""},null,{"$f":"IF( AND(ISBLANK(Table2[[#This Row],[Existing Luminaire Quantity]]),ISBLANK(Table2[[#This Row],[Prescribed Lighting Source]])), \"\", IF( OR(AND(ISNUMBER(SEARCH(\"lamp fl.\",Table2[[#This Row],[Prescribed Lighting Source]])),ISNUMBER(SEARCH(\"T8 lamp\",Table2[[#This Row],[BC Hydro Rebate Category ]]))),AND(ISNUMBER(SEARCH(\"T5HO\",Table2[[#This Row],[Prescribed Lighting Source]])),ISNUMBER(SEARCH(\"T5HO\",Table2[[#This Row],[BC Hydro Rebate Category ]]))),AND(ISNUMBER(SEARCH(\"lamp fl.\",Table2[[#This Row],[Prescribed Lighting Source]])),ISNUMBER(SEARCH(\"T8 lamp\",Table2[[#This Row],[Fortis Rebate Category ]]))),AND(ISNUMBER(SEARCH(\"T5HO\",Table2[[#This Row],[Prescribed Lighting Source]])),ISNUMBER(SEARCH(\"T5HO\",Table2[[#This Row],[Fortis Rebate Category ]])))          ),  IFERROR(INDEX(Table13NumberofLamps,MATCH(Table2[[#This Row],[Prescribed Lighting Source]],Table13ExistingLightingSource,0))*Table2[[#This Row],[Existing Luminaire Quantity]], \"-\"),  IF(Table2[[#This Row],[Lighting  Technology]]=\"Other\", IFERROR(Table2[[#This Row],[Existing Luminaire Quantity]],\"-\"), IFERROR(Table2[[#This Row],[Existing Luminaire Quantity]],\"-\"))))","v":""},{"$f":"IF( AND(ISBLANK(Table2[[#This Row],[BC Hydro Rebate Category ]]),ISBLANK(Table2[[#This Row],[Fortis Rebate Category ]])), \"\", IF(ISTEXT(Table2[[#This Row],[Fortis Rebate Category ]]), IFERROR(INDEX(Table13NewPrescribedWattage,MATCH(Table2[[#This Row],[Fortis Rebate Category ]],Table13[Fortis New Lighting source],0)),\"\"), IF(ISTEXT(Table2[[#This Row],[BC Hydro Rebate Category ]]), IFERROR(INDEX(Table13NewPrescribedWattage,MATCH(Table2[[#This Row],[BC Hydro Rebate Category ]],Table13BCHRebateCategory,0)),\"\"), \"\")))","v":""},null,null,{"$f":"IF(Table2[[#This Row],[Lighting  Technology]]=\"Other\", \"-\", IF( AND(ISBLANK(Table2[[#This Row],[BC Hydro Rebate Category ]]),ISBLANK(Table2[[#This Row],[Fortis Rebate Category ]])), \"\", IF(ISTEXT(Table2[[#This Row],[Fortis Rebate Category ]]), IFERROR(INDEX(Table13BCHECM,MATCH(Table2[[#This Row],[Fortis Rebate Category ]],Table13[Fortis New Lighting source],0)),\"\"), IF(ISTEXT(Table2[[#This Row],[BC Hydro Rebate Category ]]), IFERROR(INDEX(Table13BCHECM,MATCH(Table2[[#This Row],[BC Hydro Rebate Category ]],Table13BCHRebateCategory,0)),\"\"), \"\"))))","v":""},{"$f":"IF(Table2[[#This Row],[Lighting  Technology]]=\"Other\", 0, IF( AND(ISBLANK(Table2[[#This Row],[BC Hydro Rebate Category ]]),ISBLANK(Table2[[#This Row],[Fortis Rebate Category ]])), \"\", IF(ISTEXT(Table2[[#This Row],[Fortis Rebate Category ]]), IFERROR(INDEX(Table13Persistence,MATCH(Table2[[#This Row],[Fortis Rebate Category ]],Table13[Fortis New Lighting source],0)),\"\"), IF(ISTEXT(Table2[[#This Row],[BC Hydro Rebate Category ]]), IFERROR(INDEX(Table13Persistence,MATCH(Table2[[#This Row],[BC Hydro Rebate Category ]],Table13BCHRebateCategory,0)),\"\"), \"\"))))","v":""},null,{"$f":"IFERROR(INDEX(Table5ControlRebate,MATCH(Table2[[#This Row],[Control Type]],Table5NewControl,0)),\"\")","v":""},null,{"$f":"IF(ISBLANK(Table2[[#This Row],[Control Type]]), IF(ISBLANK(Table2[[#This Row],[Annual Usage Hours (hrs)]]),Table2[[#This Row],[Reference Hours (hrs)]], Table2[[#This Row],[Annual Usage Hours (hrs)]]), IF(AND(ISBLANK(Table2[[#This Row],[Annual Usage Hours (hrs)]]), Table2[[#This Row],[Control Type]]=\"None\"), Table2[[#This Row],[Reference Hours (hrs)]], IF(Table2[[#This Row],[Control Type]]=\"None\", Table2[[#This Row],[Annual Usage Hours (hrs)]], IF(AND(ISBLANK(Table2[[#This Row],[Annual Usage Hours (hrs)]]), Table2[[#This Row],[Control Type]]<>\"None\"), IFERROR(Table2[[#This Row],[Reference Hours (hrs)]]*0.8,\"\"), IF(Table2[[#This Row],[Control Type]]<>\"None\", IFERROR( Table2[[#This Row],[Annual Usage Hours (hrs)]]*0.8,\"\"),\"\")))))","v":""},{"$f":"IF( Table2[[#This Row],[Lighting  Technology]]=\"Other\", IF(ISBLANK(Table2[[#This Row],[Retrofit Lamp/ Luminaire Wattage (see Rebate Unit)]]),\"\",IFERROR(Table2[[#This Row],[Prescribed Quantity]]*Table2[[#This Row],[Retrofit Lamp/ Luminaire Wattage (see Rebate Unit)]],\"\")), IF(ISBLANK(Table2[[#This Row],[Retrofit Lamp/ Luminaire Wattage (see Rebate Unit)]]),IFERROR(Table2[[#This Row],[Prescribed Quantity]]*Table2[[#This Row],[Prescribed Wattage (W)]],\"\"),IFERROR(Table2[[#This Row],[Prescribed Quantity]]*Table2[[#This Row],[Retrofit Lamp/ Luminaire Wattage (see Rebate Unit)]],\"\")))","v":""},{"$f":"IFERROR((IF( Table2[[#This Row],[Lighting  Technology]]=\"Other\", Table2[[#This Row],[Prescribed Quantity]]*Table2[[#This Row],[Retrofit Lamp/ Luminaire Wattage (see Rebate Unit)]], Table2[[#This Row],[Prescribed Quantity]]*Table2[[#This Row],[Prescribed Wattage (W)]] )),\"\")","v":""},{"$f":"IF(ISBLANK(Table2[[#This Row],[New Total Demand (hidden, W)]]),\"\", IF(ISBLANK(Table2[[#This Row],[New Hours (hidden, hrs)]]), \"\", IFERROR(Table2[[#This Row],[New Hours (hidden, hrs)]]*Table2[[#This Row],[New Total Demand (hidden, W)]]/1000,\"\")))","v":""},{"$f":"IF(ISBLANK(Table2[[#This Row],[Total Demand (Hidden) W]]),\"\", IF(ISBLANK(Table2[[#This Row],[New Total Demand (hidden, W)]]), \"\", IFERROR((Table2[[#This Row],[Total Demand (Hidden) W]]-Table2[[#This Row],[New Total Demand (hidden, W)]])/1000,\"\")))","v":""},{"$f":"IF( OR(ISBLANK(Table2[[#This Row],[New Total Demand (hidden, W)]]),ISBLANK(Table2[[#This Row],[Total Demand (Hidden) W]])),\"\", IF(ISBLANK(Table2[[#This Row],[Annual Usage Hours (hrs)]]), IFERROR( Table2[[#This Row],[Reference Hours (hrs)]]*(Table2[[#This Row],[Total Demand (Hidden) W]]-Table2[[#This Row],[New Total Demand (hidden, W)]])/1000,\"\"), IFERROR( Table2[[#This Row],[Annual Usage Hours (hrs)]]*(Table2[[#This Row],[Total Demand (Hidden) W]]-Table2[[#This Row],[New Total Demand (hidden, W)]])/1000,\"\")))","v":""},{"$f":"IF( OR(ISBLANK(Table2[[#This Row],[Prescribed Total Demand (hidden, W)]]),ISBLANK(Table2[[#This Row],[Total Demand (Hidden) W]])),\"\", IF(ISBLANK(Table2[[#This Row],[Annual Usage Hours (hrs)]]), IFERROR( Table2[[#This Row],[Reference Hours (hrs)]]*((Table2[Existing Prescribed Wattage (W)]*Table2[Existing Luminaire Quantity])-Table2[[#This Row],[Prescribed Total Demand (hidden, W)]])/1000,\"\"), IFERROR( Table2[[#This Row],[Annual Usage Hours (hrs)]]*((Table2[Existing Prescribed Wattage (W)]*Table2[Existing Luminaire Quantity])-Table2[[#This Row],[Prescribed Total Demand (hidden, W)]])/1000,\"\")))","v":""},{"$f":"\"\"","v":""},{"$f":"IF(OR(Table2[[#This Row],[Control Type]]=\"None\", ISBLANK(Table2[[#This Row],[Control Type]])),\"\", IF(ISBLANK(Table2[[#This Row],[New Total Demand (hidden, W)]]),\"\", IF(ISBLANK(Table2[[#This Row],[Annual Usage Hours (hrs)]]),  IFERROR( 0.2*Table2[[#This Row],[Reference Hours (hrs)]]*Table2[[#This Row],[New Total Demand (hidden, W)]]/1000,\"\"), IFERROR( 0.2*Table2[[#This Row],[Annual Usage Hours (hrs)]]*Table2[[#This Row],[New Total Demand (hidden, W)]]/1000,\"\"))))","v":""},{"$f":"IF(AND(NOT(ISNUMBER(Table2[[#This Row],[Rebate Per Unit\n(CAD)]])),ISBLANK(Table2[[#This Row],[Control Type]])), \"\", IF(OR(Table2[[#This Row],[Rebate Per Unit\n(CAD)]]=0,AND(NOT(ISNUMBER(Table2[[#This Row],[Rebate Per Unit\n(CAD)]])), ISTEXT(Table2[[#This Row],[Control Type]]))), 0, IFERROR(Table2[[#This Row],[Prescribed Quantity]]*Table2[[#This Row],[Rebate Per Unit\n(CAD)]],\"\")))","v":""},{"$f":" IF(AND(ISBLANK(Table2[[#This Row],[Control Type]]),ISNUMBER(Table2[[#This Row],[Rebate Value (CAD)]])),0, IFERROR(Table2[[#This Row],[Control Quantity]]*Table2[[#This Row],[Control Rebate per Unit\n(CAD)]],\"\"))","v":""},{"$f":"IF(AND(ISBLANK(Table2[[#This Row],[Rebate Value (CAD)]]),ISBLANK(Table2[[#This Row],[Rebate Value for Controls (CAD)]])), \"\", IFERROR(Table2[[#This Row],[Rebate Value (CAD)]]+Table2[[#This Row],[Rebate Value for Controls (CAD)]],\"\"))","v":""},{"$f":"IF(Table2[[#This Row],[Lighting  Technology]]=\"Other\",\"Other - \"&Table2[[#This Row],[Other - Lighting Technology Description]],Table2[[#This Row],[BC Hydro Rebate Category ]])","v":0},{"$f":"Table2[[#This Row],[BC Hydro Rebate Category ]]&Table2[[#This Row],[Retrofit Part '# (mandatory to validate Rebates)]]","v":""}]
[null,null,null,null,null,null,{"$f":"IF(ISBLANK(Table2[[#This Row],[Prescribed Lighting Source]]), \"\", IFERROR( INDEX(Table13ExistingPrescribedWattage,MATCH(Table2[[#This Row],[Prescribed Lighting Source]],Table13ExistingLightingSource,0)), IFERROR(INDEX(Table13ExistingPrescribedWattage,MATCH(Table2[[#This Row],[Fortis Rebate Category ]],Table13NewLightingSource,0)),\"-\")))","v":""},null,{"$f":"IFERROR(INDEX(SpaceTypeHours,MATCH(Table2[[#This Row],[Space Type]],SpaceType,0)),\"\")","v":""},null,{"$f":"IFERROR(IF(Table2[[#This Row],[Lighting  Technology]]=\"Other\",Table2[[#This Row],[Existing Effective Input Wattage (W)]]*Table2[[#This Row],[Existing Luminaire Quantity]],Table2[[#This Row],[Existing Prescribed Wattage (W)]]*Table2[[#This Row],[Existing Luminaire Quantity]]),\"\")","v":""},{"$f":"IF(Table2[Lighting  Technology] = \"Other\",(Table2[[#This Row],[Existing Luminaire Quantity]]*Table2[[#This Row],[Existing Effective Input Wattage (W)]]), IF(Table2[Existing Prescribed Wattage (W)] = \"\",\"\", IF( ISBLANK(Table2[[#This Row],[Existing Effective Input Wattage (W)]]), (Table2[[#This Row],[Existing Luminaire Quantity]]*Table2[[#This Row],[Existing Prescribed Wattage (W)]]),(Table2[[#This Row],[Existing Luminaire Quantity]]*Table2[[#This Row],[Existing Effective Input Wattage (W)]]))))","v":""},{"$f":"IF( (ISBLANK(Table2[[#This Row],[Annual Usage Hours (hrs)]])), IFERROR(Table2[[#This Row],[Reference Hours (hrs)]]*Table2[[#This Row],[Total Demand (Hidden) W]]/1000,\"\"), IFERROR(Table2[[#This Row],[Annual Usage Hours (hrs)]]*Table2[[#This Row],[Total Demand (Hidden) W]]/1000,\"\"))","v":""},null,null,{"$f":"IF(Table2[[#This Row],[Lighting  Technology]]=\"Other\", 0, IF( AND(ISBLANK(Table2[[#This Row],[BC Hydro Rebate Category ]]),ISBLANK(Table2[[#This Row],[Fortis Rebate Category ]])), \"\", IF(ISTEXT(Table2[[#This Row],[Fortis Rebate Category ]]), IFERROR(INDEX(Table13[Rebate],MATCH(Table2[[#This Row],[Fortis Rebate Category ]],Table13[Fortis New Lighting source],0)),\"\"), IF(ISTEXT(Table2[[#This Row],[BC Hydro Rebate Category ]]), IFERROR(INDEX(Table13Rebate,MATCH(Table2[[#This Row],[BC Hydro Rebate Category ]],Table13BCHRebateCategory,0)),\"\"), \"\"))))","v":""},{"$f":" IF(Table2[[#This Row],[Lighting  Technology]]=\"Other\", \"per Unit\", IF( AND(ISBLANK(Table2[[#This Row],[BC Hydro Rebate Category ]]),ISBLANK(Table2[[#This Row],[Fortis Rebate Category ]])), \"\", IF(ISTEXT(Table2[[#This Row],[Fortis Rebate Category ]]), IFERROR(INDEX(Table13PerUnit,MATCH(Table2[[#This Row],[Fortis Rebate Category ]],Table13[Fortis New Lighting source],0)),\"\"), IF(ISTEXT(Table2[[#This Row],[BC Hydro Rebate Category ]]), IFERROR(INDEX(Table13PerUnit,MATCH(Table2[[#This Row],[BC Hydro Rebate Category ]],Table13BCHRebateCategory,0)),\"\"), \"\"))))","v":""},null,{"$f":"IF( AND(ISBLANK(Table2[[#This Row],[Existing Luminaire Quantity]]),ISBLANK(Table2[[#This Row],[Prescribed Lighting Source]])), \"\", IF( OR(AND(ISNUMBER(SEARCH(\"lamp fl.\",Table2[[#This Row],[Prescribed Lighting Source]])),ISNUMBER(SEARCH(\"T8 lamp\",Table2[[#This Row],[BC Hydro Rebate Category ]]))),AND(ISNUMBER(SEARCH(\"T5HO\",Table2[[#This Row],[Prescribed Lighting Source]])),ISNUMBER(SEARCH(\"T5HO\",Table2[[#This Row],[BC Hydro Rebate Category ]]))),AND(ISNUMBER(SEARCH(\"lamp fl.\",Table2[[#This Row],[Prescribed Lighting Source]])),ISNUMBER(SEARCH(\"T8 lamp\",Table2[[#This Row],[Fortis Rebate Category ]]))),AND(ISNUMBER(SEARCH(\"T5HO\",Table2[[#This Row],[Prescribed Lighting Source]])),ISNUMBER(SEARCH(\"T5HO\",Table2[[#This Row],[Fortis Rebate Category ]])))          ),  IFERROR(INDEX(Table13NumberofLamps,MATCH(Table2[[#This Row],[Prescribed Lighting Source]],Table13ExistingLightingSource,0))*Table2[[#This Row],[Existing Luminaire Quantity]], \"-\"),  IF(Table2[[#This Row],[Lighting  Technology]]=\"Other\", IFERROR(Table2[[#This Row],[Existing Luminaire Quantity]],\"-\"), IFERROR(Table2[[#This Row],[Existing Luminaire Quantity]],\"-\"))))","v":""},{"$f":"IF( AND(ISBLANK(Table2[[#This Row],[BC Hydro Rebate Category ]]),ISBLANK(Table2[[#This Row],[Fortis Rebate Category ]])), \"\", IF(ISTEXT(Table2[[#This Row],[Fortis Rebate Category ]]), IFERROR(INDEX(Table13NewPrescribedWattage,MATCH(Table2[[#This Row],[Fortis Rebate Category ]],Table13[Fortis New Lighting source],0)),\"\"), IF(ISTEXT(Table2[[#This Row],[BC Hydro Rebate Category ]]), IFERROR(INDEX(Table13NewPrescribedWattage,MATCH(Table2[[#This Row],[BC Hydro Rebate Category ]],Table13BCHRebateCategory,0)),\"\"), \"\")))","v":""},null,null,{"$f":"IF(Table2[[#This Row],[Lighting  Technology]]=\"Other\", \"-\", IF( AND(ISBLANK(Table2[[#This Row],[BC Hydro Rebate Category ]]),ISBLANK(Table2[[#This Row],[Fortis Rebate Category ]])), \"\", IF(ISTEXT(Table2[[#This Row],[Fortis Rebate Category ]]), IFERROR(INDEX(Table13BCHECM,MATCH(Table2[[#This Row],[Fortis Rebate Category ]],Table13[Fortis New Lighting source],0)),\"\"), IF(ISTEXT(Table2[[#This Row],[BC Hydro Rebate Category ]]), IFERROR(INDEX(Table13BCHECM,MATCH(Table2[[#This Row],[BC Hydro Rebate Category ]],Table13BCHRebateCategory,0)),\"\"), \"\"))))","v":""},{"$f":"IF(Table2[[#This Row],[Lighting  Technology]]=\"Other\", 0, IF( AND(ISBLANK(Table2[[#This Row],[BC Hydro Rebate Category ]]),ISBLANK(Table2[[#This Row],[Fortis Rebate Category ]])), \"\", IF(ISTEXT(Table2[[#This Row],[Fortis Rebate Category ]]), IFERROR(INDEX(Table13Persistence,MATCH(Table2[[#This Row],[Fortis Rebate Category ]],Table13[Fortis New Lighting source],0)),\"\"), IF(ISTEXT(Table2[[#This Row],[BC Hydro Rebate Category ]]), IFERROR(INDEX(Table13Persistence,MATCH(Table2[[#This Row],[BC Hydro Rebate Category ]],Table13BCHRebateCategory,0)),\"\"), \"\"))))","v":""},null,{"$f":"IFERROR(INDEX(Table5ControlRebate,MATCH(Table2[[#This Row],[Control Type]],Table5NewControl,0)),\"\")","v":""},null,{"$f":"IF(ISBLANK(Table2[[#This Row],[Control Type]]), IF(ISBLANK(Table2[[#This Row],[Annual Usage Hours (hrs)]]),Table2[[#This Row],[Reference Hours (hrs)]], Table2[[#This Row],[Annual Usage Hours (hrs)]]), IF(AND(ISBLANK(Table2[[#This Row],[Annual Usage Hours (hrs)]]), Table2[[#This Row],[Control Type]]=\"None\"), Table2[[#This Row],[Reference Hours (hrs)]], IF(Table2[[#This Row],[Control Type]]=\"None\", Table2[[#This Row],[Annual Usage Hours (hrs)]], IF(AND(ISBLANK(Table2[[#This Row],[Annual Usage Hours (hrs)]]), Table2[[#This Row],[Control Type]]<>\"None\"), IFERROR(Table2[[#This Row],[Reference Hours (hrs)]]*0.8,\"\"), IF(Table2[[#This Row],[Control Type]]<>\"None\", IFERROR( Table2[[#This Row],[Annual Usage Hours (hrs)]]*0.8,\"\"),\"\")))))","v":""},{"$f":"IF( Table2[[#This Row],[Lighting  Technology]]=\"Other\", IF(ISBLANK(Table2[[#This Row],[Retrofit Lamp/ Luminaire Wattage (see Rebate Unit)]]),\"\",IFERROR(Table2[[#This Row],[Prescribed Quantity]]*Table2[[#This Row],[Retrofit Lamp/ Luminaire Wattage (see Rebate Unit)]],\"\")), IF(ISBLANK(Table2[[#This Row],[Retrofit Lamp/ Luminaire Wattage (see Rebate Unit)]]),IFERROR(Table2[[#This Row],[Prescribed Quantity]]*Table2[[#This Row],[Prescribed Wattage (W)]],\"\"),IFERROR(Table2[[#This Row],[Prescribed Quantity]]*Table2[[#This Row],[Retrofit Lamp/ Luminaire Wattage (see Rebate Unit)]],\"\")))","v":""},{"$f":"IFERROR((IF( Table2[[#This Row],[Lighting  Technology]]=\"Other\", Table2[[#This Row],[Prescribed Quantity]]*Table2[[#This Row],[Retrofit Lamp/ Luminaire Wattage (see Rebate Unit)]], Table2[[#This Row],[Prescribed Quantity]]*Table2[[#This Row],[Prescribed Wattage (W)]] )),\"\")","v":""},{"$f":"IF(ISBLANK(Table2[[#This Row],[New Total Demand (hidden, W)]]),\"\", IF(ISBLANK(Table2[[#This Row],[New Hours (hidden, hrs)]]), \"\", IFERROR(Table2[[#This Row],[New Hours (hidden, hrs)]]*Table2[[#This Row],[New Total Demand (hidden, W)]]/1000,\"\")))","v":""},{"$f":"IF(ISBLANK(Table2[[#This Row],[Total Demand (Hidden) W]]),\"\", IF(ISBLANK(Table2[[#This Row],[New Total Demand (hidden, W)]]), \"\", IFERROR((Table2[[#This Row],[Total Demand (Hidden) W]]-Table2[[#This Row],[New Total Demand (hidden, W)]])/1000,\"\")))","v":""},{"$f":"IF( OR(ISBLANK(Table2[[#This Row],[New Total Demand (hidden, W)]]),ISBLANK(Table2[[#This Row],[Total Demand (Hidden) W]])),\"\", IF(ISBLANK(Table2[[#This Row],[Annual Usage Hours (hrs)]]), IFERROR( Table2[[#This Row],[Reference Hours (hrs)]]*(Table2[[#This Row],[Total Demand (Hidden) W]]-Table2[[#This Row],[New Total Demand (hidden, W)]])/1000,\"\"), IFERROR( Table2[[#This Row],[Annual Usage Hours (hrs)]]*(Table2[[#This Row],[Total Demand (Hidden) W]]-Table2[[#This Row],[New Total Demand (hidden, W)]])/1000,\"\")))","v":""},{"$f":"IF( OR(ISBLANK(Table2[[#This Row],[Prescribed Total Demand (hidden, W)]]),ISBLANK(Table2[[#This Row],[Total Demand (Hidden) W]])),\"\", IF(ISBLANK(Table2[[#This Row],[Annual Usage Hours (hrs)]]), IFERROR( Table2[[#This Row],[Reference Hours (hrs)]]*((Table2[Existing Prescribed Wattage (W)]*Table2[Existing Luminaire Quantity])-Table2[[#This Row],[Prescribed Total Demand (hidden, W)]])/1000,\"\"), IFERROR( Table2[[#This Row],[Annual Usage Hours (hrs)]]*((Table2[Existing Prescribed Wattage (W)]*Table2[Existing Luminaire Quantity])-Table2[[#This Row],[Prescribed Total Demand (hidden, W)]])/1000,\"\")))","v":""},{"$f":"\"\"","v":""},{"$f":"IF(OR(Table2[[#This Row],[Control Type]]=\"None\", ISBLANK(Table2[[#This Row],[Control Type]])),\"\", IF(ISBLANK(Table2[[#This Row],[New Total Demand (hidden, W)]]),\"\", IF(ISBLANK(Table2[[#This Row],[Annual Usage Hours (hrs)]]),  IFERROR( 0.2*Table2[[#This Row],[Reference Hours (hrs)]]*Table2[[#This Row],[New Total Demand (hidden, W)]]/1000,\"\"), IFERROR( 0.2*Table2[[#This Row],[Annual Usage Hours (hrs)]]*Table2[[#This Row],[New Total Demand (hidden, W)]]/1000,\"\"))))","v":""},{"$f":"IF(AND(NOT(ISNUMBER(Table2[[#This Row],[Rebate Per Unit\n(CAD)]])),ISBLANK(Table2[[#This Row],[Control Type]])), \"\", IF(OR(Table2[[#This Row],[Rebate Per Unit\n(CAD)]]=0,AND(NOT(ISNUMBER(Table2[[#This Row],[Rebate Per Unit\n(CAD)]])), ISTEXT(Table2[[#This Row],[Control Type]]))), 0, IFERROR(Table2[[#This Row],[Prescribed Quantity]]*Table2[[#This Row],[Rebate Per Unit\n(CAD)]],\"\")))","v":""},{"$f":" IF(AND(ISBLANK(Table2[[#This Row],[Control Type]]),ISNUMBER(Table2[[#This Row],[Rebate Value (CAD)]])),0, IFERROR(Table2[[#This Row],[Control Quantity]]*Table2[[#This Row],[Control Rebate per Unit\n(CAD)]],\"\"))","v":""},{"$f":"IF(AND(ISBLANK(Table2[[#This Row],[Rebate Value (CAD)]]),ISBLANK(Table2[[#This Row],[Rebate Value for Controls (CAD)]])), \"\", IFERROR(Table2[[#This Row],[Rebate Value (CAD)]]+Table2[[#This Row],[Rebate Value for Controls (CAD)]],\"\"))","v":""},{"$f":"IF(Table2[[#This Row],[Lighting  Technology]]=\"Other\",\"Other - \"&Table2[[#This Row],[Other - Lighting Technology Description]],Table2[[#This Row],[BC Hydro Rebate Category ]])","v":0},{"$f":"Table2[[#This Row],[BC Hydro Rebate Category ]]&Table2[[#This Row],[Retrofit Part '# (mandatory to validate Rebates)]]","v":""}]
[null,null,null,null,null,null,{"$f":"IF(ISBLANK(Table2[[#This Row],[Prescribed Lighting Source]]), \"\", IFERROR( INDEX(Table13ExistingPrescribedWattage,MATCH(Table2[[#This Row],[Prescribed Lighting Source]],Table13ExistingLightingSource,0)), IFERROR(INDEX(Table13ExistingPrescribedWattage,MATCH(Table2[[#This Row],[Fortis Rebate Category ]],Table13NewLightingSource,0)),\"-\")))","v":""},null,{"$f":"IFERROR(INDEX(SpaceTypeHours,MATCH(Table2[[#This Row],[Space Type]],SpaceType,0)),\"\")","v":""},null,{"$f":"IFERROR(IF(Table2[[#This Row],[Lighting  Technology]]=\"Other\",Table2[[#This Row],[Existing Effective Input Wattage (W)]]*Table2[[#This Row],[Existing Luminaire Quantity]],Table2[[#This Row],[Existing Prescribed Wattage (W)]]*Table2[[#This Row],[Existing Luminaire Quantity]]),\"\")","v":""},{"$f":"IF(Table2[Lighting  Technology] = \"Other\",(Table2[[#This Row],[Existing Luminaire Quantity]]*Table2[[#This Row],[Existing Effective Input Wattage (W)]]), IF(Table2[Existing Prescribed Wattage (W)] = \"\",\"\", IF( ISBLANK(Table2[[#This Row],[Existing Effective Input Wattage (W)]]), (Table2[[#This Row],[Existing Luminaire Quantity]]*Table2[[#This Row],[Existing Prescribed Wattage (W)]]),(Table2[[#This Row],[Existing Luminaire Quantity]]*Table2[[#This Row],[Existing Effective Input Wattage (W)]]))))","v":""},{"$f":"IF( (ISBLANK(Table2[[#This Row],[Annual Usage Hours (hrs)]])), IFERROR(Table2[[#This Row],[Reference Hours (hrs)]]*Table2[[#This Row],[Total Demand (Hidden) W]]/1000,\"\"), IFERROR(Table2[[#This Row],[Annual Usage Hours (hrs)]]*Table2[[#This Row],[Total Demand (Hidden) W]]/1000,\"\"))","v":""},null,null,{"$f":"IF(Table2[[#This Row],[Lighting  Technology]]=\"Other\", 0, IF( AND(ISBLANK(Table2[[#This Row],[BC Hydro Rebate Category ]]),ISBLANK(Table2[[#This Row],[Fortis Rebate Category ]])), \"\", IF(ISTEXT(Table2[[#This Row],[Fortis Rebate Category ]]), IFERROR(INDEX(Table13[Rebate],MATCH(Table2[[#This Row],[Fortis Rebate Category ]],Table13[Fortis New Lighting source],0)),\"\"), IF(ISTEXT(Table2[[#This Row],[BC Hydro Rebate Category ]]), IFERROR(INDEX(Table13Rebate,MATCH(Table2[[#This Row],[BC Hydro Rebate Category ]],Table13BCHRebateCategory,0)),\"\"), \"\"))))","v":""},{"$f":" IF(Table2[[#This Row],[Lighting  Technology]]=\"Other\", \"per Unit\", IF( AND(ISBLANK(Table2[[#This Row],[BC Hydro Rebate Category ]]),ISBLANK(Table2[[#This Row],[Fortis Rebate Category ]])), \"\", IF(ISTEXT(Table2[[#This Row],[Fortis Rebate Category ]]), IFERROR(INDEX(Table13PerUnit,MATCH(Table2[[#This Row],[Fortis Rebate Category ]],Table13[Fortis New Lighting source],0)),\"\"), IF(ISTEXT(Table2[[#This Row],[BC Hydro Rebate Category ]]), IFERROR(INDEX(Table13PerUnit,MATCH(Table2[[#This Row],[BC Hydro Rebate Category ]],Table13BCHRebateCategory,0)),\"\"), \"\"))))","v":""},null,{"$f":"IF( AND(ISBLANK(Table2[[#This Row],[Existing Luminaire Quantity]]),ISBLANK(Table2[[#This Row],[Prescribed Lighting Source]])), \"\", IF( OR(AND(ISNUMBER(SEARCH(\"lamp fl.\",Table2[[#This Row],[Prescribed Lighting Source]])),ISNUMBER(SEARCH(\"T8 lamp\",Table2[[#This Row],[BC Hydro Rebate Category ]]))),AND(ISNUMBER(SEARCH(\"T5HO\",Table2[[#This Row],[Prescribed Lighting Source]])),ISNUMBER(SEARCH(\"T5HO\",Table2[[#This Row],[BC Hydro Rebate Category ]]))),AND(ISNUMBER(SEARCH(\"lamp fl.\",Table2[[#This Row],[Prescribed Lighting Source]])),ISNUMBER(SEARCH(\"T8 lamp\",Table2[[#This Row],[Fortis Rebate Category ]]))),AND(ISNUMBER(SEARCH(\"T5HO\",Table2[[#This Row],[Prescribed Lighting Source]])),ISNUMBER(SEARCH(\"T5HO\",Table2[[#This Row],[Fortis Rebate Category ]])))          ),  IFERROR(INDEX(Table13NumberofLamps,MATCH(Table2[[#This Row],[Prescribed Lighting Source]],Table13ExistingLightingSource,0))*Table2[[#This Row],[Existing Luminaire Quantity]], \"-\"),  IF(Table2[[#This Row],[Lighting  Technology]]=\"Other\", IFERROR(Table2[[#This Row],[Existing Luminaire Quantity]],\"-\"), IFERROR(Table2[[#This Row],[Existing Luminaire Quantity]],\"-\"))))","v":""},{"$f":"IF( AND(ISBLANK(Table2[[#This Row],[BC Hydro Rebate Category ]]),ISBLANK(Table2[[#This Row],[Fortis Rebate Category ]])), \"\", IF(ISTEXT(Table2[[#This Row],[Fortis Rebate Category ]]), IFERROR(INDEX(Table13NewPrescribedWattage,MATCH(Table2[[#This Row],[Fortis Rebate Category ]],Table13[Fortis New Lighting source],0)),\"\"), IF(ISTEXT(Table2[[#This Row],[BC Hydro Rebate Category ]]), IFERROR(INDEX(Table13NewPrescribedWattage,MATCH(Table2[[#This Row],[BC Hydro Rebate Category ]],Table13BCHRebateCategory,0)),\"\"), \"\")))","v":""},null,null,{"$f":"IF(Table2[[#This Row],[Lighting  Technology]]=\"Other\", \"-\", IF( AND(ISBLANK(Table2[[#This Row],[BC Hydro Rebate Category ]]),ISBLANK(Table2[[#This Row],[Fortis Rebate Category ]])), \"\", IF(ISTEXT(Table2[[#This Row],[Fortis Rebate Category ]]), IFERROR(INDEX(Table13BCHECM,MATCH(Table2[[#This Row],[Fortis Rebate Category ]],Table13[Fortis New Lighting source],0)),\"\"), IF(ISTEXT(Table2[[#This Row],[BC Hydro Rebate Category ]]), IFERROR(INDEX(Table13BCHECM,MATCH(Table2[[#This Row],[BC Hydro Rebate Category ]],Table13BCHRebateCategory,0)),\"\"), \"\"))))","v":""},{"$f":"IF(Table2[[#This Row],[Lighting  Technology]]=\"Other\", 0, IF( AND(ISBLANK(Table2[[#This Row],[BC Hydro Rebate Category ]]),ISBLANK(Table2[[#This Row],[Fortis Rebate Category ]])), \"\", IF(ISTEXT(Table2[[#This Row],[Fortis Rebate Category ]]), IFERROR(INDEX(Table13Persistence,MATCH(Table2[[#This Row],[Fortis Rebate Category ]],Table13[Fortis New Lighting source],0)),\"\"), IF(ISTEXT(Table2[[#This Row],[BC Hydro Rebate Category ]]), IFERROR(INDEX(Table13Persistence,MATCH(Table2[[#This Row],[BC Hydro Rebate Category ]],Table13BCHRebateCategory,0)),\"\"), \"\"))))","v":""},null,{"$f":"IFERROR(INDEX(Table5ControlRebate,MATCH(Table2[[#This Row],[Control Type]],Table5NewControl,0)),\"\")","v":""},null,{"$f":"IF(ISBLANK(Table2[[#This Row],[Control Type]]), IF(ISBLANK(Table2[[#This Row],[Annual Usage Hours (hrs)]]),Table2[[#This Row],[Reference Hours (hrs)]], Table2[[#This Row],[Annual Usage Hours (hrs)]]), IF(AND(ISBLANK(Table2[[#This Row],[Annual Usage Hours (hrs)]]), Table2[[#This Row],[Control Type]]=\"None\"), Table2[[#This Row],[Reference Hours (hrs)]], IF(Table2[[#This Row],[Control Type]]=\"None\", Table2[[#This Row],[Annual Usage Hours (hrs)]], IF(AND(ISBLANK(Table2[[#This Row],[Annual Usage Hours (hrs)]]), Table2[[#This Row],[Control Type]]<>\"None\"), IFERROR(Table2[[#This Row],[Reference Hours (hrs)]]*0.8,\"\"), IF(Table2[[#This Row],[Control Type]]<>\"None\", IFERROR( Table2[[#This Row],[Annual Usage Hours (hrs)]]*0.8,\"\"),\"\")))))","v":""},{"$f":"IF( Table2[[#This Row],[Lighting  Technology]]=\"Other\", IF(ISBLANK(Table2[[#This Row],[Retrofit Lamp/ Luminaire Wattage (see Rebate Unit)]]),\"\",IFERROR(Table2[[#This Row],[Prescribed Quantity]]*Table2[[#This Row],[Retrofit Lamp/ Luminaire Wattage (see Rebate Unit)]],\"\")), IF(ISBLANK(Table2[[#This Row],[Retrofit Lamp/ Luminaire Wattage (see Rebate Unit)]]),IFERROR(Table2[[#This Row],[Prescribed Quantity]]*Table2[[#This Row],[Prescribed Wattage (W)]],\"\"),IFERROR(Table2[[#This Row],[Prescribed Quantity]]*Table2[[#This Row],[Retrofit Lamp/ Luminaire Wattage (see Rebate Unit)]],\"\")))","v":""},{"$f":"IFERROR((IF( Table2[[#This Row],[Lighting  Technology]]=\"Other\", Table2[[#This Row],[Prescribed Quantity]]*Table2[[#This Row],[Retrofit Lamp/ Luminaire Wattage (see Rebate Unit)]], Table2[[#This Row],[Prescribed Quantity]]*Table2[[#This Row],[Prescribed Wattage (W)]] )),\"\")","v":""},{"$f":"IF(ISBLANK(Table2[[#This Row],[New Total Demand (hidden, W)]]),\"\", IF(ISBLANK(Table2[[#This Row],[New Hours (hidden, hrs)]]), \"\", IFERROR(Table2[[#This Row],[New Hours (hidden, hrs)]]*Table2[[#This Row],[New Total Demand (hidden, W)]]/1000,\"\")))","v":""},{"$f":"IF(ISBLANK(Table2[[#This Row],[Total Demand (Hidden) W]]),\"\", IF(ISBLANK(Table2[[#This Row],[New Total Demand (hidden, W)]]), \"\", IFERROR((Table2[[#This Row],[Total Demand (Hidden) W]]-Table2[[#This Row],[New Total Demand (hidden, W)]])/1000,\"\")))","v":""},{"$f":"IF( OR(ISBLANK(Table2[[#This Row],[New Total Demand (hidden, W)]]),ISBLANK(Table2[[#This Row],[Total Demand (Hidden) W]])),\"\", IF(ISBLANK(Table2[[#This Row],[Annual Usage Hours (hrs)]]), IFERROR( Table2[[#This Row],[Reference Hours (hrs)]]*(Table2[[#This Row],[Total Demand (Hidden) W]]-Table2[[#This Row],[New Total Demand (hidden, W)]])/1000,\"\"), IFERROR( Table2[[#This Row],[Annual Usage Hours (hrs)]]*(Table2[[#This Row],[Total Demand (Hidden) W]]-Table2[[#This Row],[New Total Demand (hidden, W)]])/1000,\"\")))","v":""},{"$f":"IF( OR(ISBLANK(Table2[[#This Row],[Prescribed Total Demand (hidden, W)]]),ISBLANK(Table2[[#This Row],[Total Demand (Hidden) W]])),\"\", IF(ISBLANK(Table2[[#This Row],[Annual Usage Hours (hrs)]]), IFERROR( Table2[[#This Row],[Reference Hours (hrs)]]*((Table2[Existing Prescribed Wattage (W)]*Table2[Existing Luminaire Quantity])-Table2[[#This Row],[Prescribed Total Demand (hidden, W)]])/1000,\"\"), IFERROR( Table2[[#This Row],[Annual Usage Hours (hrs)]]*((Table2[Existing Prescribed Wattage (W)]*Table2[Existing Luminaire Quantity])-Table2[[#This Row],[Prescribed Total Demand (hidden, W)]])/1000,\"\")))","v":""},{"$f":"\"\"","v":""},{"$f":"IF(OR(Table2[[#This Row],[Control Type]]=\"None\", ISBLANK(Table2[[#This Row],[Control Type]])),\"\", IF(ISBLANK(Table2[[#This Row],[New Total Demand (hidden, W)]]),\"\", IF(ISBLANK(Table2[[#This Row],[Annual Usage Hours (hrs)]]),  IFERROR( 0.2*Table2[[#This Row],[Reference Hours (hrs)]]*Table2[[#This Row],[New Total Demand (hidden, W)]]/1000,\"\"), IFERROR( 0.2*Table2[[#This Row],[Annual Usage Hours (hrs)]]*Table2[[#This Row],[New Total Demand (hidden, W)]]/1000,\"\"))))","v":""},{"$f":"IF(AND(NOT(ISNUMBER(Table2[[#This Row],[Rebate Per Unit\n(CAD)]])),ISBLANK(Table2[[#This Row],[Control Type]])), \"\", IF(OR(Table2[[#This Row],[Rebate Per Unit\n(CAD)]]=0,AND(NOT(ISNUMBER(Table2[[#This Row],[Rebate Per Unit\n(CAD)]])), ISTEXT(Table2[[#This Row],[Control Type]]))), 0, IFERROR(Table2[[#This Row],[Prescribed Quantity]]*Table2[[#This Row],[Rebate Per Unit\n(CAD)]],\"\")))","v":""},{"$f":" IF(AND(ISBLANK(Table2[[#This Row],[Control Type]]),ISNUMBER(Table2[[#This Row],[Rebate Value (CAD)]])),0, IFERROR(Table2[[#This Row],[Control Quantity]]*Table2[[#This Row],[Control Rebate per Unit\n(CAD)]],\"\"))","v":""},{"$f":"IF(AND(ISBLANK(Table2[[#This Row],[Rebate Value (CAD)]]),ISBLANK(Table2[[#This Row],[Rebate Value for Controls (CAD)]])), \"\", IFERROR(Table2[[#This Row],[Rebate Value (CAD)]]+Table2[[#This Row],[Rebate Value for Controls (CAD)]],\"\"))","v":""},{"$f":"IF(Table2[[#This Row],[Lighting  Technology]]=\"Other\",\"Other - \"&Table2[[#This Row],[Other - Lighting Technology Description]],Table2[[#This Row],[BC Hydro Rebate Category ]])","v":0},{"$f":"Table2[[#This Row],[BC Hydro Rebate Category ]]&Table2[[#This Row],[Retrofit Part '# (mandatory to validate Rebates)]]","v":""}]
[null,null,null,null,null,null,{"$f":"IF(ISBLANK(Table2[[#This Row],[Prescribed Lighting Source]]), \"\", IFERROR( INDEX(Table13ExistingPrescribedWattage,MATCH(Table2[[#This Row],[Prescribed Lighting Source]],Table13ExistingLightingSource,0)), IFERROR(INDEX(Table13ExistingPrescribedWattage,MATCH(Table2[[#This Row],[Fortis Rebate Category ]],Table13NewLightingSource,0)),\"-\")))","v":""},null,{"$f":"IFERROR(INDEX(SpaceTypeHours,MATCH(Table2[[#This Row],[Space Type]],SpaceType,0)),\"\")","v":""},null,{"$f":"IFERROR(IF(Table2[[#This Row],[Lighting  Technology]]=\"Other\",Table2[[#This Row],[Existing Effective Input Wattage (W)]]*Table2[[#This Row],[Existing Luminaire Quantity]],Table2[[#This Row],[Existing Prescribed Wattage (W)]]*Table2[[#This Row],[Existing Luminaire Quantity]]),\"\")","v":""},{"$f":"IF(Table2[Lighting  Technology] = \"Other\",(Table2[[#This Row],[Existing Luminaire Quantity]]*Table2[[#This Row],[Existing Effective Input Wattage (W)]]), IF(Table2[Existing Prescribed Wattage (W)] = \"\",\"\", IF( ISBLANK(Table2[[#This Row],[Existing Effective Input Wattage (W)]]), (Table2[[#This Row],[Existing Luminaire Quantity]]*Table2[[#This Row],[Existing Prescribed Wattage (W)]]),(Table2[[#This Row],[Existing Luminaire Quantity]]*Table2[[#This Row],[Existing Effective Input Wattage (W)]]))))","v":""},{"$f":"IF( (ISBLANK(Table2[[#This Row],[Annual Usage Hours (hrs)]])), IFERROR(Table2[[#This Row],[Reference Hours (hrs)]]*Table2[[#This Row],[Total Demand (Hidden) W]]/1000,\"\"), IFERROR(Table2[[#This Row],[Annual Usage Hours (hrs)]]*Table2[[#This Row],[Total Demand (Hidden) W]]/1000,\"\"))","v":""},null,null,{"$f":"IF(Table2[[#This Row],[Lighting  Technology]]=\"Other\", 0, IF( AND(ISBLANK(Table2[[#This Row],[BC Hydro Rebate Category ]]),ISBLANK(Table2[[#This Row],[Fortis Rebate Category ]])), \"\", IF(ISTEXT(Table2[[#This Row],[Fortis Rebate Category ]]), IFERROR(INDEX(Table13[Rebate],MATCH(Table2[[#This Row],[Fortis Rebate Category ]],Table13[Fortis New Lighting source],0)),\"\"), IF(ISTEXT(Table2[[#This Row],[BC Hydro Rebate Category ]]), IFERROR(INDEX(Table13Rebate,MATCH(Table2[[#This Row],[BC Hydro Rebate Category ]],Table13BCHRebateCategory,0)),\"\"), \"\"))))","v":""},{"$f":" IF(Table2[[#This Row],[Lighting  Technology]]=\"Other\", \"per Unit\", IF( AND(ISBLANK(Table2[[#This Row],[BC Hydro Rebate Category ]]),ISBLANK(Table2[[#This Row],[Fortis Rebate Category ]])), \"\", IF(ISTEXT(Table2[[#This Row],[Fortis Rebate Category ]]), IFERROR(INDEX(Table13PerUnit,MATCH(Table2[[#This Row],[Fortis Rebate Category ]],Table13[Fortis New Lighting source],0)),\"\"), IF(ISTEXT(Table2[[#This Row],[BC Hydro Rebate Category ]]), IFERROR(INDEX(Table13PerUnit,MATCH(Table2[[#This Row],[BC Hydro Rebate Category ]],Table13BCHRebateCategory,0)),\"\"), \"\"))))","v":""},null,{"$f":"IF( AND(ISBLANK(Table2[[#This Row],[Existing Luminaire Quantity]]),ISBLANK(Table2[[#This Row],[Prescribed Lighting Source]])), \"\", IF( OR(AND(ISNUMBER(SEARCH(\"lamp fl.\",Table2[[#This Row],[Prescribed Lighting Source]])),ISNUMBER(SEARCH(\"T8 lamp\",Table2[[#This Row],[BC Hydro Rebate Category ]]))),AND(ISNUMBER(SEARCH(\"T5HO\",Table2[[#This Row],[Prescribed Lighting Source]])),ISNUMBER(SEARCH(\"T5HO\",Table2[[#This Row],[BC Hydro Rebate Category ]]))),AND(ISNUMBER(SEARCH(\"lamp fl.\",Table2[[#This Row],[Prescribed Lighting Source]])),ISNUMBER(SEARCH(\"T8 lamp\",Table2[[#This Row],[Fortis Rebate Category ]]))),AND(ISNUMBER(SEARCH(\"T5HO\",Table2[[#This Row],[Prescribed Lighting Source]])),ISNUMBER(SEARCH(\"T5HO\",Table2[[#This Row],[Fortis Rebate Category ]])))          ),  IFERROR(INDEX(Table13NumberofLamps,MATCH(Table2[[#This Row],[Prescribed Lighting Source]],Table13ExistingLightingSource,0))*Table2[[#This Row],[Existing Luminaire Quantity]], \"-\"),  IF(Table2[[#This Row],[Lighting  Technology]]=\"Other\", IFERROR(Table2[[#This Row],[Existing Luminaire Quantity]],\"-\"), IFERROR(Table2[[#This Row],[Existing Luminaire Quantity]],\"-\"))))","v":""},{"$f":"IF( AND(ISBLANK(Table2[[#This Row],[BC Hydro Rebate Category ]]),ISBLANK(Table2[[#This Row],[Fortis Rebate Category ]])), \"\", IF(ISTEXT(Table2[[#This Row],[Fortis Rebate Category ]]), IFERROR(INDEX(Table13NewPrescribedWattage,MATCH(Table2[[#This Row],[Fortis Rebate Category ]],Table13[Fortis New Lighting source],0)),\"\"), IF(ISTEXT(Table2[[#This Row],[BC Hydro Rebate Category ]]), IFERROR(INDEX(Table13NewPrescribedWattage,MATCH(Table2[[#This Row],[BC Hydro Rebate Category ]],Table13BCHRebateCategory,0)),\"\"), \"\")))","v":""},null,null,{"$f":"IF(Table2[[#This Row],[Lighting  Technology]]=\"Other\", \"-\", IF( AND(ISBLANK(Table2[[#This Row],[BC Hydro Rebate Category ]]),ISBLANK(Table2[[#This Row],[Fortis Rebate Category ]])), \"\", IF(ISTEXT(Table2[[#This Row],[Fortis Rebate Category ]]), IFERROR(INDEX(Table13BCHECM,MATCH(Table2[[#This Row],[Fortis Rebate Category ]],Table13[Fortis New Lighting source],0)),\"\"), IF(ISTEXT(Table2[[#This Row],[BC Hydro Rebate Category ]]), IFERROR(INDEX(Table13BCHECM,MATCH(Table2[[#This Row],[BC Hydro Rebate Category ]],Table13BCHRebateCategory,0)),\"\"), \"\"))))","v":""},{"$f":"IF(Table2[[#This Row],[Lighting  Technology]]=\"Other\", 0, IF( AND(ISBLANK(Table2[[#This Row],[BC Hydro Rebate Category ]]),ISBLANK(Table2[[#This Row],[Fortis Rebate Category ]])), \"\", IF(ISTEXT(Table2[[#This Row],[Fortis Rebate Category ]]), IFERROR(INDEX(Table13Persistence,MATCH(Table2[[#This Row],[Fortis Rebate Category ]],Table13[Fortis New Lighting source],0)),\"\"), IF(ISTEXT(Table2[[#This Row],[BC Hydro Rebate Category ]]), IFERROR(INDEX(Table13Persistence,MATCH(Table2[[#This Row],[BC Hydro Rebate Category ]],Table13BCHRebateCategory,0)),\"\"), \"\"))))","v":""},null,{"$f":"IFERROR(INDEX(Table5ControlRebate,MATCH(Table2[[#This Row],[Control Type]],Table5NewControl,0)),\"\")","v":""},null,{"$f":"IF(ISBLANK(Table2[[#This Row],[Control Type]]), IF(ISBLANK(Table2[[#This Row],[Annual Usage Hours (hrs)]]),Table2[[#This Row],[Reference Hours (hrs)]], Table2[[#This Row],[Annual Usage Hours (hrs)]]), IF(AND(ISBLANK(Table2[[#This Row],[Annual Usage Hours (hrs)]]), Table2[[#This Row],[Control Type]]=\"None\"), Table2[[#This Row],[Reference Hours (hrs)]], IF(Table2[[#This Row],[Control Type]]=\"None\", Table2[[#This Row],[Annual Usage Hours (hrs)]], IF(AND(ISBLANK(Table2[[#This Row],[Annual Usage Hours (hrs)]]), Table2[[#This Row],[Control Type]]<>\"None\"), IFERROR(Table2[[#This Row],[Reference Hours (hrs)]]*0.8,\"\"), IF(Table2[[#This Row],[Control Type]]<>\"None\", IFERROR( Table2[[#This Row],[Annual Usage Hours (hrs)]]*0.8,\"\"),\"\")))))","v":""},{"$f":"IF( Table2[[#This Row],[Lighting  Technology]]=\"Other\", IF(ISBLANK(Table2[[#This Row],[Retrofit Lamp/ Luminaire Wattage (see Rebate Unit)]]),\"\",IFERROR(Table2[[#This Row],[Prescribed Quantity]]*Table2[[#This Row],[Retrofit Lamp/ Luminaire Wattage (see Rebate Unit)]],\"\")), IF(ISBLANK(Table2[[#This Row],[Retrofit Lamp/ Luminaire Wattage (see Rebate Unit)]]),IFERROR(Table2[[#This Row],[Prescribed Quantity]]*Table2[[#This Row],[Prescribed Wattage (W)]],\"\"),IFERROR(Table2[[#This Row],[Prescribed Quantity]]*Table2[[#This Row],[Retrofit Lamp/ Luminaire Wattage (see Rebate Unit)]],\"\")))","v":""},{"$f":"IFERROR((IF( Table2[[#This Row],[Lighting  Technology]]=\"Other\", Table2[[#This Row],[Prescribed Quantity]]*Table2[[#This Row],[Retrofit Lamp/ Luminaire Wattage (see Rebate Unit)]], Table2[[#This Row],[Prescribed Quantity]]*Table2[[#This Row],[Prescribed Wattage (W)]] )),\"\")","v":""},{"$f":"IF(ISBLANK(Table2[[#This Row],[New Total Demand (hidden, W)]]),\"\", IF(ISBLANK(Table2[[#This Row],[New Hours (hidden, hrs)]]), \"\", IFERROR(Table2[[#This Row],[New Hours (hidden, hrs)]]*Table2[[#This Row],[New Total Demand (hidden, W)]]/1000,\"\")))","v":""},{"$f":"IF(ISBLANK(Table2[[#This Row],[Total Demand (Hidden) W]]),\"\", IF(ISBLANK(Table2[[#This Row],[New Total Demand (hidden, W)]]), \"\", IFERROR((Table2[[#This Row],[Total Demand (Hidden) W]]-Table2[[#This Row],[New Total Demand (hidden, W)]])/1000,\"\")))","v":""},{"$f":"IF( OR(ISBLANK(Table2[[#This Row],[New Total Demand (hidden, W)]]),ISBLANK(Table2[[#This Row],[Total Demand (Hidden) W]])),\"\", IF(ISBLANK(Table2[[#This Row],[Annual Usage Hours (hrs)]]), IFERROR( Table2[[#This Row],[Reference Hours (hrs)]]*(Table2[[#This Row],[Total Demand (Hidden) W]]-Table2[[#This Row],[New Total Demand (hidden, W)]])/1000,\"\"), IFERROR( Table2[[#This Row],[Annual Usage Hours (hrs)]]*(Table2[[#This Row],[Total Demand (Hidden) W]]-Table2[[#This Row],[New Total Demand (hidden, W)]])/1000,\"\")))","v":""},{"$f":"IF( OR(ISBLANK(Table2[[#This Row],[Prescribed Total Demand (hidden, W)]]),ISBLANK(Table2[[#This Row],[Total Demand (Hidden) W]])),\"\", IF(ISBLANK(Table2[[#This Row],[Annual Usage Hours (hrs)]]), IFERROR( Table2[[#This Row],[Reference Hours (hrs)]]*((Table2[Existing Prescribed Wattage (W)]*Table2[Existing Luminaire Quantity])-Table2[[#This Row],[Prescribed Total Demand (hidden, W)]])/1000,\"\"), IFERROR( Table2[[#This Row],[Annual Usage Hours (hrs)]]*((Table2[Existing Prescribed Wattage (W)]*Table2[Existing Luminaire Quantity])-Table2[[#This Row],[Prescribed Total Demand (hidden, W)]])/1000,\"\")))","v":""},{"$f":"\"\"","v":""},{"$f":"IF(OR(Table2[[#This Row],[Control Type]]=\"None\", ISBLANK(Table2[[#This Row],[Control Type]])),\"\", IF(ISBLANK(Table2[[#This Row],[New Total Demand (hidden, W)]]),\"\", IF(ISBLANK(Table2[[#This Row],[Annual Usage Hours (hrs)]]),  IFERROR( 0.2*Table2[[#This Row],[Reference Hours (hrs)]]*Table2[[#This Row],[New Total Demand (hidden, W)]]/1000,\"\"), IFERROR( 0.2*Table2[[#This Row],[Annual Usage Hours (hrs)]]*Table2[[#This Row],[New Total Demand (hidden, W)]]/1000,\"\"))))","v":""},{"$f":"IF(AND(NOT(ISNUMBER(Table2[[#This Row],[Rebate Per Unit\n(CAD)]])),ISBLANK(Table2[[#This Row],[Control Type]])), \"\", IF(OR(Table2[[#This Row],[Rebate Per Unit\n(CAD)]]=0,AND(NOT(ISNUMBER(Table2[[#This Row],[Rebate Per Unit\n(CAD)]])), ISTEXT(Table2[[#This Row],[Control Type]]))), 0, IFERROR(Table2[[#This Row],[Prescribed Quantity]]*Table2[[#This Row],[Rebate Per Unit\n(CAD)]],\"\")))","v":""},{"$f":" IF(AND(ISBLANK(Table2[[#This Row],[Control Type]]),ISNUMBER(Table2[[#This Row],[Rebate Value (CAD)]])),0, IFERROR(Table2[[#This Row],[Control Quantity]]*Table2[[#This Row],[Control Rebate per Unit\n(CAD)]],\"\"))","v":""},{"$f":"IF(AND(ISBLANK(Table2[[#This Row],[Rebate Value (CAD)]]),ISBLANK(Table2[[#This Row],[Rebate Value for Controls (CAD)]])), \"\", IFERROR(Table2[[#This Row],[Rebate Value (CAD)]]+Table2[[#This Row],[Rebate Value for Controls (CAD)]],\"\"))","v":""},{"$f":"IF(Table2[[#This Row],[Lighting  Technology]]=\"Other\",\"Other - \"&Table2[[#This Row],[Other - Lighting Technology Description]],Table2[[#This Row],[BC Hydro Rebate Category ]])","v":0},{"$f":"Table2[[#This Row],[BC Hydro Rebate Category ]]&Table2[[#This Row],[Retrofit Part '# (mandatory to validate Rebates)]]","v":""}]
[null,null,null,null,null,null,{"$f":"IF(ISBLANK(Table2[[#This Row],[Prescribed Lighting Source]]), \"\", IFERROR( INDEX(Table13ExistingPrescribedWattage,MATCH(Table2[[#This Row],[Prescribed Lighting Source]],Table13ExistingLightingSource,0)), IFERROR(INDEX(Table13ExistingPrescribedWattage,MATCH(Table2[[#This Row],[Fortis Rebate Category ]],Table13NewLightingSource,0)),\"-\")))","v":""},null,{"$f":"IFERROR(INDEX(SpaceTypeHours,MATCH(Table2[[#This Row],[Space Type]],SpaceType,0)),\"\")","v":""},null,{"$f":"IFERROR(IF(Table2[[#This Row],[Lighting  Technology]]=\"Other\",Table2[[#This Row],[Existing Effective Input Wattage (W)]]*Table2[[#This Row],[Existing Luminaire Quantity]],Table2[[#This Row],[Existing Prescribed Wattage (W)]]*Table2[[#This Row],[Existing Luminaire Quantity]]),\"\")","v":""},{"$f":"IF(Table2[Lighting  Technology] = \"Other\",(Table2[[#This Row],[Existing Luminaire Quantity]]*Table2[[#This Row],[Existing Effective Input Wattage (W)]]), IF(Table2[Existing Prescribed Wattage (W)] = \"\",\"\", IF( ISBLANK(Table2[[#This Row],[Existing Effective Input Wattage (W)]]), (Table2[[#This Row],[Existing Luminaire Quantity]]*Table2[[#This Row],[Existing Prescribed Wattage (W)]]),(Table2[[#This Row],[Existing Luminaire Quantity]]*Table2[[#This Row],[Existing Effective Input Wattage (W)]]))))","v":""},{"$f":"IF( (ISBLANK(Table2[[#This Row],[Annual Usage Hours (hrs)]])), IFERROR(Table2[[#This Row],[Reference Hours (hrs)]]*Table2[[#This Row],[Total Demand (Hidden) W]]/1000,\"\"), IFERROR(Table2[[#This Row],[Annual Usage Hours (hrs)]]*Table2[[#This Row],[Total Demand (Hidden) W]]/1000,\"\"))","v":""},null,null,{"$f":"IF(Table2[[#This Row],[Lighting  Technology]]=\"Other\", 0, IF( AND(ISBLANK(Table2[[#This Row],[BC Hydro Rebate Category ]]),ISBLANK(Table2[[#This Row],[Fortis Rebate Category ]])), \"\", IF(ISTEXT(Table2[[#This Row],[Fortis Rebate Category ]]), IFERROR(INDEX(Table13[Rebate],MATCH(Table2[[#This Row],[Fortis Rebate Category ]],Table13[Fortis New Lighting source],0)),\"\"), IF(ISTEXT(Table2[[#This Row],[BC Hydro Rebate Category ]]), IFERROR(INDEX(Table13Rebate,MATCH(Table2[[#This Row],[BC Hydro Rebate Category ]],Table13BCHRebateCategory,0)),\"\"), \"\"))))","v":""},{"$f":" IF(Table2[[#This Row],[Lighting  Technology]]=\"Other\", \"per Unit\", IF( AND(ISBLANK(Table2[[#This Row],[BC Hydro Rebate Category ]]),ISBLANK(Table2[[#This Row],[Fortis Rebate Category ]])), \"\", IF(ISTEXT(Table2[[#This Row],[Fortis Rebate Category ]]), IFERROR(INDEX(Table13PerUnit,MATCH(Table2[[#This Row],[Fortis Rebate Category ]],Table13[Fortis New Lighting source],0)),\"\"), IF(ISTEXT(Table2[[#This Row],[BC Hydro Rebate Category ]]), IFERROR(INDEX(Table13PerUnit,MATCH(Table2[[#This Row],[BC Hydro Rebate Category ]],Table13BCHRebateCategory,0)),\"\"), \"\"))))","v":""},null,{"$f":"IF( AND(ISBLANK(Table2[[#This Row],[Existing Luminaire Quantity]]),ISBLANK(Table2[[#This Row],[Prescribed Lighting Source]])), \"\", IF( OR(AND(ISNUMBER(SEARCH(\"lamp fl.\",Table2[[#This Row],[Prescribed Lighting Source]])),ISNUMBER(SEARCH(\"T8 lamp\",Table2[[#This Row],[BC Hydro Rebate Category ]]))),AND(ISNUMBER(SEARCH(\"T5HO\",Table2[[#This Row],[Prescribed Lighting Source]])),ISNUMBER(SEARCH(\"T5HO\",Table2[[#This Row],[BC Hydro Rebate Category ]]))),AND(ISNUMBER(SEARCH(\"lamp fl.\",Table2[[#This Row],[Prescribed Lighting Source]])),ISNUMBER(SEARCH(\"T8 lamp\",Table2[[#This Row],[Fortis Rebate Category ]]))),AND(ISNUMBER(SEARCH(\"T5HO\",Table2[[#This Row],[Prescribed Lighting Source]])),ISNUMBER(SEARCH(\"T5HO\",Table2[[#This Row],[Fortis Rebate Category ]])))          ),  IFERROR(INDEX(Table13NumberofLamps,MATCH(Table2[[#This Row],[Prescribed Lighting Source]],Table13ExistingLightingSource,0))*Table2[[#This Row],[Existing Luminaire Quantity]], \"-\"),  IF(Table2[[#This Row],[Lighting  Technology]]=\"Other\", IFERROR(Table2[[#This Row],[Existing Luminaire Quantity]],\"-\"), IFERROR(Table2[[#This Row],[Existing Luminaire Quantity]],\"-\"))))","v":""},{"$f":"IF( AND(ISBLANK(Table2[[#This Row],[BC Hydro Rebate Category ]]),ISBLANK(Table2[[#This Row],[Fortis Rebate Category ]])), \"\", IF(ISTEXT(Table2[[#This Row],[Fortis Rebate Category ]]), IFERROR(INDEX(Table13NewPrescribedWattage,MATCH(Table2[[#This Row],[Fortis Rebate Category ]],Table13[Fortis New Lighting source],0)),\"\"), IF(ISTEXT(Table2[[#This Row],[BC Hydro Rebate Category ]]), IFERROR(INDEX(Table13NewPrescribedWattage,MATCH(Table2[[#This Row],[BC Hydro Rebate Category ]],Table13BCHRebateCategory,0)),\"\"), \"\")))","v":""},null,null,{"$f":"IF(Table2[[#This Row],[Lighting  Technology]]=\"Other\", \"-\", IF( AND(ISBLANK(Table2[[#This Row],[BC Hydro Rebate Category ]]),ISBLANK(Table2[[#This Row],[Fortis Rebate Category ]])), \"\", IF(ISTEXT(Table2[[#This Row],[Fortis Rebate Category ]]), IFERROR(INDEX(Table13BCHECM,MATCH(Table2[[#This Row],[Fortis Rebate Category ]],Table13[Fortis New Lighting source],0)),\"\"), IF(ISTEXT(Table2[[#This Row],[BC Hydro Rebate Category ]]), IFERROR(INDEX(Table13BCHECM,MATCH(Table2[[#This Row],[BC Hydro Rebate Category ]],Table13BCHRebateCategory,0)),\"\"), \"\"))))","v":""},{"$f":"IF(Table2[[#This Row],[Lighting  Technology]]=\"Other\", 0, IF( AND(ISBLANK(Table2[[#This Row],[BC Hydro Rebate Category ]]),ISBLANK(Table2[[#This Row],[Fortis Rebate Category ]])), \"\", IF(ISTEXT(Table2[[#This Row],[Fortis Rebate Category ]]), IFERROR(INDEX(Table13Persistence,MATCH(Table2[[#This Row],[Fortis Rebate Category ]],Table13[Fortis New Lighting source],0)),\"\"), IF(ISTEXT(Table2[[#This Row],[BC Hydro Rebate Category ]]), IFERROR(INDEX(Table13Persistence,MATCH(Table2[[#This Row],[BC Hydro Rebate Category ]],Table13BCHRebateCategory,0)),\"\"), \"\"))))","v":""},null,{"$f":"IFERROR(INDEX(Table5ControlRebate,MATCH(Table2[[#This Row],[Control Type]],Table5NewControl,0)),\"\")","v":""},null,{"$f":"IF(ISBLANK(Table2[[#This Row],[Control Type]]), IF(ISBLANK(Table2[[#This Row],[Annual Usage Hours (hrs)]]),Table2[[#This Row],[Reference Hours (hrs)]], Table2[[#This Row],[Annual Usage Hours (hrs)]]), IF(AND(ISBLANK(Table2[[#This Row],[Annual Usage Hours (hrs)]]), Table2[[#This Row],[Control Type]]=\"None\"), Table2[[#This Row],[Reference Hours (hrs)]], IF(Table2[[#This Row],[Control Type]]=\"None\", Table2[[#This Row],[Annual Usage Hours (hrs)]], IF(AND(ISBLANK(Table2[[#This Row],[Annual Usage Hours (hrs)]]), Table2[[#This Row],[Control Type]]<>\"None\"), IFERROR(Table2[[#This Row],[Reference Hours (hrs)]]*0.8,\"\"), IF(Table2[[#This Row],[Control Type]]<>\"None\", IFERROR( Table2[[#This Row],[Annual Usage Hours (hrs)]]*0.8,\"\"),\"\")))))","v":""},{"$f":"IF( Table2[[#This Row],[Lighting  Technology]]=\"Other\", IF(ISBLANK(Table2[[#This Row],[Retrofit Lamp/ Luminaire Wattage (see Rebate Unit)]]),\"\",IFERROR(Table2[[#This Row],[Prescribed Quantity]]*Table2[[#This Row],[Retrofit Lamp/ Luminaire Wattage (see Rebate Unit)]],\"\")), IF(ISBLANK(Table2[[#This Row],[Retrofit Lamp/ Luminaire Wattage (see Rebate Unit)]]),IFERROR(Table2[[#This Row],[Prescribed Quantity]]*Table2[[#This Row],[Prescribed Wattage (W)]],\"\"),IFERROR(Table2[[#This Row],[Prescribed Quantity]]*Table2[[#This Row],[Retrofit Lamp/ Luminaire Wattage (see Rebate Unit)]],\"\")))","v":""},{"$f":"IFERROR((IF( Table2[[#This Row],[Lighting  Technology]]=\"Other\", Table2[[#This Row],[Prescribed Quantity]]*Table2[[#This Row],[Retrofit Lamp/ Luminaire Wattage (see Rebate Unit)]], Table2[[#This Row],[Prescribed Quantity]]*Table2[[#This Row],[Prescribed Wattage (W)]] )),\"\")","v":""},{"$f":"IF(ISBLANK(Table2[[#This Row],[New Total Demand (hidden, W)]]),\"\", IF(ISBLANK(Table2[[#This Row],[New Hours (hidden, hrs)]]), \"\", IFERROR(Table2[[#This Row],[New Hours (hidden, hrs)]]*Table2[[#This Row],[New Total Demand (hidden, W)]]/1000,\"\")))","v":""},{"$f":"IF(ISBLANK(Table2[[#This Row],[Total Demand (Hidden) W]]),\"\", IF(ISBLANK(Table2[[#This Row],[New Total Demand (hidden, W)]]), \"\", IFERROR((Table2[[#This Row],[Total Demand (Hidden) W]]-Table2[[#This Row],[New Total Demand (hidden, W)]])/1000,\"\")))","v":""},{"$f":"IF( OR(ISBLANK(Table2[[#This Row],[New Total Demand (hidden, W)]]),ISBLANK(Table2[[#This Row],[Total Demand (Hidden) W]])),\"\", IF(ISBLANK(Table2[[#This Row],[Annual Usage Hours (hrs)]]), IFERROR( Table2[[#This Row],[Reference Hours (hrs)]]*(Table2[[#This Row],[Total Demand (Hidden) W]]-Table2[[#This Row],[New Total Demand (hidden, W)]])/1000,\"\"), IFERROR( Table2[[#This Row],[Annual Usage Hours (hrs)]]*(Table2[[#This Row],[Total Demand (Hidden) W]]-Table2[[#This Row],[New Total Demand (hidden, W)]])/1000,\"\")))","v":""},{"$f":"IF( OR(ISBLANK(Table2[[#This Row],[Prescribed Total Demand (hidden, W)]]),ISBLANK(Table2[[#This Row],[Total Demand (Hidden) W]])),\"\", IF(ISBLANK(Table2[[#This Row],[Annual Usage Hours (hrs)]]), IFERROR( Table2[[#This Row],[Reference Hours (hrs)]]*((Table2[Existing Prescribed Wattage (W)]*Table2[Existing Luminaire Quantity])-Table2[[#This Row],[Prescribed Total Demand (hidden, W)]])/1000,\"\"), IFERROR( Table2[[#This Row],[Annual Usage Hours (hrs)]]*((Table2[Existing Prescribed Wattage (W)]*Table2[Existing Luminaire Quantity])-Table2[[#This Row],[Prescribed Total Demand (hidden, W)]])/1000,\"\")))","v":""},{"$f":"\"\"","v":""},{"$f":"IF(OR(Table2[[#This Row],[Control Type]]=\"None\", ISBLANK(Table2[[#This Row],[Control Type]])),\"\", IF(ISBLANK(Table2[[#This Row],[New Total Demand (hidden, W)]]),\"\", IF(ISBLANK(Table2[[#This Row],[Annual Usage Hours (hrs)]]),  IFERROR( 0.2*Table2[[#This Row],[Reference Hours (hrs)]]*Table2[[#This Row],[New Total Demand (hidden, W)]]/1000,\"\"), IFERROR( 0.2*Table2[[#This Row],[Annual Usage Hours (hrs)]]*Table2[[#This Row],[New Total Demand (hidden, W)]]/1000,\"\"))))","v":""},{"$f":"IF(AND(NOT(ISNUMBER(Table2[[#This Row],[Rebate Per Unit\n(CAD)]])),ISBLANK(Table2[[#This Row],[Control Type]])), \"\", IF(OR(Table2[[#This Row],[Rebate Per Unit\n(CAD)]]=0,AND(NOT(ISNUMBER(Table2[[#This Row],[Rebate Per Unit\n(CAD)]])), ISTEXT(Table2[[#This Row],[Control Type]]))), 0, IFERROR(Table2[[#This Row],[Prescribed Quantity]]*Table2[[#This Row],[Rebate Per Unit\n(CAD)]],\"\")))","v":""},{"$f":" IF(AND(ISBLANK(Table2[[#This Row],[Control Type]]),ISNUMBER(Table2[[#This Row],[Rebate Value (CAD)]])),0, IFERROR(Table2[[#This Row],[Control Quantity]]*Table2[[#This Row],[Control Rebate per Unit\n(CAD)]],\"\"))","v":""},{"$f":"IF(AND(ISBLANK(Table2[[#This Row],[Rebate Value (CAD)]]),ISBLANK(Table2[[#This Row],[Rebate Value for Controls (CAD)]])), \"\", IFERROR(Table2[[#This Row],[Rebate Value (CAD)]]+Table2[[#This Row],[Rebate Value for Controls (CAD)]],\"\"))","v":""},{"$f":"IF(Table2[[#This Row],[Lighting  Technology]]=\"Other\",\"Other - \"&Table2[[#This Row],[Other - Lighting Technology Description]],Table2[[#This Row],[BC Hydro Rebate Category ]])","v":0},{"$f":"Table2[[#This Row],[BC Hydro Rebate Category ]]&Table2[[#This Row],[Retrofit Part '# (mandatory to validate Rebates)]]","v":""}]
[null,null,null,null,null,null,{"$f":"IF(ISBLANK(Table2[[#This Row],[Prescribed Lighting Source]]), \"\", IFERROR( INDEX(Table13ExistingPrescribedWattage,MATCH(Table2[[#This Row],[Prescribed Lighting Source]],Table13ExistingLightingSource,0)), IFERROR(INDEX(Table13ExistingPrescribedWattage,MATCH(Table2[[#This Row],[Fortis Rebate Category ]],Table13NewLightingSource,0)),\"-\")))","v":""},null,{"$f":"IFERROR(INDEX(SpaceTypeHours,MATCH(Table2[[#This Row],[Space Type]],SpaceType,0)),\"\")","v":""},null,{"$f":"IFERROR(IF(Table2[[#This Row],[Lighting  Technology]]=\"Other\",Table2[[#This Row],[Existing Effective Input Wattage (W)]]*Table2[[#This Row],[Existing Luminaire Quantity]],Table2[[#This Row],[Existing Prescribed Wattage (W)]]*Table2[[#This Row],[Existing Luminaire Quantity]]),\"\")","v":""},{"$f":"IF(Table2[Lighting  Technology] = \"Other\",(Table2[[#This Row],[Existing Luminaire Quantity]]*Table2[[#This Row],[Existing Effective Input Wattage (W)]]), IF(Table2[Existing Prescribed Wattage (W)] = \"\",\"\", IF( ISBLANK(Table2[[#This Row],[Existing Effective Input Wattage (W)]]), (Table2[[#This Row],[Existing Luminaire Quantity]]*Table2[[#This Row],[Existing Prescribed Wattage (W)]]),(Table2[[#This Row],[Existing Luminaire Quantity]]*Table2[[#This Row],[Existing Effective Input Wattage (W)]]))))","v":""},{"$f":"IF( (ISBLANK(Table2[[#This Row],[Annual Usage Hours (hrs)]])), IFERROR(Table2[[#This Row],[Reference Hours (hrs)]]*Table2[[#This Row],[Total Demand (Hidden) W]]/1000,\"\"), IFERROR(Table2[[#This Row],[Annual Usage Hours (hrs)]]*Table2[[#This Row],[Total Demand (Hidden) W]]/1000,\"\"))","v":""},null,null,{"$f":"IF(Table2[[#This Row],[Lighting  Technology]]=\"Other\", 0, IF( AND(ISBLANK(Table2[[#This Row],[BC Hydro Rebate Category ]]),ISBLANK(Table2[[#This Row],[Fortis Rebate Category ]])), \"\", IF(ISTEXT(Table2[[#This Row],[Fortis Rebate Category ]]), IFERROR(INDEX(Table13[Rebate],MATCH(Table2[[#This Row],[Fortis Rebate Category ]],Table13[Fortis New Lighting source],0)),\"\"), IF(ISTEXT(Table2[[#This Row],[BC Hydro Rebate Category ]]), IFERROR(INDEX(Table13Rebate,MATCH(Table2[[#This Row],[BC Hydro Rebate Category ]],Table13BCHRebateCategory,0)),\"\"), \"\"))))","v":""},{"$f":" IF(Table2[[#This Row],[Lighting  Technology]]=\"Other\", \"per Unit\", IF( AND(ISBLANK(Table2[[#This Row],[BC Hydro Rebate Category ]]),ISBLANK(Table2[[#This Row],[Fortis Rebate Category ]])), \"\", IF(ISTEXT(Table2[[#This Row],[Fortis Rebate Category ]]), IFERROR(INDEX(Table13PerUnit,MATCH(Table2[[#This Row],[Fortis Rebate Category ]],Table13[Fortis New Lighting source],0)),\"\"), IF(ISTEXT(Table2[[#This Row],[BC Hydro Rebate Category ]]), IFERROR(INDEX(Table13PerUnit,MATCH(Table2[[#This Row],[BC Hydro Rebate Category ]],Table13BCHRebateCategory,0)),\"\"), \"\"))))","v":""},null,{"$f":"IF( AND(ISBLANK(Table2[[#This Row],[Existing Luminaire Quantity]]),ISBLANK(Table2[[#This Row],[Prescribed Lighting Source]])), \"\", IF( OR(AND(ISNUMBER(SEARCH(\"lamp fl.\",Table2[[#This Row],[Prescribed Lighting Source]])),ISNUMBER(SEARCH(\"T8 lamp\",Table2[[#This Row],[BC Hydro Rebate Category ]]))),AND(ISNUMBER(SEARCH(\"T5HO\",Table2[[#This Row],[Prescribed Lighting Source]])),ISNUMBER(SEARCH(\"T5HO\",Table2[[#This Row],[BC Hydro Rebate Category ]]))),AND(ISNUMBER(SEARCH(\"lamp fl.\",Table2[[#This Row],[Prescribed Lighting Source]])),ISNUMBER(SEARCH(\"T8 lamp\",Table2[[#This Row],[Fortis Rebate Category ]]))),AND(ISNUMBER(SEARCH(\"T5HO\",Table2[[#This Row],[Prescribed Lighting Source]])),ISNUMBER(SEARCH(\"T5HO\",Table2[[#This Row],[Fortis Rebate Category ]])))          ),  IFERROR(INDEX(Table13NumberofLamps,MATCH(Table2[[#This Row],[Prescribed Lighting Source]],Table13ExistingLightingSource,0))*Table2[[#This Row],[Existing Luminaire Quantity]], \"-\"),  IF(Table2[[#This Row],[Lighting  Technology]]=\"Other\", IFERROR(Table2[[#This Row],[Existing Luminaire Quantity]],\"-\"), IFERROR(Table2[[#This Row],[Existing Luminaire Quantity]],\"-\"))))","v":""},{"$f":"IF( AND(ISBLANK(Table2[[#This Row],[BC Hydro Rebate Category ]]),ISBLANK(Table2[[#This Row],[Fortis Rebate Category ]])), \"\", IF(ISTEXT(Table2[[#This Row],[Fortis Rebate Category ]]), IFERROR(INDEX(Table13NewPrescribedWattage,MATCH(Table2[[#This Row],[Fortis Rebate Category ]],Table13[Fortis New Lighting source],0)),\"\"), IF(ISTEXT(Table2[[#This Row],[BC Hydro Rebate Category ]]), IFERROR(INDEX(Table13NewPrescribedWattage,MATCH(Table2[[#This Row],[BC Hydro Rebate Category ]],Table13BCHRebateCategory,0)),\"\"), \"\")))","v":""},null,null,{"$f":"IF(Table2[[#This Row],[Lighting  Technology]]=\"Other\", \"-\", IF( AND(ISBLANK(Table2[[#This Row],[BC Hydro Rebate Category ]]),ISBLANK(Table2[[#This Row],[Fortis Rebate Category ]])), \"\", IF(ISTEXT(Table2[[#This Row],[Fortis Rebate Category ]]), IFERROR(INDEX(Table13BCHECM,MATCH(Table2[[#This Row],[Fortis Rebate Category ]],Table13[Fortis New Lighting source],0)),\"\"), IF(ISTEXT(Table2[[#This Row],[BC Hydro Rebate Category ]]), IFERROR(INDEX(Table13BCHECM,MATCH(Table2[[#This Row],[BC Hydro Rebate Category ]],Table13BCHRebateCategory,0)),\"\"), \"\"))))","v":""},{"$f":"IF(Table2[[#This Row],[Lighting  Technology]]=\"Other\", 0, IF( AND(ISBLANK(Table2[[#This Row],[BC Hydro Rebate Category ]]),ISBLANK(Table2[[#This Row],[Fortis Rebate Category ]])), \"\", IF(ISTEXT(Table2[[#This Row],[Fortis Rebate Category ]]), IFERROR(INDEX(Table13Persistence,MATCH(Table2[[#This Row],[Fortis Rebate Category ]],Table13[Fortis New Lighting source],0)),\"\"), IF(ISTEXT(Table2[[#This Row],[BC Hydro Rebate Category ]]), IFERROR(INDEX(Table13Persistence,MATCH(Table2[[#This Row],[BC Hydro Rebate Category ]],Table13BCHRebateCategory,0)),\"\"), \"\"))))","v":""},null,{"$f":"IFERROR(INDEX(Table5ControlRebate,MATCH(Table2[[#This Row],[Control Type]],Table5NewControl,0)),\"\")","v":""},null,{"$f":"IF(ISBLANK(Table2[[#This Row],[Control Type]]), IF(ISBLANK(Table2[[#This Row],[Annual Usage Hours (hrs)]]),Table2[[#This Row],[Reference Hours (hrs)]], Table2[[#This Row],[Annual Usage Hours (hrs)]]), IF(AND(ISBLANK(Table2[[#This Row],[Annual Usage Hours (hrs)]]), Table2[[#This Row],[Control Type]]=\"None\"), Table2[[#This Row],[Reference Hours (hrs)]], IF(Table2[[#This Row],[Control Type]]=\"None\", Table2[[#This Row],[Annual Usage Hours (hrs)]], IF(AND(ISBLANK(Table2[[#This Row],[Annual Usage Hours (hrs)]]), Table2[[#This Row],[Control Type]]<>\"None\"), IFERROR(Table2[[#This Row],[Reference Hours (hrs)]]*0.8,\"\"), IF(Table2[[#This Row],[Control Type]]<>\"None\", IFERROR( Table2[[#This Row],[Annual Usage Hours (hrs)]]*0.8,\"\"),\"\")))))","v":""},{"$f":"IF( Table2[[#This Row],[Lighting  Technology]]=\"Other\", IF(ISBLANK(Table2[[#This Row],[Retrofit Lamp/ Luminaire Wattage (see Rebate Unit)]]),\"\",IFERROR(Table2[[#This Row],[Prescribed Quantity]]*Table2[[#This Row],[Retrofit Lamp/ Luminaire Wattage (see Rebate Unit)]],\"\")), IF(ISBLANK(Table2[[#This Row],[Retrofit Lamp/ Luminaire Wattage (see Rebate Unit)]]),IFERROR(Table2[[#This Row],[Prescribed Quantity]]*Table2[[#This Row],[Prescribed Wattage (W)]],\"\"),IFERROR(Table2[[#This Row],[Prescribed Quantity]]*Table2[[#This Row],[Retrofit Lamp/ Luminaire Wattage (see Rebate Unit)]],\"\")))","v":""},{"$f":"IFERROR((IF( Table2[[#This Row],[Lighting  Technology]]=\"Other\", Table2[[#This Row],[Prescribed Quantity]]*Table2[[#This Row],[Retrofit Lamp/ Luminaire Wattage (see Rebate Unit)]], Table2[[#This Row],[Prescribed Quantity]]*Table2[[#This Row],[Prescribed Wattage (W)]] )),\"\")","v":""},{"$f":"IF(ISBLANK(Table2[[#This Row],[New Total Demand (hidden, W)]]),\"\", IF(ISBLANK(Table2[[#This Row],[New Hours (hidden, hrs)]]), \"\", IFERROR(Table2[[#This Row],[New Hours (hidden, hrs)]]*Table2[[#This Row],[New Total Demand (hidden, W)]]/1000,\"\")))","v":""},{"$f":"IF(ISBLANK(Table2[[#This Row],[Total Demand (Hidden) W]]),\"\", IF(ISBLANK(Table2[[#This Row],[New Total Demand (hidden, W)]]), \"\", IFERROR((Table2[[#This Row],[Total Demand (Hidden) W]]-Table2[[#This Row],[New Total Demand (hidden, W)]])/1000,\"\")))","v":""},{"$f":"IF( OR(ISBLANK(Table2[[#This Row],[New Total Demand (hidden, W)]]),ISBLANK(Table2[[#This Row],[Total Demand (Hidden) W]])),\"\", IF(ISBLANK(Table2[[#This Row],[Annual Usage Hours (hrs)]]), IFERROR( Table2[[#This Row],[Reference Hours (hrs)]]*(Table2[[#This Row],[Total Demand (Hidden) W]]-Table2[[#This Row],[New Total Demand (hidden, W)]])/1000,\"\"), IFERROR( Table2[[#This Row],[Annual Usage Hours (hrs)]]*(Table2[[#This Row],[Total Demand (Hidden) W]]-Table2[[#This Row],[New Total Demand (hidden, W)]])/1000,\"\")))","v":""},{"$f":"IF( OR(ISBLANK(Table2[[#This Row],[Prescribed Total Demand (hidden, W)]]),ISBLANK(Table2[[#This Row],[Total Demand (Hidden) W]])),\"\", IF(ISBLANK(Table2[[#This Row],[Annual Usage Hours (hrs)]]), IFERROR( Table2[[#This Row],[Reference Hours (hrs)]]*((Table2[Existing Prescribed Wattage (W)]*Table2[Existing Luminaire Quantity])-Table2[[#This Row],[Prescribed Total Demand (hidden, W)]])/1000,\"\"), IFERROR( Table2[[#This Row],[Annual Usage Hours (hrs)]]*((Table2[Existing Prescribed Wattage (W)]*Table2[Existing Luminaire Quantity])-Table2[[#This Row],[Prescribed Total Demand (hidden, W)]])/1000,\"\")))","v":""},{"$f":"\"\"","v":""},{"$f":"IF(OR(Table2[[#This Row],[Control Type]]=\"None\", ISBLANK(Table2[[#This Row],[Control Type]])),\"\", IF(ISBLANK(Table2[[#This Row],[New Total Demand (hidden, W)]]),\"\", IF(ISBLANK(Table2[[#This Row],[Annual Usage Hours (hrs)]]),  IFERROR( 0.2*Table2[[#This Row],[Reference Hours (hrs)]]*Table2[[#This Row],[New Total Demand (hidden, W)]]/1000,\"\"), IFERROR( 0.2*Table2[[#This Row],[Annual Usage Hours (hrs)]]*Table2[[#This Row],[New Total Demand (hidden, W)]]/1000,\"\"))))","v":""},{"$f":"IF(AND(NOT(ISNUMBER(Table2[[#This Row],[Rebate Per Unit\n(CAD)]])),ISBLANK(Table2[[#This Row],[Control Type]])), \"\", IF(OR(Table2[[#This Row],[Rebate Per Unit\n(CAD)]]=0,AND(NOT(ISNUMBER(Table2[[#This Row],[Rebate Per Unit\n(CAD)]])), ISTEXT(Table2[[#This Row],[Control Type]]))), 0, IFERROR(Table2[[#This Row],[Prescribed Quantity]]*Table2[[#This Row],[Rebate Per Unit\n(CAD)]],\"\")))","v":""},{"$f":" IF(AND(ISBLANK(Table2[[#This Row],[Control Type]]),ISNUMBER(Table2[[#This Row],[Rebate Value (CAD)]])),0, IFERROR(Table2[[#This Row],[Control Quantity]]*Table2[[#This Row],[Control Rebate per Unit\n(CAD)]],\"\"))","v":""},{"$f":"IF(AND(ISBLANK(Table2[[#This Row],[Rebate Value (CAD)]]),ISBLANK(Table2[[#This Row],[Rebate Value for Controls (CAD)]])), \"\", IFERROR(Table2[[#This Row],[Rebate Value (CAD)]]+Table2[[#This Row],[Rebate Value for Controls (CAD)]],\"\"))","v":""},{"$f":"IF(Table2[[#This Row],[Lighting  Technology]]=\"Other\",\"Other - \"&Table2[[#This Row],[Other - Lighting Technology Description]],Table2[[#This Row],[BC Hydro Rebate Category ]])","v":0},{"$f":"Table2[[#This Row],[BC Hydro Rebate Category ]]&Table2[[#This Row],[Retrofit Part '# (mandatory to validate Rebates)]]","v":""}]
[null,null,null,null,null,null,{"$f":"IF(ISBLANK(Table2[[#This Row],[Prescribed Lighting Source]]), \"\", IFERROR( INDEX(Table13ExistingPrescribedWattage,MATCH(Table2[[#This Row],[Prescribed Lighting Source]],Table13ExistingLightingSource,0)), IFERROR(INDEX(Table13ExistingPrescribedWattage,MATCH(Table2[[#This Row],[Fortis Rebate Category ]],Table13NewLightingSource,0)),\"-\")))","v":""},null,{"$f":"IFERROR(INDEX(SpaceTypeHours,MATCH(Table2[[#This Row],[Space Type]],SpaceType,0)),\"\")","v":""},null,{"$f":"IFERROR(IF(Table2[[#This Row],[Lighting  Technology]]=\"Other\",Table2[[#This Row],[Existing Effective Input Wattage (W)]]*Table2[[#This Row],[Existing Luminaire Quantity]],Table2[[#This Row],[Existing Prescribed Wattage (W)]]*Table2[[#This Row],[Existing Luminaire Quantity]]),\"\")","v":""},{"$f":"IF(Table2[Lighting  Technology] = \"Other\",(Table2[[#This Row],[Existing Luminaire Quantity]]*Table2[[#This Row],[Existing Effective Input Wattage (W)]]), IF(Table2[Existing Prescribed Wattage (W)] = \"\",\"\", IF( ISBLANK(Table2[[#This Row],[Existing Effective Input Wattage (W)]]), (Table2[[#This Row],[Existing Luminaire Quantity]]*Table2[[#This Row],[Existing Prescribed Wattage (W)]]),(Table2[[#This Row],[Existing Luminaire Quantity]]*Table2[[#This Row],[Existing Effective Input Wattage (W)]]))))","v":""},{"$f":"IF( (ISBLANK(Table2[[#This Row],[Annual Usage Hours (hrs)]])), IFERROR(Table2[[#This Row],[Reference Hours (hrs)]]*Table2[[#This Row],[Total Demand (Hidden) W]]/1000,\"\"), IFERROR(Table2[[#This Row],[Annual Usage Hours (hrs)]]*Table2[[#This Row],[Total Demand (Hidden) W]]/1000,\"\"))","v":""},null,null,{"$f":"IF(Table2[[#This Row],[Lighting  Technology]]=\"Other\", 0, IF( AND(ISBLANK(Table2[[#This Row],[BC Hydro Rebate Category ]]),ISBLANK(Table2[[#This Row],[Fortis Rebate Category ]])), \"\", IF(ISTEXT(Table2[[#This Row],[Fortis Rebate Category ]]), IFERROR(INDEX(Table13[Rebate],MATCH(Table2[[#This Row],[Fortis Rebate Category ]],Table13[Fortis New Lighting source],0)),\"\"), IF(ISTEXT(Table2[[#This Row],[BC Hydro Rebate Category ]]), IFERROR(INDEX(Table13Rebate,MATCH(Table2[[#This Row],[BC Hydro Rebate Category ]],Table13BCHRebateCategory,0)),\"\"), \"\"))))","v":""},{"$f":" IF(Table2[[#This Row],[Lighting  Technology]]=\"Other\", \"per Unit\", IF( AND(ISBLANK(Table2[[#This Row],[BC Hydro Rebate Category ]]),ISBLANK(Table2[[#This Row],[Fortis Rebate Category ]])), \"\", IF(ISTEXT(Table2[[#This Row],[Fortis Rebate Category ]]), IFERROR(INDEX(Table13PerUnit,MATCH(Table2[[#This Row],[Fortis Rebate Category ]],Table13[Fortis New Lighting source],0)),\"\"), IF(ISTEXT(Table2[[#This Row],[BC Hydro Rebate Category ]]), IFERROR(INDEX(Table13PerUnit,MATCH(Table2[[#This Row],[BC Hydro Rebate Category ]],Table13BCHRebateCategory,0)),\"\"), \"\"))))","v":""},null,{"$f":"IF( AND(ISBLANK(Table2[[#This Row],[Existing Luminaire Quantity]]),ISBLANK(Table2[[#This Row],[Prescribed Lighting Source]])), \"\", IF( OR(AND(ISNUMBER(SEARCH(\"lamp fl.\",Table2[[#This Row],[Prescribed Lighting Source]])),ISNUMBER(SEARCH(\"T8 lamp\",Table2[[#This Row],[BC Hydro Rebate Category ]]))),AND(ISNUMBER(SEARCH(\"T5HO\",Table2[[#This Row],[Prescribed Lighting Source]])),ISNUMBER(SEARCH(\"T5HO\",Table2[[#This Row],[BC Hydro Rebate Category ]]))),AND(ISNUMBER(SEARCH(\"lamp fl.\",Table2[[#This Row],[Prescribed Lighting Source]])),ISNUMBER(SEARCH(\"T8 lamp\",Table2[[#This Row],[Fortis Rebate Category ]]))),AND(ISNUMBER(SEARCH(\"T5HO\",Table2[[#This Row],[Prescribed Lighting Source]])),ISNUMBER(SEARCH(\"T5HO\",Table2[[#This Row],[Fortis Rebate Category ]])))          ),  IFERROR(INDEX(Table13NumberofLamps,MATCH(Table2[[#This Row],[Prescribed Lighting Source]],Table13ExistingLightingSource,0))*Table2[[#This Row],[Existing Luminaire Quantity]], \"-\"),  IF(Table2[[#This Row],[Lighting  Technology]]=\"Other\", IFERROR(Table2[[#This Row],[Existing Luminaire Quantity]],\"-\"), IFERROR(Table2[[#This Row],[Existing Luminaire Quantity]],\"-\"))))","v":""},{"$f":"IF( AND(ISBLANK(Table2[[#This Row],[BC Hydro Rebate Category ]]),ISBLANK(Table2[[#This Row],[Fortis Rebate Category ]])), \"\", IF(ISTEXT(Table2[[#This Row],[Fortis Rebate Category ]]), IFERROR(INDEX(Table13NewPrescribedWattage,MATCH(Table2[[#This Row],[Fortis Rebate Category ]],Table13[Fortis New Lighting source],0)),\"\"), IF(ISTEXT(Table2[[#This Row],[BC Hydro Rebate Category ]]), IFERROR(INDEX(Table13NewPrescribedWattage,MATCH(Table2[[#This Row],[BC Hydro Rebate Category ]],Table13BCHRebateCategory,0)),\"\"), \"\")))","v":""},null,null,{"$f":"IF(Table2[[#This Row],[Lighting  Technology]]=\"Other\", \"-\", IF( AND(ISBLANK(Table2[[#This Row],[BC Hydro Rebate Category ]]),ISBLANK(Table2[[#This Row],[Fortis Rebate Category ]])), \"\", IF(ISTEXT(Table2[[#This Row],[Fortis Rebate Category ]]), IFERROR(INDEX(Table13BCHECM,MATCH(Table2[[#This Row],[Fortis Rebate Category ]],Table13[Fortis New Lighting source],0)),\"\"), IF(ISTEXT(Table2[[#This Row],[BC Hydro Rebate Category ]]), IFERROR(INDEX(Table13BCHECM,MATCH(Table2[[#This Row],[BC Hydro Rebate Category ]],Table13BCHRebateCategory,0)),\"\"), \"\"))))","v":""},{"$f":"IF(Table2[[#This Row],[Lighting  Technology]]=\"Other\", 0, IF( AND(ISBLANK(Table2[[#This Row],[BC Hydro Rebate Category ]]),ISBLANK(Table2[[#This Row],[Fortis Rebate Category ]])), \"\", IF(ISTEXT(Table2[[#This Row],[Fortis Rebate Category ]]), IFERROR(INDEX(Table13Persistence,MATCH(Table2[[#This Row],[Fortis Rebate Category ]],Table13[Fortis New Lighting source],0)),\"\"), IF(ISTEXT(Table2[[#This Row],[BC Hydro Rebate Category ]]), IFERROR(INDEX(Table13Persistence,MATCH(Table2[[#This Row],[BC Hydro Rebate Category ]],Table13BCHRebateCategory,0)),\"\"), \"\"))))","v":""},null,{"$f":"IFERROR(INDEX(Table5ControlRebate,MATCH(Table2[[#This Row],[Control Type]],Table5NewControl,0)),\"\")","v":""},null,{"$f":"IF(ISBLANK(Table2[[#This Row],[Control Type]]), IF(ISBLANK(Table2[[#This Row],[Annual Usage Hours (hrs)]]),Table2[[#This Row],[Reference Hours (hrs)]], Table2[[#This Row],[Annual Usage Hours (hrs)]]), IF(AND(ISBLANK(Table2[[#This Row],[Annual Usage Hours (hrs)]]), Table2[[#This Row],[Control Type]]=\"None\"), Table2[[#This Row],[Reference Hours (hrs)]], IF(Table2[[#This Row],[Control Type]]=\"None\", Table2[[#This Row],[Annual Usage Hours (hrs)]], IF(AND(ISBLANK(Table2[[#This Row],[Annual Usage Hours (hrs)]]), Table2[[#This Row],[Control Type]]<>\"None\"), IFERROR(Table2[[#This Row],[Reference Hours (hrs)]]*0.8,\"\"), IF(Table2[[#This Row],[Control Type]]<>\"None\", IFERROR( Table2[[#This Row],[Annual Usage Hours (hrs)]]*0.8,\"\"),\"\")))))","v":""},{"$f":"IF( Table2[[#This Row],[Lighting  Technology]]=\"Other\", IF(ISBLANK(Table2[[#This Row],[Retrofit Lamp/ Luminaire Wattage (see Rebate Unit)]]),\"\",IFERROR(Table2[[#This Row],[Prescribed Quantity]]*Table2[[#This Row],[Retrofit Lamp/ Luminaire Wattage (see Rebate Unit)]],\"\")), IF(ISBLANK(Table2[[#This Row],[Retrofit Lamp/ Luminaire Wattage (see Rebate Unit)]]),IFERROR(Table2[[#This Row],[Prescribed Quantity]]*Table2[[#This Row],[Prescribed Wattage (W)]],\"\"),IFERROR(Table2[[#This Row],[Prescribed Quantity]]*Table2[[#This Row],[Retrofit Lamp/ Luminaire Wattage (see Rebate Unit)]],\"\")))","v":""},{"$f":"IFERROR((IF( Table2[[#This Row],[Lighting  Technology]]=\"Other\", Table2[[#This Row],[Prescribed Quantity]]*Table2[[#This Row],[Retrofit Lamp/ Luminaire Wattage (see Rebate Unit)]], Table2[[#This Row],[Prescribed Quantity]]*Table2[[#This Row],[Prescribed Wattage (W)]] )),\"\")","v":""},{"$f":"IF(ISBLANK(Table2[[#This Row],[New Total Demand (hidden, W)]]),\"\", IF(ISBLANK(Table2[[#This Row],[New Hours (hidden, hrs)]]), \"\", IFERROR(Table2[[#This Row],[New Hours (hidden, hrs)]]*Table2[[#This Row],[New Total Demand (hidden, W)]]/1000,\"\")))","v":""},{"$f":"IF(ISBLANK(Table2[[#This Row],[Total Demand (Hidden) W]]),\"\", IF(ISBLANK(Table2[[#This Row],[New Total Demand (hidden, W)]]), \"\", IFERROR((Table2[[#This Row],[Total Demand (Hidden) W]]-Table2[[#This Row],[New Total Demand (hidden, W)]])/1000,\"\")))","v":""},{"$f":"IF( OR(ISBLANK(Table2[[#This Row],[New Total Demand (hidden, W)]]),ISBLANK(Table2[[#This Row],[Total Demand (Hidden) W]])),\"\", IF(ISBLANK(Table2[[#This Row],[Annual Usage Hours (hrs)]]), IFERROR( Table2[[#This Row],[Reference Hours (hrs)]]*(Table2[[#This Row],[Total Demand (Hidden) W]]-Table2[[#This Row],[New Total Demand (hidden, W)]])/1000,\"\"), IFERROR( Table2[[#This Row],[Annual Usage Hours (hrs)]]*(Table2[[#This Row],[Total Demand (Hidden) W]]-Table2[[#This Row],[New Total Demand (hidden, W)]])/1000,\"\")))","v":""},{"$f":"IF( OR(ISBLANK(Table2[[#This Row],[Prescribed Total Demand (hidden, W)]]),ISBLANK(Table2[[#This Row],[Total Demand (Hidden) W]])),\"\", IF(ISBLANK(Table2[[#This Row],[Annual Usage Hours (hrs)]]), IFERROR( Table2[[#This Row],[Reference Hours (hrs)]]*((Table2[Existing Prescribed Wattage (W)]*Table2[Existing Luminaire Quantity])-Table2[[#This Row],[Prescribed Total Demand (hidden, W)]])/1000,\"\"), IFERROR( Table2[[#This Row],[Annual Usage Hours (hrs)]]*((Table2[Existing Prescribed Wattage (W)]*Table2[Existing Luminaire Quantity])-Table2[[#This Row],[Prescribed Total Demand (hidden, W)]])/1000,\"\")))","v":""},{"$f":"\"\"","v":""},{"$f":"IF(OR(Table2[[#This Row],[Control Type]]=\"None\", ISBLANK(Table2[[#This Row],[Control Type]])),\"\", IF(ISBLANK(Table2[[#This Row],[New Total Demand (hidden, W)]]),\"\", IF(ISBLANK(Table2[[#This Row],[Annual Usage Hours (hrs)]]),  IFERROR( 0.2*Table2[[#This Row],[Reference Hours (hrs)]]*Table2[[#This Row],[New Total Demand (hidden, W)]]/1000,\"\"), IFERROR( 0.2*Table2[[#This Row],[Annual Usage Hours (hrs)]]*Table2[[#This Row],[New Total Demand (hidden, W)]]/1000,\"\"))))","v":""},{"$f":"IF(AND(NOT(ISNUMBER(Table2[[#This Row],[Rebate Per Unit\n(CAD)]])),ISBLANK(Table2[[#This Row],[Control Type]])), \"\", IF(OR(Table2[[#This Row],[Rebate Per Unit\n(CAD)]]=0,AND(NOT(ISNUMBER(Table2[[#This Row],[Rebate Per Unit\n(CAD)]])), ISTEXT(Table2[[#This Row],[Control Type]]))), 0, IFERROR(Table2[[#This Row],[Prescribed Quantity]]*Table2[[#This Row],[Rebate Per Unit\n(CAD)]],\"\")))","v":""},{"$f":" IF(AND(ISBLANK(Table2[[#This Row],[Control Type]]),ISNUMBER(Table2[[#This Row],[Rebate Value (CAD)]])),0, IFERROR(Table2[[#This Row],[Control Quantity]]*Table2[[#This Row],[Control Rebate per Unit\n(CAD)]],\"\"))","v":""},{"$f":"IF(AND(ISBLANK(Table2[[#This Row],[Rebate Value (CAD)]]),ISBLANK(Table2[[#This Row],[Rebate Value for Controls (CAD)]])), \"\", IFERROR(Table2[[#This Row],[Rebate Value (CAD)]]+Table2[[#This Row],[Rebate Value for Controls (CAD)]],\"\"))","v":""},{"$f":"IF(Table2[[#This Row],[Lighting  Technology]]=\"Other\",\"Other - \"&Table2[[#This Row],[Other - Lighting Technology Description]],Table2[[#This Row],[BC Hydro Rebate Category ]])","v":0},{"$f":"Table2[[#This Row],[BC Hydro Rebate Category ]]&Table2[[#This Row],[Retrofit Part '# (mandatory to validate Rebates)]]","v":""}]
[null,null,null,null,null,null,{"$f":"IF(ISBLANK(Table2[[#This Row],[Prescribed Lighting Source]]), \"\", IFERROR( INDEX(Table13ExistingPrescribedWattage,MATCH(Table2[[#This Row],[Prescribed Lighting Source]],Table13ExistingLightingSource,0)), IFERROR(INDEX(Table13ExistingPrescribedWattage,MATCH(Table2[[#This Row],[Fortis Rebate Category ]],Table13NewLightingSource,0)),\"-\")))","v":""},null,{"$f":"IFERROR(INDEX(SpaceTypeHours,MATCH(Table2[[#This Row],[Space Type]],SpaceType,0)),\"\")","v":""},null,{"$f":"IFERROR(IF(Table2[[#This Row],[Lighting  Technology]]=\"Other\",Table2[[#This Row],[Existing Effective Input Wattage (W)]]*Table2[[#This Row],[Existing Luminaire Quantity]],Table2[[#This Row],[Existing Prescribed Wattage (W)]]*Table2[[#This Row],[Existing Luminaire Quantity]]),\"\")","v":""},{"$f":"IF(Table2[Lighting  Technology] = \"Other\",(Table2[[#This Row],[Existing Luminaire Quantity]]*Table2[[#This Row],[Existing Effective Input Wattage (W)]]), IF(Table2[Existing Prescribed Wattage (W)] = \"\",\"\", IF( ISBLANK(Table2[[#This Row],[Existing Effective Input Wattage (W)]]), (Table2[[#This Row],[Existing Luminaire Quantity]]*Table2[[#This Row],[Existing Prescribed Wattage (W)]]),(Table2[[#This Row],[Existing Luminaire Quantity]]*Table2[[#This Row],[Existing Effective Input Wattage (W)]]))))","v":""},{"$f":"IF( (ISBLANK(Table2[[#This Row],[Annual Usage Hours (hrs)]])), IFERROR(Table2[[#This Row],[Reference Hours (hrs)]]*Table2[[#This Row],[Total Demand (Hidden) W]]/1000,\"\"), IFERROR(Table2[[#This Row],[Annual Usage Hours (hrs)]]*Table2[[#This Row],[Total Demand (Hidden) W]]/1000,\"\"))","v":""},null,null,{"$f":"IF(Table2[[#This Row],[Lighting  Technology]]=\"Other\", 0, IF( AND(ISBLANK(Table2[[#This Row],[BC Hydro Rebate Category ]]),ISBLANK(Table2[[#This Row],[Fortis Rebate Category ]])), \"\", IF(ISTEXT(Table2[[#This Row],[Fortis Rebate Category ]]), IFERROR(INDEX(Table13[Rebate],MATCH(Table2[[#This Row],[Fortis Rebate Category ]],Table13[Fortis New Lighting source],0)),\"\"), IF(ISTEXT(Table2[[#This Row],[BC Hydro Rebate Category ]]), IFERROR(INDEX(Table13Rebate,MATCH(Table2[[#This Row],[BC Hydro Rebate Category ]],Table13BCHRebateCategory,0)),\"\"), \"\"))))","v":""},{"$f":" IF(Table2[[#This Row],[Lighting  Technology]]=\"Other\", \"per Unit\", IF( AND(ISBLANK(Table2[[#This Row],[BC Hydro Rebate Category ]]),ISBLANK(Table2[[#This Row],[Fortis Rebate Category ]])), \"\", IF(ISTEXT(Table2[[#This Row],[Fortis Rebate Category ]]), IFERROR(INDEX(Table13PerUnit,MATCH(Table2[[#This Row],[Fortis Rebate Category ]],Table13[Fortis New Lighting source],0)),\"\"), IF(ISTEXT(Table2[[#This Row],[BC Hydro Rebate Category ]]), IFERROR(INDEX(Table13PerUnit,MATCH(Table2[[#This Row],[BC Hydro Rebate Category ]],Table13BCHRebateCategory,0)),\"\"), \"\"))))","v":""},null,{"$f":"IF( AND(ISBLANK(Table2[[#This Row],[Existing Luminaire Quantity]]),ISBLANK(Table2[[#This Row],[Prescribed Lighting Source]])), \"\", IF( OR(AND(ISNUMBER(SEARCH(\"lamp fl.\",Table2[[#This Row],[Prescribed Lighting Source]])),ISNUMBER(SEARCH(\"T8 lamp\",Table2[[#This Row],[BC Hydro Rebate Category ]]))),AND(ISNUMBER(SEARCH(\"T5HO\",Table2[[#This Row],[Prescribed Lighting Source]])),ISNUMBER(SEARCH(\"T5HO\",Table2[[#This Row],[BC Hydro Rebate Category ]]))),AND(ISNUMBER(SEARCH(\"lamp fl.\",Table2[[#This Row],[Prescribed Lighting Source]])),ISNUMBER(SEARCH(\"T8 lamp\",Table2[[#This Row],[Fortis Rebate Category ]]))),AND(ISNUMBER(SEARCH(\"T5HO\",Table2[[#This Row],[Prescribed Lighting Source]])),ISNUMBER(SEARCH(\"T5HO\",Table2[[#This Row],[Fortis Rebate Category ]])))          ),  IFERROR(INDEX(Table13NumberofLamps,MATCH(Table2[[#This Row],[Prescribed Lighting Source]],Table13ExistingLightingSource,0))*Table2[[#This Row],[Existing Luminaire Quantity]], \"-\"),  IF(Table2[[#This Row],[Lighting  Technology]]=\"Other\", IFERROR(Table2[[#This Row],[Existing Luminaire Quantity]],\"-\"), IFERROR(Table2[[#This Row],[Existing Luminaire Quantity]],\"-\"))))","v":""},{"$f":"IF( AND(ISBLANK(Table2[[#This Row],[BC Hydro Rebate Category ]]),ISBLANK(Table2[[#This Row],[Fortis Rebate Category ]])), \"\", IF(ISTEXT(Table2[[#This Row],[Fortis Rebate Category ]]), IFERROR(INDEX(Table13NewPrescribedWattage,MATCH(Table2[[#This Row],[Fortis Rebate Category ]],Table13[Fortis New Lighting source],0)),\"\"), IF(ISTEXT(Table2[[#This Row],[BC Hydro Rebate Category ]]), IFERROR(INDEX(Table13NewPrescribedWattage,MATCH(Table2[[#This Row],[BC Hydro Rebate Category ]],Table13BCHRebateCategory,0)),\"\"), \"\")))","v":""},null,null,{"$f":"IF(Table2[[#This Row],[Lighting  Technology]]=\"Other\", \"-\", IF( AND(ISBLANK(Table2[[#This Row],[BC Hydro Rebate Category ]]),ISBLANK(Table2[[#This Row],[Fortis Rebate Category ]])), \"\", IF(ISTEXT(Table2[[#This Row],[Fortis Rebate Category ]]), IFERROR(INDEX(Table13BCHECM,MATCH(Table2[[#This Row],[Fortis Rebate Category ]],Table13[Fortis New Lighting source],0)),\"\"), IF(ISTEXT(Table2[[#This Row],[BC Hydro Rebate Category ]]), IFERROR(INDEX(Table13BCHECM,MATCH(Table2[[#This Row],[BC Hydro Rebate Category ]],Table13BCHRebateCategory,0)),\"\"), \"\"))))","v":""},{"$f":"IF(Table2[[#This Row],[Lighting  Technology]]=\"Other\", 0, IF( AND(ISBLANK(Table2[[#This Row],[BC Hydro Rebate Category ]]),ISBLANK(Table2[[#This Row],[Fortis Rebate Category ]])), \"\", IF(ISTEXT(Table2[[#This Row],[Fortis Rebate Category ]]), IFERROR(INDEX(Table13Persistence,MATCH(Table2[[#This Row],[Fortis Rebate Category ]],Table13[Fortis New Lighting source],0)),\"\"), IF(ISTEXT(Table2[[#This Row],[BC Hydro Rebate Category ]]), IFERROR(INDEX(Table13Persistence,MATCH(Table2[[#This Row],[BC Hydro Rebate Category ]],Table13BCHRebateCategory,0)),\"\"), \"\"))))","v":""},null,{"$f":"IFERROR(INDEX(Table5ControlRebate,MATCH(Table2[[#This Row],[Control Type]],Table5NewControl,0)),\"\")","v":""},null,{"$f":"IF(ISBLANK(Table2[[#This Row],[Control Type]]), IF(ISBLANK(Table2[[#This Row],[Annual Usage Hours (hrs)]]),Table2[[#This Row],[Reference Hours (hrs)]], Table2[[#This Row],[Annual Usage Hours (hrs)]]), IF(AND(ISBLANK(Table2[[#This Row],[Annual Usage Hours (hrs)]]), Table2[[#This Row],[Control Type]]=\"None\"), Table2[[#This Row],[Reference Hours (hrs)]], IF(Table2[[#This Row],[Control Type]]=\"None\", Table2[[#This Row],[Annual Usage Hours (hrs)]], IF(AND(ISBLANK(Table2[[#This Row],[Annual Usage Hours (hrs)]]), Table2[[#This Row],[Control Type]]<>\"None\"), IFERROR(Table2[[#This Row],[Reference Hours (hrs)]]*0.8,\"\"), IF(Table2[[#This Row],[Control Type]]<>\"None\", IFERROR( Table2[[#This Row],[Annual Usage Hours (hrs)]]*0.8,\"\"),\"\")))))","v":""},{"$f":"IF( Table2[[#This Row],[Lighting  Technology]]=\"Other\", IF(ISBLANK(Table2[[#This Row],[Retrofit Lamp/ Luminaire Wattage (see Rebate Unit)]]),\"\",IFERROR(Table2[[#This Row],[Prescribed Quantity]]*Table2[[#This Row],[Retrofit Lamp/ Luminaire Wattage (see Rebate Unit)]],\"\")), IF(ISBLANK(Table2[[#This Row],[Retrofit Lamp/ Luminaire Wattage (see Rebate Unit)]]),IFERROR(Table2[[#This Row],[Prescribed Quantity]]*Table2[[#This Row],[Prescribed Wattage (W)]],\"\"),IFERROR(Table2[[#This Row],[Prescribed Quantity]]*Table2[[#This Row],[Retrofit Lamp/ Luminaire Wattage (see Rebate Unit)]],\"\")))","v":""},{"$f":"IFERROR((IF( Table2[[#This Row],[Lighting  Technology]]=\"Other\", Table2[[#This Row],[Prescribed Quantity]]*Table2[[#This Row],[Retrofit Lamp/ Luminaire Wattage (see Rebate Unit)]], Table2[[#This Row],[Prescribed Quantity]]*Table2[[#This Row],[Prescribed Wattage (W)]] )),\"\")","v":""},{"$f":"IF(ISBLANK(Table2[[#This Row],[New Total Demand (hidden, W)]]),\"\", IF(ISBLANK(Table2[[#This Row],[New Hours (hidden, hrs)]]), \"\", IFERROR(Table2[[#This Row],[New Hours (hidden, hrs)]]*Table2[[#This Row],[New Total Demand (hidden, W)]]/1000,\"\")))","v":""},{"$f":"IF(ISBLANK(Table2[[#This Row],[Total Demand (Hidden) W]]),\"\", IF(ISBLANK(Table2[[#This Row],[New Total Demand (hidden, W)]]), \"\", IFERROR((Table2[[#This Row],[Total Demand (Hidden) W]]-Table2[[#This Row],[New Total Demand (hidden, W)]])/1000,\"\")))","v":""},{"$f":"IF( OR(ISBLANK(Table2[[#This Row],[New Total Demand (hidden, W)]]),ISBLANK(Table2[[#This Row],[Total Demand (Hidden) W]])),\"\", IF(ISBLANK(Table2[[#This Row],[Annual Usage Hours (hrs)]]), IFERROR( Table2[[#This Row],[Reference Hours (hrs)]]*(Table2[[#This Row],[Total Demand (Hidden) W]]-Table2[[#This Row],[New Total Demand (hidden, W)]])/1000,\"\"), IFERROR( Table2[[#This Row],[Annual Usage Hours (hrs)]]*(Table2[[#This Row],[Total Demand (Hidden) W]]-Table2[[#This Row],[New Total Demand (hidden, W)]])/1000,\"\")))","v":""},{"$f":"IF( OR(ISBLANK(Table2[[#This Row],[Prescribed Total Demand (hidden, W)]]),ISBLANK(Table2[[#This Row],[Total Demand (Hidden) W]])),\"\", IF(ISBLANK(Table2[[#This Row],[Annual Usage Hours (hrs)]]), IFERROR( Table2[[#This Row],[Reference Hours (hrs)]]*((Table2[Existing Prescribed Wattage (W)]*Table2[Existing Luminaire Quantity])-Table2[[#This Row],[Prescribed Total Demand (hidden, W)]])/1000,\"\"), IFERROR( Table2[[#This Row],[Annual Usage Hours (hrs)]]*((Table2[Existing Prescribed Wattage (W)]*Table2[Existing Luminaire Quantity])-Table2[[#This Row],[Prescribed Total Demand (hidden, W)]])/1000,\"\")))","v":""},{"$f":"\"\"","v":""},{"$f":"IF(OR(Table2[[#This Row],[Control Type]]=\"None\", ISBLANK(Table2[[#This Row],[Control Type]])),\"\", IF(ISBLANK(Table2[[#This Row],[New Total Demand (hidden, W)]]),\"\", IF(ISBLANK(Table2[[#This Row],[Annual Usage Hours (hrs)]]),  IFERROR( 0.2*Table2[[#This Row],[Reference Hours (hrs)]]*Table2[[#This Row],[New Total Demand (hidden, W)]]/1000,\"\"), IFERROR( 0.2*Table2[[#This Row],[Annual Usage Hours (hrs)]]*Table2[[#This Row],[New Total Demand (hidden, W)]]/1000,\"\"))))","v":""},{"$f":"IF(AND(NOT(ISNUMBER(Table2[[#This Row],[Rebate Per Unit\n(CAD)]])),ISBLANK(Table2[[#This Row],[Control Type]])), \"\", IF(OR(Table2[[#This Row],[Rebate Per Unit\n(CAD)]]=0,AND(NOT(ISNUMBER(Table2[[#This Row],[Rebate Per Unit\n(CAD)]])), ISTEXT(Table2[[#This Row],[Control Type]]))), 0, IFERROR(Table2[[#This Row],[Prescribed Quantity]]*Table2[[#This Row],[Rebate Per Unit\n(CAD)]],\"\")))","v":""},{"$f":" IF(AND(ISBLANK(Table2[[#This Row],[Control Type]]),ISNUMBER(Table2[[#This Row],[Rebate Value (CAD)]])),0, IFERROR(Table2[[#This Row],[Control Quantity]]*Table2[[#This Row],[Control Rebate per Unit\n(CAD)]],\"\"))","v":""},{"$f":"IF(AND(ISBLANK(Table2[[#This Row],[Rebate Value (CAD)]]),ISBLANK(Table2[[#This Row],[Rebate Value for Controls (CAD)]])), \"\", IFERROR(Table2[[#This Row],[Rebate Value (CAD)]]+Table2[[#This Row],[Rebate Value for Controls (CAD)]],\"\"))","v":""},{"$f":"IF(Table2[[#This Row],[Lighting  Technology]]=\"Other\",\"Other - \"&Table2[[#This Row],[Other - Lighting Technology Description]],Table2[[#This Row],[BC Hydro Rebate Category ]])","v":0},{"$f":"Table2[[#This Row],[BC Hydro Rebate Category ]]&Table2[[#This Row],[Retrofit Part '# (mandatory to validate Rebates)]]","v":""}]
[null,null,null,null,null,null,{"$f":"IF(ISBLANK(Table2[[#This Row],[Prescribed Lighting Source]]), \"\", IFERROR( INDEX(Table13ExistingPrescribedWattage,MATCH(Table2[[#This Row],[Prescribed Lighting Source]],Table13ExistingLightingSource,0)), IFERROR(INDEX(Table13ExistingPrescribedWattage,MATCH(Table2[[#This Row],[Fortis Rebate Category ]],Table13NewLightingSource,0)),\"-\")))","v":""},null,{"$f":"IFERROR(INDEX(SpaceTypeHours,MATCH(Table2[[#This Row],[Space Type]],SpaceType,0)),\"\")","v":""},null,{"$f":"IFERROR(IF(Table2[[#This Row],[Lighting  Technology]]=\"Other\",Table2[[#This Row],[Existing Effective Input Wattage (W)]]*Table2[[#This Row],[Existing Luminaire Quantity]],Table2[[#This Row],[Existing Prescribed Wattage (W)]]*Table2[[#This Row],[Existing Luminaire Quantity]]),\"\")","v":""},{"$f":"IF(Table2[Lighting  Technology] = \"Other\",(Table2[[#This Row],[Existing Luminaire Quantity]]*Table2[[#This Row],[Existing Effective Input Wattage (W)]]), IF(Table2[Existing Prescribed Wattage (W)] = \"\",\"\", IF( ISBLANK(Table2[[#This Row],[Existing Effective Input Wattage (W)]]), (Table2[[#This Row],[Existing Luminaire Quantity]]*Table2[[#This Row],[Existing Prescribed Wattage (W)]]),(Table2[[#This Row],[Existing Luminaire Quantity]]*Table2[[#This Row],[Existing Effective Input Wattage (W)]]))))","v":""},{"$f":"IF( (ISBLANK(Table2[[#This Row],[Annual Usage Hours (hrs)]])), IFERROR(Table2[[#This Row],[Reference Hours (hrs)]]*Table2[[#This Row],[Total Demand (Hidden) W]]/1000,\"\"), IFERROR(Table2[[#This Row],[Annual Usage Hours (hrs)]]*Table2[[#This Row],[Total Demand (Hidden) W]]/1000,\"\"))","v":""},null,null,{"$f":"IF(Table2[[#This Row],[Lighting  Technology]]=\"Other\", 0, IF( AND(ISBLANK(Table2[[#This Row],[BC Hydro Rebate Category ]]),ISBLANK(Table2[[#This Row],[Fortis Rebate Category ]])), \"\", IF(ISTEXT(Table2[[#This Row],[Fortis Rebate Category ]]), IFERROR(INDEX(Table13[Rebate],MATCH(Table2[[#This Row],[Fortis Rebate Category ]],Table13[Fortis New Lighting source],0)),\"\"), IF(ISTEXT(Table2[[#This Row],[BC Hydro Rebate Category ]]), IFERROR(INDEX(Table13Rebate,MATCH(Table2[[#This Row],[BC Hydro Rebate Category ]],Table13BCHRebateCategory,0)),\"\"), \"\"))))","v":""},{"$f":" IF(Table2[[#This Row],[Lighting  Technology]]=\"Other\", \"per Unit\", IF( AND(ISBLANK(Table2[[#This Row],[BC Hydro Rebate Category ]]),ISBLANK(Table2[[#This Row],[Fortis Rebate Category ]])), \"\", IF(ISTEXT(Table2[[#This Row],[Fortis Rebate Category ]]), IFERROR(INDEX(Table13PerUnit,MATCH(Table2[[#This Row],[Fortis Rebate Category ]],Table13[Fortis New Lighting source],0)),\"\"), IF(ISTEXT(Table2[[#This Row],[BC Hydro Rebate Category ]]), IFERROR(INDEX(Table13PerUnit,MATCH(Table2[[#This Row],[BC Hydro Rebate Category ]],Table13BCHRebateCategory,0)),\"\"), \"\"))))","v":""},null,{"$f":"IF( AND(ISBLANK(Table2[[#This Row],[Existing Luminaire Quantity]]),ISBLANK(Table2[[#This Row],[Prescribed Lighting Source]])), \"\", IF( OR(AND(ISNUMBER(SEARCH(\"lamp fl.\",Table2[[#This Row],[Prescribed Lighting Source]])),ISNUMBER(SEARCH(\"T8 lamp\",Table2[[#This Row],[BC Hydro Rebate Category ]]))),AND(ISNUMBER(SEARCH(\"T5HO\",Table2[[#This Row],[Prescribed Lighting Source]])),ISNUMBER(SEARCH(\"T5HO\",Table2[[#This Row],[BC Hydro Rebate Category ]]))),AND(ISNUMBER(SEARCH(\"lamp fl.\",Table2[[#This Row],[Prescribed Lighting Source]])),ISNUMBER(SEARCH(\"T8 lamp\",Table2[[#This Row],[Fortis Rebate Category ]]))),AND(ISNUMBER(SEARCH(\"T5HO\",Table2[[#This Row],[Prescribed Lighting Source]])),ISNUMBER(SEARCH(\"T5HO\",Table2[[#This Row],[Fortis Rebate Category ]])))          ),  IFERROR(INDEX(Table13NumberofLamps,MATCH(Table2[[#This Row],[Prescribed Lighting Source]],Table13ExistingLightingSource,0))*Table2[[#This Row],[Existing Luminaire Quantity]], \"-\"),  IF(Table2[[#This Row],[Lighting  Technology]]=\"Other\", IFERROR(Table2[[#This Row],[Existing Luminaire Quantity]],\"-\"), IFERROR(Table2[[#This Row],[Existing Luminaire Quantity]],\"-\"))))","v":""},{"$f":"IF( AND(ISBLANK(Table2[[#This Row],[BC Hydro Rebate Category ]]),ISBLANK(Table2[[#This Row],[Fortis Rebate Category ]])), \"\", IF(ISTEXT(Table2[[#This Row],[Fortis Rebate Category ]]), IFERROR(INDEX(Table13NewPrescribedWattage,MATCH(Table2[[#This Row],[Fortis Rebate Category ]],Table13[Fortis New Lighting source],0)),\"\"), IF(ISTEXT(Table2[[#This Row],[BC Hydro Rebate Category ]]), IFERROR(INDEX(Table13NewPrescribedWattage,MATCH(Table2[[#This Row],[BC Hydro Rebate Category ]],Table13BCHRebateCategory,0)),\"\"), \"\")))","v":""},null,null,{"$f":"IF(Table2[[#This Row],[Lighting  Technology]]=\"Other\", \"-\", IF( AND(ISBLANK(Table2[[#This Row],[BC Hydro Rebate Category ]]),ISBLANK(Table2[[#This Row],[Fortis Rebate Category ]])), \"\", IF(ISTEXT(Table2[[#This Row],[Fortis Rebate Category ]]), IFERROR(INDEX(Table13BCHECM,MATCH(Table2[[#This Row],[Fortis Rebate Category ]],Table13[Fortis New Lighting source],0)),\"\"), IF(ISTEXT(Table2[[#This Row],[BC Hydro Rebate Category ]]), IFERROR(INDEX(Table13BCHECM,MATCH(Table2[[#This Row],[BC Hydro Rebate Category ]],Table13BCHRebateCategory,0)),\"\"), \"\"))))","v":""},{"$f":"IF(Table2[[#This Row],[Lighting  Technology]]=\"Other\", 0, IF( AND(ISBLANK(Table2[[#This Row],[BC Hydro Rebate Category ]]),ISBLANK(Table2[[#This Row],[Fortis Rebate Category ]])), \"\", IF(ISTEXT(Table2[[#This Row],[Fortis Rebate Category ]]), IFERROR(INDEX(Table13Persistence,MATCH(Table2[[#This Row],[Fortis Rebate Category ]],Table13[Fortis New Lighting source],0)),\"\"), IF(ISTEXT(Table2[[#This Row],[BC Hydro Rebate Category ]]), IFERROR(INDEX(Table13Persistence,MATCH(Table2[[#This Row],[BC Hydro Rebate Category ]],Table13BCHRebateCategory,0)),\"\"), \"\"))))","v":""},null,{"$f":"IFERROR(INDEX(Table5ControlRebate,MATCH(Table2[[#This Row],[Control Type]],Table5NewControl,0)),\"\")","v":""},null,{"$f":"IF(ISBLANK(Table2[[#This Row],[Control Type]]), IF(ISBLANK(Table2[[#This Row],[Annual Usage Hours (hrs)]]),Table2[[#This Row],[Reference Hours (hrs)]], Table2[[#This Row],[Annual Usage Hours (hrs)]]), IF(AND(ISBLANK(Table2[[#This Row],[Annual Usage Hours (hrs)]]), Table2[[#This Row],[Control Type]]=\"None\"), Table2[[#This Row],[Reference Hours (hrs)]], IF(Table2[[#This Row],[Control Type]]=\"None\", Table2[[#This Row],[Annual Usage Hours (hrs)]], IF(AND(ISBLANK(Table2[[#This Row],[Annual Usage Hours (hrs)]]), Table2[[#This Row],[Control Type]]<>\"None\"), IFERROR(Table2[[#This Row],[Reference Hours (hrs)]]*0.8,\"\"), IF(Table2[[#This Row],[Control Type]]<>\"None\", IFERROR( Table2[[#This Row],[Annual Usage Hours (hrs)]]*0.8,\"\"),\"\")))))","v":""},{"$f":"IF( Table2[[#This Row],[Lighting  Technology]]=\"Other\", IF(ISBLANK(Table2[[#This Row],[Retrofit Lamp/ Luminaire Wattage (see Rebate Unit)]]),\"\",IFERROR(Table2[[#This Row],[Prescribed Quantity]]*Table2[[#This Row],[Retrofit Lamp/ Luminaire Wattage (see Rebate Unit)]],\"\")), IF(ISBLANK(Table2[[#This Row],[Retrofit Lamp/ Luminaire Wattage (see Rebate Unit)]]),IFERROR(Table2[[#This Row],[Prescribed Quantity]]*Table2[[#This Row],[Prescribed Wattage (W)]],\"\"),IFERROR(Table2[[#This Row],[Prescribed Quantity]]*Table2[[#This Row],[Retrofit Lamp/ Luminaire Wattage (see Rebate Unit)]],\"\")))","v":""},{"$f":"IFERROR((IF( Table2[[#This Row],[Lighting  Technology]]=\"Other\", Table2[[#This Row],[Prescribed Quantity]]*Table2[[#This Row],[Retrofit Lamp/ Luminaire Wattage (see Rebate Unit)]], Table2[[#This Row],[Prescribed Quantity]]*Table2[[#This Row],[Prescribed Wattage (W)]] )),\"\")","v":""},{"$f":"IF(ISBLANK(Table2[[#This Row],[New Total Demand (hidden, W)]]),\"\", IF(ISBLANK(Table2[[#This Row],[New Hours (hidden, hrs)]]), \"\", IFERROR(Table2[[#This Row],[New Hours (hidden, hrs)]]*Table2[[#This Row],[New Total Demand (hidden, W)]]/1000,\"\")))","v":""},{"$f":"IF(ISBLANK(Table2[[#This Row],[Total Demand (Hidden) W]]),\"\", IF(ISBLANK(Table2[[#This Row],[New Total Demand (hidden, W)]]), \"\", IFERROR((Table2[[#This Row],[Total Demand (Hidden) W]]-Table2[[#This Row],[New Total Demand (hidden, W)]])/1000,\"\")))","v":""},{"$f":"IF( OR(ISBLANK(Table2[[#This Row],[New Total Demand (hidden, W)]]),ISBLANK(Table2[[#This Row],[Total Demand (Hidden) W]])),\"\", IF(ISBLANK(Table2[[#This Row],[Annual Usage Hours (hrs)]]), IFERROR( Table2[[#This Row],[Reference Hours (hrs)]]*(Table2[[#This Row],[Total Demand (Hidden) W]]-Table2[[#This Row],[New Total Demand (hidden, W)]])/1000,\"\"), IFERROR( Table2[[#This Row],[Annual Usage Hours (hrs)]]*(Table2[[#This Row],[Total Demand (Hidden) W]]-Table2[[#This Row],[New Total Demand (hidden, W)]])/1000,\"\")))","v":""},{"$f":"IF( OR(ISBLANK(Table2[[#This Row],[Prescribed Total Demand (hidden, W)]]),ISBLANK(Table2[[#This Row],[Total Demand (Hidden) W]])),\"\", IF(ISBLANK(Table2[[#This Row],[Annual Usage Hours (hrs)]]), IFERROR( Table2[[#This Row],[Reference Hours (hrs)]]*((Table2[Existing Prescribed Wattage (W)]*Table2[Existing Luminaire Quantity])-Table2[[#This Row],[Prescribed Total Demand (hidden, W)]])/1000,\"\"), IFERROR( Table2[[#This Row],[Annual Usage Hours (hrs)]]*((Table2[Existing Prescribed Wattage (W)]*Table2[Existing Luminaire Quantity])-Table2[[#This Row],[Prescribed Total Demand (hidden, W)]])/1000,\"\")))","v":""},{"$f":"\"\"","v":""},{"$f":"IF(OR(Table2[[#This Row],[Control Type]]=\"None\", ISBLANK(Table2[[#This Row],[Control Type]])),\"\", IF(ISBLANK(Table2[[#This Row],[New Total Demand (hidden, W)]]),\"\", IF(ISBLANK(Table2[[#This Row],[Annual Usage Hours (hrs)]]),  IFERROR( 0.2*Table2[[#This Row],[Reference Hours (hrs)]]*Table2[[#This Row],[New Total Demand (hidden, W)]]/1000,\"\"), IFERROR( 0.2*Table2[[#This Row],[Annual Usage Hours (hrs)]]*Table2[[#This Row],[New Total Demand (hidden, W)]]/1000,\"\"))))","v":""},{"$f":"IF(AND(NOT(ISNUMBER(Table2[[#This Row],[Rebate Per Unit\n(CAD)]])),ISBLANK(Table2[[#This Row],[Control Type]])), \"\", IF(OR(Table2[[#This Row],[Rebate Per Unit\n(CAD)]]=0,AND(NOT(ISNUMBER(Table2[[#This Row],[Rebate Per Unit\n(CAD)]])), ISTEXT(Table2[[#This Row],[Control Type]]))), 0, IFERROR(Table2[[#This Row],[Prescribed Quantity]]*Table2[[#This Row],[Rebate Per Unit\n(CAD)]],\"\")))","v":""},{"$f":" IF(AND(ISBLANK(Table2[[#This Row],[Control Type]]),ISNUMBER(Table2[[#This Row],[Rebate Value (CAD)]])),0, IFERROR(Table2[[#This Row],[Control Quantity]]*Table2[[#This Row],[Control Rebate per Unit\n(CAD)]],\"\"))","v":""},{"$f":"IF(AND(ISBLANK(Table2[[#This Row],[Rebate Value (CAD)]]),ISBLANK(Table2[[#This Row],[Rebate Value for Controls (CAD)]])), \"\", IFERROR(Table2[[#This Row],[Rebate Value (CAD)]]+Table2[[#This Row],[Rebate Value for Controls (CAD)]],\"\"))","v":""},{"$f":"IF(Table2[[#This Row],[Lighting  Technology]]=\"Other\",\"Other - \"&Table2[[#This Row],[Other - Lighting Technology Description]],Table2[[#This Row],[BC Hydro Rebate Category ]])","v":0},{"$f":"Table2[[#This Row],[BC Hydro Rebate Category ]]&Table2[[#This Row],[Retrofit Part '# (mandatory to validate Rebates)]]","v":""}]
[null,null,null,null,null,null,{"$f":"IF(ISBLANK(Table2[[#This Row],[Prescribed Lighting Source]]), \"\", IFERROR( INDEX(Table13ExistingPrescribedWattage,MATCH(Table2[[#This Row],[Prescribed Lighting Source]],Table13ExistingLightingSource,0)), IFERROR(INDEX(Table13ExistingPrescribedWattage,MATCH(Table2[[#This Row],[Fortis Rebate Category ]],Table13NewLightingSource,0)),\"-\")))","v":""},null,{"$f":"IFERROR(INDEX(SpaceTypeHours,MATCH(Table2[[#This Row],[Space Type]],SpaceType,0)),\"\")","v":""},null,{"$f":"IFERROR(IF(Table2[[#This Row],[Lighting  Technology]]=\"Other\",Table2[[#This Row],[Existing Effective Input Wattage (W)]]*Table2[[#This Row],[Existing Luminaire Quantity]],Table2[[#This Row],[Existing Prescribed Wattage (W)]]*Table2[[#This Row],[Existing Luminaire Quantity]]),\"\")","v":""},{"$f":"IF(Table2[Lighting  Technology] = \"Other\",(Table2[[#This Row],[Existing Luminaire Quantity]]*Table2[[#This Row],[Existing Effective Input Wattage (W)]]), IF(Table2[Existing Prescribed Wattage (W)] = \"\",\"\", IF( ISBLANK(Table2[[#This Row],[Existing Effective Input Wattage (W)]]), (Table2[[#This Row],[Existing Luminaire Quantity]]*Table2[[#This Row],[Existing Prescribed Wattage (W)]]),(Table2[[#This Row],[Existing Luminaire Quantity]]*Table2[[#This Row],[Existing Effective Input Wattage (W)]]))))","v":""},{"$f":"IF( (ISBLANK(Table2[[#This Row],[Annual Usage Hours (hrs)]])), IFERROR(Table2[[#This Row],[Reference Hours (hrs)]]*Table2[[#This Row],[Total Demand (Hidden) W]]/1000,\"\"), IFERROR(Table2[[#This Row],[Annual Usage Hours (hrs)]]*Table2[[#This Row],[Total Demand (Hidden) W]]/1000,\"\"))","v":""},null,null,{"$f":"IF(Table2[[#This Row],[Lighting  Technology]]=\"Other\", 0, IF( AND(ISBLANK(Table2[[#This Row],[BC Hydro Rebate Category ]]),ISBLANK(Table2[[#This Row],[Fortis Rebate Category ]])), \"\", IF(ISTEXT(Table2[[#This Row],[Fortis Rebate Category ]]), IFERROR(INDEX(Table13[Rebate],MATCH(Table2[[#This Row],[Fortis Rebate Category ]],Table13[Fortis New Lighting source],0)),\"\"), IF(ISTEXT(Table2[[#This Row],[BC Hydro Rebate Category ]]), IFERROR(INDEX(Table13Rebate,MATCH(Table2[[#This Row],[BC Hydro Rebate Category ]],Table13BCHRebateCategory,0)),\"\"), \"\"))))","v":""},{"$f":" IF(Table2[[#This Row],[Lighting  Technology]]=\"Other\", \"per Unit\", IF( AND(ISBLANK(Table2[[#This Row],[BC Hydro Rebate Category ]]),ISBLANK(Table2[[#This Row],[Fortis Rebate Category ]])), \"\", IF(ISTEXT(Table2[[#This Row],[Fortis Rebate Category ]]), IFERROR(INDEX(Table13PerUnit,MATCH(Table2[[#This Row],[Fortis Rebate Category ]],Table13[Fortis New Lighting source],0)),\"\"), IF(ISTEXT(Table2[[#This Row],[BC Hydro Rebate Category ]]), IFERROR(INDEX(Table13PerUnit,MATCH(Table2[[#This Row],[BC Hydro Rebate Category ]],Table13BCHRebateCategory,0)),\"\"), \"\"))))","v":""},null,{"$f":"IF( AND(ISBLANK(Table2[[#This Row],[Existing Luminaire Quantity]]),ISBLANK(Table2[[#This Row],[Prescribed Lighting Source]])), \"\", IF( OR(AND(ISNUMBER(SEARCH(\"lamp fl.\",Table2[[#This Row],[Prescribed Lighting Source]])),ISNUMBER(SEARCH(\"T8 lamp\",Table2[[#This Row],[BC Hydro Rebate Category ]]))),AND(ISNUMBER(SEARCH(\"T5HO\",Table2[[#This Row],[Prescribed Lighting Source]])),ISNUMBER(SEARCH(\"T5HO\",Table2[[#This Row],[BC Hydro Rebate Category ]]))),AND(ISNUMBER(SEARCH(\"lamp fl.\",Table2[[#This Row],[Prescribed Lighting Source]])),ISNUMBER(SEARCH(\"T8 lamp\",Table2[[#This Row],[Fortis Rebate Category ]]))),AND(ISNUMBER(SEARCH(\"T5HO\",Table2[[#This Row],[Prescribed Lighting Source]])),ISNUMBER(SEARCH(\"T5HO\",Table2[[#This Row],[Fortis Rebate Category ]])))          ),  IFERROR(INDEX(Table13NumberofLamps,MATCH(Table2[[#This Row],[Prescribed Lighting Source]],Table13ExistingLightingSource,0))*Table2[[#This Row],[Existing Luminaire Quantity]], \"-\"),  IF(Table2[[#This Row],[Lighting  Technology]]=\"Other\", IFERROR(Table2[[#This Row],[Existing Luminaire Quantity]],\"-\"), IFERROR(Table2[[#This Row],[Existing Luminaire Quantity]],\"-\"))))","v":""},{"$f":"IF( AND(ISBLANK(Table2[[#This Row],[BC Hydro Rebate Category ]]),ISBLANK(Table2[[#This Row],[Fortis Rebate Category ]])), \"\", IF(ISTEXT(Table2[[#This Row],[Fortis Rebate Category ]]), IFERROR(INDEX(Table13NewPrescribedWattage,MATCH(Table2[[#This Row],[Fortis Rebate Category ]],Table13[Fortis New Lighting source],0)),\"\"), IF(ISTEXT(Table2[[#This Row],[BC Hydro Rebate Category ]]), IFERROR(INDEX(Table13NewPrescribedWattage,MATCH(Table2[[#This Row],[BC Hydro Rebate Category ]],Table13BCHRebateCategory,0)),\"\"), \"\")))","v":""},null,null,{"$f":"IF(Table2[[#This Row],[Lighting  Technology]]=\"Other\", \"-\", IF( AND(ISBLANK(Table2[[#This Row],[BC Hydro Rebate Category ]]),ISBLANK(Table2[[#This Row],[Fortis Rebate Category ]])), \"\", IF(ISTEXT(Table2[[#This Row],[Fortis Rebate Category ]]), IFERROR(INDEX(Table13BCHECM,MATCH(Table2[[#This Row],[Fortis Rebate Category ]],Table13[Fortis New Lighting source],0)),\"\"), IF(ISTEXT(Table2[[#This Row],[BC Hydro Rebate Category ]]), IFERROR(INDEX(Table13BCHECM,MATCH(Table2[[#This Row],[BC Hydro Rebate Category ]],Table13BCHRebateCategory,0)),\"\"), \"\"))))","v":""},{"$f":"IF(Table2[[#This Row],[Lighting  Technology]]=\"Other\", 0, IF( AND(ISBLANK(Table2[[#This Row],[BC Hydro Rebate Category ]]),ISBLANK(Table2[[#This Row],[Fortis Rebate Category ]])), \"\", IF(ISTEXT(Table2[[#This Row],[Fortis Rebate Category ]]), IFERROR(INDEX(Table13Persistence,MATCH(Table2[[#This Row],[Fortis Rebate Category ]],Table13[Fortis New Lighting source],0)),\"\"), IF(ISTEXT(Table2[[#This Row],[BC Hydro Rebate Category ]]), IFERROR(INDEX(Table13Persistence,MATCH(Table2[[#This Row],[BC Hydro Rebate Category ]],Table13BCHRebateCategory,0)),\"\"), \"\"))))","v":""},null,{"$f":"IFERROR(INDEX(Table5ControlRebate,MATCH(Table2[[#This Row],[Control Type]],Table5NewControl,0)),\"\")","v":""},null,{"$f":"IF(ISBLANK(Table2[[#This Row],[Control Type]]), IF(ISBLANK(Table2[[#This Row],[Annual Usage Hours (hrs)]]),Table2[[#This Row],[Reference Hours (hrs)]], Table2[[#This Row],[Annual Usage Hours (hrs)]]), IF(AND(ISBLANK(Table2[[#This Row],[Annual Usage Hours (hrs)]]), Table2[[#This Row],[Control Type]]=\"None\"), Table2[[#This Row],[Reference Hours (hrs)]], IF(Table2[[#This Row],[Control Type]]=\"None\", Table2[[#This Row],[Annual Usage Hours (hrs)]], IF(AND(ISBLANK(Table2[[#This Row],[Annual Usage Hours (hrs)]]), Table2[[#This Row],[Control Type]]<>\"None\"), IFERROR(Table2[[#This Row],[Reference Hours (hrs)]]*0.8,\"\"), IF(Table2[[#This Row],[Control Type]]<>\"None\", IFERROR( Table2[[#This Row],[Annual Usage Hours (hrs)]]*0.8,\"\"),\"\")))))","v":""},{"$f":"IF( Table2[[#This Row],[Lighting  Technology]]=\"Other\", IF(ISBLANK(Table2[[#This Row],[Retrofit Lamp/ Luminaire Wattage (see Rebate Unit)]]),\"\",IFERROR(Table2[[#This Row],[Prescribed Quantity]]*Table2[[#This Row],[Retrofit Lamp/ Luminaire Wattage (see Rebate Unit)]],\"\")), IF(ISBLANK(Table2[[#This Row],[Retrofit Lamp/ Luminaire Wattage (see Rebate Unit)]]),IFERROR(Table2[[#This Row],[Prescribed Quantity]]*Table2[[#This Row],[Prescribed Wattage (W)]],\"\"),IFERROR(Table2[[#This Row],[Prescribed Quantity]]*Table2[[#This Row],[Retrofit Lamp/ Luminaire Wattage (see Rebate Unit)]],\"\")))","v":""},{"$f":"IFERROR((IF( Table2[[#This Row],[Lighting  Technology]]=\"Other\", Table2[[#This Row],[Prescribed Quantity]]*Table2[[#This Row],[Retrofit Lamp/ Luminaire Wattage (see Rebate Unit)]], Table2[[#This Row],[Prescribed Quantity]]*Table2[[#This Row],[Prescribed Wattage (W)]] )),\"\")","v":""},{"$f":"IF(ISBLANK(Table2[[#This Row],[New Total Demand (hidden, W)]]),\"\", IF(ISBLANK(Table2[[#This Row],[New Hours (hidden, hrs)]]), \"\", IFERROR(Table2[[#This Row],[New Hours (hidden, hrs)]]*Table2[[#This Row],[New Total Demand (hidden, W)]]/1000,\"\")))","v":""},{"$f":"IF(ISBLANK(Table2[[#This Row],[Total Demand (Hidden) W]]),\"\", IF(ISBLANK(Table2[[#This Row],[New Total Demand (hidden, W)]]), \"\", IFERROR((Table2[[#This Row],[Total Demand (Hidden) W]]-Table2[[#This Row],[New Total Demand (hidden, W)]])/1000,\"\")))","v":""},{"$f":"IF( OR(ISBLANK(Table2[[#This Row],[New Total Demand (hidden, W)]]),ISBLANK(Table2[[#This Row],[Total Demand (Hidden) W]])),\"\", IF(ISBLANK(Table2[[#This Row],[Annual Usage Hours (hrs)]]), IFERROR( Table2[[#This Row],[Reference Hours (hrs)]]*(Table2[[#This Row],[Total Demand (Hidden) W]]-Table2[[#This Row],[New Total Demand (hidden, W)]])/1000,\"\"), IFERROR( Table2[[#This Row],[Annual Usage Hours (hrs)]]*(Table2[[#This Row],[Total Demand (Hidden) W]]-Table2[[#This Row],[New Total Demand (hidden, W)]])/1000,\"\")))","v":""},{"$f":"IF( OR(ISBLANK(Table2[[#This Row],[Prescribed Total Demand (hidden, W)]]),ISBLANK(Table2[[#This Row],[Total Demand (Hidden) W]])),\"\", IF(ISBLANK(Table2[[#This Row],[Annual Usage Hours (hrs)]]), IFERROR( Table2[[#This Row],[Reference Hours (hrs)]]*((Table2[Existing Prescribed Wattage (W)]*Table2[Existing Luminaire Quantity])-Table2[[#This Row],[Prescribed Total Demand (hidden, W)]])/1000,\"\"), IFERROR( Table2[[#This Row],[Annual Usage Hours (hrs)]]*((Table2[Existing Prescribed Wattage (W)]*Table2[Existing Luminaire Quantity])-Table2[[#This Row],[Prescribed Total Demand (hidden, W)]])/1000,\"\")))","v":""},{"$f":"\"\"","v":""},{"$f":"IF(OR(Table2[[#This Row],[Control Type]]=\"None\", ISBLANK(Table2[[#This Row],[Control Type]])),\"\", IF(ISBLANK(Table2[[#This Row],[New Total Demand (hidden, W)]]),\"\", IF(ISBLANK(Table2[[#This Row],[Annual Usage Hours (hrs)]]),  IFERROR( 0.2*Table2[[#This Row],[Reference Hours (hrs)]]*Table2[[#This Row],[New Total Demand (hidden, W)]]/1000,\"\"), IFERROR( 0.2*Table2[[#This Row],[Annual Usage Hours (hrs)]]*Table2[[#This Row],[New Total Demand (hidden, W)]]/1000,\"\"))))","v":""},{"$f":"IF(AND(NOT(ISNUMBER(Table2[[#This Row],[Rebate Per Unit\n(CAD)]])),ISBLANK(Table2[[#This Row],[Control Type]])), \"\", IF(OR(Table2[[#This Row],[Rebate Per Unit\n(CAD)]]=0,AND(NOT(ISNUMBER(Table2[[#This Row],[Rebate Per Unit\n(CAD)]])), ISTEXT(Table2[[#This Row],[Control Type]]))), 0, IFERROR(Table2[[#This Row],[Prescribed Quantity]]*Table2[[#This Row],[Rebate Per Unit\n(CAD)]],\"\")))","v":""},{"$f":" IF(AND(ISBLANK(Table2[[#This Row],[Control Type]]),ISNUMBER(Table2[[#This Row],[Rebate Value (CAD)]])),0, IFERROR(Table2[[#This Row],[Control Quantity]]*Table2[[#This Row],[Control Rebate per Unit\n(CAD)]],\"\"))","v":""},{"$f":"IF(AND(ISBLANK(Table2[[#This Row],[Rebate Value (CAD)]]),ISBLANK(Table2[[#This Row],[Rebate Value for Controls (CAD)]])), \"\", IFERROR(Table2[[#This Row],[Rebate Value (CAD)]]+Table2[[#This Row],[Rebate Value for Controls (CAD)]],\"\"))","v":""},{"$f":"IF(Table2[[#This Row],[Lighting  Technology]]=\"Other\",\"Other - \"&Table2[[#This Row],[Other - Lighting Technology Description]],Table2[[#This Row],[BC Hydro Rebate Category ]])","v":0},{"$f":"Table2[[#This Row],[BC Hydro Rebate Category ]]&Table2[[#This Row],[Retrofit Part '# (mandatory to validate Rebates)]]","v":""}]
[null,null,null,null,null,null,{"$f":"IF(ISBLANK(Table2[[#This Row],[Prescribed Lighting Source]]), \"\", IFERROR( INDEX(Table13ExistingPrescribedWattage,MATCH(Table2[[#This Row],[Prescribed Lighting Source]],Table13ExistingLightingSource,0)), IFERROR(INDEX(Table13ExistingPrescribedWattage,MATCH(Table2[[#This Row],[Fortis Rebate Category ]],Table13NewLightingSource,0)),\"-\")))","v":""},null,{"$f":"IFERROR(INDEX(SpaceTypeHours,MATCH(Table2[[#This Row],[Space Type]],SpaceType,0)),\"\")","v":""},null,{"$f":"IFERROR(IF(Table2[[#This Row],[Lighting  Technology]]=\"Other\",Table2[[#This Row],[Existing Effective Input Wattage (W)]]*Table2[[#This Row],[Existing Luminaire Quantity]],Table2[[#This Row],[Existing Prescribed Wattage (W)]]*Table2[[#This Row],[Existing Luminaire Quantity]]),\"\")","v":""},{"$f":"IF(Table2[Lighting  Technology] = \"Other\",(Table2[[#This Row],[Existing Luminaire Quantity]]*Table2[[#This Row],[Existing Effective Input Wattage (W)]]), IF(Table2[Existing Prescribed Wattage (W)] = \"\",\"\", IF( ISBLANK(Table2[[#This Row],[Existing Effective Input Wattage (W)]]), (Table2[[#This Row],[Existing Luminaire Quantity]]*Table2[[#This Row],[Existing Prescribed Wattage (W)]]),(Table2[[#This Row],[Existing Luminaire Quantity]]*Table2[[#This Row],[Existing Effective Input Wattage (W)]]))))","v":""},{"$f":"IF( (ISBLANK(Table2[[#This Row],[Annual Usage Hours (hrs)]])), IFERROR(Table2[[#This Row],[Reference Hours (hrs)]]*Table2[[#This Row],[Total Demand (Hidden) W]]/1000,\"\"), IFERROR(Table2[[#This Row],[Annual Usage Hours (hrs)]]*Table2[[#This Row],[Total Demand (Hidden) W]]/1000,\"\"))","v":""},null,null,{"$f":"IF(Table2[[#This Row],[Lighting  Technology]]=\"Other\", 0, IF( AND(ISBLANK(Table2[[#This Row],[BC Hydro Rebate Category ]]),ISBLANK(Table2[[#This Row],[Fortis Rebate Category ]])), \"\", IF(ISTEXT(Table2[[#This Row],[Fortis Rebate Category ]]), IFERROR(INDEX(Table13[Rebate],MATCH(Table2[[#This Row],[Fortis Rebate Category ]],Table13[Fortis New Lighting source],0)),\"\"), IF(ISTEXT(Table2[[#This Row],[BC Hydro Rebate Category ]]), IFERROR(INDEX(Table13Rebate,MATCH(Table2[[#This Row],[BC Hydro Rebate Category ]],Table13BCHRebateCategory,0)),\"\"), \"\"))))","v":""},{"$f":" IF(Table2[[#This Row],[Lighting  Technology]]=\"Other\", \"per Unit\", IF( AND(ISBLANK(Table2[[#This Row],[BC Hydro Rebate Category ]]),ISBLANK(Table2[[#This Row],[Fortis Rebate Category ]])), \"\", IF(ISTEXT(Table2[[#This Row],[Fortis Rebate Category ]]), IFERROR(INDEX(Table13PerUnit,MATCH(Table2[[#This Row],[Fortis Rebate Category ]],Table13[Fortis New Lighting source],0)),\"\"), IF(ISTEXT(Table2[[#This Row],[BC Hydro Rebate Category ]]), IFERROR(INDEX(Table13PerUnit,MATCH(Table2[[#This Row],[BC Hydro Rebate Category ]],Table13BCHRebateCategory,0)),\"\"), \"\"))))","v":""},null,{"$f":"IF( AND(ISBLANK(Table2[[#This Row],[Existing Luminaire Quantity]]),ISBLANK(Table2[[#This Row],[Prescribed Lighting Source]])), \"\", IF( OR(AND(ISNUMBER(SEARCH(\"lamp fl.\",Table2[[#This Row],[Prescribed Lighting Source]])),ISNUMBER(SEARCH(\"T8 lamp\",Table2[[#This Row],[BC Hydro Rebate Category ]]))),AND(ISNUMBER(SEARCH(\"T5HO\",Table2[[#This Row],[Prescribed Lighting Source]])),ISNUMBER(SEARCH(\"T5HO\",Table2[[#This Row],[BC Hydro Rebate Category ]]))),AND(ISNUMBER(SEARCH(\"lamp fl.\",Table2[[#This Row],[Prescribed Lighting Source]])),ISNUMBER(SEARCH(\"T8 lamp\",Table2[[#This Row],[Fortis Rebate Category ]]))),AND(ISNUMBER(SEARCH(\"T5HO\",Table2[[#This Row],[Prescribed Lighting Source]])),ISNUMBER(SEARCH(\"T5HO\",Table2[[#This Row],[Fortis Rebate Category ]])))          ),  IFERROR(INDEX(Table13NumberofLamps,MATCH(Table2[[#This Row],[Prescribed Lighting Source]],Table13ExistingLightingSource,0))*Table2[[#This Row],[Existing Luminaire Quantity]], \"-\"),  IF(Table2[[#This Row],[Lighting  Technology]]=\"Other\", IFERROR(Table2[[#This Row],[Existing Luminaire Quantity]],\"-\"), IFERROR(Table2[[#This Row],[Existing Luminaire Quantity]],\"-\"))))","v":""},{"$f":"IF( AND(ISBLANK(Table2[[#This Row],[BC Hydro Rebate Category ]]),ISBLANK(Table2[[#This Row],[Fortis Rebate Category ]])), \"\", IF(ISTEXT(Table2[[#This Row],[Fortis Rebate Category ]]), IFERROR(INDEX(Table13NewPrescribedWattage,MATCH(Table2[[#This Row],[Fortis Rebate Category ]],Table13[Fortis New Lighting source],0)),\"\"), IF(ISTEXT(Table2[[#This Row],[BC Hydro Rebate Category ]]), IFERROR(INDEX(Table13NewPrescribedWattage,MATCH(Table2[[#This Row],[BC Hydro Rebate Category ]],Table13BCHRebateCategory,0)),\"\"), \"\")))","v":""},null,null,{"$f":"IF(Table2[[#This Row],[Lighting  Technology]]=\"Other\", \"-\", IF( AND(ISBLANK(Table2[[#This Row],[BC Hydro Rebate Category ]]),ISBLANK(Table2[[#This Row],[Fortis Rebate Category ]])), \"\", IF(ISTEXT(Table2[[#This Row],[Fortis Rebate Category ]]), IFERROR(INDEX(Table13BCHECM,MATCH(Table2[[#This Row],[Fortis Rebate Category ]],Table13[Fortis New Lighting source],0)),\"\"), IF(ISTEXT(Table2[[#This Row],[BC Hydro Rebate Category ]]), IFERROR(INDEX(Table13BCHECM,MATCH(Table2[[#This Row],[BC Hydro Rebate Category ]],Table13BCHRebateCategory,0)),\"\"), \"\"))))","v":""},{"$f":"IF(Table2[[#This Row],[Lighting  Technology]]=\"Other\", 0, IF( AND(ISBLANK(Table2[[#This Row],[BC Hydro Rebate Category ]]),ISBLANK(Table2[[#This Row],[Fortis Rebate Category ]])), \"\", IF(ISTEXT(Table2[[#This Row],[Fortis Rebate Category ]]), IFERROR(INDEX(Table13Persistence,MATCH(Table2[[#This Row],[Fortis Rebate Category ]],Table13[Fortis New Lighting source],0)),\"\"), IF(ISTEXT(Table2[[#This Row],[BC Hydro Rebate Category ]]), IFERROR(INDEX(Table13Persistence,MATCH(Table2[[#This Row],[BC Hydro Rebate Category ]],Table13BCHRebateCategory,0)),\"\"), \"\"))))","v":""},null,{"$f":"IFERROR(INDEX(Table5ControlRebate,MATCH(Table2[[#This Row],[Control Type]],Table5NewControl,0)),\"\")","v":""},null,{"$f":"IF(ISBLANK(Table2[[#This Row],[Control Type]]), IF(ISBLANK(Table2[[#This Row],[Annual Usage Hours (hrs)]]),Table2[[#This Row],[Reference Hours (hrs)]], Table2[[#This Row],[Annual Usage Hours (hrs)]]), IF(AND(ISBLANK(Table2[[#This Row],[Annual Usage Hours (hrs)]]), Table2[[#This Row],[Control Type]]=\"None\"), Table2[[#This Row],[Reference Hours (hrs)]], IF(Table2[[#This Row],[Control Type]]=\"None\", Table2[[#This Row],[Annual Usage Hours (hrs)]], IF(AND(ISBLANK(Table2[[#This Row],[Annual Usage Hours (hrs)]]), Table2[[#This Row],[Control Type]]<>\"None\"), IFERROR(Table2[[#This Row],[Reference Hours (hrs)]]*0.8,\"\"), IF(Table2[[#This Row],[Control Type]]<>\"None\", IFERROR( Table2[[#This Row],[Annual Usage Hours (hrs)]]*0.8,\"\"),\"\")))))","v":""},{"$f":"IF( Table2[[#This Row],[Lighting  Technology]]=\"Other\", IF(ISBLANK(Table2[[#This Row],[Retrofit Lamp/ Luminaire Wattage (see Rebate Unit)]]),\"\",IFERROR(Table2[[#This Row],[Prescribed Quantity]]*Table2[[#This Row],[Retrofit Lamp/ Luminaire Wattage (see Rebate Unit)]],\"\")), IF(ISBLANK(Table2[[#This Row],[Retrofit Lamp/ Luminaire Wattage (see Rebate Unit)]]),IFERROR(Table2[[#This Row],[Prescribed Quantity]]*Table2[[#This Row],[Prescribed Wattage (W)]],\"\"),IFERROR(Table2[[#This Row],[Prescribed Quantity]]*Table2[[#This Row],[Retrofit Lamp/ Luminaire Wattage (see Rebate Unit)]],\"\")))","v":""},{"$f":"IFERROR((IF( Table2[[#This Row],[Lighting  Technology]]=\"Other\", Table2[[#This Row],[Prescribed Quantity]]*Table2[[#This Row],[Retrofit Lamp/ Luminaire Wattage (see Rebate Unit)]], Table2[[#This Row],[Prescribed Quantity]]*Table2[[#This Row],[Prescribed Wattage (W)]] )),\"\")","v":""},{"$f":"IF(ISBLANK(Table2[[#This Row],[New Total Demand (hidden, W)]]),\"\", IF(ISBLANK(Table2[[#This Row],[New Hours (hidden, hrs)]]), \"\", IFERROR(Table2[[#This Row],[New Hours (hidden, hrs)]]*Table2[[#This Row],[New Total Demand (hidden, W)]]/1000,\"\")))","v":""},{"$f":"IF(ISBLANK(Table2[[#This Row],[Total Demand (Hidden) W]]),\"\", IF(ISBLANK(Table2[[#This Row],[New Total Demand (hidden, W)]]), \"\", IFERROR((Table2[[#This Row],[Total Demand (Hidden) W]]-Table2[[#This Row],[New Total Demand (hidden, W)]])/1000,\"\")))","v":""},{"$f":"IF( OR(ISBLANK(Table2[[#This Row],[New Total Demand (hidden, W)]]),ISBLANK(Table2[[#This Row],[Total Demand (Hidden) W]])),\"\", IF(ISBLANK(Table2[[#This Row],[Annual Usage Hours (hrs)]]), IFERROR( Table2[[#This Row],[Reference Hours (hrs)]]*(Table2[[#This Row],[Total Demand (Hidden) W]]-Table2[[#This Row],[New Total Demand (hidden, W)]])/1000,\"\"), IFERROR( Table2[[#This Row],[Annual Usage Hours (hrs)]]*(Table2[[#This Row],[Total Demand (Hidden) W]]-Table2[[#This Row],[New Total Demand (hidden, W)]])/1000,\"\")))","v":""},{"$f":"IF( OR(ISBLANK(Table2[[#This Row],[Prescribed Total Demand (hidden, W)]]),ISBLANK(Table2[[#This Row],[Total Demand (Hidden) W]])),\"\", IF(ISBLANK(Table2[[#This Row],[Annual Usage Hours (hrs)]]), IFERROR( Table2[[#This Row],[Reference Hours (hrs)]]*((Table2[Existing Prescribed Wattage (W)]*Table2[Existing Luminaire Quantity])-Table2[[#This Row],[Prescribed Total Demand (hidden, W)]])/1000,\"\"), IFERROR( Table2[[#This Row],[Annual Usage Hours (hrs)]]*((Table2[Existing Prescribed Wattage (W)]*Table2[Existing Luminaire Quantity])-Table2[[#This Row],[Prescribed Total Demand (hidden, W)]])/1000,\"\")))","v":""},{"$f":"\"\"","v":""},{"$f":"IF(OR(Table2[[#This Row],[Control Type]]=\"None\", ISBLANK(Table2[[#This Row],[Control Type]])),\"\", IF(ISBLANK(Table2[[#This Row],[New Total Demand (hidden, W)]]),\"\", IF(ISBLANK(Table2[[#This Row],[Annual Usage Hours (hrs)]]),  IFERROR( 0.2*Table2[[#This Row],[Reference Hours (hrs)]]*Table2[[#This Row],[New Total Demand (hidden, W)]]/1000,\"\"), IFERROR( 0.2*Table2[[#This Row],[Annual Usage Hours (hrs)]]*Table2[[#This Row],[New Total Demand (hidden, W)]]/1000,\"\"))))","v":""},{"$f":"IF(AND(NOT(ISNUMBER(Table2[[#This Row],[Rebate Per Unit\n(CAD)]])),ISBLANK(Table2[[#This Row],[Control Type]])), \"\", IF(OR(Table2[[#This Row],[Rebate Per Unit\n(CAD)]]=0,AND(NOT(ISNUMBER(Table2[[#This Row],[Rebate Per Unit\n(CAD)]])), ISTEXT(Table2[[#This Row],[Control Type]]))), 0, IFERROR(Table2[[#This Row],[Prescribed Quantity]]*Table2[[#This Row],[Rebate Per Unit\n(CAD)]],\"\")))","v":""},{"$f":" IF(AND(ISBLANK(Table2[[#This Row],[Control Type]]),ISNUMBER(Table2[[#This Row],[Rebate Value (CAD)]])),0, IFERROR(Table2[[#This Row],[Control Quantity]]*Table2[[#This Row],[Control Rebate per Unit\n(CAD)]],\"\"))","v":""},{"$f":"IF(AND(ISBLANK(Table2[[#This Row],[Rebate Value (CAD)]]),ISBLANK(Table2[[#This Row],[Rebate Value for Controls (CAD)]])), \"\", IFERROR(Table2[[#This Row],[Rebate Value (CAD)]]+Table2[[#This Row],[Rebate Value for Controls (CAD)]],\"\"))","v":""},{"$f":"IF(Table2[[#This Row],[Lighting  Technology]]=\"Other\",\"Other - \"&Table2[[#This Row],[Other - Lighting Technology Description]],Table2[[#This Row],[BC Hydro Rebate Category ]])","v":0},{"$f":"Table2[[#This Row],[BC Hydro Rebate Category ]]&Table2[[#This Row],[Retrofit Part '# (mandatory to validate Rebates)]]","v":""}]
[null,null,null,null,null,null,{"$f":"IF(ISBLANK(Table2[[#This Row],[Prescribed Lighting Source]]), \"\", IFERROR( INDEX(Table13ExistingPrescribedWattage,MATCH(Table2[[#This Row],[Prescribed Lighting Source]],Table13ExistingLightingSource,0)), IFERROR(INDEX(Table13ExistingPrescribedWattage,MATCH(Table2[[#This Row],[Fortis Rebate Category ]],Table13NewLightingSource,0)),\"-\")))","v":""},null,{"$f":"IFERROR(INDEX(SpaceTypeHours,MATCH(Table2[[#This Row],[Space Type]],SpaceType,0)),\"\")","v":""},null,{"$f":"IFERROR(IF(Table2[[#This Row],[Lighting  Technology]]=\"Other\",Table2[[#This Row],[Existing Effective Input Wattage (W)]]*Table2[[#This Row],[Existing Luminaire Quantity]],Table2[[#This Row],[Existing Prescribed Wattage (W)]]*Table2[[#This Row],[Existing Luminaire Quantity]]),\"\")","v":""},{"$f":"IF(Table2[Lighting  Technology] = \"Other\",(Table2[[#This Row],[Existing Luminaire Quantity]]*Table2[[#This Row],[Existing Effective Input Wattage (W)]]), IF(Table2[Existing Prescribed Wattage (W)] = \"\",\"\", IF( ISBLANK(Table2[[#This Row],[Existing Effective Input Wattage (W)]]), (Table2[[#This Row],[Existing Luminaire Quantity]]*Table2[[#This Row],[Existing Prescribed Wattage (W)]]),(Table2[[#This Row],[Existing Luminaire Quantity]]*Table2[[#This Row],[Existing Effective Input Wattage (W)]]))))","v":""},{"$f":"IF( (ISBLANK(Table2[[#This Row],[Annual Usage Hours (hrs)]])), IFERROR(Table2[[#This Row],[Reference Hours (hrs)]]*Table2[[#This Row],[Total Demand (Hidden) W]]/1000,\"\"), IFERROR(Table2[[#This Row],[Annual Usage Hours (hrs)]]*Table2[[#This Row],[Total Demand (Hidden) W]]/1000,\"\"))","v":""},null,null,{"$f":"IF(Table2[[#This Row],[Lighting  Technology]]=\"Other\", 0, IF( AND(ISBLANK(Table2[[#This Row],[BC Hydro Rebate Category ]]),ISBLANK(Table2[[#This Row],[Fortis Rebate Category ]])), \"\", IF(ISTEXT(Table2[[#This Row],[Fortis Rebate Category ]]), IFERROR(INDEX(Table13[Rebate],MATCH(Table2[[#This Row],[Fortis Rebate Category ]],Table13[Fortis New Lighting source],0)),\"\"), IF(ISTEXT(Table2[[#This Row],[BC Hydro Rebate Category ]]), IFERROR(INDEX(Table13Rebate,MATCH(Table2[[#This Row],[BC Hydro Rebate Category ]],Table13BCHRebateCategory,0)),\"\"), \"\"))))","v":""},{"$f":" IF(Table2[[#This Row],[Lighting  Technology]]=\"Other\", \"per Unit\", IF( AND(ISBLANK(Table2[[#This Row],[BC Hydro Rebate Category ]]),ISBLANK(Table2[[#This Row],[Fortis Rebate Category ]])), \"\", IF(ISTEXT(Table2[[#This Row],[Fortis Rebate Category ]]), IFERROR(INDEX(Table13PerUnit,MATCH(Table2[[#This Row],[Fortis Rebate Category ]],Table13[Fortis New Lighting source],0)),\"\"), IF(ISTEXT(Table2[[#This Row],[BC Hydro Rebate Category ]]), IFERROR(INDEX(Table13PerUnit,MATCH(Table2[[#This Row],[BC Hydro Rebate Category ]],Table13BCHRebateCategory,0)),\"\"), \"\"))))","v":""},null,{"$f":"IF( AND(ISBLANK(Table2[[#This Row],[Existing Luminaire Quantity]]),ISBLANK(Table2[[#This Row],[Prescribed Lighting Source]])), \"\", IF( OR(AND(ISNUMBER(SEARCH(\"lamp fl.\",Table2[[#This Row],[Prescribed Lighting Source]])),ISNUMBER(SEARCH(\"T8 lamp\",Table2[[#This Row],[BC Hydro Rebate Category ]]))),AND(ISNUMBER(SEARCH(\"T5HO\",Table2[[#This Row],[Prescribed Lighting Source]])),ISNUMBER(SEARCH(\"T5HO\",Table2[[#This Row],[BC Hydro Rebate Category ]]))),AND(ISNUMBER(SEARCH(\"lamp fl.\",Table2[[#This Row],[Prescribed Lighting Source]])),ISNUMBER(SEARCH(\"T8 lamp\",Table2[[#This Row],[Fortis Rebate Category ]]))),AND(ISNUMBER(SEARCH(\"T5HO\",Table2[[#This Row],[Prescribed Lighting Source]])),ISNUMBER(SEARCH(\"T5HO\",Table2[[#This Row],[Fortis Rebate Category ]])))          ),  IFERROR(INDEX(Table13NumberofLamps,MATCH(Table2[[#This Row],[Prescribed Lighting Source]],Table13ExistingLightingSource,0))*Table2[[#This Row],[Existing Luminaire Quantity]], \"-\"),  IF(Table2[[#This Row],[Lighting  Technology]]=\"Other\", IFERROR(Table2[[#This Row],[Existing Luminaire Quantity]],\"-\"), IFERROR(Table2[[#This Row],[Existing Luminaire Quantity]],\"-\"))))","v":""},{"$f":"IF( AND(ISBLANK(Table2[[#This Row],[BC Hydro Rebate Category ]]),ISBLANK(Table2[[#This Row],[Fortis Rebate Category ]])), \"\", IF(ISTEXT(Table2[[#This Row],[Fortis Rebate Category ]]), IFERROR(INDEX(Table13NewPrescribedWattage,MATCH(Table2[[#This Row],[Fortis Rebate Category ]],Table13[Fortis New Lighting source],0)),\"\"), IF(ISTEXT(Table2[[#This Row],[BC Hydro Rebate Category ]]), IFERROR(INDEX(Table13NewPrescribedWattage,MATCH(Table2[[#This Row],[BC Hydro Rebate Category ]],Table13BCHRebateCategory,0)),\"\"), \"\")))","v":""},null,null,{"$f":"IF(Table2[[#This Row],[Lighting  Technology]]=\"Other\", \"-\", IF( AND(ISBLANK(Table2[[#This Row],[BC Hydro Rebate Category ]]),ISBLANK(Table2[[#This Row],[Fortis Rebate Category ]])), \"\", IF(ISTEXT(Table2[[#This Row],[Fortis Rebate Category ]]), IFERROR(INDEX(Table13BCHECM,MATCH(Table2[[#This Row],[Fortis Rebate Category ]],Table13[Fortis New Lighting source],0)),\"\"), IF(ISTEXT(Table2[[#This Row],[BC Hydro Rebate Category ]]), IFERROR(INDEX(Table13BCHECM,MATCH(Table2[[#This Row],[BC Hydro Rebate Category ]],Table13BCHRebateCategory,0)),\"\"), \"\"))))","v":""},{"$f":"IF(Table2[[#This Row],[Lighting  Technology]]=\"Other\", 0, IF( AND(ISBLANK(Table2[[#This Row],[BC Hydro Rebate Category ]]),ISBLANK(Table2[[#This Row],[Fortis Rebate Category ]])), \"\", IF(ISTEXT(Table2[[#This Row],[Fortis Rebate Category ]]), IFERROR(INDEX(Table13Persistence,MATCH(Table2[[#This Row],[Fortis Rebate Category ]],Table13[Fortis New Lighting source],0)),\"\"), IF(ISTEXT(Table2[[#This Row],[BC Hydro Rebate Category ]]), IFERROR(INDEX(Table13Persistence,MATCH(Table2[[#This Row],[BC Hydro Rebate Category ]],Table13BCHRebateCategory,0)),\"\"), \"\"))))","v":""},null,{"$f":"IFERROR(INDEX(Table5ControlRebate,MATCH(Table2[[#This Row],[Control Type]],Table5NewControl,0)),\"\")","v":""},null,{"$f":"IF(ISBLANK(Table2[[#This Row],[Control Type]]), IF(ISBLANK(Table2[[#This Row],[Annual Usage Hours (hrs)]]),Table2[[#This Row],[Reference Hours (hrs)]], Table2[[#This Row],[Annual Usage Hours (hrs)]]), IF(AND(ISBLANK(Table2[[#This Row],[Annual Usage Hours (hrs)]]), Table2[[#This Row],[Control Type]]=\"None\"), Table2[[#This Row],[Reference Hours (hrs)]], IF(Table2[[#This Row],[Control Type]]=\"None\", Table2[[#This Row],[Annual Usage Hours (hrs)]], IF(AND(ISBLANK(Table2[[#This Row],[Annual Usage Hours (hrs)]]), Table2[[#This Row],[Control Type]]<>\"None\"), IFERROR(Table2[[#This Row],[Reference Hours (hrs)]]*0.8,\"\"), IF(Table2[[#This Row],[Control Type]]<>\"None\", IFERROR( Table2[[#This Row],[Annual Usage Hours (hrs)]]*0.8,\"\"),\"\")))))","v":""},{"$f":"IF( Table2[[#This Row],[Lighting  Technology]]=\"Other\", IF(ISBLANK(Table2[[#This Row],[Retrofit Lamp/ Luminaire Wattage (see Rebate Unit)]]),\"\",IFERROR(Table2[[#This Row],[Prescribed Quantity]]*Table2[[#This Row],[Retrofit Lamp/ Luminaire Wattage (see Rebate Unit)]],\"\")), IF(ISBLANK(Table2[[#This Row],[Retrofit Lamp/ Luminaire Wattage (see Rebate Unit)]]),IFERROR(Table2[[#This Row],[Prescribed Quantity]]*Table2[[#This Row],[Prescribed Wattage (W)]],\"\"),IFERROR(Table2[[#This Row],[Prescribed Quantity]]*Table2[[#This Row],[Retrofit Lamp/ Luminaire Wattage (see Rebate Unit)]],\"\")))","v":""},{"$f":"IFERROR((IF( Table2[[#This Row],[Lighting  Technology]]=\"Other\", Table2[[#This Row],[Prescribed Quantity]]*Table2[[#This Row],[Retrofit Lamp/ Luminaire Wattage (see Rebate Unit)]], Table2[[#This Row],[Prescribed Quantity]]*Table2[[#This Row],[Prescribed Wattage (W)]] )),\"\")","v":""},{"$f":"IF(ISBLANK(Table2[[#This Row],[New Total Demand (hidden, W)]]),\"\", IF(ISBLANK(Table2[[#This Row],[New Hours (hidden, hrs)]]), \"\", IFERROR(Table2[[#This Row],[New Hours (hidden, hrs)]]*Table2[[#This Row],[New Total Demand (hidden, W)]]/1000,\"\")))","v":""},{"$f":"IF(ISBLANK(Table2[[#This Row],[Total Demand (Hidden) W]]),\"\", IF(ISBLANK(Table2[[#This Row],[New Total Demand (hidden, W)]]), \"\", IFERROR((Table2[[#This Row],[Total Demand (Hidden) W]]-Table2[[#This Row],[New Total Demand (hidden, W)]])/1000,\"\")))","v":""},{"$f":"IF( OR(ISBLANK(Table2[[#This Row],[New Total Demand (hidden, W)]]),ISBLANK(Table2[[#This Row],[Total Demand (Hidden) W]])),\"\", IF(ISBLANK(Table2[[#This Row],[Annual Usage Hours (hrs)]]), IFERROR( Table2[[#This Row],[Reference Hours (hrs)]]*(Table2[[#This Row],[Total Demand (Hidden) W]]-Table2[[#This Row],[New Total Demand (hidden, W)]])/1000,\"\"), IFERROR( Table2[[#This Row],[Annual Usage Hours (hrs)]]*(Table2[[#This Row],[Total Demand (Hidden) W]]-Table2[[#This Row],[New Total Demand (hidden, W)]])/1000,\"\")))","v":""},{"$f":"IF( OR(ISBLANK(Table2[[#This Row],[Prescribed Total Demand (hidden, W)]]),ISBLANK(Table2[[#This Row],[Total Demand (Hidden) W]])),\"\", IF(ISBLANK(Table2[[#This Row],[Annual Usage Hours (hrs)]]), IFERROR( Table2[[#This Row],[Reference Hours (hrs)]]*((Table2[Existing Prescribed Wattage (W)]*Table2[Existing Luminaire Quantity])-Table2[[#This Row],[Prescribed Total Demand (hidden, W)]])/1000,\"\"), IFERROR( Table2[[#This Row],[Annual Usage Hours (hrs)]]*((Table2[Existing Prescribed Wattage (W)]*Table2[Existing Luminaire Quantity])-Table2[[#This Row],[Prescribed Total Demand (hidden, W)]])/1000,\"\")))","v":""},{"$f":"\"\"","v":""},{"$f":"IF(OR(Table2[[#This Row],[Control Type]]=\"None\", ISBLANK(Table2[[#This Row],[Control Type]])),\"\", IF(ISBLANK(Table2[[#This Row],[New Total Demand (hidden, W)]]),\"\", IF(ISBLANK(Table2[[#This Row],[Annual Usage Hours (hrs)]]),  IFERROR( 0.2*Table2[[#This Row],[Reference Hours (hrs)]]*Table2[[#This Row],[New Total Demand (hidden, W)]]/1000,\"\"), IFERROR( 0.2*Table2[[#This Row],[Annual Usage Hours (hrs)]]*Table2[[#This Row],[New Total Demand (hidden, W)]]/1000,\"\"))))","v":""},{"$f":"IF(AND(NOT(ISNUMBER(Table2[[#This Row],[Rebate Per Unit\n(CAD)]])),ISBLANK(Table2[[#This Row],[Control Type]])), \"\", IF(OR(Table2[[#This Row],[Rebate Per Unit\n(CAD)]]=0,AND(NOT(ISNUMBER(Table2[[#This Row],[Rebate Per Unit\n(CAD)]])), ISTEXT(Table2[[#This Row],[Control Type]]))), 0, IFERROR(Table2[[#This Row],[Prescribed Quantity]]*Table2[[#This Row],[Rebate Per Unit\n(CAD)]],\"\")))","v":""},{"$f":" IF(AND(ISBLANK(Table2[[#This Row],[Control Type]]),ISNUMBER(Table2[[#This Row],[Rebate Value (CAD)]])),0, IFERROR(Table2[[#This Row],[Control Quantity]]*Table2[[#This Row],[Control Rebate per Unit\n(CAD)]],\"\"))","v":""},{"$f":"IF(AND(ISBLANK(Table2[[#This Row],[Rebate Value (CAD)]]),ISBLANK(Table2[[#This Row],[Rebate Value for Controls (CAD)]])), \"\", IFERROR(Table2[[#This Row],[Rebate Value (CAD)]]+Table2[[#This Row],[Rebate Value for Controls (CAD)]],\"\"))","v":""},{"$f":"IF(Table2[[#This Row],[Lighting  Technology]]=\"Other\",\"Other - \"&Table2[[#This Row],[Other - Lighting Technology Description]],Table2[[#This Row],[BC Hydro Rebate Category ]])","v":0},{"$f":"Table2[[#This Row],[BC Hydro Rebate Category ]]&Table2[[#This Row],[Retrofit Part '# (mandatory to validate Rebates)]]","v":""}]
[null,null,null,null,null,null,{"$f":"IF(ISBLANK(Table2[[#This Row],[Prescribed Lighting Source]]), \"\", IFERROR( INDEX(Table13ExistingPrescribedWattage,MATCH(Table2[[#This Row],[Prescribed Lighting Source]],Table13ExistingLightingSource,0)), IFERROR(INDEX(Table13ExistingPrescribedWattage,MATCH(Table2[[#This Row],[Fortis Rebate Category ]],Table13NewLightingSource,0)),\"-\")))","v":""},null,{"$f":"IFERROR(INDEX(SpaceTypeHours,MATCH(Table2[[#This Row],[Space Type]],SpaceType,0)),\"\")","v":""},null,{"$f":"IFERROR(IF(Table2[[#This Row],[Lighting  Technology]]=\"Other\",Table2[[#This Row],[Existing Effective Input Wattage (W)]]*Table2[[#This Row],[Existing Luminaire Quantity]],Table2[[#This Row],[Existing Prescribed Wattage (W)]]*Table2[[#This Row],[Existing Luminaire Quantity]]),\"\")","v":""},{"$f":"IF(Table2[Lighting  Technology] = \"Other\",(Table2[[#This Row],[Existing Luminaire Quantity]]*Table2[[#This Row],[Existing Effective Input Wattage (W)]]), IF(Table2[Existing Prescribed Wattage (W)] = \"\",\"\", IF( ISBLANK(Table2[[#This Row],[Existing Effective Input Wattage (W)]]), (Table2[[#This Row],[Existing Luminaire Quantity]]*Table2[[#This Row],[Existing Prescribed Wattage (W)]]),(Table2[[#This Row],[Existing Luminaire Quantity]]*Table2[[#This Row],[Existing Effective Input Wattage (W)]]))))","v":""},{"$f":"IF( (ISBLANK(Table2[[#This Row],[Annual Usage Hours (hrs)]])), IFERROR(Table2[[#This Row],[Reference Hours (hrs)]]*Table2[[#This Row],[Total Demand (Hidden) W]]/1000,\"\"), IFERROR(Table2[[#This Row],[Annual Usage Hours (hrs)]]*Table2[[#This Row],[Total Demand (Hidden) W]]/1000,\"\"))","v":""},null,null,{"$f":"IF(Table2[[#This Row],[Lighting  Technology]]=\"Other\", 0, IF( AND(ISBLANK(Table2[[#This Row],[BC Hydro Rebate Category ]]),ISBLANK(Table2[[#This Row],[Fortis Rebate Category ]])), \"\", IF(ISTEXT(Table2[[#This Row],[Fortis Rebate Category ]]), IFERROR(INDEX(Table13[Rebate],MATCH(Table2[[#This Row],[Fortis Rebate Category ]],Table13[Fortis New Lighting source],0)),\"\"), IF(ISTEXT(Table2[[#This Row],[BC Hydro Rebate Category ]]), IFERROR(INDEX(Table13Rebate,MATCH(Table2[[#This Row],[BC Hydro Rebate Category ]],Table13BCHRebateCategory,0)),\"\"), \"\"))))","v":""},{"$f":" IF(Table2[[#This Row],[Lighting  Technology]]=\"Other\", \"per Unit\", IF( AND(ISBLANK(Table2[[#This Row],[BC Hydro Rebate Category ]]),ISBLANK(Table2[[#This Row],[Fortis Rebate Category ]])), \"\", IF(ISTEXT(Table2[[#This Row],[Fortis Rebate Category ]]), IFERROR(INDEX(Table13PerUnit,MATCH(Table2[[#This Row],[Fortis Rebate Category ]],Table13[Fortis New Lighting source],0)),\"\"), IF(ISTEXT(Table2[[#This Row],[BC Hydro Rebate Category ]]), IFERROR(INDEX(Table13PerUnit,MATCH(Table2[[#This Row],[BC Hydro Rebate Category ]],Table13BCHRebateCategory,0)),\"\"), \"\"))))","v":""},null,{"$f":"IF( AND(ISBLANK(Table2[[#This Row],[Existing Luminaire Quantity]]),ISBLANK(Table2[[#This Row],[Prescribed Lighting Source]])), \"\", IF( OR(AND(ISNUMBER(SEARCH(\"lamp fl.\",Table2[[#This Row],[Prescribed Lighting Source]])),ISNUMBER(SEARCH(\"T8 lamp\",Table2[[#This Row],[BC Hydro Rebate Category ]]))),AND(ISNUMBER(SEARCH(\"T5HO\",Table2[[#This Row],[Prescribed Lighting Source]])),ISNUMBER(SEARCH(\"T5HO\",Table2[[#This Row],[BC Hydro Rebate Category ]]))),AND(ISNUMBER(SEARCH(\"lamp fl.\",Table2[[#This Row],[Prescribed Lighting Source]])),ISNUMBER(SEARCH(\"T8 lamp\",Table2[[#This Row],[Fortis Rebate Category ]]))),AND(ISNUMBER(SEARCH(\"T5HO\",Table2[[#This Row],[Prescribed Lighting Source]])),ISNUMBER(SEARCH(\"T5HO\",Table2[[#This Row],[Fortis Rebate Category ]])))          ),  IFERROR(INDEX(Table13NumberofLamps,MATCH(Table2[[#This Row],[Prescribed Lighting Source]],Table13ExistingLightingSource,0))*Table2[[#This Row],[Existing Luminaire Quantity]], \"-\"),  IF(Table2[[#This Row],[Lighting  Technology]]=\"Other\", IFERROR(Table2[[#This Row],[Existing Luminaire Quantity]],\"-\"), IFERROR(Table2[[#This Row],[Existing Luminaire Quantity]],\"-\"))))","v":""},{"$f":"IF( AND(ISBLANK(Table2[[#This Row],[BC Hydro Rebate Category ]]),ISBLANK(Table2[[#This Row],[Fortis Rebate Category ]])), \"\", IF(ISTEXT(Table2[[#This Row],[Fortis Rebate Category ]]), IFERROR(INDEX(Table13NewPrescribedWattage,MATCH(Table2[[#This Row],[Fortis Rebate Category ]],Table13[Fortis New Lighting source],0)),\"\"), IF(ISTEXT(Table2[[#This Row],[BC Hydro Rebate Category ]]), IFERROR(INDEX(Table13NewPrescribedWattage,MATCH(Table2[[#This Row],[BC Hydro Rebate Category ]],Table13BCHRebateCategory,0)),\"\"), \"\")))","v":""},null,null,{"$f":"IF(Table2[[#This Row],[Lighting  Technology]]=\"Other\", \"-\", IF( AND(ISBLANK(Table2[[#This Row],[BC Hydro Rebate Category ]]),ISBLANK(Table2[[#This Row],[Fortis Rebate Category ]])), \"\", IF(ISTEXT(Table2[[#This Row],[Fortis Rebate Category ]]), IFERROR(INDEX(Table13BCHECM,MATCH(Table2[[#This Row],[Fortis Rebate Category ]],Table13[Fortis New Lighting source],0)),\"\"), IF(ISTEXT(Table2[[#This Row],[BC Hydro Rebate Category ]]), IFERROR(INDEX(Table13BCHECM,MATCH(Table2[[#This Row],[BC Hydro Rebate Category ]],Table13BCHRebateCategory,0)),\"\"), \"\"))))","v":""},{"$f":"IF(Table2[[#This Row],[Lighting  Technology]]=\"Other\", 0, IF( AND(ISBLANK(Table2[[#This Row],[BC Hydro Rebate Category ]]),ISBLANK(Table2[[#This Row],[Fortis Rebate Category ]])), \"\", IF(ISTEXT(Table2[[#This Row],[Fortis Rebate Category ]]), IFERROR(INDEX(Table13Persistence,MATCH(Table2[[#This Row],[Fortis Rebate Category ]],Table13[Fortis New Lighting source],0)),\"\"), IF(ISTEXT(Table2[[#This Row],[BC Hydro Rebate Category ]]), IFERROR(INDEX(Table13Persistence,MATCH(Table2[[#This Row],[BC Hydro Rebate Category ]],Table13BCHRebateCategory,0)),\"\"), \"\"))))","v":""},null,{"$f":"IFERROR(INDEX(Table5ControlRebate,MATCH(Table2[[#This Row],[Control Type]],Table5NewControl,0)),\"\")","v":""},null,{"$f":"IF(ISBLANK(Table2[[#This Row],[Control Type]]), IF(ISBLANK(Table2[[#This Row],[Annual Usage Hours (hrs)]]),Table2[[#This Row],[Reference Hours (hrs)]], Table2[[#This Row],[Annual Usage Hours (hrs)]]), IF(AND(ISBLANK(Table2[[#This Row],[Annual Usage Hours (hrs)]]), Table2[[#This Row],[Control Type]]=\"None\"), Table2[[#This Row],[Reference Hours (hrs)]], IF(Table2[[#This Row],[Control Type]]=\"None\", Table2[[#This Row],[Annual Usage Hours (hrs)]], IF(AND(ISBLANK(Table2[[#This Row],[Annual Usage Hours (hrs)]]), Table2[[#This Row],[Control Type]]<>\"None\"), IFERROR(Table2[[#This Row],[Reference Hours (hrs)]]*0.8,\"\"), IF(Table2[[#This Row],[Control Type]]<>\"None\", IFERROR( Table2[[#This Row],[Annual Usage Hours (hrs)]]*0.8,\"\"),\"\")))))","v":""},{"$f":"IF( Table2[[#This Row],[Lighting  Technology]]=\"Other\", IF(ISBLANK(Table2[[#This Row],[Retrofit Lamp/ Luminaire Wattage (see Rebate Unit)]]),\"\",IFERROR(Table2[[#This Row],[Prescribed Quantity]]*Table2[[#This Row],[Retrofit Lamp/ Luminaire Wattage (see Rebate Unit)]],\"\")), IF(ISBLANK(Table2[[#This Row],[Retrofit Lamp/ Luminaire Wattage (see Rebate Unit)]]),IFERROR(Table2[[#This Row],[Prescribed Quantity]]*Table2[[#This Row],[Prescribed Wattage (W)]],\"\"),IFERROR(Table2[[#This Row],[Prescribed Quantity]]*Table2[[#This Row],[Retrofit Lamp/ Luminaire Wattage (see Rebate Unit)]],\"\")))","v":""},{"$f":"IFERROR((IF( Table2[[#This Row],[Lighting  Technology]]=\"Other\", Table2[[#This Row],[Prescribed Quantity]]*Table2[[#This Row],[Retrofit Lamp/ Luminaire Wattage (see Rebate Unit)]], Table2[[#This Row],[Prescribed Quantity]]*Table2[[#This Row],[Prescribed Wattage (W)]] )),\"\")","v":""},{"$f":"IF(ISBLANK(Table2[[#This Row],[New Total Demand (hidden, W)]]),\"\", IF(ISBLANK(Table2[[#This Row],[New Hours (hidden, hrs)]]), \"\", IFERROR(Table2[[#This Row],[New Hours (hidden, hrs)]]*Table2[[#This Row],[New Total Demand (hidden, W)]]/1000,\"\")))","v":""},{"$f":"IF(ISBLANK(Table2[[#This Row],[Total Demand (Hidden) W]]),\"\", IF(ISBLANK(Table2[[#This Row],[New Total Demand (hidden, W)]]), \"\", IFERROR((Table2[[#This Row],[Total Demand (Hidden) W]]-Table2[[#This Row],[New Total Demand (hidden, W)]])/1000,\"\")))","v":""},{"$f":"IF( OR(ISBLANK(Table2[[#This Row],[New Total Demand (hidden, W)]]),ISBLANK(Table2[[#This Row],[Total Demand (Hidden) W]])),\"\", IF(ISBLANK(Table2[[#This Row],[Annual Usage Hours (hrs)]]), IFERROR( Table2[[#This Row],[Reference Hours (hrs)]]*(Table2[[#This Row],[Total Demand (Hidden) W]]-Table2[[#This Row],[New Total Demand (hidden, W)]])/1000,\"\"), IFERROR( Table2[[#This Row],[Annual Usage Hours (hrs)]]*(Table2[[#This Row],[Total Demand (Hidden) W]]-Table2[[#This Row],[New Total Demand (hidden, W)]])/1000,\"\")))","v":""},{"$f":"IF( OR(ISBLANK(Table2[[#This Row],[Prescribed Total Demand (hidden, W)]]),ISBLANK(Table2[[#This Row],[Total Demand (Hidden) W]])),\"\", IF(ISBLANK(Table2[[#This Row],[Annual Usage Hours (hrs)]]), IFERROR( Table2[[#This Row],[Reference Hours (hrs)]]*((Table2[Existing Prescribed Wattage (W)]*Table2[Existing Luminaire Quantity])-Table2[[#This Row],[Prescribed Total Demand (hidden, W)]])/1000,\"\"), IFERROR( Table2[[#This Row],[Annual Usage Hours (hrs)]]*((Table2[Existing Prescribed Wattage (W)]*Table2[Existing Luminaire Quantity])-Table2[[#This Row],[Prescribed Total Demand (hidden, W)]])/1000,\"\")))","v":""},{"$f":"\"\"","v":""},{"$f":"IF(OR(Table2[[#This Row],[Control Type]]=\"None\", ISBLANK(Table2[[#This Row],[Control Type]])),\"\", IF(ISBLANK(Table2[[#This Row],[New Total Demand (hidden, W)]]),\"\", IF(ISBLANK(Table2[[#This Row],[Annual Usage Hours (hrs)]]),  IFERROR( 0.2*Table2[[#This Row],[Reference Hours (hrs)]]*Table2[[#This Row],[New Total Demand (hidden, W)]]/1000,\"\"), IFERROR( 0.2*Table2[[#This Row],[Annual Usage Hours (hrs)]]*Table2[[#This Row],[New Total Demand (hidden, W)]]/1000,\"\"))))","v":""},{"$f":"IF(AND(NOT(ISNUMBER(Table2[[#This Row],[Rebate Per Unit\n(CAD)]])),ISBLANK(Table2[[#This Row],[Control Type]])), \"\", IF(OR(Table2[[#This Row],[Rebate Per Unit\n(CAD)]]=0,AND(NOT(ISNUMBER(Table2[[#This Row],[Rebate Per Unit\n(CAD)]])), ISTEXT(Table2[[#This Row],[Control Type]]))), 0, IFERROR(Table2[[#This Row],[Prescribed Quantity]]*Table2[[#This Row],[Rebate Per Unit\n(CAD)]],\"\")))","v":""},{"$f":" IF(AND(ISBLANK(Table2[[#This Row],[Control Type]]),ISNUMBER(Table2[[#This Row],[Rebate Value (CAD)]])),0, IFERROR(Table2[[#This Row],[Control Quantity]]*Table2[[#This Row],[Control Rebate per Unit\n(CAD)]],\"\"))","v":""},{"$f":"IF(AND(ISBLANK(Table2[[#This Row],[Rebate Value (CAD)]]),ISBLANK(Table2[[#This Row],[Rebate Value for Controls (CAD)]])), \"\", IFERROR(Table2[[#This Row],[Rebate Value (CAD)]]+Table2[[#This Row],[Rebate Value for Controls (CAD)]],\"\"))","v":""},{"$f":"IF(Table2[[#This Row],[Lighting  Technology]]=\"Other\",\"Other - \"&Table2[[#This Row],[Other - Lighting Technology Description]],Table2[[#This Row],[BC Hydro Rebate Category ]])","v":0},{"$f":"Table2[[#This Row],[BC Hydro Rebate Category ]]&Table2[[#This Row],[Retrofit Part '# (mandatory to validate Rebates)]]","v":""}]
[null,null,null,null,null,null,{"$f":"IF(ISBLANK(Table2[[#This Row],[Prescribed Lighting Source]]), \"\", IFERROR( INDEX(Table13ExistingPrescribedWattage,MATCH(Table2[[#This Row],[Prescribed Lighting Source]],Table13ExistingLightingSource,0)), IFERROR(INDEX(Table13ExistingPrescribedWattage,MATCH(Table2[[#This Row],[Fortis Rebate Category ]],Table13NewLightingSource,0)),\"-\")))","v":""},null,{"$f":"IFERROR(INDEX(SpaceTypeHours,MATCH(Table2[[#This Row],[Space Type]],SpaceType,0)),\"\")","v":""},null,{"$f":"IFERROR(IF(Table2[[#This Row],[Lighting  Technology]]=\"Other\",Table2[[#This Row],[Existing Effective Input Wattage (W)]]*Table2[[#This Row],[Existing Luminaire Quantity]],Table2[[#This Row],[Existing Prescribed Wattage (W)]]*Table2[[#This Row],[Existing Luminaire Quantity]]),\"\")","v":""},{"$f":"IF(Table2[Lighting  Technology] = \"Other\",(Table2[[#This Row],[Existing Luminaire Quantity]]*Table2[[#This Row],[Existing Effective Input Wattage (W)]]), IF(Table2[Existing Prescribed Wattage (W)] = \"\",\"\", IF( ISBLANK(Table2[[#This Row],[Existing Effective Input Wattage (W)]]), (Table2[[#This Row],[Existing Luminaire Quantity]]*Table2[[#This Row],[Existing Prescribed Wattage (W)]]),(Table2[[#This Row],[Existing Luminaire Quantity]]*Table2[[#This Row],[Existing Effective Input Wattage (W)]]))))","v":""},{"$f":"IF( (ISBLANK(Table2[[#This Row],[Annual Usage Hours (hrs)]])), IFERROR(Table2[[#This Row],[Reference Hours (hrs)]]*Table2[[#This Row],[Total Demand (Hidden) W]]/1000,\"\"), IFERROR(Table2[[#This Row],[Annual Usage Hours (hrs)]]*Table2[[#This Row],[Total Demand (Hidden) W]]/1000,\"\"))","v":""},null,null,{"$f":"IF(Table2[[#This Row],[Lighting  Technology]]=\"Other\", 0, IF( AND(ISBLANK(Table2[[#This Row],[BC Hydro Rebate Category ]]),ISBLANK(Table2[[#This Row],[Fortis Rebate Category ]])), \"\", IF(ISTEXT(Table2[[#This Row],[Fortis Rebate Category ]]), IFERROR(INDEX(Table13[Rebate],MATCH(Table2[[#This Row],[Fortis Rebate Category ]],Table13[Fortis New Lighting source],0)),\"\"), IF(ISTEXT(Table2[[#This Row],[BC Hydro Rebate Category ]]), IFERROR(INDEX(Table13Rebate,MATCH(Table2[[#This Row],[BC Hydro Rebate Category ]],Table13BCHRebateCategory,0)),\"\"), \"\"))))","v":""},{"$f":" IF(Table2[[#This Row],[Lighting  Technology]]=\"Other\", \"per Unit\", IF( AND(ISBLANK(Table2[[#This Row],[BC Hydro Rebate Category ]]),ISBLANK(Table2[[#This Row],[Fortis Rebate Category ]])), \"\", IF(ISTEXT(Table2[[#This Row],[Fortis Rebate Category ]]), IFERROR(INDEX(Table13PerUnit,MATCH(Table2[[#This Row],[Fortis Rebate Category ]],Table13[Fortis New Lighting source],0)),\"\"), IF(ISTEXT(Table2[[#This Row],[BC Hydro Rebate Category ]]), IFERROR(INDEX(Table13PerUnit,MATCH(Table2[[#This Row],[BC Hydro Rebate Category ]],Table13BCHRebateCategory,0)),\"\"), \"\"))))","v":""},null,{"$f":"IF( AND(ISBLANK(Table2[[#This Row],[Existing Luminaire Quantity]]),ISBLANK(Table2[[#This Row],[Prescribed Lighting Source]])), \"\", IF( OR(AND(ISNUMBER(SEARCH(\"lamp fl.\",Table2[[#This Row],[Prescribed Lighting Source]])),ISNUMBER(SEARCH(\"T8 lamp\",Table2[[#This Row],[BC Hydro Rebate Category ]]))),AND(ISNUMBER(SEARCH(\"T5HO\",Table2[[#This Row],[Prescribed Lighting Source]])),ISNUMBER(SEARCH(\"T5HO\",Table2[[#This Row],[BC Hydro Rebate Category ]]))),AND(ISNUMBER(SEARCH(\"lamp fl.\",Table2[[#This Row],[Prescribed Lighting Source]])),ISNUMBER(SEARCH(\"T8 lamp\",Table2[[#This Row],[Fortis Rebate Category ]]))),AND(ISNUMBER(SEARCH(\"T5HO\",Table2[[#This Row],[Prescribed Lighting Source]])),ISNUMBER(SEARCH(\"T5HO\",Table2[[#This Row],[Fortis Rebate Category ]])))          ),  IFERROR(INDEX(Table13NumberofLamps,MATCH(Table2[[#This Row],[Prescribed Lighting Source]],Table13ExistingLightingSource,0))*Table2[[#This Row],[Existing Luminaire Quantity]], \"-\"),  IF(Table2[[#This Row],[Lighting  Technology]]=\"Other\", IFERROR(Table2[[#This Row],[Existing Luminaire Quantity]],\"-\"), IFERROR(Table2[[#This Row],[Existing Luminaire Quantity]],\"-\"))))","v":""},{"$f":"IF( AND(ISBLANK(Table2[[#This Row],[BC Hydro Rebate Category ]]),ISBLANK(Table2[[#This Row],[Fortis Rebate Category ]])), \"\", IF(ISTEXT(Table2[[#This Row],[Fortis Rebate Category ]]), IFERROR(INDEX(Table13NewPrescribedWattage,MATCH(Table2[[#This Row],[Fortis Rebate Category ]],Table13[Fortis New Lighting source],0)),\"\"), IF(ISTEXT(Table2[[#This Row],[BC Hydro Rebate Category ]]), IFERROR(INDEX(Table13NewPrescribedWattage,MATCH(Table2[[#This Row],[BC Hydro Rebate Category ]],Table13BCHRebateCategory,0)),\"\"), \"\")))","v":""},null,null,{"$f":"IF(Table2[[#This Row],[Lighting  Technology]]=\"Other\", \"-\", IF( AND(ISBLANK(Table2[[#This Row],[BC Hydro Rebate Category ]]),ISBLANK(Table2[[#This Row],[Fortis Rebate Category ]])), \"\", IF(ISTEXT(Table2[[#This Row],[Fortis Rebate Category ]]), IFERROR(INDEX(Table13BCHECM,MATCH(Table2[[#This Row],[Fortis Rebate Category ]],Table13[Fortis New Lighting source],0)),\"\"), IF(ISTEXT(Table2[[#This Row],[BC Hydro Rebate Category ]]), IFERROR(INDEX(Table13BCHECM,MATCH(Table2[[#This Row],[BC Hydro Rebate Category ]],Table13BCHRebateCategory,0)),\"\"), \"\"))))","v":""},{"$f":"IF(Table2[[#This Row],[Lighting  Technology]]=\"Other\", 0, IF( AND(ISBLANK(Table2[[#This Row],[BC Hydro Rebate Category ]]),ISBLANK(Table2[[#This Row],[Fortis Rebate Category ]])), \"\", IF(ISTEXT(Table2[[#This Row],[Fortis Rebate Category ]]), IFERROR(INDEX(Table13Persistence,MATCH(Table2[[#This Row],[Fortis Rebate Category ]],Table13[Fortis New Lighting source],0)),\"\"), IF(ISTEXT(Table2[[#This Row],[BC Hydro Rebate Category ]]), IFERROR(INDEX(Table13Persistence,MATCH(Table2[[#This Row],[BC Hydro Rebate Category ]],Table13BCHRebateCategory,0)),\"\"), \"\"))))","v":""},null,{"$f":"IFERROR(INDEX(Table5ControlRebate,MATCH(Table2[[#This Row],[Control Type]],Table5NewControl,0)),\"\")","v":""},null,{"$f":"IF(ISBLANK(Table2[[#This Row],[Control Type]]), IF(ISBLANK(Table2[[#This Row],[Annual Usage Hours (hrs)]]),Table2[[#This Row],[Reference Hours (hrs)]], Table2[[#This Row],[Annual Usage Hours (hrs)]]), IF(AND(ISBLANK(Table2[[#This Row],[Annual Usage Hours (hrs)]]), Table2[[#This Row],[Control Type]]=\"None\"), Table2[[#This Row],[Reference Hours (hrs)]], IF(Table2[[#This Row],[Control Type]]=\"None\", Table2[[#This Row],[Annual Usage Hours (hrs)]], IF(AND(ISBLANK(Table2[[#This Row],[Annual Usage Hours (hrs)]]), Table2[[#This Row],[Control Type]]<>\"None\"), IFERROR(Table2[[#This Row],[Reference Hours (hrs)]]*0.8,\"\"), IF(Table2[[#This Row],[Control Type]]<>\"None\", IFERROR( Table2[[#This Row],[Annual Usage Hours (hrs)]]*0.8,\"\"),\"\")))))","v":""},{"$f":"IF( Table2[[#This Row],[Lighting  Technology]]=\"Other\", IF(ISBLANK(Table2[[#This Row],[Retrofit Lamp/ Luminaire Wattage (see Rebate Unit)]]),\"\",IFERROR(Table2[[#This Row],[Prescribed Quantity]]*Table2[[#This Row],[Retrofit Lamp/ Luminaire Wattage (see Rebate Unit)]],\"\")), IF(ISBLANK(Table2[[#This Row],[Retrofit Lamp/ Luminaire Wattage (see Rebate Unit)]]),IFERROR(Table2[[#This Row],[Prescribed Quantity]]*Table2[[#This Row],[Prescribed Wattage (W)]],\"\"),IFERROR(Table2[[#This Row],[Prescribed Quantity]]*Table2[[#This Row],[Retrofit Lamp/ Luminaire Wattage (see Rebate Unit)]],\"\")))","v":""},{"$f":"IFERROR((IF( Table2[[#This Row],[Lighting  Technology]]=\"Other\", Table2[[#This Row],[Prescribed Quantity]]*Table2[[#This Row],[Retrofit Lamp/ Luminaire Wattage (see Rebate Unit)]], Table2[[#This Row],[Prescribed Quantity]]*Table2[[#This Row],[Prescribed Wattage (W)]] )),\"\")","v":""},{"$f":"IF(ISBLANK(Table2[[#This Row],[New Total Demand (hidden, W)]]),\"\", IF(ISBLANK(Table2[[#This Row],[New Hours (hidden, hrs)]]), \"\", IFERROR(Table2[[#This Row],[New Hours (hidden, hrs)]]*Table2[[#This Row],[New Total Demand (hidden, W)]]/1000,\"\")))","v":""},{"$f":"IF(ISBLANK(Table2[[#This Row],[Total Demand (Hidden) W]]),\"\", IF(ISBLANK(Table2[[#This Row],[New Total Demand (hidden, W)]]), \"\", IFERROR((Table2[[#This Row],[Total Demand (Hidden) W]]-Table2[[#This Row],[New Total Demand (hidden, W)]])/1000,\"\")))","v":""},{"$f":"IF( OR(ISBLANK(Table2[[#This Row],[New Total Demand (hidden, W)]]),ISBLANK(Table2[[#This Row],[Total Demand (Hidden) W]])),\"\", IF(ISBLANK(Table2[[#This Row],[Annual Usage Hours (hrs)]]), IFERROR( Table2[[#This Row],[Reference Hours (hrs)]]*(Table2[[#This Row],[Total Demand (Hidden) W]]-Table2[[#This Row],[New Total Demand (hidden, W)]])/1000,\"\"), IFERROR( Table2[[#This Row],[Annual Usage Hours (hrs)]]*(Table2[[#This Row],[Total Demand (Hidden) W]]-Table2[[#This Row],[New Total Demand (hidden, W)]])/1000,\"\")))","v":""},{"$f":"IF( OR(ISBLANK(Table2[[#This Row],[Prescribed Total Demand (hidden, W)]]),ISBLANK(Table2[[#This Row],[Total Demand (Hidden) W]])),\"\", IF(ISBLANK(Table2[[#This Row],[Annual Usage Hours (hrs)]]), IFERROR( Table2[[#This Row],[Reference Hours (hrs)]]*((Table2[Existing Prescribed Wattage (W)]*Table2[Existing Luminaire Quantity])-Table2[[#This Row],[Prescribed Total Demand (hidden, W)]])/1000,\"\"), IFERROR( Table2[[#This Row],[Annual Usage Hours (hrs)]]*((Table2[Existing Prescribed Wattage (W)]*Table2[Existing Luminaire Quantity])-Table2[[#This Row],[Prescribed Total Demand (hidden, W)]])/1000,\"\")))","v":""},{"$f":"\"\"","v":""},{"$f":"IF(OR(Table2[[#This Row],[Control Type]]=\"None\", ISBLANK(Table2[[#This Row],[Control Type]])),\"\", IF(ISBLANK(Table2[[#This Row],[New Total Demand (hidden, W)]]),\"\", IF(ISBLANK(Table2[[#This Row],[Annual Usage Hours (hrs)]]),  IFERROR( 0.2*Table2[[#This Row],[Reference Hours (hrs)]]*Table2[[#This Row],[New Total Demand (hidden, W)]]/1000,\"\"), IFERROR( 0.2*Table2[[#This Row],[Annual Usage Hours (hrs)]]*Table2[[#This Row],[New Total Demand (hidden, W)]]/1000,\"\"))))","v":""},{"$f":"IF(AND(NOT(ISNUMBER(Table2[[#This Row],[Rebate Per Unit\n(CAD)]])),ISBLANK(Table2[[#This Row],[Control Type]])), \"\", IF(OR(Table2[[#This Row],[Rebate Per Unit\n(CAD)]]=0,AND(NOT(ISNUMBER(Table2[[#This Row],[Rebate Per Unit\n(CAD)]])), ISTEXT(Table2[[#This Row],[Control Type]]))), 0, IFERROR(Table2[[#This Row],[Prescribed Quantity]]*Table2[[#This Row],[Rebate Per Unit\n(CAD)]],\"\")))","v":""},{"$f":" IF(AND(ISBLANK(Table2[[#This Row],[Control Type]]),ISNUMBER(Table2[[#This Row],[Rebate Value (CAD)]])),0, IFERROR(Table2[[#This Row],[Control Quantity]]*Table2[[#This Row],[Control Rebate per Unit\n(CAD)]],\"\"))","v":""},{"$f":"IF(AND(ISBLANK(Table2[[#This Row],[Rebate Value (CAD)]]),ISBLANK(Table2[[#This Row],[Rebate Value for Controls (CAD)]])), \"\", IFERROR(Table2[[#This Row],[Rebate Value (CAD)]]+Table2[[#This Row],[Rebate Value for Controls (CAD)]],\"\"))","v":""},{"$f":"IF(Table2[[#This Row],[Lighting  Technology]]=\"Other\",\"Other - \"&Table2[[#This Row],[Other - Lighting Technology Description]],Table2[[#This Row],[BC Hydro Rebate Category ]])","v":0},{"$f":"Table2[[#This Row],[BC Hydro Rebate Category ]]&Table2[[#This Row],[Retrofit Part '# (mandatory to validate Rebates)]]","v":""}]
[null,null,null,null,null,null,{"$f":"IF(ISBLANK(Table2[[#This Row],[Prescribed Lighting Source]]), \"\", IFERROR( INDEX(Table13ExistingPrescribedWattage,MATCH(Table2[[#This Row],[Prescribed Lighting Source]],Table13ExistingLightingSource,0)), IFERROR(INDEX(Table13ExistingPrescribedWattage,MATCH(Table2[[#This Row],[Fortis Rebate Category ]],Table13NewLightingSource,0)),\"-\")))","v":""},null,{"$f":"IFERROR(INDEX(SpaceTypeHours,MATCH(Table2[[#This Row],[Space Type]],SpaceType,0)),\"\")","v":""},null,{"$f":"IFERROR(IF(Table2[[#This Row],[Lighting  Technology]]=\"Other\",Table2[[#This Row],[Existing Effective Input Wattage (W)]]*Table2[[#This Row],[Existing Luminaire Quantity]],Table2[[#This Row],[Existing Prescribed Wattage (W)]]*Table2[[#This Row],[Existing Luminaire Quantity]]),\"\")","v":""},{"$f":"IF(Table2[Lighting  Technology] = \"Other\",(Table2[[#This Row],[Existing Luminaire Quantity]]*Table2[[#This Row],[Existing Effective Input Wattage (W)]]), IF(Table2[Existing Prescribed Wattage (W)] = \"\",\"\", IF( ISBLANK(Table2[[#This Row],[Existing Effective Input Wattage (W)]]), (Table2[[#This Row],[Existing Luminaire Quantity]]*Table2[[#This Row],[Existing Prescribed Wattage (W)]]),(Table2[[#This Row],[Existing Luminaire Quantity]]*Table2[[#This Row],[Existing Effective Input Wattage (W)]]))))","v":""},{"$f":"IF( (ISBLANK(Table2[[#This Row],[Annual Usage Hours (hrs)]])), IFERROR(Table2[[#This Row],[Reference Hours (hrs)]]*Table2[[#This Row],[Total Demand (Hidden) W]]/1000,\"\"), IFERROR(Table2[[#This Row],[Annual Usage Hours (hrs)]]*Table2[[#This Row],[Total Demand (Hidden) W]]/1000,\"\"))","v":""},null,null,{"$f":"IF(Table2[[#This Row],[Lighting  Technology]]=\"Other\", 0, IF( AND(ISBLANK(Table2[[#This Row],[BC Hydro Rebate Category ]]),ISBLANK(Table2[[#This Row],[Fortis Rebate Category ]])), \"\", IF(ISTEXT(Table2[[#This Row],[Fortis Rebate Category ]]), IFERROR(INDEX(Table13[Rebate],MATCH(Table2[[#This Row],[Fortis Rebate Category ]],Table13[Fortis New Lighting source],0)),\"\"), IF(ISTEXT(Table2[[#This Row],[BC Hydro Rebate Category ]]), IFERROR(INDEX(Table13Rebate,MATCH(Table2[[#This Row],[BC Hydro Rebate Category ]],Table13BCHRebateCategory,0)),\"\"), \"\"))))","v":""},{"$f":" IF(Table2[[#This Row],[Lighting  Technology]]=\"Other\", \"per Unit\", IF( AND(ISBLANK(Table2[[#This Row],[BC Hydro Rebate Category ]]),ISBLANK(Table2[[#This Row],[Fortis Rebate Category ]])), \"\", IF(ISTEXT(Table2[[#This Row],[Fortis Rebate Category ]]), IFERROR(INDEX(Table13PerUnit,MATCH(Table2[[#This Row],[Fortis Rebate Category ]],Table13[Fortis New Lighting source],0)),\"\"), IF(ISTEXT(Table2[[#This Row],[BC Hydro Rebate Category ]]), IFERROR(INDEX(Table13PerUnit,MATCH(Table2[[#This Row],[BC Hydro Rebate Category ]],Table13BCHRebateCategory,0)),\"\"), \"\"))))","v":""},null,{"$f":"IF( AND(ISBLANK(Table2[[#This Row],[Existing Luminaire Quantity]]),ISBLANK(Table2[[#This Row],[Prescribed Lighting Source]])), \"\", IF( OR(AND(ISNUMBER(SEARCH(\"lamp fl.\",Table2[[#This Row],[Prescribed Lighting Source]])),ISNUMBER(SEARCH(\"T8 lamp\",Table2[[#This Row],[BC Hydro Rebate Category ]]))),AND(ISNUMBER(SEARCH(\"T5HO\",Table2[[#This Row],[Prescribed Lighting Source]])),ISNUMBER(SEARCH(\"T5HO\",Table2[[#This Row],[BC Hydro Rebate Category ]]))),AND(ISNUMBER(SEARCH(\"lamp fl.\",Table2[[#This Row],[Prescribed Lighting Source]])),ISNUMBER(SEARCH(\"T8 lamp\",Table2[[#This Row],[Fortis Rebate Category ]]))),AND(ISNUMBER(SEARCH(\"T5HO\",Table2[[#This Row],[Prescribed Lighting Source]])),ISNUMBER(SEARCH(\"T5HO\",Table2[[#This Row],[Fortis Rebate Category ]])))          ),  IFERROR(INDEX(Table13NumberofLamps,MATCH(Table2[[#This Row],[Prescribed Lighting Source]],Table13ExistingLightingSource,0))*Table2[[#This Row],[Existing Luminaire Quantity]], \"-\"),  IF(Table2[[#This Row],[Lighting  Technology]]=\"Other\", IFERROR(Table2[[#This Row],[Existing Luminaire Quantity]],\"-\"), IFERROR(Table2[[#This Row],[Existing Luminaire Quantity]],\"-\"))))","v":""},{"$f":"IF( AND(ISBLANK(Table2[[#This Row],[BC Hydro Rebate Category ]]),ISBLANK(Table2[[#This Row],[Fortis Rebate Category ]])), \"\", IF(ISTEXT(Table2[[#This Row],[Fortis Rebate Category ]]), IFERROR(INDEX(Table13NewPrescribedWattage,MATCH(Table2[[#This Row],[Fortis Rebate Category ]],Table13[Fortis New Lighting source],0)),\"\"), IF(ISTEXT(Table2[[#This Row],[BC Hydro Rebate Category ]]), IFERROR(INDEX(Table13NewPrescribedWattage,MATCH(Table2[[#This Row],[BC Hydro Rebate Category ]],Table13BCHRebateCategory,0)),\"\"), \"\")))","v":""},null,null,{"$f":"IF(Table2[[#This Row],[Lighting  Technology]]=\"Other\", \"-\", IF( AND(ISBLANK(Table2[[#This Row],[BC Hydro Rebate Category ]]),ISBLANK(Table2[[#This Row],[Fortis Rebate Category ]])), \"\", IF(ISTEXT(Table2[[#This Row],[Fortis Rebate Category ]]), IFERROR(INDEX(Table13BCHECM,MATCH(Table2[[#This Row],[Fortis Rebate Category ]],Table13[Fortis New Lighting source],0)),\"\"), IF(ISTEXT(Table2[[#This Row],[BC Hydro Rebate Category ]]), IFERROR(INDEX(Table13BCHECM,MATCH(Table2[[#This Row],[BC Hydro Rebate Category ]],Table13BCHRebateCategory,0)),\"\"), \"\"))))","v":""},{"$f":"IF(Table2[[#This Row],[Lighting  Technology]]=\"Other\", 0, IF( AND(ISBLANK(Table2[[#This Row],[BC Hydro Rebate Category ]]),ISBLANK(Table2[[#This Row],[Fortis Rebate Category ]])), \"\", IF(ISTEXT(Table2[[#This Row],[Fortis Rebate Category ]]), IFERROR(INDEX(Table13Persistence,MATCH(Table2[[#This Row],[Fortis Rebate Category ]],Table13[Fortis New Lighting source],0)),\"\"), IF(ISTEXT(Table2[[#This Row],[BC Hydro Rebate Category ]]), IFERROR(INDEX(Table13Persistence,MATCH(Table2[[#This Row],[BC Hydro Rebate Category ]],Table13BCHRebateCategory,0)),\"\"), \"\"))))","v":""},null,{"$f":"IFERROR(INDEX(Table5ControlRebate,MATCH(Table2[[#This Row],[Control Type]],Table5NewControl,0)),\"\")","v":""},null,{"$f":"IF(ISBLANK(Table2[[#This Row],[Control Type]]), IF(ISBLANK(Table2[[#This Row],[Annual Usage Hours (hrs)]]),Table2[[#This Row],[Reference Hours (hrs)]], Table2[[#This Row],[Annual Usage Hours (hrs)]]), IF(AND(ISBLANK(Table2[[#This Row],[Annual Usage Hours (hrs)]]), Table2[[#This Row],[Control Type]]=\"None\"), Table2[[#This Row],[Reference Hours (hrs)]], IF(Table2[[#This Row],[Control Type]]=\"None\", Table2[[#This Row],[Annual Usage Hours (hrs)]], IF(AND(ISBLANK(Table2[[#This Row],[Annual Usage Hours (hrs)]]), Table2[[#This Row],[Control Type]]<>\"None\"), IFERROR(Table2[[#This Row],[Reference Hours (hrs)]]*0.8,\"\"), IF(Table2[[#This Row],[Control Type]]<>\"None\", IFERROR( Table2[[#This Row],[Annual Usage Hours (hrs)]]*0.8,\"\"),\"\")))))","v":""},{"$f":"IF( Table2[[#This Row],[Lighting  Technology]]=\"Other\", IF(ISBLANK(Table2[[#This Row],[Retrofit Lamp/ Luminaire Wattage (see Rebate Unit)]]),\"\",IFERROR(Table2[[#This Row],[Prescribed Quantity]]*Table2[[#This Row],[Retrofit Lamp/ Luminaire Wattage (see Rebate Unit)]],\"\")), IF(ISBLANK(Table2[[#This Row],[Retrofit Lamp/ Luminaire Wattage (see Rebate Unit)]]),IFERROR(Table2[[#This Row],[Prescribed Quantity]]*Table2[[#This Row],[Prescribed Wattage (W)]],\"\"),IFERROR(Table2[[#This Row],[Prescribed Quantity]]*Table2[[#This Row],[Retrofit Lamp/ Luminaire Wattage (see Rebate Unit)]],\"\")))","v":""},{"$f":"IFERROR((IF( Table2[[#This Row],[Lighting  Technology]]=\"Other\", Table2[[#This Row],[Prescribed Quantity]]*Table2[[#This Row],[Retrofit Lamp/ Luminaire Wattage (see Rebate Unit)]], Table2[[#This Row],[Prescribed Quantity]]*Table2[[#This Row],[Prescribed Wattage (W)]] )),\"\")","v":""},{"$f":"IF(ISBLANK(Table2[[#This Row],[New Total Demand (hidden, W)]]),\"\", IF(ISBLANK(Table2[[#This Row],[New Hours (hidden, hrs)]]), \"\", IFERROR(Table2[[#This Row],[New Hours (hidden, hrs)]]*Table2[[#This Row],[New Total Demand (hidden, W)]]/1000,\"\")))","v":""},{"$f":"IF(ISBLANK(Table2[[#This Row],[Total Demand (Hidden) W]]),\"\", IF(ISBLANK(Table2[[#This Row],[New Total Demand (hidden, W)]]), \"\", IFERROR((Table2[[#This Row],[Total Demand (Hidden) W]]-Table2[[#This Row],[New Total Demand (hidden, W)]])/1000,\"\")))","v":""},{"$f":"IF( OR(ISBLANK(Table2[[#This Row],[New Total Demand (hidden, W)]]),ISBLANK(Table2[[#This Row],[Total Demand (Hidden) W]])),\"\", IF(ISBLANK(Table2[[#This Row],[Annual Usage Hours (hrs)]]), IFERROR( Table2[[#This Row],[Reference Hours (hrs)]]*(Table2[[#This Row],[Total Demand (Hidden) W]]-Table2[[#This Row],[New Total Demand (hidden, W)]])/1000,\"\"), IFERROR( Table2[[#This Row],[Annual Usage Hours (hrs)]]*(Table2[[#This Row],[Total Demand (Hidden) W]]-Table2[[#This Row],[New Total Demand (hidden, W)]])/1000,\"\")))","v":""},{"$f":"IF( OR(ISBLANK(Table2[[#This Row],[Prescribed Total Demand (hidden, W)]]),ISBLANK(Table2[[#This Row],[Total Demand (Hidden) W]])),\"\", IF(ISBLANK(Table2[[#This Row],[Annual Usage Hours (hrs)]]), IFERROR( Table2[[#This Row],[Reference Hours (hrs)]]*((Table2[Existing Prescribed Wattage (W)]*Table2[Existing Luminaire Quantity])-Table2[[#This Row],[Prescribed Total Demand (hidden, W)]])/1000,\"\"), IFERROR( Table2[[#This Row],[Annual Usage Hours (hrs)]]*((Table2[Existing Prescribed Wattage (W)]*Table2[Existing Luminaire Quantity])-Table2[[#This Row],[Prescribed Total Demand (hidden, W)]])/1000,\"\")))","v":""},{"$f":"\"\"","v":""},{"$f":"IF(OR(Table2[[#This Row],[Control Type]]=\"None\", ISBLANK(Table2[[#This Row],[Control Type]])),\"\", IF(ISBLANK(Table2[[#This Row],[New Total Demand (hidden, W)]]),\"\", IF(ISBLANK(Table2[[#This Row],[Annual Usage Hours (hrs)]]),  IFERROR( 0.2*Table2[[#This Row],[Reference Hours (hrs)]]*Table2[[#This Row],[New Total Demand (hidden, W)]]/1000,\"\"), IFERROR( 0.2*Table2[[#This Row],[Annual Usage Hours (hrs)]]*Table2[[#This Row],[New Total Demand (hidden, W)]]/1000,\"\"))))","v":""},{"$f":"IF(AND(NOT(ISNUMBER(Table2[[#This Row],[Rebate Per Unit\n(CAD)]])),ISBLANK(Table2[[#This Row],[Control Type]])), \"\", IF(OR(Table2[[#This Row],[Rebate Per Unit\n(CAD)]]=0,AND(NOT(ISNUMBER(Table2[[#This Row],[Rebate Per Unit\n(CAD)]])), ISTEXT(Table2[[#This Row],[Control Type]]))), 0, IFERROR(Table2[[#This Row],[Prescribed Quantity]]*Table2[[#This Row],[Rebate Per Unit\n(CAD)]],\"\")))","v":""},{"$f":" IF(AND(ISBLANK(Table2[[#This Row],[Control Type]]),ISNUMBER(Table2[[#This Row],[Rebate Value (CAD)]])),0, IFERROR(Table2[[#This Row],[Control Quantity]]*Table2[[#This Row],[Control Rebate per Unit\n(CAD)]],\"\"))","v":""},{"$f":"IF(AND(ISBLANK(Table2[[#This Row],[Rebate Value (CAD)]]),ISBLANK(Table2[[#This Row],[Rebate Value for Controls (CAD)]])), \"\", IFERROR(Table2[[#This Row],[Rebate Value (CAD)]]+Table2[[#This Row],[Rebate Value for Controls (CAD)]],\"\"))","v":""},{"$f":"IF(Table2[[#This Row],[Lighting  Technology]]=\"Other\",\"Other - \"&Table2[[#This Row],[Other - Lighting Technology Description]],Table2[[#This Row],[BC Hydro Rebate Category ]])","v":0},{"$f":"Table2[[#This Row],[BC Hydro Rebate Category ]]&Table2[[#This Row],[Retrofit Part '# (mandatory to validate Rebates)]]","v":""}]
[null,null,null,null,null,null,{"$f":"IF(ISBLANK(Table2[[#This Row],[Prescribed Lighting Source]]), \"\", IFERROR( INDEX(Table13ExistingPrescribedWattage,MATCH(Table2[[#This Row],[Prescribed Lighting Source]],Table13ExistingLightingSource,0)), IFERROR(INDEX(Table13ExistingPrescribedWattage,MATCH(Table2[[#This Row],[Fortis Rebate Category ]],Table13NewLightingSource,0)),\"-\")))","v":""},null,{"$f":"IFERROR(INDEX(SpaceTypeHours,MATCH(Table2[[#This Row],[Space Type]],SpaceType,0)),\"\")","v":""},null,{"$f":"IFERROR(IF(Table2[[#This Row],[Lighting  Technology]]=\"Other\",Table2[[#This Row],[Existing Effective Input Wattage (W)]]*Table2[[#This Row],[Existing Luminaire Quantity]],Table2[[#This Row],[Existing Prescribed Wattage (W)]]*Table2[[#This Row],[Existing Luminaire Quantity]]),\"\")","v":""},{"$f":"IF(Table2[Lighting  Technology] = \"Other\",(Table2[[#This Row],[Existing Luminaire Quantity]]*Table2[[#This Row],[Existing Effective Input Wattage (W)]]), IF(Table2[Existing Prescribed Wattage (W)] = \"\",\"\", IF( ISBLANK(Table2[[#This Row],[Existing Effective Input Wattage (W)]]), (Table2[[#This Row],[Existing Luminaire Quantity]]*Table2[[#This Row],[Existing Prescribed Wattage (W)]]),(Table2[[#This Row],[Existing Luminaire Quantity]]*Table2[[#This Row],[Existing Effective Input Wattage (W)]]))))","v":""},{"$f":"IF( (ISBLANK(Table2[[#This Row],[Annual Usage Hours (hrs)]])), IFERROR(Table2[[#This Row],[Reference Hours (hrs)]]*Table2[[#This Row],[Total Demand (Hidden) W]]/1000,\"\"), IFERROR(Table2[[#This Row],[Annual Usage Hours (hrs)]]*Table2[[#This Row],[Total Demand (Hidden) W]]/1000,\"\"))","v":""},null,null,{"$f":"IF(Table2[[#This Row],[Lighting  Technology]]=\"Other\", 0, IF( AND(ISBLANK(Table2[[#This Row],[BC Hydro Rebate Category ]]),ISBLANK(Table2[[#This Row],[Fortis Rebate Category ]])), \"\", IF(ISTEXT(Table2[[#This Row],[Fortis Rebate Category ]]), IFERROR(INDEX(Table13[Rebate],MATCH(Table2[[#This Row],[Fortis Rebate Category ]],Table13[Fortis New Lighting source],0)),\"\"), IF(ISTEXT(Table2[[#This Row],[BC Hydro Rebate Category ]]), IFERROR(INDEX(Table13Rebate,MATCH(Table2[[#This Row],[BC Hydro Rebate Category ]],Table13BCHRebateCategory,0)),\"\"), \"\"))))","v":""},{"$f":" IF(Table2[[#This Row],[Lighting  Technology]]=\"Other\", \"per Unit\", IF( AND(ISBLANK(Table2[[#This Row],[BC Hydro Rebate Category ]]),ISBLANK(Table2[[#This Row],[Fortis Rebate Category ]])), \"\", IF(ISTEXT(Table2[[#This Row],[Fortis Rebate Category ]]), IFERROR(INDEX(Table13PerUnit,MATCH(Table2[[#This Row],[Fortis Rebate Category ]],Table13[Fortis New Lighting source],0)),\"\"), IF(ISTEXT(Table2[[#This Row],[BC Hydro Rebate Category ]]), IFERROR(INDEX(Table13PerUnit,MATCH(Table2[[#This Row],[BC Hydro Rebate Category ]],Table13BCHRebateCategory,0)),\"\"), \"\"))))","v":""},null,{"$f":"IF( AND(ISBLANK(Table2[[#This Row],[Existing Luminaire Quantity]]),ISBLANK(Table2[[#This Row],[Prescribed Lighting Source]])), \"\", IF( OR(AND(ISNUMBER(SEARCH(\"lamp fl.\",Table2[[#This Row],[Prescribed Lighting Source]])),ISNUMBER(SEARCH(\"T8 lamp\",Table2[[#This Row],[BC Hydro Rebate Category ]]))),AND(ISNUMBER(SEARCH(\"T5HO\",Table2[[#This Row],[Prescribed Lighting Source]])),ISNUMBER(SEARCH(\"T5HO\",Table2[[#This Row],[BC Hydro Rebate Category ]]))),AND(ISNUMBER(SEARCH(\"lamp fl.\",Table2[[#This Row],[Prescribed Lighting Source]])),ISNUMBER(SEARCH(\"T8 lamp\",Table2[[#This Row],[Fortis Rebate Category ]]))),AND(ISNUMBER(SEARCH(\"T5HO\",Table2[[#This Row],[Prescribed Lighting Source]])),ISNUMBER(SEARCH(\"T5HO\",Table2[[#This Row],[Fortis Rebate Category ]])))          ),  IFERROR(INDEX(Table13NumberofLamps,MATCH(Table2[[#This Row],[Prescribed Lighting Source]],Table13ExistingLightingSource,0))*Table2[[#This Row],[Existing Luminaire Quantity]], \"-\"),  IF(Table2[[#This Row],[Lighting  Technology]]=\"Other\", IFERROR(Table2[[#This Row],[Existing Luminaire Quantity]],\"-\"), IFERROR(Table2[[#This Row],[Existing Luminaire Quantity]],\"-\"))))","v":""},{"$f":"IF( AND(ISBLANK(Table2[[#This Row],[BC Hydro Rebate Category ]]),ISBLANK(Table2[[#This Row],[Fortis Rebate Category ]])), \"\", IF(ISTEXT(Table2[[#This Row],[Fortis Rebate Category ]]), IFERROR(INDEX(Table13NewPrescribedWattage,MATCH(Table2[[#This Row],[Fortis Rebate Category ]],Table13[Fortis New Lighting source],0)),\"\"), IF(ISTEXT(Table2[[#This Row],[BC Hydro Rebate Category ]]), IFERROR(INDEX(Table13NewPrescribedWattage,MATCH(Table2[[#This Row],[BC Hydro Rebate Category ]],Table13BCHRebateCategory,0)),\"\"), \"\")))","v":""},null,null,{"$f":"IF(Table2[[#This Row],[Lighting  Technology]]=\"Other\", \"-\", IF( AND(ISBLANK(Table2[[#This Row],[BC Hydro Rebate Category ]]),ISBLANK(Table2[[#This Row],[Fortis Rebate Category ]])), \"\", IF(ISTEXT(Table2[[#This Row],[Fortis Rebate Category ]]), IFERROR(INDEX(Table13BCHECM,MATCH(Table2[[#This Row],[Fortis Rebate Category ]],Table13[Fortis New Lighting source],0)),\"\"), IF(ISTEXT(Table2[[#This Row],[BC Hydro Rebate Category ]]), IFERROR(INDEX(Table13BCHECM,MATCH(Table2[[#This Row],[BC Hydro Rebate Category ]],Table13BCHRebateCategory,0)),\"\"), \"\"))))","v":""},{"$f":"IF(Table2[[#This Row],[Lighting  Technology]]=\"Other\", 0, IF( AND(ISBLANK(Table2[[#This Row],[BC Hydro Rebate Category ]]),ISBLANK(Table2[[#This Row],[Fortis Rebate Category ]])), \"\", IF(ISTEXT(Table2[[#This Row],[Fortis Rebate Category ]]), IFERROR(INDEX(Table13Persistence,MATCH(Table2[[#This Row],[Fortis Rebate Category ]],Table13[Fortis New Lighting source],0)),\"\"), IF(ISTEXT(Table2[[#This Row],[BC Hydro Rebate Category ]]), IFERROR(INDEX(Table13Persistence,MATCH(Table2[[#This Row],[BC Hydro Rebate Category ]],Table13BCHRebateCategory,0)),\"\"), \"\"))))","v":""},null,{"$f":"IFERROR(INDEX(Table5ControlRebate,MATCH(Table2[[#This Row],[Control Type]],Table5NewControl,0)),\"\")","v":""},null,{"$f":"IF(ISBLANK(Table2[[#This Row],[Control Type]]), IF(ISBLANK(Table2[[#This Row],[Annual Usage Hours (hrs)]]),Table2[[#This Row],[Reference Hours (hrs)]], Table2[[#This Row],[Annual Usage Hours (hrs)]]), IF(AND(ISBLANK(Table2[[#This Row],[Annual Usage Hours (hrs)]]), Table2[[#This Row],[Control Type]]=\"None\"), Table2[[#This Row],[Reference Hours (hrs)]], IF(Table2[[#This Row],[Control Type]]=\"None\", Table2[[#This Row],[Annual Usage Hours (hrs)]], IF(AND(ISBLANK(Table2[[#This Row],[Annual Usage Hours (hrs)]]), Table2[[#This Row],[Control Type]]<>\"None\"), IFERROR(Table2[[#This Row],[Reference Hours (hrs)]]*0.8,\"\"), IF(Table2[[#This Row],[Control Type]]<>\"None\", IFERROR( Table2[[#This Row],[Annual Usage Hours (hrs)]]*0.8,\"\"),\"\")))))","v":""},{"$f":"IF( Table2[[#This Row],[Lighting  Technology]]=\"Other\", IF(ISBLANK(Table2[[#This Row],[Retrofit Lamp/ Luminaire Wattage (see Rebate Unit)]]),\"\",IFERROR(Table2[[#This Row],[Prescribed Quantity]]*Table2[[#This Row],[Retrofit Lamp/ Luminaire Wattage (see Rebate Unit)]],\"\")), IF(ISBLANK(Table2[[#This Row],[Retrofit Lamp/ Luminaire Wattage (see Rebate Unit)]]),IFERROR(Table2[[#This Row],[Prescribed Quantity]]*Table2[[#This Row],[Prescribed Wattage (W)]],\"\"),IFERROR(Table2[[#This Row],[Prescribed Quantity]]*Table2[[#This Row],[Retrofit Lamp/ Luminaire Wattage (see Rebate Unit)]],\"\")))","v":""},{"$f":"IFERROR((IF( Table2[[#This Row],[Lighting  Technology]]=\"Other\", Table2[[#This Row],[Prescribed Quantity]]*Table2[[#This Row],[Retrofit Lamp/ Luminaire Wattage (see Rebate Unit)]], Table2[[#This Row],[Prescribed Quantity]]*Table2[[#This Row],[Prescribed Wattage (W)]] )),\"\")","v":""},{"$f":"IF(ISBLANK(Table2[[#This Row],[New Total Demand (hidden, W)]]),\"\", IF(ISBLANK(Table2[[#This Row],[New Hours (hidden, hrs)]]), \"\", IFERROR(Table2[[#This Row],[New Hours (hidden, hrs)]]*Table2[[#This Row],[New Total Demand (hidden, W)]]/1000,\"\")))","v":""},{"$f":"IF(ISBLANK(Table2[[#This Row],[Total Demand (Hidden) W]]),\"\", IF(ISBLANK(Table2[[#This Row],[New Total Demand (hidden, W)]]), \"\", IFERROR((Table2[[#This Row],[Total Demand (Hidden) W]]-Table2[[#This Row],[New Total Demand (hidden, W)]])/1000,\"\")))","v":""},{"$f":"IF( OR(ISBLANK(Table2[[#This Row],[New Total Demand (hidden, W)]]),ISBLANK(Table2[[#This Row],[Total Demand (Hidden) W]])),\"\", IF(ISBLANK(Table2[[#This Row],[Annual Usage Hours (hrs)]]), IFERROR( Table2[[#This Row],[Reference Hours (hrs)]]*(Table2[[#This Row],[Total Demand (Hidden) W]]-Table2[[#This Row],[New Total Demand (hidden, W)]])/1000,\"\"), IFERROR( Table2[[#This Row],[Annual Usage Hours (hrs)]]*(Table2[[#This Row],[Total Demand (Hidden) W]]-Table2[[#This Row],[New Total Demand (hidden, W)]])/1000,\"\")))","v":""},{"$f":"IF( OR(ISBLANK(Table2[[#This Row],[Prescribed Total Demand (hidden, W)]]),ISBLANK(Table2[[#This Row],[Total Demand (Hidden) W]])),\"\", IF(ISBLANK(Table2[[#This Row],[Annual Usage Hours (hrs)]]), IFERROR( Table2[[#This Row],[Reference Hours (hrs)]]*((Table2[Existing Prescribed Wattage (W)]*Table2[Existing Luminaire Quantity])-Table2[[#This Row],[Prescribed Total Demand (hidden, W)]])/1000,\"\"), IFERROR( Table2[[#This Row],[Annual Usage Hours (hrs)]]*((Table2[Existing Prescribed Wattage (W)]*Table2[Existing Luminaire Quantity])-Table2[[#This Row],[Prescribed Total Demand (hidden, W)]])/1000,\"\")))","v":""},{"$f":"\"\"","v":""},{"$f":"IF(OR(Table2[[#This Row],[Control Type]]=\"None\", ISBLANK(Table2[[#This Row],[Control Type]])),\"\", IF(ISBLANK(Table2[[#This Row],[New Total Demand (hidden, W)]]),\"\", IF(ISBLANK(Table2[[#This Row],[Annual Usage Hours (hrs)]]),  IFERROR( 0.2*Table2[[#This Row],[Reference Hours (hrs)]]*Table2[[#This Row],[New Total Demand (hidden, W)]]/1000,\"\"), IFERROR( 0.2*Table2[[#This Row],[Annual Usage Hours (hrs)]]*Table2[[#This Row],[New Total Demand (hidden, W)]]/1000,\"\"))))","v":""},{"$f":"IF(AND(NOT(ISNUMBER(Table2[[#This Row],[Rebate Per Unit\n(CAD)]])),ISBLANK(Table2[[#This Row],[Control Type]])), \"\", IF(OR(Table2[[#This Row],[Rebate Per Unit\n(CAD)]]=0,AND(NOT(ISNUMBER(Table2[[#This Row],[Rebate Per Unit\n(CAD)]])), ISTEXT(Table2[[#This Row],[Control Type]]))), 0, IFERROR(Table2[[#This Row],[Prescribed Quantity]]*Table2[[#This Row],[Rebate Per Unit\n(CAD)]],\"\")))","v":""},{"$f":" IF(AND(ISBLANK(Table2[[#This Row],[Control Type]]),ISNUMBER(Table2[[#This Row],[Rebate Value (CAD)]])),0, IFERROR(Table2[[#This Row],[Control Quantity]]*Table2[[#This Row],[Control Rebate per Unit\n(CAD)]],\"\"))","v":""},{"$f":"IF(AND(ISBLANK(Table2[[#This Row],[Rebate Value (CAD)]]),ISBLANK(Table2[[#This Row],[Rebate Value for Controls (CAD)]])), \"\", IFERROR(Table2[[#This Row],[Rebate Value (CAD)]]+Table2[[#This Row],[Rebate Value for Controls (CAD)]],\"\"))","v":""},{"$f":"IF(Table2[[#This Row],[Lighting  Technology]]=\"Other\",\"Other - \"&Table2[[#This Row],[Other - Lighting Technology Description]],Table2[[#This Row],[BC Hydro Rebate Category ]])","v":0},{"$f":"Table2[[#This Row],[BC Hydro Rebate Category ]]&Table2[[#This Row],[Retrofit Part '# (mandatory to validate Rebates)]]","v":""}]
[null,null,null,null,null,null,{"$f":"IF(ISBLANK(Table2[[#This Row],[Prescribed Lighting Source]]), \"\", IFERROR( INDEX(Table13ExistingPrescribedWattage,MATCH(Table2[[#This Row],[Prescribed Lighting Source]],Table13ExistingLightingSource,0)), IFERROR(INDEX(Table13ExistingPrescribedWattage,MATCH(Table2[[#This Row],[Fortis Rebate Category ]],Table13NewLightingSource,0)),\"-\")))","v":""},null,{"$f":"IFERROR(INDEX(SpaceTypeHours,MATCH(Table2[[#This Row],[Space Type]],SpaceType,0)),\"\")","v":""},null,{"$f":"IFERROR(IF(Table2[[#This Row],[Lighting  Technology]]=\"Other\",Table2[[#This Row],[Existing Effective Input Wattage (W)]]*Table2[[#This Row],[Existing Luminaire Quantity]],Table2[[#This Row],[Existing Prescribed Wattage (W)]]*Table2[[#This Row],[Existing Luminaire Quantity]]),\"\")","v":""},{"$f":"IF(Table2[Lighting  Technology] = \"Other\",(Table2[[#This Row],[Existing Luminaire Quantity]]*Table2[[#This Row],[Existing Effective Input Wattage (W)]]), IF(Table2[Existing Prescribed Wattage (W)] = \"\",\"\", IF( ISBLANK(Table2[[#This Row],[Existing Effective Input Wattage (W)]]), (Table2[[#This Row],[Existing Luminaire Quantity]]*Table2[[#This Row],[Existing Prescribed Wattage (W)]]),(Table2[[#This Row],[Existing Luminaire Quantity]]*Table2[[#This Row],[Existing Effective Input Wattage (W)]]))))","v":""},{"$f":"IF( (ISBLANK(Table2[[#This Row],[Annual Usage Hours (hrs)]])), IFERROR(Table2[[#This Row],[Reference Hours (hrs)]]*Table2[[#This Row],[Total Demand (Hidden) W]]/1000,\"\"), IFERROR(Table2[[#This Row],[Annual Usage Hours (hrs)]]*Table2[[#This Row],[Total Demand (Hidden) W]]/1000,\"\"))","v":""},null,null,{"$f":"IF(Table2[[#This Row],[Lighting  Technology]]=\"Other\", 0, IF( AND(ISBLANK(Table2[[#This Row],[BC Hydro Rebate Category ]]),ISBLANK(Table2[[#This Row],[Fortis Rebate Category ]])), \"\", IF(ISTEXT(Table2[[#This Row],[Fortis Rebate Category ]]), IFERROR(INDEX(Table13[Rebate],MATCH(Table2[[#This Row],[Fortis Rebate Category ]],Table13[Fortis New Lighting source],0)),\"\"), IF(ISTEXT(Table2[[#This Row],[BC Hydro Rebate Category ]]), IFERROR(INDEX(Table13Rebate,MATCH(Table2[[#This Row],[BC Hydro Rebate Category ]],Table13BCHRebateCategory,0)),\"\"), \"\"))))","v":""},{"$f":" IF(Table2[[#This Row],[Lighting  Technology]]=\"Other\", \"per Unit\", IF( AND(ISBLANK(Table2[[#This Row],[BC Hydro Rebate Category ]]),ISBLANK(Table2[[#This Row],[Fortis Rebate Category ]])), \"\", IF(ISTEXT(Table2[[#This Row],[Fortis Rebate Category ]]), IFERROR(INDEX(Table13PerUnit,MATCH(Table2[[#This Row],[Fortis Rebate Category ]],Table13[Fortis New Lighting source],0)),\"\"), IF(ISTEXT(Table2[[#This Row],[BC Hydro Rebate Category ]]), IFERROR(INDEX(Table13PerUnit,MATCH(Table2[[#This Row],[BC Hydro Rebate Category ]],Table13BCHRebateCategory,0)),\"\"), \"\"))))","v":""},null,{"$f":"IF( AND(ISBLANK(Table2[[#This Row],[Existing Luminaire Quantity]]),ISBLANK(Table2[[#This Row],[Prescribed Lighting Source]])), \"\", IF( OR(AND(ISNUMBER(SEARCH(\"lamp fl.\",Table2[[#This Row],[Prescribed Lighting Source]])),ISNUMBER(SEARCH(\"T8 lamp\",Table2[[#This Row],[BC Hydro Rebate Category ]]))),AND(ISNUMBER(SEARCH(\"T5HO\",Table2[[#This Row],[Prescribed Lighting Source]])),ISNUMBER(SEARCH(\"T5HO\",Table2[[#This Row],[BC Hydro Rebate Category ]]))),AND(ISNUMBER(SEARCH(\"lamp fl.\",Table2[[#This Row],[Prescribed Lighting Source]])),ISNUMBER(SEARCH(\"T8 lamp\",Table2[[#This Row],[Fortis Rebate Category ]]))),AND(ISNUMBER(SEARCH(\"T5HO\",Table2[[#This Row],[Prescribed Lighting Source]])),ISNUMBER(SEARCH(\"T5HO\",Table2[[#This Row],[Fortis Rebate Category ]])))          ),  IFERROR(INDEX(Table13NumberofLamps,MATCH(Table2[[#This Row],[Prescribed Lighting Source]],Table13ExistingLightingSource,0))*Table2[[#This Row],[Existing Luminaire Quantity]], \"-\"),  IF(Table2[[#This Row],[Lighting  Technology]]=\"Other\", IFERROR(Table2[[#This Row],[Existing Luminaire Quantity]],\"-\"), IFERROR(Table2[[#This Row],[Existing Luminaire Quantity]],\"-\"))))","v":""},{"$f":"IF( AND(ISBLANK(Table2[[#This Row],[BC Hydro Rebate Category ]]),ISBLANK(Table2[[#This Row],[Fortis Rebate Category ]])), \"\", IF(ISTEXT(Table2[[#This Row],[Fortis Rebate Category ]]), IFERROR(INDEX(Table13NewPrescribedWattage,MATCH(Table2[[#This Row],[Fortis Rebate Category ]],Table13[Fortis New Lighting source],0)),\"\"), IF(ISTEXT(Table2[[#This Row],[BC Hydro Rebate Category ]]), IFERROR(INDEX(Table13NewPrescribedWattage,MATCH(Table2[[#This Row],[BC Hydro Rebate Category ]],Table13BCHRebateCategory,0)),\"\"), \"\")))","v":""},null,null,{"$f":"IF(Table2[[#This Row],[Lighting  Technology]]=\"Other\", \"-\", IF( AND(ISBLANK(Table2[[#This Row],[BC Hydro Rebate Category ]]),ISBLANK(Table2[[#This Row],[Fortis Rebate Category ]])), \"\", IF(ISTEXT(Table2[[#This Row],[Fortis Rebate Category ]]), IFERROR(INDEX(Table13BCHECM,MATCH(Table2[[#This Row],[Fortis Rebate Category ]],Table13[Fortis New Lighting source],0)),\"\"), IF(ISTEXT(Table2[[#This Row],[BC Hydro Rebate Category ]]), IFERROR(INDEX(Table13BCHECM,MATCH(Table2[[#This Row],[BC Hydro Rebate Category ]],Table13BCHRebateCategory,0)),\"\"), \"\"))))","v":""},{"$f":"IF(Table2[[#This Row],[Lighting  Technology]]=\"Other\", 0, IF( AND(ISBLANK(Table2[[#This Row],[BC Hydro Rebate Category ]]),ISBLANK(Table2[[#This Row],[Fortis Rebate Category ]])), \"\", IF(ISTEXT(Table2[[#This Row],[Fortis Rebate Category ]]), IFERROR(INDEX(Table13Persistence,MATCH(Table2[[#This Row],[Fortis Rebate Category ]],Table13[Fortis New Lighting source],0)),\"\"), IF(ISTEXT(Table2[[#This Row],[BC Hydro Rebate Category ]]), IFERROR(INDEX(Table13Persistence,MATCH(Table2[[#This Row],[BC Hydro Rebate Category ]],Table13BCHRebateCategory,0)),\"\"), \"\"))))","v":""},null,{"$f":"IFERROR(INDEX(Table5ControlRebate,MATCH(Table2[[#This Row],[Control Type]],Table5NewControl,0)),\"\")","v":""},null,{"$f":"IF(ISBLANK(Table2[[#This Row],[Control Type]]), IF(ISBLANK(Table2[[#This Row],[Annual Usage Hours (hrs)]]),Table2[[#This Row],[Reference Hours (hrs)]], Table2[[#This Row],[Annual Usage Hours (hrs)]]), IF(AND(ISBLANK(Table2[[#This Row],[Annual Usage Hours (hrs)]]), Table2[[#This Row],[Control Type]]=\"None\"), Table2[[#This Row],[Reference Hours (hrs)]], IF(Table2[[#This Row],[Control Type]]=\"None\", Table2[[#This Row],[Annual Usage Hours (hrs)]], IF(AND(ISBLANK(Table2[[#This Row],[Annual Usage Hours (hrs)]]), Table2[[#This Row],[Control Type]]<>\"None\"), IFERROR(Table2[[#This Row],[Reference Hours (hrs)]]*0.8,\"\"), IF(Table2[[#This Row],[Control Type]]<>\"None\", IFERROR( Table2[[#This Row],[Annual Usage Hours (hrs)]]*0.8,\"\"),\"\")))))","v":""},{"$f":"IF( Table2[[#This Row],[Lighting  Technology]]=\"Other\", IF(ISBLANK(Table2[[#This Row],[Retrofit Lamp/ Luminaire Wattage (see Rebate Unit)]]),\"\",IFERROR(Table2[[#This Row],[Prescribed Quantity]]*Table2[[#This Row],[Retrofit Lamp/ Luminaire Wattage (see Rebate Unit)]],\"\")), IF(ISBLANK(Table2[[#This Row],[Retrofit Lamp/ Luminaire Wattage (see Rebate Unit)]]),IFERROR(Table2[[#This Row],[Prescribed Quantity]]*Table2[[#This Row],[Prescribed Wattage (W)]],\"\"),IFERROR(Table2[[#This Row],[Prescribed Quantity]]*Table2[[#This Row],[Retrofit Lamp/ Luminaire Wattage (see Rebate Unit)]],\"\")))","v":""},{"$f":"IFERROR((IF( Table2[[#This Row],[Lighting  Technology]]=\"Other\", Table2[[#This Row],[Prescribed Quantity]]*Table2[[#This Row],[Retrofit Lamp/ Luminaire Wattage (see Rebate Unit)]], Table2[[#This Row],[Prescribed Quantity]]*Table2[[#This Row],[Prescribed Wattage (W)]] )),\"\")","v":""},{"$f":"IF(ISBLANK(Table2[[#This Row],[New Total Demand (hidden, W)]]),\"\", IF(ISBLANK(Table2[[#This Row],[New Hours (hidden, hrs)]]), \"\", IFERROR(Table2[[#This Row],[New Hours (hidden, hrs)]]*Table2[[#This Row],[New Total Demand (hidden, W)]]/1000,\"\")))","v":""},{"$f":"IF(ISBLANK(Table2[[#This Row],[Total Demand (Hidden) W]]),\"\", IF(ISBLANK(Table2[[#This Row],[New Total Demand (hidden, W)]]), \"\", IFERROR((Table2[[#This Row],[Total Demand (Hidden) W]]-Table2[[#This Row],[New Total Demand (hidden, W)]])/1000,\"\")))","v":""},{"$f":"IF( OR(ISBLANK(Table2[[#This Row],[New Total Demand (hidden, W)]]),ISBLANK(Table2[[#This Row],[Total Demand (Hidden) W]])),\"\", IF(ISBLANK(Table2[[#This Row],[Annual Usage Hours (hrs)]]), IFERROR( Table2[[#This Row],[Reference Hours (hrs)]]*(Table2[[#This Row],[Total Demand (Hidden) W]]-Table2[[#This Row],[New Total Demand (hidden, W)]])/1000,\"\"), IFERROR( Table2[[#This Row],[Annual Usage Hours (hrs)]]*(Table2[[#This Row],[Total Demand (Hidden) W]]-Table2[[#This Row],[New Total Demand (hidden, W)]])/1000,\"\")))","v":""},{"$f":"IF( OR(ISBLANK(Table2[[#This Row],[Prescribed Total Demand (hidden, W)]]),ISBLANK(Table2[[#This Row],[Total Demand (Hidden) W]])),\"\", IF(ISBLANK(Table2[[#This Row],[Annual Usage Hours (hrs)]]), IFERROR( Table2[[#This Row],[Reference Hours (hrs)]]*((Table2[Existing Prescribed Wattage (W)]*Table2[Existing Luminaire Quantity])-Table2[[#This Row],[Prescribed Total Demand (hidden, W)]])/1000,\"\"), IFERROR( Table2[[#This Row],[Annual Usage Hours (hrs)]]*((Table2[Existing Prescribed Wattage (W)]*Table2[Existing Luminaire Quantity])-Table2[[#This Row],[Prescribed Total Demand (hidden, W)]])/1000,\"\")))","v":""},{"$f":"\"\"","v":""},{"$f":"IF(OR(Table2[[#This Row],[Control Type]]=\"None\", ISBLANK(Table2[[#This Row],[Control Type]])),\"\", IF(ISBLANK(Table2[[#This Row],[New Total Demand (hidden, W)]]),\"\", IF(ISBLANK(Table2[[#This Row],[Annual Usage Hours (hrs)]]),  IFERROR( 0.2*Table2[[#This Row],[Reference Hours (hrs)]]*Table2[[#This Row],[New Total Demand (hidden, W)]]/1000,\"\"), IFERROR( 0.2*Table2[[#This Row],[Annual Usage Hours (hrs)]]*Table2[[#This Row],[New Total Demand (hidden, W)]]/1000,\"\"))))","v":""},{"$f":"IF(AND(NOT(ISNUMBER(Table2[[#This Row],[Rebate Per Unit\n(CAD)]])),ISBLANK(Table2[[#This Row],[Control Type]])), \"\", IF(OR(Table2[[#This Row],[Rebate Per Unit\n(CAD)]]=0,AND(NOT(ISNUMBER(Table2[[#This Row],[Rebate Per Unit\n(CAD)]])), ISTEXT(Table2[[#This Row],[Control Type]]))), 0, IFERROR(Table2[[#This Row],[Prescribed Quantity]]*Table2[[#This Row],[Rebate Per Unit\n(CAD)]],\"\")))","v":""},{"$f":" IF(AND(ISBLANK(Table2[[#This Row],[Control Type]]),ISNUMBER(Table2[[#This Row],[Rebate Value (CAD)]])),0, IFERROR(Table2[[#This Row],[Control Quantity]]*Table2[[#This Row],[Control Rebate per Unit\n(CAD)]],\"\"))","v":""},{"$f":"IF(AND(ISBLANK(Table2[[#This Row],[Rebate Value (CAD)]]),ISBLANK(Table2[[#This Row],[Rebate Value for Controls (CAD)]])), \"\", IFERROR(Table2[[#This Row],[Rebate Value (CAD)]]+Table2[[#This Row],[Rebate Value for Controls (CAD)]],\"\"))","v":""},{"$f":"IF(Table2[[#This Row],[Lighting  Technology]]=\"Other\",\"Other - \"&Table2[[#This Row],[Other - Lighting Technology Description]],Table2[[#This Row],[BC Hydro Rebate Category ]])","v":0},{"$f":"Table2[[#This Row],[BC Hydro Rebate Category ]]&Table2[[#This Row],[Retrofit Part '# (mandatory to validate Rebates)]]","v":""}]
[null,null,null,null,null,null,{"$f":"IF(ISBLANK(Table2[[#This Row],[Prescribed Lighting Source]]), \"\", IFERROR( INDEX(Table13ExistingPrescribedWattage,MATCH(Table2[[#This Row],[Prescribed Lighting Source]],Table13ExistingLightingSource,0)), IFERROR(INDEX(Table13ExistingPrescribedWattage,MATCH(Table2[[#This Row],[Fortis Rebate Category ]],Table13NewLightingSource,0)),\"-\")))","v":""},null,{"$f":"IFERROR(INDEX(SpaceTypeHours,MATCH(Table2[[#This Row],[Space Type]],SpaceType,0)),\"\")","v":""},null,{"$f":"IFERROR(IF(Table2[[#This Row],[Lighting  Technology]]=\"Other\",Table2[[#This Row],[Existing Effective Input Wattage (W)]]*Table2[[#This Row],[Existing Luminaire Quantity]],Table2[[#This Row],[Existing Prescribed Wattage (W)]]*Table2[[#This Row],[Existing Luminaire Quantity]]),\"\")","v":""},{"$f":"IF(Table2[Lighting  Technology] = \"Other\",(Table2[[#This Row],[Existing Luminaire Quantity]]*Table2[[#This Row],[Existing Effective Input Wattage (W)]]), IF(Table2[Existing Prescribed Wattage (W)] = \"\",\"\", IF( ISBLANK(Table2[[#This Row],[Existing Effective Input Wattage (W)]]), (Table2[[#This Row],[Existing Luminaire Quantity]]*Table2[[#This Row],[Existing Prescribed Wattage (W)]]),(Table2[[#This Row],[Existing Luminaire Quantity]]*Table2[[#This Row],[Existing Effective Input Wattage (W)]]))))","v":""},{"$f":"IF( (ISBLANK(Table2[[#This Row],[Annual Usage Hours (hrs)]])), IFERROR(Table2[[#This Row],[Reference Hours (hrs)]]*Table2[[#This Row],[Total Demand (Hidden) W]]/1000,\"\"), IFERROR(Table2[[#This Row],[Annual Usage Hours (hrs)]]*Table2[[#This Row],[Total Demand (Hidden) W]]/1000,\"\"))","v":""},null,null,{"$f":"IF(Table2[[#This Row],[Lighting  Technology]]=\"Other\", 0, IF( AND(ISBLANK(Table2[[#This Row],[BC Hydro Rebate Category ]]),ISBLANK(Table2[[#This Row],[Fortis Rebate Category ]])), \"\", IF(ISTEXT(Table2[[#This Row],[Fortis Rebate Category ]]), IFERROR(INDEX(Table13[Rebate],MATCH(Table2[[#This Row],[Fortis Rebate Category ]],Table13[Fortis New Lighting source],0)),\"\"), IF(ISTEXT(Table2[[#This Row],[BC Hydro Rebate Category ]]), IFERROR(INDEX(Table13Rebate,MATCH(Table2[[#This Row],[BC Hydro Rebate Category ]],Table13BCHRebateCategory,0)),\"\"), \"\"))))","v":""},{"$f":" IF(Table2[[#This Row],[Lighting  Technology]]=\"Other\", \"per Unit\", IF( AND(ISBLANK(Table2[[#This Row],[BC Hydro Rebate Category ]]),ISBLANK(Table2[[#This Row],[Fortis Rebate Category ]])), \"\", IF(ISTEXT(Table2[[#This Row],[Fortis Rebate Category ]]), IFERROR(INDEX(Table13PerUnit,MATCH(Table2[[#This Row],[Fortis Rebate Category ]],Table13[Fortis New Lighting source],0)),\"\"), IF(ISTEXT(Table2[[#This Row],[BC Hydro Rebate Category ]]), IFERROR(INDEX(Table13PerUnit,MATCH(Table2[[#This Row],[BC Hydro Rebate Category ]],Table13BCHRebateCategory,0)),\"\"), \"\"))))","v":""},null,{"$f":"IF( AND(ISBLANK(Table2[[#This Row],[Existing Luminaire Quantity]]),ISBLANK(Table2[[#This Row],[Prescribed Lighting Source]])), \"\", IF( OR(AND(ISNUMBER(SEARCH(\"lamp fl.\",Table2[[#This Row],[Prescribed Lighting Source]])),ISNUMBER(SEARCH(\"T8 lamp\",Table2[[#This Row],[BC Hydro Rebate Category ]]))),AND(ISNUMBER(SEARCH(\"T5HO\",Table2[[#This Row],[Prescribed Lighting Source]])),ISNUMBER(SEARCH(\"T5HO\",Table2[[#This Row],[BC Hydro Rebate Category ]]))),AND(ISNUMBER(SEARCH(\"lamp fl.\",Table2[[#This Row],[Prescribed Lighting Source]])),ISNUMBER(SEARCH(\"T8 lamp\",Table2[[#This Row],[Fortis Rebate Category ]]))),AND(ISNUMBER(SEARCH(\"T5HO\",Table2[[#This Row],[Prescribed Lighting Source]])),ISNUMBER(SEARCH(\"T5HO\",Table2[[#This Row],[Fortis Rebate Category ]])))          ),  IFERROR(INDEX(Table13NumberofLamps,MATCH(Table2[[#This Row],[Prescribed Lighting Source]],Table13ExistingLightingSource,0))*Table2[[#This Row],[Existing Luminaire Quantity]], \"-\"),  IF(Table2[[#This Row],[Lighting  Technology]]=\"Other\", IFERROR(Table2[[#This Row],[Existing Luminaire Quantity]],\"-\"), IFERROR(Table2[[#This Row],[Existing Luminaire Quantity]],\"-\"))))","v":""},{"$f":"IF( AND(ISBLANK(Table2[[#This Row],[BC Hydro Rebate Category ]]),ISBLANK(Table2[[#This Row],[Fortis Rebate Category ]])), \"\", IF(ISTEXT(Table2[[#This Row],[Fortis Rebate Category ]]), IFERROR(INDEX(Table13NewPrescribedWattage,MATCH(Table2[[#This Row],[Fortis Rebate Category ]],Table13[Fortis New Lighting source],0)),\"\"), IF(ISTEXT(Table2[[#This Row],[BC Hydro Rebate Category ]]), IFERROR(INDEX(Table13NewPrescribedWattage,MATCH(Table2[[#This Row],[BC Hydro Rebate Category ]],Table13BCHRebateCategory,0)),\"\"), \"\")))","v":""},null,null,{"$f":"IF(Table2[[#This Row],[Lighting  Technology]]=\"Other\", \"-\", IF( AND(ISBLANK(Table2[[#This Row],[BC Hydro Rebate Category ]]),ISBLANK(Table2[[#This Row],[Fortis Rebate Category ]])), \"\", IF(ISTEXT(Table2[[#This Row],[Fortis Rebate Category ]]), IFERROR(INDEX(Table13BCHECM,MATCH(Table2[[#This Row],[Fortis Rebate Category ]],Table13[Fortis New Lighting source],0)),\"\"), IF(ISTEXT(Table2[[#This Row],[BC Hydro Rebate Category ]]), IFERROR(INDEX(Table13BCHECM,MATCH(Table2[[#This Row],[BC Hydro Rebate Category ]],Table13BCHRebateCategory,0)),\"\"), \"\"))))","v":""},{"$f":"IF(Table2[[#This Row],[Lighting  Technology]]=\"Other\", 0, IF( AND(ISBLANK(Table2[[#This Row],[BC Hydro Rebate Category ]]),ISBLANK(Table2[[#This Row],[Fortis Rebate Category ]])), \"\", IF(ISTEXT(Table2[[#This Row],[Fortis Rebate Category ]]), IFERROR(INDEX(Table13Persistence,MATCH(Table2[[#This Row],[Fortis Rebate Category ]],Table13[Fortis New Lighting source],0)),\"\"), IF(ISTEXT(Table2[[#This Row],[BC Hydro Rebate Category ]]), IFERROR(INDEX(Table13Persistence,MATCH(Table2[[#This Row],[BC Hydro Rebate Category ]],Table13BCHRebateCategory,0)),\"\"), \"\"))))","v":""},null,{"$f":"IFERROR(INDEX(Table5ControlRebate,MATCH(Table2[[#This Row],[Control Type]],Table5NewControl,0)),\"\")","v":""},null,{"$f":"IF(ISBLANK(Table2[[#This Row],[Control Type]]), IF(ISBLANK(Table2[[#This Row],[Annual Usage Hours (hrs)]]),Table2[[#This Row],[Reference Hours (hrs)]], Table2[[#This Row],[Annual Usage Hours (hrs)]]), IF(AND(ISBLANK(Table2[[#This Row],[Annual Usage Hours (hrs)]]), Table2[[#This Row],[Control Type]]=\"None\"), Table2[[#This Row],[Reference Hours (hrs)]], IF(Table2[[#This Row],[Control Type]]=\"None\", Table2[[#This Row],[Annual Usage Hours (hrs)]], IF(AND(ISBLANK(Table2[[#This Row],[Annual Usage Hours (hrs)]]), Table2[[#This Row],[Control Type]]<>\"None\"), IFERROR(Table2[[#This Row],[Reference Hours (hrs)]]*0.8,\"\"), IF(Table2[[#This Row],[Control Type]]<>\"None\", IFERROR( Table2[[#This Row],[Annual Usage Hours (hrs)]]*0.8,\"\"),\"\")))))","v":""},{"$f":"IF( Table2[[#This Row],[Lighting  Technology]]=\"Other\", IF(ISBLANK(Table2[[#This Row],[Retrofit Lamp/ Luminaire Wattage (see Rebate Unit)]]),\"\",IFERROR(Table2[[#This Row],[Prescribed Quantity]]*Table2[[#This Row],[Retrofit Lamp/ Luminaire Wattage (see Rebate Unit)]],\"\")), IF(ISBLANK(Table2[[#This Row],[Retrofit Lamp/ Luminaire Wattage (see Rebate Unit)]]),IFERROR(Table2[[#This Row],[Prescribed Quantity]]*Table2[[#This Row],[Prescribed Wattage (W)]],\"\"),IFERROR(Table2[[#This Row],[Prescribed Quantity]]*Table2[[#This Row],[Retrofit Lamp/ Luminaire Wattage (see Rebate Unit)]],\"\")))","v":""},{"$f":"IFERROR((IF( Table2[[#This Row],[Lighting  Technology]]=\"Other\", Table2[[#This Row],[Prescribed Quantity]]*Table2[[#This Row],[Retrofit Lamp/ Luminaire Wattage (see Rebate Unit)]], Table2[[#This Row],[Prescribed Quantity]]*Table2[[#This Row],[Prescribed Wattage (W)]] )),\"\")","v":""},{"$f":"IF(ISBLANK(Table2[[#This Row],[New Total Demand (hidden, W)]]),\"\", IF(ISBLANK(Table2[[#This Row],[New Hours (hidden, hrs)]]), \"\", IFERROR(Table2[[#This Row],[New Hours (hidden, hrs)]]*Table2[[#This Row],[New Total Demand (hidden, W)]]/1000,\"\")))","v":""},{"$f":"IF(ISBLANK(Table2[[#This Row],[Total Demand (Hidden) W]]),\"\", IF(ISBLANK(Table2[[#This Row],[New Total Demand (hidden, W)]]), \"\", IFERROR((Table2[[#This Row],[Total Demand (Hidden) W]]-Table2[[#This Row],[New Total Demand (hidden, W)]])/1000,\"\")))","v":""},{"$f":"IF( OR(ISBLANK(Table2[[#This Row],[New Total Demand (hidden, W)]]),ISBLANK(Table2[[#This Row],[Total Demand (Hidden) W]])),\"\", IF(ISBLANK(Table2[[#This Row],[Annual Usage Hours (hrs)]]), IFERROR( Table2[[#This Row],[Reference Hours (hrs)]]*(Table2[[#This Row],[Total Demand (Hidden) W]]-Table2[[#This Row],[New Total Demand (hidden, W)]])/1000,\"\"), IFERROR( Table2[[#This Row],[Annual Usage Hours (hrs)]]*(Table2[[#This Row],[Total Demand (Hidden) W]]-Table2[[#This Row],[New Total Demand (hidden, W)]])/1000,\"\")))","v":""},{"$f":"IF( OR(ISBLANK(Table2[[#This Row],[Prescribed Total Demand (hidden, W)]]),ISBLANK(Table2[[#This Row],[Total Demand (Hidden) W]])),\"\", IF(ISBLANK(Table2[[#This Row],[Annual Usage Hours (hrs)]]), IFERROR( Table2[[#This Row],[Reference Hours (hrs)]]*((Table2[Existing Prescribed Wattage (W)]*Table2[Existing Luminaire Quantity])-Table2[[#This Row],[Prescribed Total Demand (hidden, W)]])/1000,\"\"), IFERROR( Table2[[#This Row],[Annual Usage Hours (hrs)]]*((Table2[Existing Prescribed Wattage (W)]*Table2[Existing Luminaire Quantity])-Table2[[#This Row],[Prescribed Total Demand (hidden, W)]])/1000,\"\")))","v":""},{"$f":"\"\"","v":""},{"$f":"IF(OR(Table2[[#This Row],[Control Type]]=\"None\", ISBLANK(Table2[[#This Row],[Control Type]])),\"\", IF(ISBLANK(Table2[[#This Row],[New Total Demand (hidden, W)]]),\"\", IF(ISBLANK(Table2[[#This Row],[Annual Usage Hours (hrs)]]),  IFERROR( 0.2*Table2[[#This Row],[Reference Hours (hrs)]]*Table2[[#This Row],[New Total Demand (hidden, W)]]/1000,\"\"), IFERROR( 0.2*Table2[[#This Row],[Annual Usage Hours (hrs)]]*Table2[[#This Row],[New Total Demand (hidden, W)]]/1000,\"\"))))","v":""},{"$f":"IF(AND(NOT(ISNUMBER(Table2[[#This Row],[Rebate Per Unit\n(CAD)]])),ISBLANK(Table2[[#This Row],[Control Type]])), \"\", IF(OR(Table2[[#This Row],[Rebate Per Unit\n(CAD)]]=0,AND(NOT(ISNUMBER(Table2[[#This Row],[Rebate Per Unit\n(CAD)]])), ISTEXT(Table2[[#This Row],[Control Type]]))), 0, IFERROR(Table2[[#This Row],[Prescribed Quantity]]*Table2[[#This Row],[Rebate Per Unit\n(CAD)]],\"\")))","v":""},{"$f":" IF(AND(ISBLANK(Table2[[#This Row],[Control Type]]),ISNUMBER(Table2[[#This Row],[Rebate Value (CAD)]])),0, IFERROR(Table2[[#This Row],[Control Quantity]]*Table2[[#This Row],[Control Rebate per Unit\n(CAD)]],\"\"))","v":""},{"$f":"IF(AND(ISBLANK(Table2[[#This Row],[Rebate Value (CAD)]]),ISBLANK(Table2[[#This Row],[Rebate Value for Controls (CAD)]])), \"\", IFERROR(Table2[[#This Row],[Rebate Value (CAD)]]+Table2[[#This Row],[Rebate Value for Controls (CAD)]],\"\"))","v":""},{"$f":"IF(Table2[[#This Row],[Lighting  Technology]]=\"Other\",\"Other - \"&Table2[[#This Row],[Other - Lighting Technology Description]],Table2[[#This Row],[BC Hydro Rebate Category ]])","v":0},{"$f":"Table2[[#This Row],[BC Hydro Rebate Category ]]&Table2[[#This Row],[Retrofit Part '# (mandatory to validate Rebates)]]","v":""}]
[null,null,null,null,null,null,{"$f":"IF(ISBLANK(Table2[[#This Row],[Prescribed Lighting Source]]), \"\", IFERROR( INDEX(Table13ExistingPrescribedWattage,MATCH(Table2[[#This Row],[Prescribed Lighting Source]],Table13ExistingLightingSource,0)), IFERROR(INDEX(Table13ExistingPrescribedWattage,MATCH(Table2[[#This Row],[Fortis Rebate Category ]],Table13NewLightingSource,0)),\"-\")))","v":""},null,{"$f":"IFERROR(INDEX(SpaceTypeHours,MATCH(Table2[[#This Row],[Space Type]],SpaceType,0)),\"\")","v":""},null,{"$f":"IFERROR(IF(Table2[[#This Row],[Lighting  Technology]]=\"Other\",Table2[[#This Row],[Existing Effective Input Wattage (W)]]*Table2[[#This Row],[Existing Luminaire Quantity]],Table2[[#This Row],[Existing Prescribed Wattage (W)]]*Table2[[#This Row],[Existing Luminaire Quantity]]),\"\")","v":""},{"$f":"IF(Table2[Lighting  Technology] = \"Other\",(Table2[[#This Row],[Existing Luminaire Quantity]]*Table2[[#This Row],[Existing Effective Input Wattage (W)]]), IF(Table2[Existing Prescribed Wattage (W)] = \"\",\"\", IF( ISBLANK(Table2[[#This Row],[Existing Effective Input Wattage (W)]]), (Table2[[#This Row],[Existing Luminaire Quantity]]*Table2[[#This Row],[Existing Prescribed Wattage (W)]]),(Table2[[#This Row],[Existing Luminaire Quantity]]*Table2[[#This Row],[Existing Effective Input Wattage (W)]]))))","v":""},{"$f":"IF( (ISBLANK(Table2[[#This Row],[Annual Usage Hours (hrs)]])), IFERROR(Table2[[#This Row],[Reference Hours (hrs)]]*Table2[[#This Row],[Total Demand (Hidden) W]]/1000,\"\"), IFERROR(Table2[[#This Row],[Annual Usage Hours (hrs)]]*Table2[[#This Row],[Total Demand (Hidden) W]]/1000,\"\"))","v":""},null,null,{"$f":"IF(Table2[[#This Row],[Lighting  Technology]]=\"Other\", 0, IF( AND(ISBLANK(Table2[[#This Row],[BC Hydro Rebate Category ]]),ISBLANK(Table2[[#This Row],[Fortis Rebate Category ]])), \"\", IF(ISTEXT(Table2[[#This Row],[Fortis Rebate Category ]]), IFERROR(INDEX(Table13[Rebate],MATCH(Table2[[#This Row],[Fortis Rebate Category ]],Table13[Fortis New Lighting source],0)),\"\"), IF(ISTEXT(Table2[[#This Row],[BC Hydro Rebate Category ]]), IFERROR(INDEX(Table13Rebate,MATCH(Table2[[#This Row],[BC Hydro Rebate Category ]],Table13BCHRebateCategory,0)),\"\"), \"\"))))","v":""},{"$f":" IF(Table2[[#This Row],[Lighting  Technology]]=\"Other\", \"per Unit\", IF( AND(ISBLANK(Table2[[#This Row],[BC Hydro Rebate Category ]]),ISBLANK(Table2[[#This Row],[Fortis Rebate Category ]])), \"\", IF(ISTEXT(Table2[[#This Row],[Fortis Rebate Category ]]), IFERROR(INDEX(Table13PerUnit,MATCH(Table2[[#This Row],[Fortis Rebate Category ]],Table13[Fortis New Lighting source],0)),\"\"), IF(ISTEXT(Table2[[#This Row],[BC Hydro Rebate Category ]]), IFERROR(INDEX(Table13PerUnit,MATCH(Table2[[#This Row],[BC Hydro Rebate Category ]],Table13BCHRebateCategory,0)),\"\"), \"\"))))","v":""},null,{"$f":"IF( AND(ISBLANK(Table2[[#This Row],[Existing Luminaire Quantity]]),ISBLANK(Table2[[#This Row],[Prescribed Lighting Source]])), \"\", IF( OR(AND(ISNUMBER(SEARCH(\"lamp fl.\",Table2[[#This Row],[Prescribed Lighting Source]])),ISNUMBER(SEARCH(\"T8 lamp\",Table2[[#This Row],[BC Hydro Rebate Category ]]))),AND(ISNUMBER(SEARCH(\"T5HO\",Table2[[#This Row],[Prescribed Lighting Source]])),ISNUMBER(SEARCH(\"T5HO\",Table2[[#This Row],[BC Hydro Rebate Category ]]))),AND(ISNUMBER(SEARCH(\"lamp fl.\",Table2[[#This Row],[Prescribed Lighting Source]])),ISNUMBER(SEARCH(\"T8 lamp\",Table2[[#This Row],[Fortis Rebate Category ]]))),AND(ISNUMBER(SEARCH(\"T5HO\",Table2[[#This Row],[Prescribed Lighting Source]])),ISNUMBER(SEARCH(\"T5HO\",Table2[[#This Row],[Fortis Rebate Category ]])))          ),  IFERROR(INDEX(Table13NumberofLamps,MATCH(Table2[[#This Row],[Prescribed Lighting Source]],Table13ExistingLightingSource,0))*Table2[[#This Row],[Existing Luminaire Quantity]], \"-\"),  IF(Table2[[#This Row],[Lighting  Technology]]=\"Other\", IFERROR(Table2[[#This Row],[Existing Luminaire Quantity]],\"-\"), IFERROR(Table2[[#This Row],[Existing Luminaire Quantity]],\"-\"))))","v":""},{"$f":"IF( AND(ISBLANK(Table2[[#This Row],[BC Hydro Rebate Category ]]),ISBLANK(Table2[[#This Row],[Fortis Rebate Category ]])), \"\", IF(ISTEXT(Table2[[#This Row],[Fortis Rebate Category ]]), IFERROR(INDEX(Table13NewPrescribedWattage,MATCH(Table2[[#This Row],[Fortis Rebate Category ]],Table13[Fortis New Lighting source],0)),\"\"), IF(ISTEXT(Table2[[#This Row],[BC Hydro Rebate Category ]]), IFERROR(INDEX(Table13NewPrescribedWattage,MATCH(Table2[[#This Row],[BC Hydro Rebate Category ]],Table13BCHRebateCategory,0)),\"\"), \"\")))","v":""},null,null,{"$f":"IF(Table2[[#This Row],[Lighting  Technology]]=\"Other\", \"-\", IF( AND(ISBLANK(Table2[[#This Row],[BC Hydro Rebate Category ]]),ISBLANK(Table2[[#This Row],[Fortis Rebate Category ]])), \"\", IF(ISTEXT(Table2[[#This Row],[Fortis Rebate Category ]]), IFERROR(INDEX(Table13BCHECM,MATCH(Table2[[#This Row],[Fortis Rebate Category ]],Table13[Fortis New Lighting source],0)),\"\"), IF(ISTEXT(Table2[[#This Row],[BC Hydro Rebate Category ]]), IFERROR(INDEX(Table13BCHECM,MATCH(Table2[[#This Row],[BC Hydro Rebate Category ]],Table13BCHRebateCategory,0)),\"\"), \"\"))))","v":""},{"$f":"IF(Table2[[#This Row],[Lighting  Technology]]=\"Other\", 0, IF( AND(ISBLANK(Table2[[#This Row],[BC Hydro Rebate Category ]]),ISBLANK(Table2[[#This Row],[Fortis Rebate Category ]])), \"\", IF(ISTEXT(Table2[[#This Row],[Fortis Rebate Category ]]), IFERROR(INDEX(Table13Persistence,MATCH(Table2[[#This Row],[Fortis Rebate Category ]],Table13[Fortis New Lighting source],0)),\"\"), IF(ISTEXT(Table2[[#This Row],[BC Hydro Rebate Category ]]), IFERROR(INDEX(Table13Persistence,MATCH(Table2[[#This Row],[BC Hydro Rebate Category ]],Table13BCHRebateCategory,0)),\"\"), \"\"))))","v":""},null,{"$f":"IFERROR(INDEX(Table5ControlRebate,MATCH(Table2[[#This Row],[Control Type]],Table5NewControl,0)),\"\")","v":""},null,{"$f":"IF(ISBLANK(Table2[[#This Row],[Control Type]]), IF(ISBLANK(Table2[[#This Row],[Annual Usage Hours (hrs)]]),Table2[[#This Row],[Reference Hours (hrs)]], Table2[[#This Row],[Annual Usage Hours (hrs)]]), IF(AND(ISBLANK(Table2[[#This Row],[Annual Usage Hours (hrs)]]), Table2[[#This Row],[Control Type]]=\"None\"), Table2[[#This Row],[Reference Hours (hrs)]], IF(Table2[[#This Row],[Control Type]]=\"None\", Table2[[#This Row],[Annual Usage Hours (hrs)]], IF(AND(ISBLANK(Table2[[#This Row],[Annual Usage Hours (hrs)]]), Table2[[#This Row],[Control Type]]<>\"None\"), IFERROR(Table2[[#This Row],[Reference Hours (hrs)]]*0.8,\"\"), IF(Table2[[#This Row],[Control Type]]<>\"None\", IFERROR( Table2[[#This Row],[Annual Usage Hours (hrs)]]*0.8,\"\"),\"\")))))","v":""},{"$f":"IF( Table2[[#This Row],[Lighting  Technology]]=\"Other\", IF(ISBLANK(Table2[[#This Row],[Retrofit Lamp/ Luminaire Wattage (see Rebate Unit)]]),\"\",IFERROR(Table2[[#This Row],[Prescribed Quantity]]*Table2[[#This Row],[Retrofit Lamp/ Luminaire Wattage (see Rebate Unit)]],\"\")), IF(ISBLANK(Table2[[#This Row],[Retrofit Lamp/ Luminaire Wattage (see Rebate Unit)]]),IFERROR(Table2[[#This Row],[Prescribed Quantity]]*Table2[[#This Row],[Prescribed Wattage (W)]],\"\"),IFERROR(Table2[[#This Row],[Prescribed Quantity]]*Table2[[#This Row],[Retrofit Lamp/ Luminaire Wattage (see Rebate Unit)]],\"\")))","v":""},{"$f":"IFERROR((IF( Table2[[#This Row],[Lighting  Technology]]=\"Other\", Table2[[#This Row],[Prescribed Quantity]]*Table2[[#This Row],[Retrofit Lamp/ Luminaire Wattage (see Rebate Unit)]], Table2[[#This Row],[Prescribed Quantity]]*Table2[[#This Row],[Prescribed Wattage (W)]] )),\"\")","v":""},{"$f":"IF(ISBLANK(Table2[[#This Row],[New Total Demand (hidden, W)]]),\"\", IF(ISBLANK(Table2[[#This Row],[New Hours (hidden, hrs)]]), \"\", IFERROR(Table2[[#This Row],[New Hours (hidden, hrs)]]*Table2[[#This Row],[New Total Demand (hidden, W)]]/1000,\"\")))","v":""},{"$f":"IF(ISBLANK(Table2[[#This Row],[Total Demand (Hidden) W]]),\"\", IF(ISBLANK(Table2[[#This Row],[New Total Demand (hidden, W)]]), \"\", IFERROR((Table2[[#This Row],[Total Demand (Hidden) W]]-Table2[[#This Row],[New Total Demand (hidden, W)]])/1000,\"\")))","v":""},{"$f":"IF( OR(ISBLANK(Table2[[#This Row],[New Total Demand (hidden, W)]]),ISBLANK(Table2[[#This Row],[Total Demand (Hidden) W]])),\"\", IF(ISBLANK(Table2[[#This Row],[Annual Usage Hours (hrs)]]), IFERROR( Table2[[#This Row],[Reference Hours (hrs)]]*(Table2[[#This Row],[Total Demand (Hidden) W]]-Table2[[#This Row],[New Total Demand (hidden, W)]])/1000,\"\"), IFERROR( Table2[[#This Row],[Annual Usage Hours (hrs)]]*(Table2[[#This Row],[Total Demand (Hidden) W]]-Table2[[#This Row],[New Total Demand (hidden, W)]])/1000,\"\")))","v":""},{"$f":"IF( OR(ISBLANK(Table2[[#This Row],[Prescribed Total Demand (hidden, W)]]),ISBLANK(Table2[[#This Row],[Total Demand (Hidden) W]])),\"\", IF(ISBLANK(Table2[[#This Row],[Annual Usage Hours (hrs)]]), IFERROR( Table2[[#This Row],[Reference Hours (hrs)]]*((Table2[Existing Prescribed Wattage (W)]*Table2[Existing Luminaire Quantity])-Table2[[#This Row],[Prescribed Total Demand (hidden, W)]])/1000,\"\"), IFERROR( Table2[[#This Row],[Annual Usage Hours (hrs)]]*((Table2[Existing Prescribed Wattage (W)]*Table2[Existing Luminaire Quantity])-Table2[[#This Row],[Prescribed Total Demand (hidden, W)]])/1000,\"\")))","v":""},{"$f":"\"\"","v":""},{"$f":"IF(OR(Table2[[#This Row],[Control Type]]=\"None\", ISBLANK(Table2[[#This Row],[Control Type]])),\"\", IF(ISBLANK(Table2[[#This Row],[New Total Demand (hidden, W)]]),\"\", IF(ISBLANK(Table2[[#This Row],[Annual Usage Hours (hrs)]]),  IFERROR( 0.2*Table2[[#This Row],[Reference Hours (hrs)]]*Table2[[#This Row],[New Total Demand (hidden, W)]]/1000,\"\"), IFERROR( 0.2*Table2[[#This Row],[Annual Usage Hours (hrs)]]*Table2[[#This Row],[New Total Demand (hidden, W)]]/1000,\"\"))))","v":""},{"$f":"IF(AND(NOT(ISNUMBER(Table2[[#This Row],[Rebate Per Unit\n(CAD)]])),ISBLANK(Table2[[#This Row],[Control Type]])), \"\", IF(OR(Table2[[#This Row],[Rebate Per Unit\n(CAD)]]=0,AND(NOT(ISNUMBER(Table2[[#This Row],[Rebate Per Unit\n(CAD)]])), ISTEXT(Table2[[#This Row],[Control Type]]))), 0, IFERROR(Table2[[#This Row],[Prescribed Quantity]]*Table2[[#This Row],[Rebate Per Unit\n(CAD)]],\"\")))","v":""},{"$f":" IF(AND(ISBLANK(Table2[[#This Row],[Control Type]]),ISNUMBER(Table2[[#This Row],[Rebate Value (CAD)]])),0, IFERROR(Table2[[#This Row],[Control Quantity]]*Table2[[#This Row],[Control Rebate per Unit\n(CAD)]],\"\"))","v":""},{"$f":"IF(AND(ISBLANK(Table2[[#This Row],[Rebate Value (CAD)]]),ISBLANK(Table2[[#This Row],[Rebate Value for Controls (CAD)]])), \"\", IFERROR(Table2[[#This Row],[Rebate Value (CAD)]]+Table2[[#This Row],[Rebate Value for Controls (CAD)]],\"\"))","v":""},{"$f":"IF(Table2[[#This Row],[Lighting  Technology]]=\"Other\",\"Other - \"&Table2[[#This Row],[Other - Lighting Technology Description]],Table2[[#This Row],[BC Hydro Rebate Category ]])","v":0},{"$f":"Table2[[#This Row],[BC Hydro Rebate Category ]]&Table2[[#This Row],[Retrofit Part '# (mandatory to validate Rebates)]]","v":""}]
[null,null,null,null,null,null,{"$f":"IF(ISBLANK(Table2[[#This Row],[Prescribed Lighting Source]]), \"\", IFERROR( INDEX(Table13ExistingPrescribedWattage,MATCH(Table2[[#This Row],[Prescribed Lighting Source]],Table13ExistingLightingSource,0)), IFERROR(INDEX(Table13ExistingPrescribedWattage,MATCH(Table2[[#This Row],[Fortis Rebate Category ]],Table13NewLightingSource,0)),\"-\")))","v":""},null,{"$f":"IFERROR(INDEX(SpaceTypeHours,MATCH(Table2[[#This Row],[Space Type]],SpaceType,0)),\"\")","v":""},null,{"$f":"IFERROR(IF(Table2[[#This Row],[Lighting  Technology]]=\"Other\",Table2[[#This Row],[Existing Effective Input Wattage (W)]]*Table2[[#This Row],[Existing Luminaire Quantity]],Table2[[#This Row],[Existing Prescribed Wattage (W)]]*Table2[[#This Row],[Existing Luminaire Quantity]]),\"\")","v":""},{"$f":"IF(Table2[Lighting  Technology] = \"Other\",(Table2[[#This Row],[Existing Luminaire Quantity]]*Table2[[#This Row],[Existing Effective Input Wattage (W)]]), IF(Table2[Existing Prescribed Wattage (W)] = \"\",\"\", IF( ISBLANK(Table2[[#This Row],[Existing Effective Input Wattage (W)]]), (Table2[[#This Row],[Existing Luminaire Quantity]]*Table2[[#This Row],[Existing Prescribed Wattage (W)]]),(Table2[[#This Row],[Existing Luminaire Quantity]]*Table2[[#This Row],[Existing Effective Input Wattage (W)]]))))","v":""},{"$f":"IF( (ISBLANK(Table2[[#This Row],[Annual Usage Hours (hrs)]])), IFERROR(Table2[[#This Row],[Reference Hours (hrs)]]*Table2[[#This Row],[Total Demand (Hidden) W]]/1000,\"\"), IFERROR(Table2[[#This Row],[Annual Usage Hours (hrs)]]*Table2[[#This Row],[Total Demand (Hidden) W]]/1000,\"\"))","v":""},null,null,{"$f":"IF(Table2[[#This Row],[Lighting  Technology]]=\"Other\", 0, IF( AND(ISBLANK(Table2[[#This Row],[BC Hydro Rebate Category ]]),ISBLANK(Table2[[#This Row],[Fortis Rebate Category ]])), \"\", IF(ISTEXT(Table2[[#This Row],[Fortis Rebate Category ]]), IFERROR(INDEX(Table13[Rebate],MATCH(Table2[[#This Row],[Fortis Rebate Category ]],Table13[Fortis New Lighting source],0)),\"\"), IF(ISTEXT(Table2[[#This Row],[BC Hydro Rebate Category ]]), IFERROR(INDEX(Table13Rebate,MATCH(Table2[[#This Row],[BC Hydro Rebate Category ]],Table13BCHRebateCategory,0)),\"\"), \"\"))))","v":""},{"$f":" IF(Table2[[#This Row],[Lighting  Technology]]=\"Other\", \"per Unit\", IF( AND(ISBLANK(Table2[[#This Row],[BC Hydro Rebate Category ]]),ISBLANK(Table2[[#This Row],[Fortis Rebate Category ]])), \"\", IF(ISTEXT(Table2[[#This Row],[Fortis Rebate Category ]]), IFERROR(INDEX(Table13PerUnit,MATCH(Table2[[#This Row],[Fortis Rebate Category ]],Table13[Fortis New Lighting source],0)),\"\"), IF(ISTEXT(Table2[[#This Row],[BC Hydro Rebate Category ]]), IFERROR(INDEX(Table13PerUnit,MATCH(Table2[[#This Row],[BC Hydro Rebate Category ]],Table13BCHRebateCategory,0)),\"\"), \"\"))))","v":""},null,{"$f":"IF( AND(ISBLANK(Table2[[#This Row],[Existing Luminaire Quantity]]),ISBLANK(Table2[[#This Row],[Prescribed Lighting Source]])), \"\", IF( OR(AND(ISNUMBER(SEARCH(\"lamp fl.\",Table2[[#This Row],[Prescribed Lighting Source]])),ISNUMBER(SEARCH(\"T8 lamp\",Table2[[#This Row],[BC Hydro Rebate Category ]]))),AND(ISNUMBER(SEARCH(\"T5HO\",Table2[[#This Row],[Prescribed Lighting Source]])),ISNUMBER(SEARCH(\"T5HO\",Table2[[#This Row],[BC Hydro Rebate Category ]]))),AND(ISNUMBER(SEARCH(\"lamp fl.\",Table2[[#This Row],[Prescribed Lighting Source]])),ISNUMBER(SEARCH(\"T8 lamp\",Table2[[#This Row],[Fortis Rebate Category ]]))),AND(ISNUMBER(SEARCH(\"T5HO\",Table2[[#This Row],[Prescribed Lighting Source]])),ISNUMBER(SEARCH(\"T5HO\",Table2[[#This Row],[Fortis Rebate Category ]])))          ),  IFERROR(INDEX(Table13NumberofLamps,MATCH(Table2[[#This Row],[Prescribed Lighting Source]],Table13ExistingLightingSource,0))*Table2[[#This Row],[Existing Luminaire Quantity]], \"-\"),  IF(Table2[[#This Row],[Lighting  Technology]]=\"Other\", IFERROR(Table2[[#This Row],[Existing Luminaire Quantity]],\"-\"), IFERROR(Table2[[#This Row],[Existing Luminaire Quantity]],\"-\"))))","v":""},{"$f":"IF( AND(ISBLANK(Table2[[#This Row],[BC Hydro Rebate Category ]]),ISBLANK(Table2[[#This Row],[Fortis Rebate Category ]])), \"\", IF(ISTEXT(Table2[[#This Row],[Fortis Rebate Category ]]), IFERROR(INDEX(Table13NewPrescribedWattage,MATCH(Table2[[#This Row],[Fortis Rebate Category ]],Table13[Fortis New Lighting source],0)),\"\"), IF(ISTEXT(Table2[[#This Row],[BC Hydro Rebate Category ]]), IFERROR(INDEX(Table13NewPrescribedWattage,MATCH(Table2[[#This Row],[BC Hydro Rebate Category ]],Table13BCHRebateCategory,0)),\"\"), \"\")))","v":""},null,null,{"$f":"IF(Table2[[#This Row],[Lighting  Technology]]=\"Other\", \"-\", IF( AND(ISBLANK(Table2[[#This Row],[BC Hydro Rebate Category ]]),ISBLANK(Table2[[#This Row],[Fortis Rebate Category ]])), \"\", IF(ISTEXT(Table2[[#This Row],[Fortis Rebate Category ]]), IFERROR(INDEX(Table13BCHECM,MATCH(Table2[[#This Row],[Fortis Rebate Category ]],Table13[Fortis New Lighting source],0)),\"\"), IF(ISTEXT(Table2[[#This Row],[BC Hydro Rebate Category ]]), IFERROR(INDEX(Table13BCHECM,MATCH(Table2[[#This Row],[BC Hydro Rebate Category ]],Table13BCHRebateCategory,0)),\"\"), \"\"))))","v":""},{"$f":"IF(Table2[[#This Row],[Lighting  Technology]]=\"Other\", 0, IF( AND(ISBLANK(Table2[[#This Row],[BC Hydro Rebate Category ]]),ISBLANK(Table2[[#This Row],[Fortis Rebate Category ]])), \"\", IF(ISTEXT(Table2[[#This Row],[Fortis Rebate Category ]]), IFERROR(INDEX(Table13Persistence,MATCH(Table2[[#This Row],[Fortis Rebate Category ]],Table13[Fortis New Lighting source],0)),\"\"), IF(ISTEXT(Table2[[#This Row],[BC Hydro Rebate Category ]]), IFERROR(INDEX(Table13Persistence,MATCH(Table2[[#This Row],[BC Hydro Rebate Category ]],Table13BCHRebateCategory,0)),\"\"), \"\"))))","v":""},null,{"$f":"IFERROR(INDEX(Table5ControlRebate,MATCH(Table2[[#This Row],[Control Type]],Table5NewControl,0)),\"\")","v":""},null,{"$f":"IF(ISBLANK(Table2[[#This Row],[Control Type]]), IF(ISBLANK(Table2[[#This Row],[Annual Usage Hours (hrs)]]),Table2[[#This Row],[Reference Hours (hrs)]], Table2[[#This Row],[Annual Usage Hours (hrs)]]), IF(AND(ISBLANK(Table2[[#This Row],[Annual Usage Hours (hrs)]]), Table2[[#This Row],[Control Type]]=\"None\"), Table2[[#This Row],[Reference Hours (hrs)]], IF(Table2[[#This Row],[Control Type]]=\"None\", Table2[[#This Row],[Annual Usage Hours (hrs)]], IF(AND(ISBLANK(Table2[[#This Row],[Annual Usage Hours (hrs)]]), Table2[[#This Row],[Control Type]]<>\"None\"), IFERROR(Table2[[#This Row],[Reference Hours (hrs)]]*0.8,\"\"), IF(Table2[[#This Row],[Control Type]]<>\"None\", IFERROR( Table2[[#This Row],[Annual Usage Hours (hrs)]]*0.8,\"\"),\"\")))))","v":""},{"$f":"IF( Table2[[#This Row],[Lighting  Technology]]=\"Other\", IF(ISBLANK(Table2[[#This Row],[Retrofit Lamp/ Luminaire Wattage (see Rebate Unit)]]),\"\",IFERROR(Table2[[#This Row],[Prescribed Quantity]]*Table2[[#This Row],[Retrofit Lamp/ Luminaire Wattage (see Rebate Unit)]],\"\")), IF(ISBLANK(Table2[[#This Row],[Retrofit Lamp/ Luminaire Wattage (see Rebate Unit)]]),IFERROR(Table2[[#This Row],[Prescribed Quantity]]*Table2[[#This Row],[Prescribed Wattage (W)]],\"\"),IFERROR(Table2[[#This Row],[Prescribed Quantity]]*Table2[[#This Row],[Retrofit Lamp/ Luminaire Wattage (see Rebate Unit)]],\"\")))","v":""},{"$f":"IFERROR((IF( Table2[[#This Row],[Lighting  Technology]]=\"Other\", Table2[[#This Row],[Prescribed Quantity]]*Table2[[#This Row],[Retrofit Lamp/ Luminaire Wattage (see Rebate Unit)]], Table2[[#This Row],[Prescribed Quantity]]*Table2[[#This Row],[Prescribed Wattage (W)]] )),\"\")","v":""},{"$f":"IF(ISBLANK(Table2[[#This Row],[New Total Demand (hidden, W)]]),\"\", IF(ISBLANK(Table2[[#This Row],[New Hours (hidden, hrs)]]), \"\", IFERROR(Table2[[#This Row],[New Hours (hidden, hrs)]]*Table2[[#This Row],[New Total Demand (hidden, W)]]/1000,\"\")))","v":""},{"$f":"IF(ISBLANK(Table2[[#This Row],[Total Demand (Hidden) W]]),\"\", IF(ISBLANK(Table2[[#This Row],[New Total Demand (hidden, W)]]), \"\", IFERROR((Table2[[#This Row],[Total Demand (Hidden) W]]-Table2[[#This Row],[New Total Demand (hidden, W)]])/1000,\"\")))","v":""},{"$f":"IF( OR(ISBLANK(Table2[[#This Row],[New Total Demand (hidden, W)]]),ISBLANK(Table2[[#This Row],[Total Demand (Hidden) W]])),\"\", IF(ISBLANK(Table2[[#This Row],[Annual Usage Hours (hrs)]]), IFERROR( Table2[[#This Row],[Reference Hours (hrs)]]*(Table2[[#This Row],[Total Demand (Hidden) W]]-Table2[[#This Row],[New Total Demand (hidden, W)]])/1000,\"\"), IFERROR( Table2[[#This Row],[Annual Usage Hours (hrs)]]*(Table2[[#This Row],[Total Demand (Hidden) W]]-Table2[[#This Row],[New Total Demand (hidden, W)]])/1000,\"\")))","v":""},{"$f":"IF( OR(ISBLANK(Table2[[#This Row],[Prescribed Total Demand (hidden, W)]]),ISBLANK(Table2[[#This Row],[Total Demand (Hidden) W]])),\"\", IF(ISBLANK(Table2[[#This Row],[Annual Usage Hours (hrs)]]), IFERROR( Table2[[#This Row],[Reference Hours (hrs)]]*((Table2[Existing Prescribed Wattage (W)]*Table2[Existing Luminaire Quantity])-Table2[[#This Row],[Prescribed Total Demand (hidden, W)]])/1000,\"\"), IFERROR( Table2[[#This Row],[Annual Usage Hours (hrs)]]*((Table2[Existing Prescribed Wattage (W)]*Table2[Existing Luminaire Quantity])-Table2[[#This Row],[Prescribed Total Demand (hidden, W)]])/1000,\"\")))","v":""},{"$f":"\"\"","v":""},{"$f":"IF(OR(Table2[[#This Row],[Control Type]]=\"None\", ISBLANK(Table2[[#This Row],[Control Type]])),\"\", IF(ISBLANK(Table2[[#This Row],[New Total Demand (hidden, W)]]),\"\", IF(ISBLANK(Table2[[#This Row],[Annual Usage Hours (hrs)]]),  IFERROR( 0.2*Table2[[#This Row],[Reference Hours (hrs)]]*Table2[[#This Row],[New Total Demand (hidden, W)]]/1000,\"\"), IFERROR( 0.2*Table2[[#This Row],[Annual Usage Hours (hrs)]]*Table2[[#This Row],[New Total Demand (hidden, W)]]/1000,\"\"))))","v":""},{"$f":"IF(AND(NOT(ISNUMBER(Table2[[#This Row],[Rebate Per Unit\n(CAD)]])),ISBLANK(Table2[[#This Row],[Control Type]])), \"\", IF(OR(Table2[[#This Row],[Rebate Per Unit\n(CAD)]]=0,AND(NOT(ISNUMBER(Table2[[#This Row],[Rebate Per Unit\n(CAD)]])), ISTEXT(Table2[[#This Row],[Control Type]]))), 0, IFERROR(Table2[[#This Row],[Prescribed Quantity]]*Table2[[#This Row],[Rebate Per Unit\n(CAD)]],\"\")))","v":""},{"$f":" IF(AND(ISBLANK(Table2[[#This Row],[Control Type]]),ISNUMBER(Table2[[#This Row],[Rebate Value (CAD)]])),0, IFERROR(Table2[[#This Row],[Control Quantity]]*Table2[[#This Row],[Control Rebate per Unit\n(CAD)]],\"\"))","v":""},{"$f":"IF(AND(ISBLANK(Table2[[#This Row],[Rebate Value (CAD)]]),ISBLANK(Table2[[#This Row],[Rebate Value for Controls (CAD)]])), \"\", IFERROR(Table2[[#This Row],[Rebate Value (CAD)]]+Table2[[#This Row],[Rebate Value for Controls (CAD)]],\"\"))","v":""},{"$f":"IF(Table2[[#This Row],[Lighting  Technology]]=\"Other\",\"Other - \"&Table2[[#This Row],[Other - Lighting Technology Description]],Table2[[#This Row],[BC Hydro Rebate Category ]])","v":0},{"$f":"Table2[[#This Row],[BC Hydro Rebate Category ]]&Table2[[#This Row],[Retrofit Part '# (mandatory to validate Rebates)]]","v":""}]
[null,null,null,null,null,null,{"$f":"IF(ISBLANK(Table2[[#This Row],[Prescribed Lighting Source]]), \"\", IFERROR( INDEX(Table13ExistingPrescribedWattage,MATCH(Table2[[#This Row],[Prescribed Lighting Source]],Table13ExistingLightingSource,0)), IFERROR(INDEX(Table13ExistingPrescribedWattage,MATCH(Table2[[#This Row],[Fortis Rebate Category ]],Table13NewLightingSource,0)),\"-\")))","v":""},null,{"$f":"IFERROR(INDEX(SpaceTypeHours,MATCH(Table2[[#This Row],[Space Type]],SpaceType,0)),\"\")","v":""},null,{"$f":"IFERROR(IF(Table2[[#This Row],[Lighting  Technology]]=\"Other\",Table2[[#This Row],[Existing Effective Input Wattage (W)]]*Table2[[#This Row],[Existing Luminaire Quantity]],Table2[[#This Row],[Existing Prescribed Wattage (W)]]*Table2[[#This Row],[Existing Luminaire Quantity]]),\"\")","v":""},{"$f":"IF(Table2[Lighting  Technology] = \"Other\",(Table2[[#This Row],[Existing Luminaire Quantity]]*Table2[[#This Row],[Existing Effective Input Wattage (W)]]), IF(Table2[Existing Prescribed Wattage (W)] = \"\",\"\", IF( ISBLANK(Table2[[#This Row],[Existing Effective Input Wattage (W)]]), (Table2[[#This Row],[Existing Luminaire Quantity]]*Table2[[#This Row],[Existing Prescribed Wattage (W)]]),(Table2[[#This Row],[Existing Luminaire Quantity]]*Table2[[#This Row],[Existing Effective Input Wattage (W)]]))))","v":""},{"$f":"IF( (ISBLANK(Table2[[#This Row],[Annual Usage Hours (hrs)]])), IFERROR(Table2[[#This Row],[Reference Hours (hrs)]]*Table2[[#This Row],[Total Demand (Hidden) W]]/1000,\"\"), IFERROR(Table2[[#This Row],[Annual Usage Hours (hrs)]]*Table2[[#This Row],[Total Demand (Hidden) W]]/1000,\"\"))","v":""},null,null,{"$f":"IF(Table2[[#This Row],[Lighting  Technology]]=\"Other\", 0, IF( AND(ISBLANK(Table2[[#This Row],[BC Hydro Rebate Category ]]),ISBLANK(Table2[[#This Row],[Fortis Rebate Category ]])), \"\", IF(ISTEXT(Table2[[#This Row],[Fortis Rebate Category ]]), IFERROR(INDEX(Table13[Rebate],MATCH(Table2[[#This Row],[Fortis Rebate Category ]],Table13[Fortis New Lighting source],0)),\"\"), IF(ISTEXT(Table2[[#This Row],[BC Hydro Rebate Category ]]), IFERROR(INDEX(Table13Rebate,MATCH(Table2[[#This Row],[BC Hydro Rebate Category ]],Table13BCHRebateCategory,0)),\"\"), \"\"))))","v":""},{"$f":" IF(Table2[[#This Row],[Lighting  Technology]]=\"Other\", \"per Unit\", IF( AND(ISBLANK(Table2[[#This Row],[BC Hydro Rebate Category ]]),ISBLANK(Table2[[#This Row],[Fortis Rebate Category ]])), \"\", IF(ISTEXT(Table2[[#This Row],[Fortis Rebate Category ]]), IFERROR(INDEX(Table13PerUnit,MATCH(Table2[[#This Row],[Fortis Rebate Category ]],Table13[Fortis New Lighting source],0)),\"\"), IF(ISTEXT(Table2[[#This Row],[BC Hydro Rebate Category ]]), IFERROR(INDEX(Table13PerUnit,MATCH(Table2[[#This Row],[BC Hydro Rebate Category ]],Table13BCHRebateCategory,0)),\"\"), \"\"))))","v":""},null,{"$f":"IF( AND(ISBLANK(Table2[[#This Row],[Existing Luminaire Quantity]]),ISBLANK(Table2[[#This Row],[Prescribed Lighting Source]])), \"\", IF( OR(AND(ISNUMBER(SEARCH(\"lamp fl.\",Table2[[#This Row],[Prescribed Lighting Source]])),ISNUMBER(SEARCH(\"T8 lamp\",Table2[[#This Row],[BC Hydro Rebate Category ]]))),AND(ISNUMBER(SEARCH(\"T5HO\",Table2[[#This Row],[Prescribed Lighting Source]])),ISNUMBER(SEARCH(\"T5HO\",Table2[[#This Row],[BC Hydro Rebate Category ]]))),AND(ISNUMBER(SEARCH(\"lamp fl.\",Table2[[#This Row],[Prescribed Lighting Source]])),ISNUMBER(SEARCH(\"T8 lamp\",Table2[[#This Row],[Fortis Rebate Category ]]))),AND(ISNUMBER(SEARCH(\"T5HO\",Table2[[#This Row],[Prescribed Lighting Source]])),ISNUMBER(SEARCH(\"T5HO\",Table2[[#This Row],[Fortis Rebate Category ]])))          ),  IFERROR(INDEX(Table13NumberofLamps,MATCH(Table2[[#This Row],[Prescribed Lighting Source]],Table13ExistingLightingSource,0))*Table2[[#This Row],[Existing Luminaire Quantity]], \"-\"),  IF(Table2[[#This Row],[Lighting  Technology]]=\"Other\", IFERROR(Table2[[#This Row],[Existing Luminaire Quantity]],\"-\"), IFERROR(Table2[[#This Row],[Existing Luminaire Quantity]],\"-\"))))","v":""},{"$f":"IF( AND(ISBLANK(Table2[[#This Row],[BC Hydro Rebate Category ]]),ISBLANK(Table2[[#This Row],[Fortis Rebate Category ]])), \"\", IF(ISTEXT(Table2[[#This Row],[Fortis Rebate Category ]]), IFERROR(INDEX(Table13NewPrescribedWattage,MATCH(Table2[[#This Row],[Fortis Rebate Category ]],Table13[Fortis New Lighting source],0)),\"\"), IF(ISTEXT(Table2[[#This Row],[BC Hydro Rebate Category ]]), IFERROR(INDEX(Table13NewPrescribedWattage,MATCH(Table2[[#This Row],[BC Hydro Rebate Category ]],Table13BCHRebateCategory,0)),\"\"), \"\")))","v":""},null,null,{"$f":"IF(Table2[[#This Row],[Lighting  Technology]]=\"Other\", \"-\", IF( AND(ISBLANK(Table2[[#This Row],[BC Hydro Rebate Category ]]),ISBLANK(Table2[[#This Row],[Fortis Rebate Category ]])), \"\", IF(ISTEXT(Table2[[#This Row],[Fortis Rebate Category ]]), IFERROR(INDEX(Table13BCHECM,MATCH(Table2[[#This Row],[Fortis Rebate Category ]],Table13[Fortis New Lighting source],0)),\"\"), IF(ISTEXT(Table2[[#This Row],[BC Hydro Rebate Category ]]), IFERROR(INDEX(Table13BCHECM,MATCH(Table2[[#This Row],[BC Hydro Rebate Category ]],Table13BCHRebateCategory,0)),\"\"), \"\"))))","v":""},{"$f":"IF(Table2[[#This Row],[Lighting  Technology]]=\"Other\", 0, IF( AND(ISBLANK(Table2[[#This Row],[BC Hydro Rebate Category ]]),ISBLANK(Table2[[#This Row],[Fortis Rebate Category ]])), \"\", IF(ISTEXT(Table2[[#This Row],[Fortis Rebate Category ]]), IFERROR(INDEX(Table13Persistence,MATCH(Table2[[#This Row],[Fortis Rebate Category ]],Table13[Fortis New Lighting source],0)),\"\"), IF(ISTEXT(Table2[[#This Row],[BC Hydro Rebate Category ]]), IFERROR(INDEX(Table13Persistence,MATCH(Table2[[#This Row],[BC Hydro Rebate Category ]],Table13BCHRebateCategory,0)),\"\"), \"\"))))","v":""},null,{"$f":"IFERROR(INDEX(Table5ControlRebate,MATCH(Table2[[#This Row],[Control Type]],Table5NewControl,0)),\"\")","v":""},null,{"$f":"IF(ISBLANK(Table2[[#This Row],[Control Type]]), IF(ISBLANK(Table2[[#This Row],[Annual Usage Hours (hrs)]]),Table2[[#This Row],[Reference Hours (hrs)]], Table2[[#This Row],[Annual Usage Hours (hrs)]]), IF(AND(ISBLANK(Table2[[#This Row],[Annual Usage Hours (hrs)]]), Table2[[#This Row],[Control Type]]=\"None\"), Table2[[#This Row],[Reference Hours (hrs)]], IF(Table2[[#This Row],[Control Type]]=\"None\", Table2[[#This Row],[Annual Usage Hours (hrs)]], IF(AND(ISBLANK(Table2[[#This Row],[Annual Usage Hours (hrs)]]), Table2[[#This Row],[Control Type]]<>\"None\"), IFERROR(Table2[[#This Row],[Reference Hours (hrs)]]*0.8,\"\"), IF(Table2[[#This Row],[Control Type]]<>\"None\", IFERROR( Table2[[#This Row],[Annual Usage Hours (hrs)]]*0.8,\"\"),\"\")))))","v":""},{"$f":"IF( Table2[[#This Row],[Lighting  Technology]]=\"Other\", IF(ISBLANK(Table2[[#This Row],[Retrofit Lamp/ Luminaire Wattage (see Rebate Unit)]]),\"\",IFERROR(Table2[[#This Row],[Prescribed Quantity]]*Table2[[#This Row],[Retrofit Lamp/ Luminaire Wattage (see Rebate Unit)]],\"\")), IF(ISBLANK(Table2[[#This Row],[Retrofit Lamp/ Luminaire Wattage (see Rebate Unit)]]),IFERROR(Table2[[#This Row],[Prescribed Quantity]]*Table2[[#This Row],[Prescribed Wattage (W)]],\"\"),IFERROR(Table2[[#This Row],[Prescribed Quantity]]*Table2[[#This Row],[Retrofit Lamp/ Luminaire Wattage (see Rebate Unit)]],\"\")))","v":""},{"$f":"IFERROR((IF( Table2[[#This Row],[Lighting  Technology]]=\"Other\", Table2[[#This Row],[Prescribed Quantity]]*Table2[[#This Row],[Retrofit Lamp/ Luminaire Wattage (see Rebate Unit)]], Table2[[#This Row],[Prescribed Quantity]]*Table2[[#This Row],[Prescribed Wattage (W)]] )),\"\")","v":""},{"$f":"IF(ISBLANK(Table2[[#This Row],[New Total Demand (hidden, W)]]),\"\", IF(ISBLANK(Table2[[#This Row],[New Hours (hidden, hrs)]]), \"\", IFERROR(Table2[[#This Row],[New Hours (hidden, hrs)]]*Table2[[#This Row],[New Total Demand (hidden, W)]]/1000,\"\")))","v":""},{"$f":"IF(ISBLANK(Table2[[#This Row],[Total Demand (Hidden) W]]),\"\", IF(ISBLANK(Table2[[#This Row],[New Total Demand (hidden, W)]]), \"\", IFERROR((Table2[[#This Row],[Total Demand (Hidden) W]]-Table2[[#This Row],[New Total Demand (hidden, W)]])/1000,\"\")))","v":""},{"$f":"IF( OR(ISBLANK(Table2[[#This Row],[New Total Demand (hidden, W)]]),ISBLANK(Table2[[#This Row],[Total Demand (Hidden) W]])),\"\", IF(ISBLANK(Table2[[#This Row],[Annual Usage Hours (hrs)]]), IFERROR( Table2[[#This Row],[Reference Hours (hrs)]]*(Table2[[#This Row],[Total Demand (Hidden) W]]-Table2[[#This Row],[New Total Demand (hidden, W)]])/1000,\"\"), IFERROR( Table2[[#This Row],[Annual Usage Hours (hrs)]]*(Table2[[#This Row],[Total Demand (Hidden) W]]-Table2[[#This Row],[New Total Demand (hidden, W)]])/1000,\"\")))","v":""},{"$f":"IF( OR(ISBLANK(Table2[[#This Row],[Prescribed Total Demand (hidden, W)]]),ISBLANK(Table2[[#This Row],[Total Demand (Hidden) W]])),\"\", IF(ISBLANK(Table2[[#This Row],[Annual Usage Hours (hrs)]]), IFERROR( Table2[[#This Row],[Reference Hours (hrs)]]*((Table2[Existing Prescribed Wattage (W)]*Table2[Existing Luminaire Quantity])-Table2[[#This Row],[Prescribed Total Demand (hidden, W)]])/1000,\"\"), IFERROR( Table2[[#This Row],[Annual Usage Hours (hrs)]]*((Table2[Existing Prescribed Wattage (W)]*Table2[Existing Luminaire Quantity])-Table2[[#This Row],[Prescribed Total Demand (hidden, W)]])/1000,\"\")))","v":""},{"$f":"\"\"","v":""},{"$f":"IF(OR(Table2[[#This Row],[Control Type]]=\"None\", ISBLANK(Table2[[#This Row],[Control Type]])),\"\", IF(ISBLANK(Table2[[#This Row],[New Total Demand (hidden, W)]]),\"\", IF(ISBLANK(Table2[[#This Row],[Annual Usage Hours (hrs)]]),  IFERROR( 0.2*Table2[[#This Row],[Reference Hours (hrs)]]*Table2[[#This Row],[New Total Demand (hidden, W)]]/1000,\"\"), IFERROR( 0.2*Table2[[#This Row],[Annual Usage Hours (hrs)]]*Table2[[#This Row],[New Total Demand (hidden, W)]]/1000,\"\"))))","v":""},{"$f":"IF(AND(NOT(ISNUMBER(Table2[[#This Row],[Rebate Per Unit\n(CAD)]])),ISBLANK(Table2[[#This Row],[Control Type]])), \"\", IF(OR(Table2[[#This Row],[Rebate Per Unit\n(CAD)]]=0,AND(NOT(ISNUMBER(Table2[[#This Row],[Rebate Per Unit\n(CAD)]])), ISTEXT(Table2[[#This Row],[Control Type]]))), 0, IFERROR(Table2[[#This Row],[Prescribed Quantity]]*Table2[[#This Row],[Rebate Per Unit\n(CAD)]],\"\")))","v":""},{"$f":" IF(AND(ISBLANK(Table2[[#This Row],[Control Type]]),ISNUMBER(Table2[[#This Row],[Rebate Value (CAD)]])),0, IFERROR(Table2[[#This Row],[Control Quantity]]*Table2[[#This Row],[Control Rebate per Unit\n(CAD)]],\"\"))","v":""},{"$f":"IF(AND(ISBLANK(Table2[[#This Row],[Rebate Value (CAD)]]),ISBLANK(Table2[[#This Row],[Rebate Value for Controls (CAD)]])), \"\", IFERROR(Table2[[#This Row],[Rebate Value (CAD)]]+Table2[[#This Row],[Rebate Value for Controls (CAD)]],\"\"))","v":""},{"$f":"IF(Table2[[#This Row],[Lighting  Technology]]=\"Other\",\"Other - \"&Table2[[#This Row],[Other - Lighting Technology Description]],Table2[[#This Row],[BC Hydro Rebate Category ]])","v":0},{"$f":"Table2[[#This Row],[BC Hydro Rebate Category ]]&Table2[[#This Row],[Retrofit Part '# (mandatory to validate Rebates)]]","v":""}]
[null,null,null,null,null,null,{"$f":"IF(ISBLANK(Table2[[#This Row],[Prescribed Lighting Source]]), \"\", IFERROR( INDEX(Table13ExistingPrescribedWattage,MATCH(Table2[[#This Row],[Prescribed Lighting Source]],Table13ExistingLightingSource,0)), IFERROR(INDEX(Table13ExistingPrescribedWattage,MATCH(Table2[[#This Row],[Fortis Rebate Category ]],Table13NewLightingSource,0)),\"-\")))","v":""},null,{"$f":"IFERROR(INDEX(SpaceTypeHours,MATCH(Table2[[#This Row],[Space Type]],SpaceType,0)),\"\")","v":""},null,{"$f":"IFERROR(IF(Table2[[#This Row],[Lighting  Technology]]=\"Other\",Table2[[#This Row],[Existing Effective Input Wattage (W)]]*Table2[[#This Row],[Existing Luminaire Quantity]],Table2[[#This Row],[Existing Prescribed Wattage (W)]]*Table2[[#This Row],[Existing Luminaire Quantity]]),\"\")","v":""},{"$f":"IF(Table2[Lighting  Technology] = \"Other\",(Table2[[#This Row],[Existing Luminaire Quantity]]*Table2[[#This Row],[Existing Effective Input Wattage (W)]]), IF(Table2[Existing Prescribed Wattage (W)] = \"\",\"\", IF( ISBLANK(Table2[[#This Row],[Existing Effective Input Wattage (W)]]), (Table2[[#This Row],[Existing Luminaire Quantity]]*Table2[[#This Row],[Existing Prescribed Wattage (W)]]),(Table2[[#This Row],[Existing Luminaire Quantity]]*Table2[[#This Row],[Existing Effective Input Wattage (W)]]))))","v":""},{"$f":"IF( (ISBLANK(Table2[[#This Row],[Annual Usage Hours (hrs)]])), IFERROR(Table2[[#This Row],[Reference Hours (hrs)]]*Table2[[#This Row],[Total Demand (Hidden) W]]/1000,\"\"), IFERROR(Table2[[#This Row],[Annual Usage Hours (hrs)]]*Table2[[#This Row],[Total Demand (Hidden) W]]/1000,\"\"))","v":""},null,null,{"$f":"IF(Table2[[#This Row],[Lighting  Technology]]=\"Other\", 0, IF( AND(ISBLANK(Table2[[#This Row],[BC Hydro Rebate Category ]]),ISBLANK(Table2[[#This Row],[Fortis Rebate Category ]])), \"\", IF(ISTEXT(Table2[[#This Row],[Fortis Rebate Category ]]), IFERROR(INDEX(Table13[Rebate],MATCH(Table2[[#This Row],[Fortis Rebate Category ]],Table13[Fortis New Lighting source],0)),\"\"), IF(ISTEXT(Table2[[#This Row],[BC Hydro Rebate Category ]]), IFERROR(INDEX(Table13Rebate,MATCH(Table2[[#This Row],[BC Hydro Rebate Category ]],Table13BCHRebateCategory,0)),\"\"), \"\"))))","v":""},{"$f":" IF(Table2[[#This Row],[Lighting  Technology]]=\"Other\", \"per Unit\", IF( AND(ISBLANK(Table2[[#This Row],[BC Hydro Rebate Category ]]),ISBLANK(Table2[[#This Row],[Fortis Rebate Category ]])), \"\", IF(ISTEXT(Table2[[#This Row],[Fortis Rebate Category ]]), IFERROR(INDEX(Table13PerUnit,MATCH(Table2[[#This Row],[Fortis Rebate Category ]],Table13[Fortis New Lighting source],0)),\"\"), IF(ISTEXT(Table2[[#This Row],[BC Hydro Rebate Category ]]), IFERROR(INDEX(Table13PerUnit,MATCH(Table2[[#This Row],[BC Hydro Rebate Category ]],Table13BCHRebateCategory,0)),\"\"), \"\"))))","v":""},null,{"$f":"IF( AND(ISBLANK(Table2[[#This Row],[Existing Luminaire Quantity]]),ISBLANK(Table2[[#This Row],[Prescribed Lighting Source]])), \"\", IF( OR(AND(ISNUMBER(SEARCH(\"lamp fl.\",Table2[[#This Row],[Prescribed Lighting Source]])),ISNUMBER(SEARCH(\"T8 lamp\",Table2[[#This Row],[BC Hydro Rebate Category ]]))),AND(ISNUMBER(SEARCH(\"T5HO\",Table2[[#This Row],[Prescribed Lighting Source]])),ISNUMBER(SEARCH(\"T5HO\",Table2[[#This Row],[BC Hydro Rebate Category ]]))),AND(ISNUMBER(SEARCH(\"lamp fl.\",Table2[[#This Row],[Prescribed Lighting Source]])),ISNUMBER(SEARCH(\"T8 lamp\",Table2[[#This Row],[Fortis Rebate Category ]]))),AND(ISNUMBER(SEARCH(\"T5HO\",Table2[[#This Row],[Prescribed Lighting Source]])),ISNUMBER(SEARCH(\"T5HO\",Table2[[#This Row],[Fortis Rebate Category ]])))          ),  IFERROR(INDEX(Table13NumberofLamps,MATCH(Table2[[#This Row],[Prescribed Lighting Source]],Table13ExistingLightingSource,0))*Table2[[#This Row],[Existing Luminaire Quantity]], \"-\"),  IF(Table2[[#This Row],[Lighting  Technology]]=\"Other\", IFERROR(Table2[[#This Row],[Existing Luminaire Quantity]],\"-\"), IFERROR(Table2[[#This Row],[Existing Luminaire Quantity]],\"-\"))))","v":""},{"$f":"IF( AND(ISBLANK(Table2[[#This Row],[BC Hydro Rebate Category ]]),ISBLANK(Table2[[#This Row],[Fortis Rebate Category ]])), \"\", IF(ISTEXT(Table2[[#This Row],[Fortis Rebate Category ]]), IFERROR(INDEX(Table13NewPrescribedWattage,MATCH(Table2[[#This Row],[Fortis Rebate Category ]],Table13[Fortis New Lighting source],0)),\"\"), IF(ISTEXT(Table2[[#This Row],[BC Hydro Rebate Category ]]), IFERROR(INDEX(Table13NewPrescribedWattage,MATCH(Table2[[#This Row],[BC Hydro Rebate Category ]],Table13BCHRebateCategory,0)),\"\"), \"\")))","v":""},null,null,{"$f":"IF(Table2[[#This Row],[Lighting  Technology]]=\"Other\", \"-\", IF( AND(ISBLANK(Table2[[#This Row],[BC Hydro Rebate Category ]]),ISBLANK(Table2[[#This Row],[Fortis Rebate Category ]])), \"\", IF(ISTEXT(Table2[[#This Row],[Fortis Rebate Category ]]), IFERROR(INDEX(Table13BCHECM,MATCH(Table2[[#This Row],[Fortis Rebate Category ]],Table13[Fortis New Lighting source],0)),\"\"), IF(ISTEXT(Table2[[#This Row],[BC Hydro Rebate Category ]]), IFERROR(INDEX(Table13BCHECM,MATCH(Table2[[#This Row],[BC Hydro Rebate Category ]],Table13BCHRebateCategory,0)),\"\"), \"\"))))","v":""},{"$f":"IF(Table2[[#This Row],[Lighting  Technology]]=\"Other\", 0, IF( AND(ISBLANK(Table2[[#This Row],[BC Hydro Rebate Category ]]),ISBLANK(Table2[[#This Row],[Fortis Rebate Category ]])), \"\", IF(ISTEXT(Table2[[#This Row],[Fortis Rebate Category ]]), IFERROR(INDEX(Table13Persistence,MATCH(Table2[[#This Row],[Fortis Rebate Category ]],Table13[Fortis New Lighting source],0)),\"\"), IF(ISTEXT(Table2[[#This Row],[BC Hydro Rebate Category ]]), IFERROR(INDEX(Table13Persistence,MATCH(Table2[[#This Row],[BC Hydro Rebate Category ]],Table13BCHRebateCategory,0)),\"\"), \"\"))))","v":""},null,{"$f":"IFERROR(INDEX(Table5ControlRebate,MATCH(Table2[[#This Row],[Control Type]],Table5NewControl,0)),\"\")","v":""},null,{"$f":"IF(ISBLANK(Table2[[#This Row],[Control Type]]), IF(ISBLANK(Table2[[#This Row],[Annual Usage Hours (hrs)]]),Table2[[#This Row],[Reference Hours (hrs)]], Table2[[#This Row],[Annual Usage Hours (hrs)]]), IF(AND(ISBLANK(Table2[[#This Row],[Annual Usage Hours (hrs)]]), Table2[[#This Row],[Control Type]]=\"None\"), Table2[[#This Row],[Reference Hours (hrs)]], IF(Table2[[#This Row],[Control Type]]=\"None\", Table2[[#This Row],[Annual Usage Hours (hrs)]], IF(AND(ISBLANK(Table2[[#This Row],[Annual Usage Hours (hrs)]]), Table2[[#This Row],[Control Type]]<>\"None\"), IFERROR(Table2[[#This Row],[Reference Hours (hrs)]]*0.8,\"\"), IF(Table2[[#This Row],[Control Type]]<>\"None\", IFERROR( Table2[[#This Row],[Annual Usage Hours (hrs)]]*0.8,\"\"),\"\")))))","v":""},{"$f":"IF( Table2[[#This Row],[Lighting  Technology]]=\"Other\", IF(ISBLANK(Table2[[#This Row],[Retrofit Lamp/ Luminaire Wattage (see Rebate Unit)]]),\"\",IFERROR(Table2[[#This Row],[Prescribed Quantity]]*Table2[[#This Row],[Retrofit Lamp/ Luminaire Wattage (see Rebate Unit)]],\"\")), IF(ISBLANK(Table2[[#This Row],[Retrofit Lamp/ Luminaire Wattage (see Rebate Unit)]]),IFERROR(Table2[[#This Row],[Prescribed Quantity]]*Table2[[#This Row],[Prescribed Wattage (W)]],\"\"),IFERROR(Table2[[#This Row],[Prescribed Quantity]]*Table2[[#This Row],[Retrofit Lamp/ Luminaire Wattage (see Rebate Unit)]],\"\")))","v":""},{"$f":"IFERROR((IF( Table2[[#This Row],[Lighting  Technology]]=\"Other\", Table2[[#This Row],[Prescribed Quantity]]*Table2[[#This Row],[Retrofit Lamp/ Luminaire Wattage (see Rebate Unit)]], Table2[[#This Row],[Prescribed Quantity]]*Table2[[#This Row],[Prescribed Wattage (W)]] )),\"\")","v":""},{"$f":"IF(ISBLANK(Table2[[#This Row],[New Total Demand (hidden, W)]]),\"\", IF(ISBLANK(Table2[[#This Row],[New Hours (hidden, hrs)]]), \"\", IFERROR(Table2[[#This Row],[New Hours (hidden, hrs)]]*Table2[[#This Row],[New Total Demand (hidden, W)]]/1000,\"\")))","v":""},{"$f":"IF(ISBLANK(Table2[[#This Row],[Total Demand (Hidden) W]]),\"\", IF(ISBLANK(Table2[[#This Row],[New Total Demand (hidden, W)]]), \"\", IFERROR((Table2[[#This Row],[Total Demand (Hidden) W]]-Table2[[#This Row],[New Total Demand (hidden, W)]])/1000,\"\")))","v":""},{"$f":"IF( OR(ISBLANK(Table2[[#This Row],[New Total Demand (hidden, W)]]),ISBLANK(Table2[[#This Row],[Total Demand (Hidden) W]])),\"\", IF(ISBLANK(Table2[[#This Row],[Annual Usage Hours (hrs)]]), IFERROR( Table2[[#This Row],[Reference Hours (hrs)]]*(Table2[[#This Row],[Total Demand (Hidden) W]]-Table2[[#This Row],[New Total Demand (hidden, W)]])/1000,\"\"), IFERROR( Table2[[#This Row],[Annual Usage Hours (hrs)]]*(Table2[[#This Row],[Total Demand (Hidden) W]]-Table2[[#This Row],[New Total Demand (hidden, W)]])/1000,\"\")))","v":""},{"$f":"IF( OR(ISBLANK(Table2[[#This Row],[Prescribed Total Demand (hidden, W)]]),ISBLANK(Table2[[#This Row],[Total Demand (Hidden) W]])),\"\", IF(ISBLANK(Table2[[#This Row],[Annual Usage Hours (hrs)]]), IFERROR( Table2[[#This Row],[Reference Hours (hrs)]]*((Table2[Existing Prescribed Wattage (W)]*Table2[Existing Luminaire Quantity])-Table2[[#This Row],[Prescribed Total Demand (hidden, W)]])/1000,\"\"), IFERROR( Table2[[#This Row],[Annual Usage Hours (hrs)]]*((Table2[Existing Prescribed Wattage (W)]*Table2[Existing Luminaire Quantity])-Table2[[#This Row],[Prescribed Total Demand (hidden, W)]])/1000,\"\")))","v":""},{"$f":"\"\"","v":""},{"$f":"IF(OR(Table2[[#This Row],[Control Type]]=\"None\", ISBLANK(Table2[[#This Row],[Control Type]])),\"\", IF(ISBLANK(Table2[[#This Row],[New Total Demand (hidden, W)]]),\"\", IF(ISBLANK(Table2[[#This Row],[Annual Usage Hours (hrs)]]),  IFERROR( 0.2*Table2[[#This Row],[Reference Hours (hrs)]]*Table2[[#This Row],[New Total Demand (hidden, W)]]/1000,\"\"), IFERROR( 0.2*Table2[[#This Row],[Annual Usage Hours (hrs)]]*Table2[[#This Row],[New Total Demand (hidden, W)]]/1000,\"\"))))","v":""},{"$f":"IF(AND(NOT(ISNUMBER(Table2[[#This Row],[Rebate Per Unit\n(CAD)]])),ISBLANK(Table2[[#This Row],[Control Type]])), \"\", IF(OR(Table2[[#This Row],[Rebate Per Unit\n(CAD)]]=0,AND(NOT(ISNUMBER(Table2[[#This Row],[Rebate Per Unit\n(CAD)]])), ISTEXT(Table2[[#This Row],[Control Type]]))), 0, IFERROR(Table2[[#This Row],[Prescribed Quantity]]*Table2[[#This Row],[Rebate Per Unit\n(CAD)]],\"\")))","v":""},{"$f":" IF(AND(ISBLANK(Table2[[#This Row],[Control Type]]),ISNUMBER(Table2[[#This Row],[Rebate Value (CAD)]])),0, IFERROR(Table2[[#This Row],[Control Quantity]]*Table2[[#This Row],[Control Rebate per Unit\n(CAD)]],\"\"))","v":""},{"$f":"IF(AND(ISBLANK(Table2[[#This Row],[Rebate Value (CAD)]]),ISBLANK(Table2[[#This Row],[Rebate Value for Controls (CAD)]])), \"\", IFERROR(Table2[[#This Row],[Rebate Value (CAD)]]+Table2[[#This Row],[Rebate Value for Controls (CAD)]],\"\"))","v":""},{"$f":"IF(Table2[[#This Row],[Lighting  Technology]]=\"Other\",\"Other - \"&Table2[[#This Row],[Other - Lighting Technology Description]],Table2[[#This Row],[BC Hydro Rebate Category ]])","v":0},{"$f":"Table2[[#This Row],[BC Hydro Rebate Category ]]&Table2[[#This Row],[Retrofit Part '# (mandatory to validate Rebates)]]","v":""}]
[null,null,null,null,null,null,{"$f":"IF(ISBLANK(Table2[[#This Row],[Prescribed Lighting Source]]), \"\", IFERROR( INDEX(Table13ExistingPrescribedWattage,MATCH(Table2[[#This Row],[Prescribed Lighting Source]],Table13ExistingLightingSource,0)), IFERROR(INDEX(Table13ExistingPrescribedWattage,MATCH(Table2[[#This Row],[Fortis Rebate Category ]],Table13NewLightingSource,0)),\"-\")))","v":""},null,{"$f":"IFERROR(INDEX(SpaceTypeHours,MATCH(Table2[[#This Row],[Space Type]],SpaceType,0)),\"\")","v":""},null,{"$f":"IFERROR(IF(Table2[[#This Row],[Lighting  Technology]]=\"Other\",Table2[[#This Row],[Existing Effective Input Wattage (W)]]*Table2[[#This Row],[Existing Luminaire Quantity]],Table2[[#This Row],[Existing Prescribed Wattage (W)]]*Table2[[#This Row],[Existing Luminaire Quantity]]),\"\")","v":""},{"$f":"IF(Table2[Lighting  Technology] = \"Other\",(Table2[[#This Row],[Existing Luminaire Quantity]]*Table2[[#This Row],[Existing Effective Input Wattage (W)]]), IF(Table2[Existing Prescribed Wattage (W)] = \"\",\"\", IF( ISBLANK(Table2[[#This Row],[Existing Effective Input Wattage (W)]]), (Table2[[#This Row],[Existing Luminaire Quantity]]*Table2[[#This Row],[Existing Prescribed Wattage (W)]]),(Table2[[#This Row],[Existing Luminaire Quantity]]*Table2[[#This Row],[Existing Effective Input Wattage (W)]]))))","v":""},{"$f":"IF( (ISBLANK(Table2[[#This Row],[Annual Usage Hours (hrs)]])), IFERROR(Table2[[#This Row],[Reference Hours (hrs)]]*Table2[[#This Row],[Total Demand (Hidden) W]]/1000,\"\"), IFERROR(Table2[[#This Row],[Annual Usage Hours (hrs)]]*Table2[[#This Row],[Total Demand (Hidden) W]]/1000,\"\"))","v":""},null,null,{"$f":"IF(Table2[[#This Row],[Lighting  Technology]]=\"Other\", 0, IF( AND(ISBLANK(Table2[[#This Row],[BC Hydro Rebate Category ]]),ISBLANK(Table2[[#This Row],[Fortis Rebate Category ]])), \"\", IF(ISTEXT(Table2[[#This Row],[Fortis Rebate Category ]]), IFERROR(INDEX(Table13[Rebate],MATCH(Table2[[#This Row],[Fortis Rebate Category ]],Table13[Fortis New Lighting source],0)),\"\"), IF(ISTEXT(Table2[[#This Row],[BC Hydro Rebate Category ]]), IFERROR(INDEX(Table13Rebate,MATCH(Table2[[#This Row],[BC Hydro Rebate Category ]],Table13BCHRebateCategory,0)),\"\"), \"\"))))","v":""},{"$f":" IF(Table2[[#This Row],[Lighting  Technology]]=\"Other\", \"per Unit\", IF( AND(ISBLANK(Table2[[#This Row],[BC Hydro Rebate Category ]]),ISBLANK(Table2[[#This Row],[Fortis Rebate Category ]])), \"\", IF(ISTEXT(Table2[[#This Row],[Fortis Rebate Category ]]), IFERROR(INDEX(Table13PerUnit,MATCH(Table2[[#This Row],[Fortis Rebate Category ]],Table13[Fortis New Lighting source],0)),\"\"), IF(ISTEXT(Table2[[#This Row],[BC Hydro Rebate Category ]]), IFERROR(INDEX(Table13PerUnit,MATCH(Table2[[#This Row],[BC Hydro Rebate Category ]],Table13BCHRebateCategory,0)),\"\"), \"\"))))","v":""},null,{"$f":"IF( AND(ISBLANK(Table2[[#This Row],[Existing Luminaire Quantity]]),ISBLANK(Table2[[#This Row],[Prescribed Lighting Source]])), \"\", IF( OR(AND(ISNUMBER(SEARCH(\"lamp fl.\",Table2[[#This Row],[Prescribed Lighting Source]])),ISNUMBER(SEARCH(\"T8 lamp\",Table2[[#This Row],[BC Hydro Rebate Category ]]))),AND(ISNUMBER(SEARCH(\"T5HO\",Table2[[#This Row],[Prescribed Lighting Source]])),ISNUMBER(SEARCH(\"T5HO\",Table2[[#This Row],[BC Hydro Rebate Category ]]))),AND(ISNUMBER(SEARCH(\"lamp fl.\",Table2[[#This Row],[Prescribed Lighting Source]])),ISNUMBER(SEARCH(\"T8 lamp\",Table2[[#This Row],[Fortis Rebate Category ]]))),AND(ISNUMBER(SEARCH(\"T5HO\",Table2[[#This Row],[Prescribed Lighting Source]])),ISNUMBER(SEARCH(\"T5HO\",Table2[[#This Row],[Fortis Rebate Category ]])))          ),  IFERROR(INDEX(Table13NumberofLamps,MATCH(Table2[[#This Row],[Prescribed Lighting Source]],Table13ExistingLightingSource,0))*Table2[[#This Row],[Existing Luminaire Quantity]], \"-\"),  IF(Table2[[#This Row],[Lighting  Technology]]=\"Other\", IFERROR(Table2[[#This Row],[Existing Luminaire Quantity]],\"-\"), IFERROR(Table2[[#This Row],[Existing Luminaire Quantity]],\"-\"))))","v":""},{"$f":"IF( AND(ISBLANK(Table2[[#This Row],[BC Hydro Rebate Category ]]),ISBLANK(Table2[[#This Row],[Fortis Rebate Category ]])), \"\", IF(ISTEXT(Table2[[#This Row],[Fortis Rebate Category ]]), IFERROR(INDEX(Table13NewPrescribedWattage,MATCH(Table2[[#This Row],[Fortis Rebate Category ]],Table13[Fortis New Lighting source],0)),\"\"), IF(ISTEXT(Table2[[#This Row],[BC Hydro Rebate Category ]]), IFERROR(INDEX(Table13NewPrescribedWattage,MATCH(Table2[[#This Row],[BC Hydro Rebate Category ]],Table13BCHRebateCategory,0)),\"\"), \"\")))","v":""},null,null,{"$f":"IF(Table2[[#This Row],[Lighting  Technology]]=\"Other\", \"-\", IF( AND(ISBLANK(Table2[[#This Row],[BC Hydro Rebate Category ]]),ISBLANK(Table2[[#This Row],[Fortis Rebate Category ]])), \"\", IF(ISTEXT(Table2[[#This Row],[Fortis Rebate Category ]]), IFERROR(INDEX(Table13BCHECM,MATCH(Table2[[#This Row],[Fortis Rebate Category ]],Table13[Fortis New Lighting source],0)),\"\"), IF(ISTEXT(Table2[[#This Row],[BC Hydro Rebate Category ]]), IFERROR(INDEX(Table13BCHECM,MATCH(Table2[[#This Row],[BC Hydro Rebate Category ]],Table13BCHRebateCategory,0)),\"\"), \"\"))))","v":""},{"$f":"IF(Table2[[#This Row],[Lighting  Technology]]=\"Other\", 0, IF( AND(ISBLANK(Table2[[#This Row],[BC Hydro Rebate Category ]]),ISBLANK(Table2[[#This Row],[Fortis Rebate Category ]])), \"\", IF(ISTEXT(Table2[[#This Row],[Fortis Rebate Category ]]), IFERROR(INDEX(Table13Persistence,MATCH(Table2[[#This Row],[Fortis Rebate Category ]],Table13[Fortis New Lighting source],0)),\"\"), IF(ISTEXT(Table2[[#This Row],[BC Hydro Rebate Category ]]), IFERROR(INDEX(Table13Persistence,MATCH(Table2[[#This Row],[BC Hydro Rebate Category ]],Table13BCHRebateCategory,0)),\"\"), \"\"))))","v":""},null,{"$f":"IFERROR(INDEX(Table5ControlRebate,MATCH(Table2[[#This Row],[Control Type]],Table5NewControl,0)),\"\")","v":""},null,{"$f":"IF(ISBLANK(Table2[[#This Row],[Control Type]]), IF(ISBLANK(Table2[[#This Row],[Annual Usage Hours (hrs)]]),Table2[[#This Row],[Reference Hours (hrs)]], Table2[[#This Row],[Annual Usage Hours (hrs)]]), IF(AND(ISBLANK(Table2[[#This Row],[Annual Usage Hours (hrs)]]), Table2[[#This Row],[Control Type]]=\"None\"), Table2[[#This Row],[Reference Hours (hrs)]], IF(Table2[[#This Row],[Control Type]]=\"None\", Table2[[#This Row],[Annual Usage Hours (hrs)]], IF(AND(ISBLANK(Table2[[#This Row],[Annual Usage Hours (hrs)]]), Table2[[#This Row],[Control Type]]<>\"None\"), IFERROR(Table2[[#This Row],[Reference Hours (hrs)]]*0.8,\"\"), IF(Table2[[#This Row],[Control Type]]<>\"None\", IFERROR( Table2[[#This Row],[Annual Usage Hours (hrs)]]*0.8,\"\"),\"\")))))","v":""},{"$f":"IF( Table2[[#This Row],[Lighting  Technology]]=\"Other\", IF(ISBLANK(Table2[[#This Row],[Retrofit Lamp/ Luminaire Wattage (see Rebate Unit)]]),\"\",IFERROR(Table2[[#This Row],[Prescribed Quantity]]*Table2[[#This Row],[Retrofit Lamp/ Luminaire Wattage (see Rebate Unit)]],\"\")), IF(ISBLANK(Table2[[#This Row],[Retrofit Lamp/ Luminaire Wattage (see Rebate Unit)]]),IFERROR(Table2[[#This Row],[Prescribed Quantity]]*Table2[[#This Row],[Prescribed Wattage (W)]],\"\"),IFERROR(Table2[[#This Row],[Prescribed Quantity]]*Table2[[#This Row],[Retrofit Lamp/ Luminaire Wattage (see Rebate Unit)]],\"\")))","v":""},{"$f":"IFERROR((IF( Table2[[#This Row],[Lighting  Technology]]=\"Other\", Table2[[#This Row],[Prescribed Quantity]]*Table2[[#This Row],[Retrofit Lamp/ Luminaire Wattage (see Rebate Unit)]], Table2[[#This Row],[Prescribed Quantity]]*Table2[[#This Row],[Prescribed Wattage (W)]] )),\"\")","v":""},{"$f":"IF(ISBLANK(Table2[[#This Row],[New Total Demand (hidden, W)]]),\"\", IF(ISBLANK(Table2[[#This Row],[New Hours (hidden, hrs)]]), \"\", IFERROR(Table2[[#This Row],[New Hours (hidden, hrs)]]*Table2[[#This Row],[New Total Demand (hidden, W)]]/1000,\"\")))","v":""},{"$f":"IF(ISBLANK(Table2[[#This Row],[Total Demand (Hidden) W]]),\"\", IF(ISBLANK(Table2[[#This Row],[New Total Demand (hidden, W)]]), \"\", IFERROR((Table2[[#This Row],[Total Demand (Hidden) W]]-Table2[[#This Row],[New Total Demand (hidden, W)]])/1000,\"\")))","v":""},{"$f":"IF( OR(ISBLANK(Table2[[#This Row],[New Total Demand (hidden, W)]]),ISBLANK(Table2[[#This Row],[Total Demand (Hidden) W]])),\"\", IF(ISBLANK(Table2[[#This Row],[Annual Usage Hours (hrs)]]), IFERROR( Table2[[#This Row],[Reference Hours (hrs)]]*(Table2[[#This Row],[Total Demand (Hidden) W]]-Table2[[#This Row],[New Total Demand (hidden, W)]])/1000,\"\"), IFERROR( Table2[[#This Row],[Annual Usage Hours (hrs)]]*(Table2[[#This Row],[Total Demand (Hidden) W]]-Table2[[#This Row],[New Total Demand (hidden, W)]])/1000,\"\")))","v":""},{"$f":"IF( OR(ISBLANK(Table2[[#This Row],[Prescribed Total Demand (hidden, W)]]),ISBLANK(Table2[[#This Row],[Total Demand (Hidden) W]])),\"\", IF(ISBLANK(Table2[[#This Row],[Annual Usage Hours (hrs)]]), IFERROR( Table2[[#This Row],[Reference Hours (hrs)]]*((Table2[Existing Prescribed Wattage (W)]*Table2[Existing Luminaire Quantity])-Table2[[#This Row],[Prescribed Total Demand (hidden, W)]])/1000,\"\"), IFERROR( Table2[[#This Row],[Annual Usage Hours (hrs)]]*((Table2[Existing Prescribed Wattage (W)]*Table2[Existing Luminaire Quantity])-Table2[[#This Row],[Prescribed Total Demand (hidden, W)]])/1000,\"\")))","v":""},{"$f":"\"\"","v":""},{"$f":"IF(OR(Table2[[#This Row],[Control Type]]=\"None\", ISBLANK(Table2[[#This Row],[Control Type]])),\"\", IF(ISBLANK(Table2[[#This Row],[New Total Demand (hidden, W)]]),\"\", IF(ISBLANK(Table2[[#This Row],[Annual Usage Hours (hrs)]]),  IFERROR( 0.2*Table2[[#This Row],[Reference Hours (hrs)]]*Table2[[#This Row],[New Total Demand (hidden, W)]]/1000,\"\"), IFERROR( 0.2*Table2[[#This Row],[Annual Usage Hours (hrs)]]*Table2[[#This Row],[New Total Demand (hidden, W)]]/1000,\"\"))))","v":""},{"$f":"IF(AND(NOT(ISNUMBER(Table2[[#This Row],[Rebate Per Unit\n(CAD)]])),ISBLANK(Table2[[#This Row],[Control Type]])), \"\", IF(OR(Table2[[#This Row],[Rebate Per Unit\n(CAD)]]=0,AND(NOT(ISNUMBER(Table2[[#This Row],[Rebate Per Unit\n(CAD)]])), ISTEXT(Table2[[#This Row],[Control Type]]))), 0, IFERROR(Table2[[#This Row],[Prescribed Quantity]]*Table2[[#This Row],[Rebate Per Unit\n(CAD)]],\"\")))","v":""},{"$f":" IF(AND(ISBLANK(Table2[[#This Row],[Control Type]]),ISNUMBER(Table2[[#This Row],[Rebate Value (CAD)]])),0, IFERROR(Table2[[#This Row],[Control Quantity]]*Table2[[#This Row],[Control Rebate per Unit\n(CAD)]],\"\"))","v":""},{"$f":"IF(AND(ISBLANK(Table2[[#This Row],[Rebate Value (CAD)]]),ISBLANK(Table2[[#This Row],[Rebate Value for Controls (CAD)]])), \"\", IFERROR(Table2[[#This Row],[Rebate Value (CAD)]]+Table2[[#This Row],[Rebate Value for Controls (CAD)]],\"\"))","v":""},{"$f":"IF(Table2[[#This Row],[Lighting  Technology]]=\"Other\",\"Other - \"&Table2[[#This Row],[Other - Lighting Technology Description]],Table2[[#This Row],[BC Hydro Rebate Category ]])","v":0},{"$f":"Table2[[#This Row],[BC Hydro Rebate Category ]]&Table2[[#This Row],[Retrofit Part '# (mandatory to validate Rebates)]]","v":""}]
[null,null,null,null,null,null,{"$f":"IF(ISBLANK(Table2[[#This Row],[Prescribed Lighting Source]]), \"\", IFERROR( INDEX(Table13ExistingPrescribedWattage,MATCH(Table2[[#This Row],[Prescribed Lighting Source]],Table13ExistingLightingSource,0)), IFERROR(INDEX(Table13ExistingPrescribedWattage,MATCH(Table2[[#This Row],[Fortis Rebate Category ]],Table13NewLightingSource,0)),\"-\")))","v":""},null,{"$f":"IFERROR(INDEX(SpaceTypeHours,MATCH(Table2[[#This Row],[Space Type]],SpaceType,0)),\"\")","v":""},null,{"$f":"IFERROR(IF(Table2[[#This Row],[Lighting  Technology]]=\"Other\",Table2[[#This Row],[Existing Effective Input Wattage (W)]]*Table2[[#This Row],[Existing Luminaire Quantity]],Table2[[#This Row],[Existing Prescribed Wattage (W)]]*Table2[[#This Row],[Existing Luminaire Quantity]]),\"\")","v":""},{"$f":"IF(Table2[Lighting  Technology] = \"Other\",(Table2[[#This Row],[Existing Luminaire Quantity]]*Table2[[#This Row],[Existing Effective Input Wattage (W)]]), IF(Table2[Existing Prescribed Wattage (W)] = \"\",\"\", IF( ISBLANK(Table2[[#This Row],[Existing Effective Input Wattage (W)]]), (Table2[[#This Row],[Existing Luminaire Quantity]]*Table2[[#This Row],[Existing Prescribed Wattage (W)]]),(Table2[[#This Row],[Existing Luminaire Quantity]]*Table2[[#This Row],[Existing Effective Input Wattage (W)]]))))","v":""},{"$f":"IF( (ISBLANK(Table2[[#This Row],[Annual Usage Hours (hrs)]])), IFERROR(Table2[[#This Row],[Reference Hours (hrs)]]*Table2[[#This Row],[Total Demand (Hidden) W]]/1000,\"\"), IFERROR(Table2[[#This Row],[Annual Usage Hours (hrs)]]*Table2[[#This Row],[Total Demand (Hidden) W]]/1000,\"\"))","v":""},null,null,{"$f":"IF(Table2[[#This Row],[Lighting  Technology]]=\"Other\", 0, IF( AND(ISBLANK(Table2[[#This Row],[BC Hydro Rebate Category ]]),ISBLANK(Table2[[#This Row],[Fortis Rebate Category ]])), \"\", IF(ISTEXT(Table2[[#This Row],[Fortis Rebate Category ]]), IFERROR(INDEX(Table13[Rebate],MATCH(Table2[[#This Row],[Fortis Rebate Category ]],Table13[Fortis New Lighting source],0)),\"\"), IF(ISTEXT(Table2[[#This Row],[BC Hydro Rebate Category ]]), IFERROR(INDEX(Table13Rebate,MATCH(Table2[[#This Row],[BC Hydro Rebate Category ]],Table13BCHRebateCategory,0)),\"\"), \"\"))))","v":""},{"$f":" IF(Table2[[#This Row],[Lighting  Technology]]=\"Other\", \"per Unit\", IF( AND(ISBLANK(Table2[[#This Row],[BC Hydro Rebate Category ]]),ISBLANK(Table2[[#This Row],[Fortis Rebate Category ]])), \"\", IF(ISTEXT(Table2[[#This Row],[Fortis Rebate Category ]]), IFERROR(INDEX(Table13PerUnit,MATCH(Table2[[#This Row],[Fortis Rebate Category ]],Table13[Fortis New Lighting source],0)),\"\"), IF(ISTEXT(Table2[[#This Row],[BC Hydro Rebate Category ]]), IFERROR(INDEX(Table13PerUnit,MATCH(Table2[[#This Row],[BC Hydro Rebate Category ]],Table13BCHRebateCategory,0)),\"\"), \"\"))))","v":""},null,{"$f":"IF( AND(ISBLANK(Table2[[#This Row],[Existing Luminaire Quantity]]),ISBLANK(Table2[[#This Row],[Prescribed Lighting Source]])), \"\", IF( OR(AND(ISNUMBER(SEARCH(\"lamp fl.\",Table2[[#This Row],[Prescribed Lighting Source]])),ISNUMBER(SEARCH(\"T8 lamp\",Table2[[#This Row],[BC Hydro Rebate Category ]]))),AND(ISNUMBER(SEARCH(\"T5HO\",Table2[[#This Row],[Prescribed Lighting Source]])),ISNUMBER(SEARCH(\"T5HO\",Table2[[#This Row],[BC Hydro Rebate Category ]]))),AND(ISNUMBER(SEARCH(\"lamp fl.\",Table2[[#This Row],[Prescribed Lighting Source]])),ISNUMBER(SEARCH(\"T8 lamp\",Table2[[#This Row],[Fortis Rebate Category ]]))),AND(ISNUMBER(SEARCH(\"T5HO\",Table2[[#This Row],[Prescribed Lighting Source]])),ISNUMBER(SEARCH(\"T5HO\",Table2[[#This Row],[Fortis Rebate Category ]])))          ),  IFERROR(INDEX(Table13NumberofLamps,MATCH(Table2[[#This Row],[Prescribed Lighting Source]],Table13ExistingLightingSource,0))*Table2[[#This Row],[Existing Luminaire Quantity]], \"-\"),  IF(Table2[[#This Row],[Lighting  Technology]]=\"Other\", IFERROR(Table2[[#This Row],[Existing Luminaire Quantity]],\"-\"), IFERROR(Table2[[#This Row],[Existing Luminaire Quantity]],\"-\"))))","v":""},{"$f":"IF( AND(ISBLANK(Table2[[#This Row],[BC Hydro Rebate Category ]]),ISBLANK(Table2[[#This Row],[Fortis Rebate Category ]])), \"\", IF(ISTEXT(Table2[[#This Row],[Fortis Rebate Category ]]), IFERROR(INDEX(Table13NewPrescribedWattage,MATCH(Table2[[#This Row],[Fortis Rebate Category ]],Table13[Fortis New Lighting source],0)),\"\"), IF(ISTEXT(Table2[[#This Row],[BC Hydro Rebate Category ]]), IFERROR(INDEX(Table13NewPrescribedWattage,MATCH(Table2[[#This Row],[BC Hydro Rebate Category ]],Table13BCHRebateCategory,0)),\"\"), \"\")))","v":""},null,null,{"$f":"IF(Table2[[#This Row],[Lighting  Technology]]=\"Other\", \"-\", IF( AND(ISBLANK(Table2[[#This Row],[BC Hydro Rebate Category ]]),ISBLANK(Table2[[#This Row],[Fortis Rebate Category ]])), \"\", IF(ISTEXT(Table2[[#This Row],[Fortis Rebate Category ]]), IFERROR(INDEX(Table13BCHECM,MATCH(Table2[[#This Row],[Fortis Rebate Category ]],Table13[Fortis New Lighting source],0)),\"\"), IF(ISTEXT(Table2[[#This Row],[BC Hydro Rebate Category ]]), IFERROR(INDEX(Table13BCHECM,MATCH(Table2[[#This Row],[BC Hydro Rebate Category ]],Table13BCHRebateCategory,0)),\"\"), \"\"))))","v":""},{"$f":"IF(Table2[[#This Row],[Lighting  Technology]]=\"Other\", 0, IF( AND(ISBLANK(Table2[[#This Row],[BC Hydro Rebate Category ]]),ISBLANK(Table2[[#This Row],[Fortis Rebate Category ]])), \"\", IF(ISTEXT(Table2[[#This Row],[Fortis Rebate Category ]]), IFERROR(INDEX(Table13Persistence,MATCH(Table2[[#This Row],[Fortis Rebate Category ]],Table13[Fortis New Lighting source],0)),\"\"), IF(ISTEXT(Table2[[#This Row],[BC Hydro Rebate Category ]]), IFERROR(INDEX(Table13Persistence,MATCH(Table2[[#This Row],[BC Hydro Rebate Category ]],Table13BCHRebateCategory,0)),\"\"), \"\"))))","v":""},null,{"$f":"IFERROR(INDEX(Table5ControlRebate,MATCH(Table2[[#This Row],[Control Type]],Table5NewControl,0)),\"\")","v":""},null,{"$f":"IF(ISBLANK(Table2[[#This Row],[Control Type]]), IF(ISBLANK(Table2[[#This Row],[Annual Usage Hours (hrs)]]),Table2[[#This Row],[Reference Hours (hrs)]], Table2[[#This Row],[Annual Usage Hours (hrs)]]), IF(AND(ISBLANK(Table2[[#This Row],[Annual Usage Hours (hrs)]]), Table2[[#This Row],[Control Type]]=\"None\"), Table2[[#This Row],[Reference Hours (hrs)]], IF(Table2[[#This Row],[Control Type]]=\"None\", Table2[[#This Row],[Annual Usage Hours (hrs)]], IF(AND(ISBLANK(Table2[[#This Row],[Annual Usage Hours (hrs)]]), Table2[[#This Row],[Control Type]]<>\"None\"), IFERROR(Table2[[#This Row],[Reference Hours (hrs)]]*0.8,\"\"), IF(Table2[[#This Row],[Control Type]]<>\"None\", IFERROR( Table2[[#This Row],[Annual Usage Hours (hrs)]]*0.8,\"\"),\"\")))))","v":""},{"$f":"IF( Table2[[#This Row],[Lighting  Technology]]=\"Other\", IF(ISBLANK(Table2[[#This Row],[Retrofit Lamp/ Luminaire Wattage (see Rebate Unit)]]),\"\",IFERROR(Table2[[#This Row],[Prescribed Quantity]]*Table2[[#This Row],[Retrofit Lamp/ Luminaire Wattage (see Rebate Unit)]],\"\")), IF(ISBLANK(Table2[[#This Row],[Retrofit Lamp/ Luminaire Wattage (see Rebate Unit)]]),IFERROR(Table2[[#This Row],[Prescribed Quantity]]*Table2[[#This Row],[Prescribed Wattage (W)]],\"\"),IFERROR(Table2[[#This Row],[Prescribed Quantity]]*Table2[[#This Row],[Retrofit Lamp/ Luminaire Wattage (see Rebate Unit)]],\"\")))","v":""},{"$f":"IFERROR((IF( Table2[[#This Row],[Lighting  Technology]]=\"Other\", Table2[[#This Row],[Prescribed Quantity]]*Table2[[#This Row],[Retrofit Lamp/ Luminaire Wattage (see Rebate Unit)]], Table2[[#This Row],[Prescribed Quantity]]*Table2[[#This Row],[Prescribed Wattage (W)]] )),\"\")","v":""},{"$f":"IF(ISBLANK(Table2[[#This Row],[New Total Demand (hidden, W)]]),\"\", IF(ISBLANK(Table2[[#This Row],[New Hours (hidden, hrs)]]), \"\", IFERROR(Table2[[#This Row],[New Hours (hidden, hrs)]]*Table2[[#This Row],[New Total Demand (hidden, W)]]/1000,\"\")))","v":""},{"$f":"IF(ISBLANK(Table2[[#This Row],[Total Demand (Hidden) W]]),\"\", IF(ISBLANK(Table2[[#This Row],[New Total Demand (hidden, W)]]), \"\", IFERROR((Table2[[#This Row],[Total Demand (Hidden) W]]-Table2[[#This Row],[New Total Demand (hidden, W)]])/1000,\"\")))","v":""},{"$f":"IF( OR(ISBLANK(Table2[[#This Row],[New Total Demand (hidden, W)]]),ISBLANK(Table2[[#This Row],[Total Demand (Hidden) W]])),\"\", IF(ISBLANK(Table2[[#This Row],[Annual Usage Hours (hrs)]]), IFERROR( Table2[[#This Row],[Reference Hours (hrs)]]*(Table2[[#This Row],[Total Demand (Hidden) W]]-Table2[[#This Row],[New Total Demand (hidden, W)]])/1000,\"\"), IFERROR( Table2[[#This Row],[Annual Usage Hours (hrs)]]*(Table2[[#This Row],[Total Demand (Hidden) W]]-Table2[[#This Row],[New Total Demand (hidden, W)]])/1000,\"\")))","v":""},{"$f":"IF( OR(ISBLANK(Table2[[#This Row],[Prescribed Total Demand (hidden, W)]]),ISBLANK(Table2[[#This Row],[Total Demand (Hidden) W]])),\"\", IF(ISBLANK(Table2[[#This Row],[Annual Usage Hours (hrs)]]), IFERROR( Table2[[#This Row],[Reference Hours (hrs)]]*((Table2[Existing Prescribed Wattage (W)]*Table2[Existing Luminaire Quantity])-Table2[[#This Row],[Prescribed Total Demand (hidden, W)]])/1000,\"\"), IFERROR( Table2[[#This Row],[Annual Usage Hours (hrs)]]*((Table2[Existing Prescribed Wattage (W)]*Table2[Existing Luminaire Quantity])-Table2[[#This Row],[Prescribed Total Demand (hidden, W)]])/1000,\"\")))","v":""},{"$f":"\"\"","v":""},{"$f":"IF(OR(Table2[[#This Row],[Control Type]]=\"None\", ISBLANK(Table2[[#This Row],[Control Type]])),\"\", IF(ISBLANK(Table2[[#This Row],[New Total Demand (hidden, W)]]),\"\", IF(ISBLANK(Table2[[#This Row],[Annual Usage Hours (hrs)]]),  IFERROR( 0.2*Table2[[#This Row],[Reference Hours (hrs)]]*Table2[[#This Row],[New Total Demand (hidden, W)]]/1000,\"\"), IFERROR( 0.2*Table2[[#This Row],[Annual Usage Hours (hrs)]]*Table2[[#This Row],[New Total Demand (hidden, W)]]/1000,\"\"))))","v":""},{"$f":"IF(AND(NOT(ISNUMBER(Table2[[#This Row],[Rebate Per Unit\n(CAD)]])),ISBLANK(Table2[[#This Row],[Control Type]])), \"\", IF(OR(Table2[[#This Row],[Rebate Per Unit\n(CAD)]]=0,AND(NOT(ISNUMBER(Table2[[#This Row],[Rebate Per Unit\n(CAD)]])), ISTEXT(Table2[[#This Row],[Control Type]]))), 0, IFERROR(Table2[[#This Row],[Prescribed Quantity]]*Table2[[#This Row],[Rebate Per Unit\n(CAD)]],\"\")))","v":""},{"$f":" IF(AND(ISBLANK(Table2[[#This Row],[Control Type]]),ISNUMBER(Table2[[#This Row],[Rebate Value (CAD)]])),0, IFERROR(Table2[[#This Row],[Control Quantity]]*Table2[[#This Row],[Control Rebate per Unit\n(CAD)]],\"\"))","v":""},{"$f":"IF(AND(ISBLANK(Table2[[#This Row],[Rebate Value (CAD)]]),ISBLANK(Table2[[#This Row],[Rebate Value for Controls (CAD)]])), \"\", IFERROR(Table2[[#This Row],[Rebate Value (CAD)]]+Table2[[#This Row],[Rebate Value for Controls (CAD)]],\"\"))","v":""},{"$f":"IF(Table2[[#This Row],[Lighting  Technology]]=\"Other\",\"Other - \"&Table2[[#This Row],[Other - Lighting Technology Description]],Table2[[#This Row],[BC Hydro Rebate Category ]])","v":0},{"$f":"Table2[[#This Row],[BC Hydro Rebate Category ]]&Table2[[#This Row],[Retrofit Part '# (mandatory to validate Rebates)]]","v":""}]
[null,null,null,null,null,null,{"$f":"IF(ISBLANK(Table2[[#This Row],[Prescribed Lighting Source]]), \"\", IFERROR( INDEX(Table13ExistingPrescribedWattage,MATCH(Table2[[#This Row],[Prescribed Lighting Source]],Table13ExistingLightingSource,0)), IFERROR(INDEX(Table13ExistingPrescribedWattage,MATCH(Table2[[#This Row],[Fortis Rebate Category ]],Table13NewLightingSource,0)),\"-\")))","v":""},null,{"$f":"IFERROR(INDEX(SpaceTypeHours,MATCH(Table2[[#This Row],[Space Type]],SpaceType,0)),\"\")","v":""},null,{"$f":"IFERROR(IF(Table2[[#This Row],[Lighting  Technology]]=\"Other\",Table2[[#This Row],[Existing Effective Input Wattage (W)]]*Table2[[#This Row],[Existing Luminaire Quantity]],Table2[[#This Row],[Existing Prescribed Wattage (W)]]*Table2[[#This Row],[Existing Luminaire Quantity]]),\"\")","v":""},{"$f":"IF(Table2[Lighting  Technology] = \"Other\",(Table2[[#This Row],[Existing Luminaire Quantity]]*Table2[[#This Row],[Existing Effective Input Wattage (W)]]), IF(Table2[Existing Prescribed Wattage (W)] = \"\",\"\", IF( ISBLANK(Table2[[#This Row],[Existing Effective Input Wattage (W)]]), (Table2[[#This Row],[Existing Luminaire Quantity]]*Table2[[#This Row],[Existing Prescribed Wattage (W)]]),(Table2[[#This Row],[Existing Luminaire Quantity]]*Table2[[#This Row],[Existing Effective Input Wattage (W)]]))))","v":""},{"$f":"IF( (ISBLANK(Table2[[#This Row],[Annual Usage Hours (hrs)]])), IFERROR(Table2[[#This Row],[Reference Hours (hrs)]]*Table2[[#This Row],[Total Demand (Hidden) W]]/1000,\"\"), IFERROR(Table2[[#This Row],[Annual Usage Hours (hrs)]]*Table2[[#This Row],[Total Demand (Hidden) W]]/1000,\"\"))","v":""},null,null,{"$f":"IF(Table2[[#This Row],[Lighting  Technology]]=\"Other\", 0, IF( AND(ISBLANK(Table2[[#This Row],[BC Hydro Rebate Category ]]),ISBLANK(Table2[[#This Row],[Fortis Rebate Category ]])), \"\", IF(ISTEXT(Table2[[#This Row],[Fortis Rebate Category ]]), IFERROR(INDEX(Table13[Rebate],MATCH(Table2[[#This Row],[Fortis Rebate Category ]],Table13[Fortis New Lighting source],0)),\"\"), IF(ISTEXT(Table2[[#This Row],[BC Hydro Rebate Category ]]), IFERROR(INDEX(Table13Rebate,MATCH(Table2[[#This Row],[BC Hydro Rebate Category ]],Table13BCHRebateCategory,0)),\"\"), \"\"))))","v":""},{"$f":" IF(Table2[[#This Row],[Lighting  Technology]]=\"Other\", \"per Unit\", IF( AND(ISBLANK(Table2[[#This Row],[BC Hydro Rebate Category ]]),ISBLANK(Table2[[#This Row],[Fortis Rebate Category ]])), \"\", IF(ISTEXT(Table2[[#This Row],[Fortis Rebate Category ]]), IFERROR(INDEX(Table13PerUnit,MATCH(Table2[[#This Row],[Fortis Rebate Category ]],Table13[Fortis New Lighting source],0)),\"\"), IF(ISTEXT(Table2[[#This Row],[BC Hydro Rebate Category ]]), IFERROR(INDEX(Table13PerUnit,MATCH(Table2[[#This Row],[BC Hydro Rebate Category ]],Table13BCHRebateCategory,0)),\"\"), \"\"))))","v":""},null,{"$f":"IF( AND(ISBLANK(Table2[[#This Row],[Existing Luminaire Quantity]]),ISBLANK(Table2[[#This Row],[Prescribed Lighting Source]])), \"\", IF( OR(AND(ISNUMBER(SEARCH(\"lamp fl.\",Table2[[#This Row],[Prescribed Lighting Source]])),ISNUMBER(SEARCH(\"T8 lamp\",Table2[[#This Row],[BC Hydro Rebate Category ]]))),AND(ISNUMBER(SEARCH(\"T5HO\",Table2[[#This Row],[Prescribed Lighting Source]])),ISNUMBER(SEARCH(\"T5HO\",Table2[[#This Row],[BC Hydro Rebate Category ]]))),AND(ISNUMBER(SEARCH(\"lamp fl.\",Table2[[#This Row],[Prescribed Lighting Source]])),ISNUMBER(SEARCH(\"T8 lamp\",Table2[[#This Row],[Fortis Rebate Category ]]))),AND(ISNUMBER(SEARCH(\"T5HO\",Table2[[#This Row],[Prescribed Lighting Source]])),ISNUMBER(SEARCH(\"T5HO\",Table2[[#This Row],[Fortis Rebate Category ]])))          ),  IFERROR(INDEX(Table13NumberofLamps,MATCH(Table2[[#This Row],[Prescribed Lighting Source]],Table13ExistingLightingSource,0))*Table2[[#This Row],[Existing Luminaire Quantity]], \"-\"),  IF(Table2[[#This Row],[Lighting  Technology]]=\"Other\", IFERROR(Table2[[#This Row],[Existing Luminaire Quantity]],\"-\"), IFERROR(Table2[[#This Row],[Existing Luminaire Quantity]],\"-\"))))","v":""},{"$f":"IF( AND(ISBLANK(Table2[[#This Row],[BC Hydro Rebate Category ]]),ISBLANK(Table2[[#This Row],[Fortis Rebate Category ]])), \"\", IF(ISTEXT(Table2[[#This Row],[Fortis Rebate Category ]]), IFERROR(INDEX(Table13NewPrescribedWattage,MATCH(Table2[[#This Row],[Fortis Rebate Category ]],Table13[Fortis New Lighting source],0)),\"\"), IF(ISTEXT(Table2[[#This Row],[BC Hydro Rebate Category ]]), IFERROR(INDEX(Table13NewPrescribedWattage,MATCH(Table2[[#This Row],[BC Hydro Rebate Category ]],Table13BCHRebateCategory,0)),\"\"), \"\")))","v":""},null,null,{"$f":"IF(Table2[[#This Row],[Lighting  Technology]]=\"Other\", \"-\", IF( AND(ISBLANK(Table2[[#This Row],[BC Hydro Rebate Category ]]),ISBLANK(Table2[[#This Row],[Fortis Rebate Category ]])), \"\", IF(ISTEXT(Table2[[#This Row],[Fortis Rebate Category ]]), IFERROR(INDEX(Table13BCHECM,MATCH(Table2[[#This Row],[Fortis Rebate Category ]],Table13[Fortis New Lighting source],0)),\"\"), IF(ISTEXT(Table2[[#This Row],[BC Hydro Rebate Category ]]), IFERROR(INDEX(Table13BCHECM,MATCH(Table2[[#This Row],[BC Hydro Rebate Category ]],Table13BCHRebateCategory,0)),\"\"), \"\"))))","v":""},{"$f":"IF(Table2[[#This Row],[Lighting  Technology]]=\"Other\", 0, IF( AND(ISBLANK(Table2[[#This Row],[BC Hydro Rebate Category ]]),ISBLANK(Table2[[#This Row],[Fortis Rebate Category ]])), \"\", IF(ISTEXT(Table2[[#This Row],[Fortis Rebate Category ]]), IFERROR(INDEX(Table13Persistence,MATCH(Table2[[#This Row],[Fortis Rebate Category ]],Table13[Fortis New Lighting source],0)),\"\"), IF(ISTEXT(Table2[[#This Row],[BC Hydro Rebate Category ]]), IFERROR(INDEX(Table13Persistence,MATCH(Table2[[#This Row],[BC Hydro Rebate Category ]],Table13BCHRebateCategory,0)),\"\"), \"\"))))","v":""},null,{"$f":"IFERROR(INDEX(Table5ControlRebate,MATCH(Table2[[#This Row],[Control Type]],Table5NewControl,0)),\"\")","v":""},null,{"$f":"IF(ISBLANK(Table2[[#This Row],[Control Type]]), IF(ISBLANK(Table2[[#This Row],[Annual Usage Hours (hrs)]]),Table2[[#This Row],[Reference Hours (hrs)]], Table2[[#This Row],[Annual Usage Hours (hrs)]]), IF(AND(ISBLANK(Table2[[#This Row],[Annual Usage Hours (hrs)]]), Table2[[#This Row],[Control Type]]=\"None\"), Table2[[#This Row],[Reference Hours (hrs)]], IF(Table2[[#This Row],[Control Type]]=\"None\", Table2[[#This Row],[Annual Usage Hours (hrs)]], IF(AND(ISBLANK(Table2[[#This Row],[Annual Usage Hours (hrs)]]), Table2[[#This Row],[Control Type]]<>\"None\"), IFERROR(Table2[[#This Row],[Reference Hours (hrs)]]*0.8,\"\"), IF(Table2[[#This Row],[Control Type]]<>\"None\", IFERROR( Table2[[#This Row],[Annual Usage Hours (hrs)]]*0.8,\"\"),\"\")))))","v":""},{"$f":"IF( Table2[[#This Row],[Lighting  Technology]]=\"Other\", IF(ISBLANK(Table2[[#This Row],[Retrofit Lamp/ Luminaire Wattage (see Rebate Unit)]]),\"\",IFERROR(Table2[[#This Row],[Prescribed Quantity]]*Table2[[#This Row],[Retrofit Lamp/ Luminaire Wattage (see Rebate Unit)]],\"\")), IF(ISBLANK(Table2[[#This Row],[Retrofit Lamp/ Luminaire Wattage (see Rebate Unit)]]),IFERROR(Table2[[#This Row],[Prescribed Quantity]]*Table2[[#This Row],[Prescribed Wattage (W)]],\"\"),IFERROR(Table2[[#This Row],[Prescribed Quantity]]*Table2[[#This Row],[Retrofit Lamp/ Luminaire Wattage (see Rebate Unit)]],\"\")))","v":""},{"$f":"IFERROR((IF( Table2[[#This Row],[Lighting  Technology]]=\"Other\", Table2[[#This Row],[Prescribed Quantity]]*Table2[[#This Row],[Retrofit Lamp/ Luminaire Wattage (see Rebate Unit)]], Table2[[#This Row],[Prescribed Quantity]]*Table2[[#This Row],[Prescribed Wattage (W)]] )),\"\")","v":""},{"$f":"IF(ISBLANK(Table2[[#This Row],[New Total Demand (hidden, W)]]),\"\", IF(ISBLANK(Table2[[#This Row],[New Hours (hidden, hrs)]]), \"\", IFERROR(Table2[[#This Row],[New Hours (hidden, hrs)]]*Table2[[#This Row],[New Total Demand (hidden, W)]]/1000,\"\")))","v":""},{"$f":"IF(ISBLANK(Table2[[#This Row],[Total Demand (Hidden) W]]),\"\", IF(ISBLANK(Table2[[#This Row],[New Total Demand (hidden, W)]]), \"\", IFERROR((Table2[[#This Row],[Total Demand (Hidden) W]]-Table2[[#This Row],[New Total Demand (hidden, W)]])/1000,\"\")))","v":""},{"$f":"IF( OR(ISBLANK(Table2[[#This Row],[New Total Demand (hidden, W)]]),ISBLANK(Table2[[#This Row],[Total Demand (Hidden) W]])),\"\", IF(ISBLANK(Table2[[#This Row],[Annual Usage Hours (hrs)]]), IFERROR( Table2[[#This Row],[Reference Hours (hrs)]]*(Table2[[#This Row],[Total Demand (Hidden) W]]-Table2[[#This Row],[New Total Demand (hidden, W)]])/1000,\"\"), IFERROR( Table2[[#This Row],[Annual Usage Hours (hrs)]]*(Table2[[#This Row],[Total Demand (Hidden) W]]-Table2[[#This Row],[New Total Demand (hidden, W)]])/1000,\"\")))","v":""},{"$f":"IF( OR(ISBLANK(Table2[[#This Row],[Prescribed Total Demand (hidden, W)]]),ISBLANK(Table2[[#This Row],[Total Demand (Hidden) W]])),\"\", IF(ISBLANK(Table2[[#This Row],[Annual Usage Hours (hrs)]]), IFERROR( Table2[[#This Row],[Reference Hours (hrs)]]*((Table2[Existing Prescribed Wattage (W)]*Table2[Existing Luminaire Quantity])-Table2[[#This Row],[Prescribed Total Demand (hidden, W)]])/1000,\"\"), IFERROR( Table2[[#This Row],[Annual Usage Hours (hrs)]]*((Table2[Existing Prescribed Wattage (W)]*Table2[Existing Luminaire Quantity])-Table2[[#This Row],[Prescribed Total Demand (hidden, W)]])/1000,\"\")))","v":""},{"$f":"\"\"","v":""},{"$f":"IF(OR(Table2[[#This Row],[Control Type]]=\"None\", ISBLANK(Table2[[#This Row],[Control Type]])),\"\", IF(ISBLANK(Table2[[#This Row],[New Total Demand (hidden, W)]]),\"\", IF(ISBLANK(Table2[[#This Row],[Annual Usage Hours (hrs)]]),  IFERROR( 0.2*Table2[[#This Row],[Reference Hours (hrs)]]*Table2[[#This Row],[New Total Demand (hidden, W)]]/1000,\"\"), IFERROR( 0.2*Table2[[#This Row],[Annual Usage Hours (hrs)]]*Table2[[#This Row],[New Total Demand (hidden, W)]]/1000,\"\"))))","v":""},{"$f":"IF(AND(NOT(ISNUMBER(Table2[[#This Row],[Rebate Per Unit\n(CAD)]])),ISBLANK(Table2[[#This Row],[Control Type]])), \"\", IF(OR(Table2[[#This Row],[Rebate Per Unit\n(CAD)]]=0,AND(NOT(ISNUMBER(Table2[[#This Row],[Rebate Per Unit\n(CAD)]])), ISTEXT(Table2[[#This Row],[Control Type]]))), 0, IFERROR(Table2[[#This Row],[Prescribed Quantity]]*Table2[[#This Row],[Rebate Per Unit\n(CAD)]],\"\")))","v":""},{"$f":" IF(AND(ISBLANK(Table2[[#This Row],[Control Type]]),ISNUMBER(Table2[[#This Row],[Rebate Value (CAD)]])),0, IFERROR(Table2[[#This Row],[Control Quantity]]*Table2[[#This Row],[Control Rebate per Unit\n(CAD)]],\"\"))","v":""},{"$f":"IF(AND(ISBLANK(Table2[[#This Row],[Rebate Value (CAD)]]),ISBLANK(Table2[[#This Row],[Rebate Value for Controls (CAD)]])), \"\", IFERROR(Table2[[#This Row],[Rebate Value (CAD)]]+Table2[[#This Row],[Rebate Value for Controls (CAD)]],\"\"))","v":""},{"$f":"IF(Table2[[#This Row],[Lighting  Technology]]=\"Other\",\"Other - \"&Table2[[#This Row],[Other - Lighting Technology Description]],Table2[[#This Row],[BC Hydro Rebate Category ]])","v":0},{"$f":"Table2[[#This Row],[BC Hydro Rebate Category ]]&Table2[[#This Row],[Retrofit Part '# (mandatory to validate Rebates)]]","v":""}]
[null,null,null,null,null,null,{"$f":"IF(ISBLANK(Table2[[#This Row],[Prescribed Lighting Source]]), \"\", IFERROR( INDEX(Table13ExistingPrescribedWattage,MATCH(Table2[[#This Row],[Prescribed Lighting Source]],Table13ExistingLightingSource,0)), IFERROR(INDEX(Table13ExistingPrescribedWattage,MATCH(Table2[[#This Row],[Fortis Rebate Category ]],Table13NewLightingSource,0)),\"-\")))","v":""},null,{"$f":"IFERROR(INDEX(SpaceTypeHours,MATCH(Table2[[#This Row],[Space Type]],SpaceType,0)),\"\")","v":""},null,{"$f":"IFERROR(IF(Table2[[#This Row],[Lighting  Technology]]=\"Other\",Table2[[#This Row],[Existing Effective Input Wattage (W)]]*Table2[[#This Row],[Existing Luminaire Quantity]],Table2[[#This Row],[Existing Prescribed Wattage (W)]]*Table2[[#This Row],[Existing Luminaire Quantity]]),\"\")","v":""},{"$f":"IF(Table2[Lighting  Technology] = \"Other\",(Table2[[#This Row],[Existing Luminaire Quantity]]*Table2[[#This Row],[Existing Effective Input Wattage (W)]]), IF(Table2[Existing Prescribed Wattage (W)] = \"\",\"\", IF( ISBLANK(Table2[[#This Row],[Existing Effective Input Wattage (W)]]), (Table2[[#This Row],[Existing Luminaire Quantity]]*Table2[[#This Row],[Existing Prescribed Wattage (W)]]),(Table2[[#This Row],[Existing Luminaire Quantity]]*Table2[[#This Row],[Existing Effective Input Wattage (W)]]))))","v":""},{"$f":"IF( (ISBLANK(Table2[[#This Row],[Annual Usage Hours (hrs)]])), IFERROR(Table2[[#This Row],[Reference Hours (hrs)]]*Table2[[#This Row],[Total Demand (Hidden) W]]/1000,\"\"), IFERROR(Table2[[#This Row],[Annual Usage Hours (hrs)]]*Table2[[#This Row],[Total Demand (Hidden) W]]/1000,\"\"))","v":""},null,null,{"$f":"IF(Table2[[#This Row],[Lighting  Technology]]=\"Other\", 0, IF( AND(ISBLANK(Table2[[#This Row],[BC Hydro Rebate Category ]]),ISBLANK(Table2[[#This Row],[Fortis Rebate Category ]])), \"\", IF(ISTEXT(Table2[[#This Row],[Fortis Rebate Category ]]), IFERROR(INDEX(Table13[Rebate],MATCH(Table2[[#This Row],[Fortis Rebate Category ]],Table13[Fortis New Lighting source],0)),\"\"), IF(ISTEXT(Table2[[#This Row],[BC Hydro Rebate Category ]]), IFERROR(INDEX(Table13Rebate,MATCH(Table2[[#This Row],[BC Hydro Rebate Category ]],Table13BCHRebateCategory,0)),\"\"), \"\"))))","v":""},{"$f":" IF(Table2[[#This Row],[Lighting  Technology]]=\"Other\", \"per Unit\", IF( AND(ISBLANK(Table2[[#This Row],[BC Hydro Rebate Category ]]),ISBLANK(Table2[[#This Row],[Fortis Rebate Category ]])), \"\", IF(ISTEXT(Table2[[#This Row],[Fortis Rebate Category ]]), IFERROR(INDEX(Table13PerUnit,MATCH(Table2[[#This Row],[Fortis Rebate Category ]],Table13[Fortis New Lighting source],0)),\"\"), IF(ISTEXT(Table2[[#This Row],[BC Hydro Rebate Category ]]), IFERROR(INDEX(Table13PerUnit,MATCH(Table2[[#This Row],[BC Hydro Rebate Category ]],Table13BCHRebateCategory,0)),\"\"), \"\"))))","v":""},null,{"$f":"IF( AND(ISBLANK(Table2[[#This Row],[Existing Luminaire Quantity]]),ISBLANK(Table2[[#This Row],[Prescribed Lighting Source]])), \"\", IF( OR(AND(ISNUMBER(SEARCH(\"lamp fl.\",Table2[[#This Row],[Prescribed Lighting Source]])),ISNUMBER(SEARCH(\"T8 lamp\",Table2[[#This Row],[BC Hydro Rebate Category ]]))),AND(ISNUMBER(SEARCH(\"T5HO\",Table2[[#This Row],[Prescribed Lighting Source]])),ISNUMBER(SEARCH(\"T5HO\",Table2[[#This Row],[BC Hydro Rebate Category ]]))),AND(ISNUMBER(SEARCH(\"lamp fl.\",Table2[[#This Row],[Prescribed Lighting Source]])),ISNUMBER(SEARCH(\"T8 lamp\",Table2[[#This Row],[Fortis Rebate Category ]]))),AND(ISNUMBER(SEARCH(\"T5HO\",Table2[[#This Row],[Prescribed Lighting Source]])),ISNUMBER(SEARCH(\"T5HO\",Table2[[#This Row],[Fortis Rebate Category ]])))          ),  IFERROR(INDEX(Table13NumberofLamps,MATCH(Table2[[#This Row],[Prescribed Lighting Source]],Table13ExistingLightingSource,0))*Table2[[#This Row],[Existing Luminaire Quantity]], \"-\"),  IF(Table2[[#This Row],[Lighting  Technology]]=\"Other\", IFERROR(Table2[[#This Row],[Existing Luminaire Quantity]],\"-\"), IFERROR(Table2[[#This Row],[Existing Luminaire Quantity]],\"-\"))))","v":""},{"$f":"IF( AND(ISBLANK(Table2[[#This Row],[BC Hydro Rebate Category ]]),ISBLANK(Table2[[#This Row],[Fortis Rebate Category ]])), \"\", IF(ISTEXT(Table2[[#This Row],[Fortis Rebate Category ]]), IFERROR(INDEX(Table13NewPrescribedWattage,MATCH(Table2[[#This Row],[Fortis Rebate Category ]],Table13[Fortis New Lighting source],0)),\"\"), IF(ISTEXT(Table2[[#This Row],[BC Hydro Rebate Category ]]), IFERROR(INDEX(Table13NewPrescribedWattage,MATCH(Table2[[#This Row],[BC Hydro Rebate Category ]],Table13BCHRebateCategory,0)),\"\"), \"\")))","v":""},null,null,{"$f":"IF(Table2[[#This Row],[Lighting  Technology]]=\"Other\", \"-\", IF( AND(ISBLANK(Table2[[#This Row],[BC Hydro Rebate Category ]]),ISBLANK(Table2[[#This Row],[Fortis Rebate Category ]])), \"\", IF(ISTEXT(Table2[[#This Row],[Fortis Rebate Category ]]), IFERROR(INDEX(Table13BCHECM,MATCH(Table2[[#This Row],[Fortis Rebate Category ]],Table13[Fortis New Lighting source],0)),\"\"), IF(ISTEXT(Table2[[#This Row],[BC Hydro Rebate Category ]]), IFERROR(INDEX(Table13BCHECM,MATCH(Table2[[#This Row],[BC Hydro Rebate Category ]],Table13BCHRebateCategory,0)),\"\"), \"\"))))","v":""},{"$f":"IF(Table2[[#This Row],[Lighting  Technology]]=\"Other\", 0, IF( AND(ISBLANK(Table2[[#This Row],[BC Hydro Rebate Category ]]),ISBLANK(Table2[[#This Row],[Fortis Rebate Category ]])), \"\", IF(ISTEXT(Table2[[#This Row],[Fortis Rebate Category ]]), IFERROR(INDEX(Table13Persistence,MATCH(Table2[[#This Row],[Fortis Rebate Category ]],Table13[Fortis New Lighting source],0)),\"\"), IF(ISTEXT(Table2[[#This Row],[BC Hydro Rebate Category ]]), IFERROR(INDEX(Table13Persistence,MATCH(Table2[[#This Row],[BC Hydro Rebate Category ]],Table13BCHRebateCategory,0)),\"\"), \"\"))))","v":""},null,{"$f":"IFERROR(INDEX(Table5ControlRebate,MATCH(Table2[[#This Row],[Control Type]],Table5NewControl,0)),\"\")","v":""},null,{"$f":"IF(ISBLANK(Table2[[#This Row],[Control Type]]), IF(ISBLANK(Table2[[#This Row],[Annual Usage Hours (hrs)]]),Table2[[#This Row],[Reference Hours (hrs)]], Table2[[#This Row],[Annual Usage Hours (hrs)]]), IF(AND(ISBLANK(Table2[[#This Row],[Annual Usage Hours (hrs)]]), Table2[[#This Row],[Control Type]]=\"None\"), Table2[[#This Row],[Reference Hours (hrs)]], IF(Table2[[#This Row],[Control Type]]=\"None\", Table2[[#This Row],[Annual Usage Hours (hrs)]], IF(AND(ISBLANK(Table2[[#This Row],[Annual Usage Hours (hrs)]]), Table2[[#This Row],[Control Type]]<>\"None\"), IFERROR(Table2[[#This Row],[Reference Hours (hrs)]]*0.8,\"\"), IF(Table2[[#This Row],[Control Type]]<>\"None\", IFERROR( Table2[[#This Row],[Annual Usage Hours (hrs)]]*0.8,\"\"),\"\")))))","v":""},{"$f":"IF( Table2[[#This Row],[Lighting  Technology]]=\"Other\", IF(ISBLANK(Table2[[#This Row],[Retrofit Lamp/ Luminaire Wattage (see Rebate Unit)]]),\"\",IFERROR(Table2[[#This Row],[Prescribed Quantity]]*Table2[[#This Row],[Retrofit Lamp/ Luminaire Wattage (see Rebate Unit)]],\"\")), IF(ISBLANK(Table2[[#This Row],[Retrofit Lamp/ Luminaire Wattage (see Rebate Unit)]]),IFERROR(Table2[[#This Row],[Prescribed Quantity]]*Table2[[#This Row],[Prescribed Wattage (W)]],\"\"),IFERROR(Table2[[#This Row],[Prescribed Quantity]]*Table2[[#This Row],[Retrofit Lamp/ Luminaire Wattage (see Rebate Unit)]],\"\")))","v":""},{"$f":"IFERROR((IF( Table2[[#This Row],[Lighting  Technology]]=\"Other\", Table2[[#This Row],[Prescribed Quantity]]*Table2[[#This Row],[Retrofit Lamp/ Luminaire Wattage (see Rebate Unit)]], Table2[[#This Row],[Prescribed Quantity]]*Table2[[#This Row],[Prescribed Wattage (W)]] )),\"\")","v":""},{"$f":"IF(ISBLANK(Table2[[#This Row],[New Total Demand (hidden, W)]]),\"\", IF(ISBLANK(Table2[[#This Row],[New Hours (hidden, hrs)]]), \"\", IFERROR(Table2[[#This Row],[New Hours (hidden, hrs)]]*Table2[[#This Row],[New Total Demand (hidden, W)]]/1000,\"\")))","v":""},{"$f":"IF(ISBLANK(Table2[[#This Row],[Total Demand (Hidden) W]]),\"\", IF(ISBLANK(Table2[[#This Row],[New Total Demand (hidden, W)]]), \"\", IFERROR((Table2[[#This Row],[Total Demand (Hidden) W]]-Table2[[#This Row],[New Total Demand (hidden, W)]])/1000,\"\")))","v":""},{"$f":"IF( OR(ISBLANK(Table2[[#This Row],[New Total Demand (hidden, W)]]),ISBLANK(Table2[[#This Row],[Total Demand (Hidden) W]])),\"\", IF(ISBLANK(Table2[[#This Row],[Annual Usage Hours (hrs)]]), IFERROR( Table2[[#This Row],[Reference Hours (hrs)]]*(Table2[[#This Row],[Total Demand (Hidden) W]]-Table2[[#This Row],[New Total Demand (hidden, W)]])/1000,\"\"), IFERROR( Table2[[#This Row],[Annual Usage Hours (hrs)]]*(Table2[[#This Row],[Total Demand (Hidden) W]]-Table2[[#This Row],[New Total Demand (hidden, W)]])/1000,\"\")))","v":""},{"$f":"IF( OR(ISBLANK(Table2[[#This Row],[Prescribed Total Demand (hidden, W)]]),ISBLANK(Table2[[#This Row],[Total Demand (Hidden) W]])),\"\", IF(ISBLANK(Table2[[#This Row],[Annual Usage Hours (hrs)]]), IFERROR( Table2[[#This Row],[Reference Hours (hrs)]]*((Table2[Existing Prescribed Wattage (W)]*Table2[Existing Luminaire Quantity])-Table2[[#This Row],[Prescribed Total Demand (hidden, W)]])/1000,\"\"), IFERROR( Table2[[#This Row],[Annual Usage Hours (hrs)]]*((Table2[Existing Prescribed Wattage (W)]*Table2[Existing Luminaire Quantity])-Table2[[#This Row],[Prescribed Total Demand (hidden, W)]])/1000,\"\")))","v":""},{"$f":"\"\"","v":""},{"$f":"IF(OR(Table2[[#This Row],[Control Type]]=\"None\", ISBLANK(Table2[[#This Row],[Control Type]])),\"\", IF(ISBLANK(Table2[[#This Row],[New Total Demand (hidden, W)]]),\"\", IF(ISBLANK(Table2[[#This Row],[Annual Usage Hours (hrs)]]),  IFERROR( 0.2*Table2[[#This Row],[Reference Hours (hrs)]]*Table2[[#This Row],[New Total Demand (hidden, W)]]/1000,\"\"), IFERROR( 0.2*Table2[[#This Row],[Annual Usage Hours (hrs)]]*Table2[[#This Row],[New Total Demand (hidden, W)]]/1000,\"\"))))","v":""},{"$f":"IF(AND(NOT(ISNUMBER(Table2[[#This Row],[Rebate Per Unit\n(CAD)]])),ISBLANK(Table2[[#This Row],[Control Type]])), \"\", IF(OR(Table2[[#This Row],[Rebate Per Unit\n(CAD)]]=0,AND(NOT(ISNUMBER(Table2[[#This Row],[Rebate Per Unit\n(CAD)]])), ISTEXT(Table2[[#This Row],[Control Type]]))), 0, IFERROR(Table2[[#This Row],[Prescribed Quantity]]*Table2[[#This Row],[Rebate Per Unit\n(CAD)]],\"\")))","v":""},{"$f":" IF(AND(ISBLANK(Table2[[#This Row],[Control Type]]),ISNUMBER(Table2[[#This Row],[Rebate Value (CAD)]])),0, IFERROR(Table2[[#This Row],[Control Quantity]]*Table2[[#This Row],[Control Rebate per Unit\n(CAD)]],\"\"))","v":""},{"$f":"IF(AND(ISBLANK(Table2[[#This Row],[Rebate Value (CAD)]]),ISBLANK(Table2[[#This Row],[Rebate Value for Controls (CAD)]])), \"\", IFERROR(Table2[[#This Row],[Rebate Value (CAD)]]+Table2[[#This Row],[Rebate Value for Controls (CAD)]],\"\"))","v":""},{"$f":"IF(Table2[[#This Row],[Lighting  Technology]]=\"Other\",\"Other - \"&Table2[[#This Row],[Other - Lighting Technology Description]],Table2[[#This Row],[BC Hydro Rebate Category ]])","v":0},{"$f":"Table2[[#This Row],[BC Hydro Rebate Category ]]&Table2[[#This Row],[Retrofit Part '# (mandatory to validate Rebates)]]","v":""}]
[null,null,null,null,null,null,{"$f":"IF(ISBLANK(Table2[[#This Row],[Prescribed Lighting Source]]), \"\", IFERROR( INDEX(Table13ExistingPrescribedWattage,MATCH(Table2[[#This Row],[Prescribed Lighting Source]],Table13ExistingLightingSource,0)), IFERROR(INDEX(Table13ExistingPrescribedWattage,MATCH(Table2[[#This Row],[Fortis Rebate Category ]],Table13NewLightingSource,0)),\"-\")))","v":""},null,{"$f":"IFERROR(INDEX(SpaceTypeHours,MATCH(Table2[[#This Row],[Space Type]],SpaceType,0)),\"\")","v":""},null,{"$f":"IFERROR(IF(Table2[[#This Row],[Lighting  Technology]]=\"Other\",Table2[[#This Row],[Existing Effective Input Wattage (W)]]*Table2[[#This Row],[Existing Luminaire Quantity]],Table2[[#This Row],[Existing Prescribed Wattage (W)]]*Table2[[#This Row],[Existing Luminaire Quantity]]),\"\")","v":""},{"$f":"IF(Table2[Lighting  Technology] = \"Other\",(Table2[[#This Row],[Existing Luminaire Quantity]]*Table2[[#This Row],[Existing Effective Input Wattage (W)]]), IF(Table2[Existing Prescribed Wattage (W)] = \"\",\"\", IF( ISBLANK(Table2[[#This Row],[Existing Effective Input Wattage (W)]]), (Table2[[#This Row],[Existing Luminaire Quantity]]*Table2[[#This Row],[Existing Prescribed Wattage (W)]]),(Table2[[#This Row],[Existing Luminaire Quantity]]*Table2[[#This Row],[Existing Effective Input Wattage (W)]]))))","v":""},{"$f":"IF( (ISBLANK(Table2[[#This Row],[Annual Usage Hours (hrs)]])), IFERROR(Table2[[#This Row],[Reference Hours (hrs)]]*Table2[[#This Row],[Total Demand (Hidden) W]]/1000,\"\"), IFERROR(Table2[[#This Row],[Annual Usage Hours (hrs)]]*Table2[[#This Row],[Total Demand (Hidden) W]]/1000,\"\"))","v":""},null,null,{"$f":"IF(Table2[[#This Row],[Lighting  Technology]]=\"Other\", 0, IF( AND(ISBLANK(Table2[[#This Row],[BC Hydro Rebate Category ]]),ISBLANK(Table2[[#This Row],[Fortis Rebate Category ]])), \"\", IF(ISTEXT(Table2[[#This Row],[Fortis Rebate Category ]]), IFERROR(INDEX(Table13[Rebate],MATCH(Table2[[#This Row],[Fortis Rebate Category ]],Table13[Fortis New Lighting source],0)),\"\"), IF(ISTEXT(Table2[[#This Row],[BC Hydro Rebate Category ]]), IFERROR(INDEX(Table13Rebate,MATCH(Table2[[#This Row],[BC Hydro Rebate Category ]],Table13BCHRebateCategory,0)),\"\"), \"\"))))","v":""},{"$f":" IF(Table2[[#This Row],[Lighting  Technology]]=\"Other\", \"per Unit\", IF( AND(ISBLANK(Table2[[#This Row],[BC Hydro Rebate Category ]]),ISBLANK(Table2[[#This Row],[Fortis Rebate Category ]])), \"\", IF(ISTEXT(Table2[[#This Row],[Fortis Rebate Category ]]), IFERROR(INDEX(Table13PerUnit,MATCH(Table2[[#This Row],[Fortis Rebate Category ]],Table13[Fortis New Lighting source],0)),\"\"), IF(ISTEXT(Table2[[#This Row],[BC Hydro Rebate Category ]]), IFERROR(INDEX(Table13PerUnit,MATCH(Table2[[#This Row],[BC Hydro Rebate Category ]],Table13BCHRebateCategory,0)),\"\"), \"\"))))","v":""},null,{"$f":"IF( AND(ISBLANK(Table2[[#This Row],[Existing Luminaire Quantity]]),ISBLANK(Table2[[#This Row],[Prescribed Lighting Source]])), \"\", IF( OR(AND(ISNUMBER(SEARCH(\"lamp fl.\",Table2[[#This Row],[Prescribed Lighting Source]])),ISNUMBER(SEARCH(\"T8 lamp\",Table2[[#This Row],[BC Hydro Rebate Category ]]))),AND(ISNUMBER(SEARCH(\"T5HO\",Table2[[#This Row],[Prescribed Lighting Source]])),ISNUMBER(SEARCH(\"T5HO\",Table2[[#This Row],[BC Hydro Rebate Category ]]))),AND(ISNUMBER(SEARCH(\"lamp fl.\",Table2[[#This Row],[Prescribed Lighting Source]])),ISNUMBER(SEARCH(\"T8 lamp\",Table2[[#This Row],[Fortis Rebate Category ]]))),AND(ISNUMBER(SEARCH(\"T5HO\",Table2[[#This Row],[Prescribed Lighting Source]])),ISNUMBER(SEARCH(\"T5HO\",Table2[[#This Row],[Fortis Rebate Category ]])))          ),  IFERROR(INDEX(Table13NumberofLamps,MATCH(Table2[[#This Row],[Prescribed Lighting Source]],Table13ExistingLightingSource,0))*Table2[[#This Row],[Existing Luminaire Quantity]], \"-\"),  IF(Table2[[#This Row],[Lighting  Technology]]=\"Other\", IFERROR(Table2[[#This Row],[Existing Luminaire Quantity]],\"-\"), IFERROR(Table2[[#This Row],[Existing Luminaire Quantity]],\"-\"))))","v":""},{"$f":"IF( AND(ISBLANK(Table2[[#This Row],[BC Hydro Rebate Category ]]),ISBLANK(Table2[[#This Row],[Fortis Rebate Category ]])), \"\", IF(ISTEXT(Table2[[#This Row],[Fortis Rebate Category ]]), IFERROR(INDEX(Table13NewPrescribedWattage,MATCH(Table2[[#This Row],[Fortis Rebate Category ]],Table13[Fortis New Lighting source],0)),\"\"), IF(ISTEXT(Table2[[#This Row],[BC Hydro Rebate Category ]]), IFERROR(INDEX(Table13NewPrescribedWattage,MATCH(Table2[[#This Row],[BC Hydro Rebate Category ]],Table13BCHRebateCategory,0)),\"\"), \"\")))","v":""},null,null,{"$f":"IF(Table2[[#This Row],[Lighting  Technology]]=\"Other\", \"-\", IF( AND(ISBLANK(Table2[[#This Row],[BC Hydro Rebate Category ]]),ISBLANK(Table2[[#This Row],[Fortis Rebate Category ]])), \"\", IF(ISTEXT(Table2[[#This Row],[Fortis Rebate Category ]]), IFERROR(INDEX(Table13BCHECM,MATCH(Table2[[#This Row],[Fortis Rebate Category ]],Table13[Fortis New Lighting source],0)),\"\"), IF(ISTEXT(Table2[[#This Row],[BC Hydro Rebate Category ]]), IFERROR(INDEX(Table13BCHECM,MATCH(Table2[[#This Row],[BC Hydro Rebate Category ]],Table13BCHRebateCategory,0)),\"\"), \"\"))))","v":""},{"$f":"IF(Table2[[#This Row],[Lighting  Technology]]=\"Other\", 0, IF( AND(ISBLANK(Table2[[#This Row],[BC Hydro Rebate Category ]]),ISBLANK(Table2[[#This Row],[Fortis Rebate Category ]])), \"\", IF(ISTEXT(Table2[[#This Row],[Fortis Rebate Category ]]), IFERROR(INDEX(Table13Persistence,MATCH(Table2[[#This Row],[Fortis Rebate Category ]],Table13[Fortis New Lighting source],0)),\"\"), IF(ISTEXT(Table2[[#This Row],[BC Hydro Rebate Category ]]), IFERROR(INDEX(Table13Persistence,MATCH(Table2[[#This Row],[BC Hydro Rebate Category ]],Table13BCHRebateCategory,0)),\"\"), \"\"))))","v":""},null,{"$f":"IFERROR(INDEX(Table5ControlRebate,MATCH(Table2[[#This Row],[Control Type]],Table5NewControl,0)),\"\")","v":""},null,{"$f":"IF(ISBLANK(Table2[[#This Row],[Control Type]]), IF(ISBLANK(Table2[[#This Row],[Annual Usage Hours (hrs)]]),Table2[[#This Row],[Reference Hours (hrs)]], Table2[[#This Row],[Annual Usage Hours (hrs)]]), IF(AND(ISBLANK(Table2[[#This Row],[Annual Usage Hours (hrs)]]), Table2[[#This Row],[Control Type]]=\"None\"), Table2[[#This Row],[Reference Hours (hrs)]], IF(Table2[[#This Row],[Control Type]]=\"None\", Table2[[#This Row],[Annual Usage Hours (hrs)]], IF(AND(ISBLANK(Table2[[#This Row],[Annual Usage Hours (hrs)]]), Table2[[#This Row],[Control Type]]<>\"None\"), IFERROR(Table2[[#This Row],[Reference Hours (hrs)]]*0.8,\"\"), IF(Table2[[#This Row],[Control Type]]<>\"None\", IFERROR( Table2[[#This Row],[Annual Usage Hours (hrs)]]*0.8,\"\"),\"\")))))","v":""},{"$f":"IF( Table2[[#This Row],[Lighting  Technology]]=\"Other\", IF(ISBLANK(Table2[[#This Row],[Retrofit Lamp/ Luminaire Wattage (see Rebate Unit)]]),\"\",IFERROR(Table2[[#This Row],[Prescribed Quantity]]*Table2[[#This Row],[Retrofit Lamp/ Luminaire Wattage (see Rebate Unit)]],\"\")), IF(ISBLANK(Table2[[#This Row],[Retrofit Lamp/ Luminaire Wattage (see Rebate Unit)]]),IFERROR(Table2[[#This Row],[Prescribed Quantity]]*Table2[[#This Row],[Prescribed Wattage (W)]],\"\"),IFERROR(Table2[[#This Row],[Prescribed Quantity]]*Table2[[#This Row],[Retrofit Lamp/ Luminaire Wattage (see Rebate Unit)]],\"\")))","v":""},{"$f":"IFERROR((IF( Table2[[#This Row],[Lighting  Technology]]=\"Other\", Table2[[#This Row],[Prescribed Quantity]]*Table2[[#This Row],[Retrofit Lamp/ Luminaire Wattage (see Rebate Unit)]], Table2[[#This Row],[Prescribed Quantity]]*Table2[[#This Row],[Prescribed Wattage (W)]] )),\"\")","v":""},{"$f":"IF(ISBLANK(Table2[[#This Row],[New Total Demand (hidden, W)]]),\"\", IF(ISBLANK(Table2[[#This Row],[New Hours (hidden, hrs)]]), \"\", IFERROR(Table2[[#This Row],[New Hours (hidden, hrs)]]*Table2[[#This Row],[New Total Demand (hidden, W)]]/1000,\"\")))","v":""},{"$f":"IF(ISBLANK(Table2[[#This Row],[Total Demand (Hidden) W]]),\"\", IF(ISBLANK(Table2[[#This Row],[New Total Demand (hidden, W)]]), \"\", IFERROR((Table2[[#This Row],[Total Demand (Hidden) W]]-Table2[[#This Row],[New Total Demand (hidden, W)]])/1000,\"\")))","v":""},{"$f":"IF( OR(ISBLANK(Table2[[#This Row],[New Total Demand (hidden, W)]]),ISBLANK(Table2[[#This Row],[Total Demand (Hidden) W]])),\"\", IF(ISBLANK(Table2[[#This Row],[Annual Usage Hours (hrs)]]), IFERROR( Table2[[#This Row],[Reference Hours (hrs)]]*(Table2[[#This Row],[Total Demand (Hidden) W]]-Table2[[#This Row],[New Total Demand (hidden, W)]])/1000,\"\"), IFERROR( Table2[[#This Row],[Annual Usage Hours (hrs)]]*(Table2[[#This Row],[Total Demand (Hidden) W]]-Table2[[#This Row],[New Total Demand (hidden, W)]])/1000,\"\")))","v":""},{"$f":"IF( OR(ISBLANK(Table2[[#This Row],[Prescribed Total Demand (hidden, W)]]),ISBLANK(Table2[[#This Row],[Total Demand (Hidden) W]])),\"\", IF(ISBLANK(Table2[[#This Row],[Annual Usage Hours (hrs)]]), IFERROR( Table2[[#This Row],[Reference Hours (hrs)]]*((Table2[Existing Prescribed Wattage (W)]*Table2[Existing Luminaire Quantity])-Table2[[#This Row],[Prescribed Total Demand (hidden, W)]])/1000,\"\"), IFERROR( Table2[[#This Row],[Annual Usage Hours (hrs)]]*((Table2[Existing Prescribed Wattage (W)]*Table2[Existing Luminaire Quantity])-Table2[[#This Row],[Prescribed Total Demand (hidden, W)]])/1000,\"\")))","v":""},{"$f":"\"\"","v":""},{"$f":"IF(OR(Table2[[#This Row],[Control Type]]=\"None\", ISBLANK(Table2[[#This Row],[Control Type]])),\"\", IF(ISBLANK(Table2[[#This Row],[New Total Demand (hidden, W)]]),\"\", IF(ISBLANK(Table2[[#This Row],[Annual Usage Hours (hrs)]]),  IFERROR( 0.2*Table2[[#This Row],[Reference Hours (hrs)]]*Table2[[#This Row],[New Total Demand (hidden, W)]]/1000,\"\"), IFERROR( 0.2*Table2[[#This Row],[Annual Usage Hours (hrs)]]*Table2[[#This Row],[New Total Demand (hidden, W)]]/1000,\"\"))))","v":""},{"$f":"IF(AND(NOT(ISNUMBER(Table2[[#This Row],[Rebate Per Unit\n(CAD)]])),ISBLANK(Table2[[#This Row],[Control Type]])), \"\", IF(OR(Table2[[#This Row],[Rebate Per Unit\n(CAD)]]=0,AND(NOT(ISNUMBER(Table2[[#This Row],[Rebate Per Unit\n(CAD)]])), ISTEXT(Table2[[#This Row],[Control Type]]))), 0, IFERROR(Table2[[#This Row],[Prescribed Quantity]]*Table2[[#This Row],[Rebate Per Unit\n(CAD)]],\"\")))","v":""},{"$f":" IF(AND(ISBLANK(Table2[[#This Row],[Control Type]]),ISNUMBER(Table2[[#This Row],[Rebate Value (CAD)]])),0, IFERROR(Table2[[#This Row],[Control Quantity]]*Table2[[#This Row],[Control Rebate per Unit\n(CAD)]],\"\"))","v":""},{"$f":"IF(AND(ISBLANK(Table2[[#This Row],[Rebate Value (CAD)]]),ISBLANK(Table2[[#This Row],[Rebate Value for Controls (CAD)]])), \"\", IFERROR(Table2[[#This Row],[Rebate Value (CAD)]]+Table2[[#This Row],[Rebate Value for Controls (CAD)]],\"\"))","v":""},{"$f":"IF(Table2[[#This Row],[Lighting  Technology]]=\"Other\",\"Other - \"&Table2[[#This Row],[Other - Lighting Technology Description]],Table2[[#This Row],[BC Hydro Rebate Category ]])","v":0},{"$f":"Table2[[#This Row],[BC Hydro Rebate Category ]]&Table2[[#This Row],[Retrofit Part '# (mandatory to validate Rebates)]]","v":""}]
[null,null,null,null,null,null,{"$f":"IF(ISBLANK(Table2[[#This Row],[Prescribed Lighting Source]]), \"\", IFERROR( INDEX(Table13ExistingPrescribedWattage,MATCH(Table2[[#This Row],[Prescribed Lighting Source]],Table13ExistingLightingSource,0)), IFERROR(INDEX(Table13ExistingPrescribedWattage,MATCH(Table2[[#This Row],[Fortis Rebate Category ]],Table13NewLightingSource,0)),\"-\")))","v":""},null,{"$f":"IFERROR(INDEX(SpaceTypeHours,MATCH(Table2[[#This Row],[Space Type]],SpaceType,0)),\"\")","v":""},null,{"$f":"IFERROR(IF(Table2[[#This Row],[Lighting  Technology]]=\"Other\",Table2[[#This Row],[Existing Effective Input Wattage (W)]]*Table2[[#This Row],[Existing Luminaire Quantity]],Table2[[#This Row],[Existing Prescribed Wattage (W)]]*Table2[[#This Row],[Existing Luminaire Quantity]]),\"\")","v":""},{"$f":"IF(Table2[Lighting  Technology] = \"Other\",(Table2[[#This Row],[Existing Luminaire Quantity]]*Table2[[#This Row],[Existing Effective Input Wattage (W)]]), IF(Table2[Existing Prescribed Wattage (W)] = \"\",\"\", IF( ISBLANK(Table2[[#This Row],[Existing Effective Input Wattage (W)]]), (Table2[[#This Row],[Existing Luminaire Quantity]]*Table2[[#This Row],[Existing Prescribed Wattage (W)]]),(Table2[[#This Row],[Existing Luminaire Quantity]]*Table2[[#This Row],[Existing Effective Input Wattage (W)]]))))","v":""},{"$f":"IF( (ISBLANK(Table2[[#This Row],[Annual Usage Hours (hrs)]])), IFERROR(Table2[[#This Row],[Reference Hours (hrs)]]*Table2[[#This Row],[Total Demand (Hidden) W]]/1000,\"\"), IFERROR(Table2[[#This Row],[Annual Usage Hours (hrs)]]*Table2[[#This Row],[Total Demand (Hidden) W]]/1000,\"\"))","v":""},null,null,{"$f":"IF(Table2[[#This Row],[Lighting  Technology]]=\"Other\", 0, IF( AND(ISBLANK(Table2[[#This Row],[BC Hydro Rebate Category ]]),ISBLANK(Table2[[#This Row],[Fortis Rebate Category ]])), \"\", IF(ISTEXT(Table2[[#This Row],[Fortis Rebate Category ]]), IFERROR(INDEX(Table13[Rebate],MATCH(Table2[[#This Row],[Fortis Rebate Category ]],Table13[Fortis New Lighting source],0)),\"\"), IF(ISTEXT(Table2[[#This Row],[BC Hydro Rebate Category ]]), IFERROR(INDEX(Table13Rebate,MATCH(Table2[[#This Row],[BC Hydro Rebate Category ]],Table13BCHRebateCategory,0)),\"\"), \"\"))))","v":""},{"$f":" IF(Table2[[#This Row],[Lighting  Technology]]=\"Other\", \"per Unit\", IF( AND(ISBLANK(Table2[[#This Row],[BC Hydro Rebate Category ]]),ISBLANK(Table2[[#This Row],[Fortis Rebate Category ]])), \"\", IF(ISTEXT(Table2[[#This Row],[Fortis Rebate Category ]]), IFERROR(INDEX(Table13PerUnit,MATCH(Table2[[#This Row],[Fortis Rebate Category ]],Table13[Fortis New Lighting source],0)),\"\"), IF(ISTEXT(Table2[[#This Row],[BC Hydro Rebate Category ]]), IFERROR(INDEX(Table13PerUnit,MATCH(Table2[[#This Row],[BC Hydro Rebate Category ]],Table13BCHRebateCategory,0)),\"\"), \"\"))))","v":""},null,{"$f":"IF( AND(ISBLANK(Table2[[#This Row],[Existing Luminaire Quantity]]),ISBLANK(Table2[[#This Row],[Prescribed Lighting Source]])), \"\", IF( OR(AND(ISNUMBER(SEARCH(\"lamp fl.\",Table2[[#This Row],[Prescribed Lighting Source]])),ISNUMBER(SEARCH(\"T8 lamp\",Table2[[#This Row],[BC Hydro Rebate Category ]]))),AND(ISNUMBER(SEARCH(\"T5HO\",Table2[[#This Row],[Prescribed Lighting Source]])),ISNUMBER(SEARCH(\"T5HO\",Table2[[#This Row],[BC Hydro Rebate Category ]]))),AND(ISNUMBER(SEARCH(\"lamp fl.\",Table2[[#This Row],[Prescribed Lighting Source]])),ISNUMBER(SEARCH(\"T8 lamp\",Table2[[#This Row],[Fortis Rebate Category ]]))),AND(ISNUMBER(SEARCH(\"T5HO\",Table2[[#This Row],[Prescribed Lighting Source]])),ISNUMBER(SEARCH(\"T5HO\",Table2[[#This Row],[Fortis Rebate Category ]])))          ),  IFERROR(INDEX(Table13NumberofLamps,MATCH(Table2[[#This Row],[Prescribed Lighting Source]],Table13ExistingLightingSource,0))*Table2[[#This Row],[Existing Luminaire Quantity]], \"-\"),  IF(Table2[[#This Row],[Lighting  Technology]]=\"Other\", IFERROR(Table2[[#This Row],[Existing Luminaire Quantity]],\"-\"), IFERROR(Table2[[#This Row],[Existing Luminaire Quantity]],\"-\"))))","v":""},{"$f":"IF( AND(ISBLANK(Table2[[#This Row],[BC Hydro Rebate Category ]]),ISBLANK(Table2[[#This Row],[Fortis Rebate Category ]])), \"\", IF(ISTEXT(Table2[[#This Row],[Fortis Rebate Category ]]), IFERROR(INDEX(Table13NewPrescribedWattage,MATCH(Table2[[#This Row],[Fortis Rebate Category ]],Table13[Fortis New Lighting source],0)),\"\"), IF(ISTEXT(Table2[[#This Row],[BC Hydro Rebate Category ]]), IFERROR(INDEX(Table13NewPrescribedWattage,MATCH(Table2[[#This Row],[BC Hydro Rebate Category ]],Table13BCHRebateCategory,0)),\"\"), \"\")))","v":""},null,null,{"$f":"IF(Table2[[#This Row],[Lighting  Technology]]=\"Other\", \"-\", IF( AND(ISBLANK(Table2[[#This Row],[BC Hydro Rebate Category ]]),ISBLANK(Table2[[#This Row],[Fortis Rebate Category ]])), \"\", IF(ISTEXT(Table2[[#This Row],[Fortis Rebate Category ]]), IFERROR(INDEX(Table13BCHECM,MATCH(Table2[[#This Row],[Fortis Rebate Category ]],Table13[Fortis New Lighting source],0)),\"\"), IF(ISTEXT(Table2[[#This Row],[BC Hydro Rebate Category ]]), IFERROR(INDEX(Table13BCHECM,MATCH(Table2[[#This Row],[BC Hydro Rebate Category ]],Table13BCHRebateCategory,0)),\"\"), \"\"))))","v":""},{"$f":"IF(Table2[[#This Row],[Lighting  Technology]]=\"Other\", 0, IF( AND(ISBLANK(Table2[[#This Row],[BC Hydro Rebate Category ]]),ISBLANK(Table2[[#This Row],[Fortis Rebate Category ]])), \"\", IF(ISTEXT(Table2[[#This Row],[Fortis Rebate Category ]]), IFERROR(INDEX(Table13Persistence,MATCH(Table2[[#This Row],[Fortis Rebate Category ]],Table13[Fortis New Lighting source],0)),\"\"), IF(ISTEXT(Table2[[#This Row],[BC Hydro Rebate Category ]]), IFERROR(INDEX(Table13Persistence,MATCH(Table2[[#This Row],[BC Hydro Rebate Category ]],Table13BCHRebateCategory,0)),\"\"), \"\"))))","v":""},null,{"$f":"IFERROR(INDEX(Table5ControlRebate,MATCH(Table2[[#This Row],[Control Type]],Table5NewControl,0)),\"\")","v":""},null,{"$f":"IF(ISBLANK(Table2[[#This Row],[Control Type]]), IF(ISBLANK(Table2[[#This Row],[Annual Usage Hours (hrs)]]),Table2[[#This Row],[Reference Hours (hrs)]], Table2[[#This Row],[Annual Usage Hours (hrs)]]), IF(AND(ISBLANK(Table2[[#This Row],[Annual Usage Hours (hrs)]]), Table2[[#This Row],[Control Type]]=\"None\"), Table2[[#This Row],[Reference Hours (hrs)]], IF(Table2[[#This Row],[Control Type]]=\"None\", Table2[[#This Row],[Annual Usage Hours (hrs)]], IF(AND(ISBLANK(Table2[[#This Row],[Annual Usage Hours (hrs)]]), Table2[[#This Row],[Control Type]]<>\"None\"), IFERROR(Table2[[#This Row],[Reference Hours (hrs)]]*0.8,\"\"), IF(Table2[[#This Row],[Control Type]]<>\"None\", IFERROR( Table2[[#This Row],[Annual Usage Hours (hrs)]]*0.8,\"\"),\"\")))))","v":""},{"$f":"IF( Table2[[#This Row],[Lighting  Technology]]=\"Other\", IF(ISBLANK(Table2[[#This Row],[Retrofit Lamp/ Luminaire Wattage (see Rebate Unit)]]),\"\",IFERROR(Table2[[#This Row],[Prescribed Quantity]]*Table2[[#This Row],[Retrofit Lamp/ Luminaire Wattage (see Rebate Unit)]],\"\")), IF(ISBLANK(Table2[[#This Row],[Retrofit Lamp/ Luminaire Wattage (see Rebate Unit)]]),IFERROR(Table2[[#This Row],[Prescribed Quantity]]*Table2[[#This Row],[Prescribed Wattage (W)]],\"\"),IFERROR(Table2[[#This Row],[Prescribed Quantity]]*Table2[[#This Row],[Retrofit Lamp/ Luminaire Wattage (see Rebate Unit)]],\"\")))","v":""},{"$f":"IFERROR((IF( Table2[[#This Row],[Lighting  Technology]]=\"Other\", Table2[[#This Row],[Prescribed Quantity]]*Table2[[#This Row],[Retrofit Lamp/ Luminaire Wattage (see Rebate Unit)]], Table2[[#This Row],[Prescribed Quantity]]*Table2[[#This Row],[Prescribed Wattage (W)]] )),\"\")","v":""},{"$f":"IF(ISBLANK(Table2[[#This Row],[New Total Demand (hidden, W)]]),\"\", IF(ISBLANK(Table2[[#This Row],[New Hours (hidden, hrs)]]), \"\", IFERROR(Table2[[#This Row],[New Hours (hidden, hrs)]]*Table2[[#This Row],[New Total Demand (hidden, W)]]/1000,\"\")))","v":""},{"$f":"IF(ISBLANK(Table2[[#This Row],[Total Demand (Hidden) W]]),\"\", IF(ISBLANK(Table2[[#This Row],[New Total Demand (hidden, W)]]), \"\", IFERROR((Table2[[#This Row],[Total Demand (Hidden) W]]-Table2[[#This Row],[New Total Demand (hidden, W)]])/1000,\"\")))","v":""},{"$f":"IF( OR(ISBLANK(Table2[[#This Row],[New Total Demand (hidden, W)]]),ISBLANK(Table2[[#This Row],[Total Demand (Hidden) W]])),\"\", IF(ISBLANK(Table2[[#This Row],[Annual Usage Hours (hrs)]]), IFERROR( Table2[[#This Row],[Reference Hours (hrs)]]*(Table2[[#This Row],[Total Demand (Hidden) W]]-Table2[[#This Row],[New Total Demand (hidden, W)]])/1000,\"\"), IFERROR( Table2[[#This Row],[Annual Usage Hours (hrs)]]*(Table2[[#This Row],[Total Demand (Hidden) W]]-Table2[[#This Row],[New Total Demand (hidden, W)]])/1000,\"\")))","v":""},{"$f":"IF( OR(ISBLANK(Table2[[#This Row],[Prescribed Total Demand (hidden, W)]]),ISBLANK(Table2[[#This Row],[Total Demand (Hidden) W]])),\"\", IF(ISBLANK(Table2[[#This Row],[Annual Usage Hours (hrs)]]), IFERROR( Table2[[#This Row],[Reference Hours (hrs)]]*((Table2[Existing Prescribed Wattage (W)]*Table2[Existing Luminaire Quantity])-Table2[[#This Row],[Prescribed Total Demand (hidden, W)]])/1000,\"\"), IFERROR( Table2[[#This Row],[Annual Usage Hours (hrs)]]*((Table2[Existing Prescribed Wattage (W)]*Table2[Existing Luminaire Quantity])-Table2[[#This Row],[Prescribed Total Demand (hidden, W)]])/1000,\"\")))","v":""},{"$f":"\"\"","v":""},{"$f":"IF(OR(Table2[[#This Row],[Control Type]]=\"None\", ISBLANK(Table2[[#This Row],[Control Type]])),\"\", IF(ISBLANK(Table2[[#This Row],[New Total Demand (hidden, W)]]),\"\", IF(ISBLANK(Table2[[#This Row],[Annual Usage Hours (hrs)]]),  IFERROR( 0.2*Table2[[#This Row],[Reference Hours (hrs)]]*Table2[[#This Row],[New Total Demand (hidden, W)]]/1000,\"\"), IFERROR( 0.2*Table2[[#This Row],[Annual Usage Hours (hrs)]]*Table2[[#This Row],[New Total Demand (hidden, W)]]/1000,\"\"))))","v":""},{"$f":"IF(AND(NOT(ISNUMBER(Table2[[#This Row],[Rebate Per Unit\n(CAD)]])),ISBLANK(Table2[[#This Row],[Control Type]])), \"\", IF(OR(Table2[[#This Row],[Rebate Per Unit\n(CAD)]]=0,AND(NOT(ISNUMBER(Table2[[#This Row],[Rebate Per Unit\n(CAD)]])), ISTEXT(Table2[[#This Row],[Control Type]]))), 0, IFERROR(Table2[[#This Row],[Prescribed Quantity]]*Table2[[#This Row],[Rebate Per Unit\n(CAD)]],\"\")))","v":""},{"$f":" IF(AND(ISBLANK(Table2[[#This Row],[Control Type]]),ISNUMBER(Table2[[#This Row],[Rebate Value (CAD)]])),0, IFERROR(Table2[[#This Row],[Control Quantity]]*Table2[[#This Row],[Control Rebate per Unit\n(CAD)]],\"\"))","v":""},{"$f":"IF(AND(ISBLANK(Table2[[#This Row],[Rebate Value (CAD)]]),ISBLANK(Table2[[#This Row],[Rebate Value for Controls (CAD)]])), \"\", IFERROR(Table2[[#This Row],[Rebate Value (CAD)]]+Table2[[#This Row],[Rebate Value for Controls (CAD)]],\"\"))","v":""},{"$f":"IF(Table2[[#This Row],[Lighting  Technology]]=\"Other\",\"Other - \"&Table2[[#This Row],[Other - Lighting Technology Description]],Table2[[#This Row],[BC Hydro Rebate Category ]])","v":0},{"$f":"Table2[[#This Row],[BC Hydro Rebate Category ]]&Table2[[#This Row],[Retrofit Part '# (mandatory to validate Rebates)]]","v":""}]
[null,null,null,null,null,null,{"$f":"IF(ISBLANK(Table2[[#This Row],[Prescribed Lighting Source]]), \"\", IFERROR( INDEX(Table13ExistingPrescribedWattage,MATCH(Table2[[#This Row],[Prescribed Lighting Source]],Table13ExistingLightingSource,0)), IFERROR(INDEX(Table13ExistingPrescribedWattage,MATCH(Table2[[#This Row],[Fortis Rebate Category ]],Table13NewLightingSource,0)),\"-\")))","v":""},null,{"$f":"IFERROR(INDEX(SpaceTypeHours,MATCH(Table2[[#This Row],[Space Type]],SpaceType,0)),\"\")","v":""},null,{"$f":"IFERROR(IF(Table2[[#This Row],[Lighting  Technology]]=\"Other\",Table2[[#This Row],[Existing Effective Input Wattage (W)]]*Table2[[#This Row],[Existing Luminaire Quantity]],Table2[[#This Row],[Existing Prescribed Wattage (W)]]*Table2[[#This Row],[Existing Luminaire Quantity]]),\"\")","v":""},{"$f":"IF(Table2[Lighting  Technology] = \"Other\",(Table2[[#This Row],[Existing Luminaire Quantity]]*Table2[[#This Row],[Existing Effective Input Wattage (W)]]), IF(Table2[Existing Prescribed Wattage (W)] = \"\",\"\", IF( ISBLANK(Table2[[#This Row],[Existing Effective Input Wattage (W)]]), (Table2[[#This Row],[Existing Luminaire Quantity]]*Table2[[#This Row],[Existing Prescribed Wattage (W)]]),(Table2[[#This Row],[Existing Luminaire Quantity]]*Table2[[#This Row],[Existing Effective Input Wattage (W)]]))))","v":""},{"$f":"IF( (ISBLANK(Table2[[#This Row],[Annual Usage Hours (hrs)]])), IFERROR(Table2[[#This Row],[Reference Hours (hrs)]]*Table2[[#This Row],[Total Demand (Hidden) W]]/1000,\"\"), IFERROR(Table2[[#This Row],[Annual Usage Hours (hrs)]]*Table2[[#This Row],[Total Demand (Hidden) W]]/1000,\"\"))","v":""},null,null,{"$f":"IF(Table2[[#This Row],[Lighting  Technology]]=\"Other\", 0, IF( AND(ISBLANK(Table2[[#This Row],[BC Hydro Rebate Category ]]),ISBLANK(Table2[[#This Row],[Fortis Rebate Category ]])), \"\", IF(ISTEXT(Table2[[#This Row],[Fortis Rebate Category ]]), IFERROR(INDEX(Table13[Rebate],MATCH(Table2[[#This Row],[Fortis Rebate Category ]],Table13[Fortis New Lighting source],0)),\"\"), IF(ISTEXT(Table2[[#This Row],[BC Hydro Rebate Category ]]), IFERROR(INDEX(Table13Rebate,MATCH(Table2[[#This Row],[BC Hydro Rebate Category ]],Table13BCHRebateCategory,0)),\"\"), \"\"))))","v":""},{"$f":" IF(Table2[[#This Row],[Lighting  Technology]]=\"Other\", \"per Unit\", IF( AND(ISBLANK(Table2[[#This Row],[BC Hydro Rebate Category ]]),ISBLANK(Table2[[#This Row],[Fortis Rebate Category ]])), \"\", IF(ISTEXT(Table2[[#This Row],[Fortis Rebate Category ]]), IFERROR(INDEX(Table13PerUnit,MATCH(Table2[[#This Row],[Fortis Rebate Category ]],Table13[Fortis New Lighting source],0)),\"\"), IF(ISTEXT(Table2[[#This Row],[BC Hydro Rebate Category ]]), IFERROR(INDEX(Table13PerUnit,MATCH(Table2[[#This Row],[BC Hydro Rebate Category ]],Table13BCHRebateCategory,0)),\"\"), \"\"))))","v":""},null,{"$f":"IF( AND(ISBLANK(Table2[[#This Row],[Existing Luminaire Quantity]]),ISBLANK(Table2[[#This Row],[Prescribed Lighting Source]])), \"\", IF( OR(AND(ISNUMBER(SEARCH(\"lamp fl.\",Table2[[#This Row],[Prescribed Lighting Source]])),ISNUMBER(SEARCH(\"T8 lamp\",Table2[[#This Row],[BC Hydro Rebate Category ]]))),AND(ISNUMBER(SEARCH(\"T5HO\",Table2[[#This Row],[Prescribed Lighting Source]])),ISNUMBER(SEARCH(\"T5HO\",Table2[[#This Row],[BC Hydro Rebate Category ]]))),AND(ISNUMBER(SEARCH(\"lamp fl.\",Table2[[#This Row],[Prescribed Lighting Source]])),ISNUMBER(SEARCH(\"T8 lamp\",Table2[[#This Row],[Fortis Rebate Category ]]))),AND(ISNUMBER(SEARCH(\"T5HO\",Table2[[#This Row],[Prescribed Lighting Source]])),ISNUMBER(SEARCH(\"T5HO\",Table2[[#This Row],[Fortis Rebate Category ]])))          ),  IFERROR(INDEX(Table13NumberofLamps,MATCH(Table2[[#This Row],[Prescribed Lighting Source]],Table13ExistingLightingSource,0))*Table2[[#This Row],[Existing Luminaire Quantity]], \"-\"),  IF(Table2[[#This Row],[Lighting  Technology]]=\"Other\", IFERROR(Table2[[#This Row],[Existing Luminaire Quantity]],\"-\"), IFERROR(Table2[[#This Row],[Existing Luminaire Quantity]],\"-\"))))","v":""},{"$f":"IF( AND(ISBLANK(Table2[[#This Row],[BC Hydro Rebate Category ]]),ISBLANK(Table2[[#This Row],[Fortis Rebate Category ]])), \"\", IF(ISTEXT(Table2[[#This Row],[Fortis Rebate Category ]]), IFERROR(INDEX(Table13NewPrescribedWattage,MATCH(Table2[[#This Row],[Fortis Rebate Category ]],Table13[Fortis New Lighting source],0)),\"\"), IF(ISTEXT(Table2[[#This Row],[BC Hydro Rebate Category ]]), IFERROR(INDEX(Table13NewPrescribedWattage,MATCH(Table2[[#This Row],[BC Hydro Rebate Category ]],Table13BCHRebateCategory,0)),\"\"), \"\")))","v":""},null,null,{"$f":"IF(Table2[[#This Row],[Lighting  Technology]]=\"Other\", \"-\", IF( AND(ISBLANK(Table2[[#This Row],[BC Hydro Rebate Category ]]),ISBLANK(Table2[[#This Row],[Fortis Rebate Category ]])), \"\", IF(ISTEXT(Table2[[#This Row],[Fortis Rebate Category ]]), IFERROR(INDEX(Table13BCHECM,MATCH(Table2[[#This Row],[Fortis Rebate Category ]],Table13[Fortis New Lighting source],0)),\"\"), IF(ISTEXT(Table2[[#This Row],[BC Hydro Rebate Category ]]), IFERROR(INDEX(Table13BCHECM,MATCH(Table2[[#This Row],[BC Hydro Rebate Category ]],Table13BCHRebateCategory,0)),\"\"), \"\"))))","v":""},{"$f":"IF(Table2[[#This Row],[Lighting  Technology]]=\"Other\", 0, IF( AND(ISBLANK(Table2[[#This Row],[BC Hydro Rebate Category ]]),ISBLANK(Table2[[#This Row],[Fortis Rebate Category ]])), \"\", IF(ISTEXT(Table2[[#This Row],[Fortis Rebate Category ]]), IFERROR(INDEX(Table13Persistence,MATCH(Table2[[#This Row],[Fortis Rebate Category ]],Table13[Fortis New Lighting source],0)),\"\"), IF(ISTEXT(Table2[[#This Row],[BC Hydro Rebate Category ]]), IFERROR(INDEX(Table13Persistence,MATCH(Table2[[#This Row],[BC Hydro Rebate Category ]],Table13BCHRebateCategory,0)),\"\"), \"\"))))","v":""},null,{"$f":"IFERROR(INDEX(Table5ControlRebate,MATCH(Table2[[#This Row],[Control Type]],Table5NewControl,0)),\"\")","v":""},null,{"$f":"IF(ISBLANK(Table2[[#This Row],[Control Type]]), IF(ISBLANK(Table2[[#This Row],[Annual Usage Hours (hrs)]]),Table2[[#This Row],[Reference Hours (hrs)]], Table2[[#This Row],[Annual Usage Hours (hrs)]]), IF(AND(ISBLANK(Table2[[#This Row],[Annual Usage Hours (hrs)]]), Table2[[#This Row],[Control Type]]=\"None\"), Table2[[#This Row],[Reference Hours (hrs)]], IF(Table2[[#This Row],[Control Type]]=\"None\", Table2[[#This Row],[Annual Usage Hours (hrs)]], IF(AND(ISBLANK(Table2[[#This Row],[Annual Usage Hours (hrs)]]), Table2[[#This Row],[Control Type]]<>\"None\"), IFERROR(Table2[[#This Row],[Reference Hours (hrs)]]*0.8,\"\"), IF(Table2[[#This Row],[Control Type]]<>\"None\", IFERROR( Table2[[#This Row],[Annual Usage Hours (hrs)]]*0.8,\"\"),\"\")))))","v":""},{"$f":"IF( Table2[[#This Row],[Lighting  Technology]]=\"Other\", IF(ISBLANK(Table2[[#This Row],[Retrofit Lamp/ Luminaire Wattage (see Rebate Unit)]]),\"\",IFERROR(Table2[[#This Row],[Prescribed Quantity]]*Table2[[#This Row],[Retrofit Lamp/ Luminaire Wattage (see Rebate Unit)]],\"\")), IF(ISBLANK(Table2[[#This Row],[Retrofit Lamp/ Luminaire Wattage (see Rebate Unit)]]),IFERROR(Table2[[#This Row],[Prescribed Quantity]]*Table2[[#This Row],[Prescribed Wattage (W)]],\"\"),IFERROR(Table2[[#This Row],[Prescribed Quantity]]*Table2[[#This Row],[Retrofit Lamp/ Luminaire Wattage (see Rebate Unit)]],\"\")))","v":""},{"$f":"IFERROR((IF( Table2[[#This Row],[Lighting  Technology]]=\"Other\", Table2[[#This Row],[Prescribed Quantity]]*Table2[[#This Row],[Retrofit Lamp/ Luminaire Wattage (see Rebate Unit)]], Table2[[#This Row],[Prescribed Quantity]]*Table2[[#This Row],[Prescribed Wattage (W)]] )),\"\")","v":""},{"$f":"IF(ISBLANK(Table2[[#This Row],[New Total Demand (hidden, W)]]),\"\", IF(ISBLANK(Table2[[#This Row],[New Hours (hidden, hrs)]]), \"\", IFERROR(Table2[[#This Row],[New Hours (hidden, hrs)]]*Table2[[#This Row],[New Total Demand (hidden, W)]]/1000,\"\")))","v":""},{"$f":"IF(ISBLANK(Table2[[#This Row],[Total Demand (Hidden) W]]),\"\", IF(ISBLANK(Table2[[#This Row],[New Total Demand (hidden, W)]]), \"\", IFERROR((Table2[[#This Row],[Total Demand (Hidden) W]]-Table2[[#This Row],[New Total Demand (hidden, W)]])/1000,\"\")))","v":""},{"$f":"IF( OR(ISBLANK(Table2[[#This Row],[New Total Demand (hidden, W)]]),ISBLANK(Table2[[#This Row],[Total Demand (Hidden) W]])),\"\", IF(ISBLANK(Table2[[#This Row],[Annual Usage Hours (hrs)]]), IFERROR( Table2[[#This Row],[Reference Hours (hrs)]]*(Table2[[#This Row],[Total Demand (Hidden) W]]-Table2[[#This Row],[New Total Demand (hidden, W)]])/1000,\"\"), IFERROR( Table2[[#This Row],[Annual Usage Hours (hrs)]]*(Table2[[#This Row],[Total Demand (Hidden) W]]-Table2[[#This Row],[New Total Demand (hidden, W)]])/1000,\"\")))","v":""},{"$f":"IF( OR(ISBLANK(Table2[[#This Row],[Prescribed Total Demand (hidden, W)]]),ISBLANK(Table2[[#This Row],[Total Demand (Hidden) W]])),\"\", IF(ISBLANK(Table2[[#This Row],[Annual Usage Hours (hrs)]]), IFERROR( Table2[[#This Row],[Reference Hours (hrs)]]*((Table2[Existing Prescribed Wattage (W)]*Table2[Existing Luminaire Quantity])-Table2[[#This Row],[Prescribed Total Demand (hidden, W)]])/1000,\"\"), IFERROR( Table2[[#This Row],[Annual Usage Hours (hrs)]]*((Table2[Existing Prescribed Wattage (W)]*Table2[Existing Luminaire Quantity])-Table2[[#This Row],[Prescribed Total Demand (hidden, W)]])/1000,\"\")))","v":""},{"$f":"\"\"","v":""},{"$f":"IF(OR(Table2[[#This Row],[Control Type]]=\"None\", ISBLANK(Table2[[#This Row],[Control Type]])),\"\", IF(ISBLANK(Table2[[#This Row],[New Total Demand (hidden, W)]]),\"\", IF(ISBLANK(Table2[[#This Row],[Annual Usage Hours (hrs)]]),  IFERROR( 0.2*Table2[[#This Row],[Reference Hours (hrs)]]*Table2[[#This Row],[New Total Demand (hidden, W)]]/1000,\"\"), IFERROR( 0.2*Table2[[#This Row],[Annual Usage Hours (hrs)]]*Table2[[#This Row],[New Total Demand (hidden, W)]]/1000,\"\"))))","v":""},{"$f":"IF(AND(NOT(ISNUMBER(Table2[[#This Row],[Rebate Per Unit\n(CAD)]])),ISBLANK(Table2[[#This Row],[Control Type]])), \"\", IF(OR(Table2[[#This Row],[Rebate Per Unit\n(CAD)]]=0,AND(NOT(ISNUMBER(Table2[[#This Row],[Rebate Per Unit\n(CAD)]])), ISTEXT(Table2[[#This Row],[Control Type]]))), 0, IFERROR(Table2[[#This Row],[Prescribed Quantity]]*Table2[[#This Row],[Rebate Per Unit\n(CAD)]],\"\")))","v":""},{"$f":" IF(AND(ISBLANK(Table2[[#This Row],[Control Type]]),ISNUMBER(Table2[[#This Row],[Rebate Value (CAD)]])),0, IFERROR(Table2[[#This Row],[Control Quantity]]*Table2[[#This Row],[Control Rebate per Unit\n(CAD)]],\"\"))","v":""},{"$f":"IF(AND(ISBLANK(Table2[[#This Row],[Rebate Value (CAD)]]),ISBLANK(Table2[[#This Row],[Rebate Value for Controls (CAD)]])), \"\", IFERROR(Table2[[#This Row],[Rebate Value (CAD)]]+Table2[[#This Row],[Rebate Value for Controls (CAD)]],\"\"))","v":""},{"$f":"IF(Table2[[#This Row],[Lighting  Technology]]=\"Other\",\"Other - \"&Table2[[#This Row],[Other - Lighting Technology Description]],Table2[[#This Row],[BC Hydro Rebate Category ]])","v":0},{"$f":"Table2[[#This Row],[BC Hydro Rebate Category ]]&Table2[[#This Row],[Retrofit Part '# (mandatory to validate Rebates)]]","v":""}]
[null,null,null,null,null,null,{"$f":"IF(ISBLANK(Table2[[#This Row],[Prescribed Lighting Source]]), \"\", IFERROR( INDEX(Table13ExistingPrescribedWattage,MATCH(Table2[[#This Row],[Prescribed Lighting Source]],Table13ExistingLightingSource,0)), IFERROR(INDEX(Table13ExistingPrescribedWattage,MATCH(Table2[[#This Row],[Fortis Rebate Category ]],Table13NewLightingSource,0)),\"-\")))","v":""},null,{"$f":"IFERROR(INDEX(SpaceTypeHours,MATCH(Table2[[#This Row],[Space Type]],SpaceType,0)),\"\")","v":""},null,{"$f":"IFERROR(IF(Table2[[#This Row],[Lighting  Technology]]=\"Other\",Table2[[#This Row],[Existing Effective Input Wattage (W)]]*Table2[[#This Row],[Existing Luminaire Quantity]],Table2[[#This Row],[Existing Prescribed Wattage (W)]]*Table2[[#This Row],[Existing Luminaire Quantity]]),\"\")","v":""},{"$f":"IF(Table2[Lighting  Technology] = \"Other\",(Table2[[#This Row],[Existing Luminaire Quantity]]*Table2[[#This Row],[Existing Effective Input Wattage (W)]]), IF(Table2[Existing Prescribed Wattage (W)] = \"\",\"\", IF( ISBLANK(Table2[[#This Row],[Existing Effective Input Wattage (W)]]), (Table2[[#This Row],[Existing Luminaire Quantity]]*Table2[[#This Row],[Existing Prescribed Wattage (W)]]),(Table2[[#This Row],[Existing Luminaire Quantity]]*Table2[[#This Row],[Existing Effective Input Wattage (W)]]))))","v":""},{"$f":"IF( (ISBLANK(Table2[[#This Row],[Annual Usage Hours (hrs)]])), IFERROR(Table2[[#This Row],[Reference Hours (hrs)]]*Table2[[#This Row],[Total Demand (Hidden) W]]/1000,\"\"), IFERROR(Table2[[#This Row],[Annual Usage Hours (hrs)]]*Table2[[#This Row],[Total Demand (Hidden) W]]/1000,\"\"))","v":""},null,null,{"$f":"IF(Table2[[#This Row],[Lighting  Technology]]=\"Other\", 0, IF( AND(ISBLANK(Table2[[#This Row],[BC Hydro Rebate Category ]]),ISBLANK(Table2[[#This Row],[Fortis Rebate Category ]])), \"\", IF(ISTEXT(Table2[[#This Row],[Fortis Rebate Category ]]), IFERROR(INDEX(Table13[Rebate],MATCH(Table2[[#This Row],[Fortis Rebate Category ]],Table13[Fortis New Lighting source],0)),\"\"), IF(ISTEXT(Table2[[#This Row],[BC Hydro Rebate Category ]]), IFERROR(INDEX(Table13Rebate,MATCH(Table2[[#This Row],[BC Hydro Rebate Category ]],Table13BCHRebateCategory,0)),\"\"), \"\"))))","v":""},{"$f":" IF(Table2[[#This Row],[Lighting  Technology]]=\"Other\", \"per Unit\", IF( AND(ISBLANK(Table2[[#This Row],[BC Hydro Rebate Category ]]),ISBLANK(Table2[[#This Row],[Fortis Rebate Category ]])), \"\", IF(ISTEXT(Table2[[#This Row],[Fortis Rebate Category ]]), IFERROR(INDEX(Table13PerUnit,MATCH(Table2[[#This Row],[Fortis Rebate Category ]],Table13[Fortis New Lighting source],0)),\"\"), IF(ISTEXT(Table2[[#This Row],[BC Hydro Rebate Category ]]), IFERROR(INDEX(Table13PerUnit,MATCH(Table2[[#This Row],[BC Hydro Rebate Category ]],Table13BCHRebateCategory,0)),\"\"), \"\"))))","v":""},null,{"$f":"IF( AND(ISBLANK(Table2[[#This Row],[Existing Luminaire Quantity]]),ISBLANK(Table2[[#This Row],[Prescribed Lighting Source]])), \"\", IF( OR(AND(ISNUMBER(SEARCH(\"lamp fl.\",Table2[[#This Row],[Prescribed Lighting Source]])),ISNUMBER(SEARCH(\"T8 lamp\",Table2[[#This Row],[BC Hydro Rebate Category ]]))),AND(ISNUMBER(SEARCH(\"T5HO\",Table2[[#This Row],[Prescribed Lighting Source]])),ISNUMBER(SEARCH(\"T5HO\",Table2[[#This Row],[BC Hydro Rebate Category ]]))),AND(ISNUMBER(SEARCH(\"lamp fl.\",Table2[[#This Row],[Prescribed Lighting Source]])),ISNUMBER(SEARCH(\"T8 lamp\",Table2[[#This Row],[Fortis Rebate Category ]]))),AND(ISNUMBER(SEARCH(\"T5HO\",Table2[[#This Row],[Prescribed Lighting Source]])),ISNUMBER(SEARCH(\"T5HO\",Table2[[#This Row],[Fortis Rebate Category ]])))          ),  IFERROR(INDEX(Table13NumberofLamps,MATCH(Table2[[#This Row],[Prescribed Lighting Source]],Table13ExistingLightingSource,0))*Table2[[#This Row],[Existing Luminaire Quantity]], \"-\"),  IF(Table2[[#This Row],[Lighting  Technology]]=\"Other\", IFERROR(Table2[[#This Row],[Existing Luminaire Quantity]],\"-\"), IFERROR(Table2[[#This Row],[Existing Luminaire Quantity]],\"-\"))))","v":""},{"$f":"IF( AND(ISBLANK(Table2[[#This Row],[BC Hydro Rebate Category ]]),ISBLANK(Table2[[#This Row],[Fortis Rebate Category ]])), \"\", IF(ISTEXT(Table2[[#This Row],[Fortis Rebate Category ]]), IFERROR(INDEX(Table13NewPrescribedWattage,MATCH(Table2[[#This Row],[Fortis Rebate Category ]],Table13[Fortis New Lighting source],0)),\"\"), IF(ISTEXT(Table2[[#This Row],[BC Hydro Rebate Category ]]), IFERROR(INDEX(Table13NewPrescribedWattage,MATCH(Table2[[#This Row],[BC Hydro Rebate Category ]],Table13BCHRebateCategory,0)),\"\"), \"\")))","v":""},null,null,{"$f":"IF(Table2[[#This Row],[Lighting  Technology]]=\"Other\", \"-\", IF( AND(ISBLANK(Table2[[#This Row],[BC Hydro Rebate Category ]]),ISBLANK(Table2[[#This Row],[Fortis Rebate Category ]])), \"\", IF(ISTEXT(Table2[[#This Row],[Fortis Rebate Category ]]), IFERROR(INDEX(Table13BCHECM,MATCH(Table2[[#This Row],[Fortis Rebate Category ]],Table13[Fortis New Lighting source],0)),\"\"), IF(ISTEXT(Table2[[#This Row],[BC Hydro Rebate Category ]]), IFERROR(INDEX(Table13BCHECM,MATCH(Table2[[#This Row],[BC Hydro Rebate Category ]],Table13BCHRebateCategory,0)),\"\"), \"\"))))","v":""},{"$f":"IF(Table2[[#This Row],[Lighting  Technology]]=\"Other\", 0, IF( AND(ISBLANK(Table2[[#This Row],[BC Hydro Rebate Category ]]),ISBLANK(Table2[[#This Row],[Fortis Rebate Category ]])), \"\", IF(ISTEXT(Table2[[#This Row],[Fortis Rebate Category ]]), IFERROR(INDEX(Table13Persistence,MATCH(Table2[[#This Row],[Fortis Rebate Category ]],Table13[Fortis New Lighting source],0)),\"\"), IF(ISTEXT(Table2[[#This Row],[BC Hydro Rebate Category ]]), IFERROR(INDEX(Table13Persistence,MATCH(Table2[[#This Row],[BC Hydro Rebate Category ]],Table13BCHRebateCategory,0)),\"\"), \"\"))))","v":""},null,{"$f":"IFERROR(INDEX(Table5ControlRebate,MATCH(Table2[[#This Row],[Control Type]],Table5NewControl,0)),\"\")","v":""},null,{"$f":"IF(ISBLANK(Table2[[#This Row],[Control Type]]), IF(ISBLANK(Table2[[#This Row],[Annual Usage Hours (hrs)]]),Table2[[#This Row],[Reference Hours (hrs)]], Table2[[#This Row],[Annual Usage Hours (hrs)]]), IF(AND(ISBLANK(Table2[[#This Row],[Annual Usage Hours (hrs)]]), Table2[[#This Row],[Control Type]]=\"None\"), Table2[[#This Row],[Reference Hours (hrs)]], IF(Table2[[#This Row],[Control Type]]=\"None\", Table2[[#This Row],[Annual Usage Hours (hrs)]], IF(AND(ISBLANK(Table2[[#This Row],[Annual Usage Hours (hrs)]]), Table2[[#This Row],[Control Type]]<>\"None\"), IFERROR(Table2[[#This Row],[Reference Hours (hrs)]]*0.8,\"\"), IF(Table2[[#This Row],[Control Type]]<>\"None\", IFERROR( Table2[[#This Row],[Annual Usage Hours (hrs)]]*0.8,\"\"),\"\")))))","v":""},{"$f":"IF( Table2[[#This Row],[Lighting  Technology]]=\"Other\", IF(ISBLANK(Table2[[#This Row],[Retrofit Lamp/ Luminaire Wattage (see Rebate Unit)]]),\"\",IFERROR(Table2[[#This Row],[Prescribed Quantity]]*Table2[[#This Row],[Retrofit Lamp/ Luminaire Wattage (see Rebate Unit)]],\"\")), IF(ISBLANK(Table2[[#This Row],[Retrofit Lamp/ Luminaire Wattage (see Rebate Unit)]]),IFERROR(Table2[[#This Row],[Prescribed Quantity]]*Table2[[#This Row],[Prescribed Wattage (W)]],\"\"),IFERROR(Table2[[#This Row],[Prescribed Quantity]]*Table2[[#This Row],[Retrofit Lamp/ Luminaire Wattage (see Rebate Unit)]],\"\")))","v":""},{"$f":"IFERROR((IF( Table2[[#This Row],[Lighting  Technology]]=\"Other\", Table2[[#This Row],[Prescribed Quantity]]*Table2[[#This Row],[Retrofit Lamp/ Luminaire Wattage (see Rebate Unit)]], Table2[[#This Row],[Prescribed Quantity]]*Table2[[#This Row],[Prescribed Wattage (W)]] )),\"\")","v":""},{"$f":"IF(ISBLANK(Table2[[#This Row],[New Total Demand (hidden, W)]]),\"\", IF(ISBLANK(Table2[[#This Row],[New Hours (hidden, hrs)]]), \"\", IFERROR(Table2[[#This Row],[New Hours (hidden, hrs)]]*Table2[[#This Row],[New Total Demand (hidden, W)]]/1000,\"\")))","v":""},{"$f":"IF(ISBLANK(Table2[[#This Row],[Total Demand (Hidden) W]]),\"\", IF(ISBLANK(Table2[[#This Row],[New Total Demand (hidden, W)]]), \"\", IFERROR((Table2[[#This Row],[Total Demand (Hidden) W]]-Table2[[#This Row],[New Total Demand (hidden, W)]])/1000,\"\")))","v":""},{"$f":"IF( OR(ISBLANK(Table2[[#This Row],[New Total Demand (hidden, W)]]),ISBLANK(Table2[[#This Row],[Total Demand (Hidden) W]])),\"\", IF(ISBLANK(Table2[[#This Row],[Annual Usage Hours (hrs)]]), IFERROR( Table2[[#This Row],[Reference Hours (hrs)]]*(Table2[[#This Row],[Total Demand (Hidden) W]]-Table2[[#This Row],[New Total Demand (hidden, W)]])/1000,\"\"), IFERROR( Table2[[#This Row],[Annual Usage Hours (hrs)]]*(Table2[[#This Row],[Total Demand (Hidden) W]]-Table2[[#This Row],[New Total Demand (hidden, W)]])/1000,\"\")))","v":""},{"$f":"IF( OR(ISBLANK(Table2[[#This Row],[Prescribed Total Demand (hidden, W)]]),ISBLANK(Table2[[#This Row],[Total Demand (Hidden) W]])),\"\", IF(ISBLANK(Table2[[#This Row],[Annual Usage Hours (hrs)]]), IFERROR( Table2[[#This Row],[Reference Hours (hrs)]]*((Table2[Existing Prescribed Wattage (W)]*Table2[Existing Luminaire Quantity])-Table2[[#This Row],[Prescribed Total Demand (hidden, W)]])/1000,\"\"), IFERROR( Table2[[#This Row],[Annual Usage Hours (hrs)]]*((Table2[Existing Prescribed Wattage (W)]*Table2[Existing Luminaire Quantity])-Table2[[#This Row],[Prescribed Total Demand (hidden, W)]])/1000,\"\")))","v":""},{"$f":"\"\"","v":""},{"$f":"IF(OR(Table2[[#This Row],[Control Type]]=\"None\", ISBLANK(Table2[[#This Row],[Control Type]])),\"\", IF(ISBLANK(Table2[[#This Row],[New Total Demand (hidden, W)]]),\"\", IF(ISBLANK(Table2[[#This Row],[Annual Usage Hours (hrs)]]),  IFERROR( 0.2*Table2[[#This Row],[Reference Hours (hrs)]]*Table2[[#This Row],[New Total Demand (hidden, W)]]/1000,\"\"), IFERROR( 0.2*Table2[[#This Row],[Annual Usage Hours (hrs)]]*Table2[[#This Row],[New Total Demand (hidden, W)]]/1000,\"\"))))","v":""},{"$f":"IF(AND(NOT(ISNUMBER(Table2[[#This Row],[Rebate Per Unit\n(CAD)]])),ISBLANK(Table2[[#This Row],[Control Type]])), \"\", IF(OR(Table2[[#This Row],[Rebate Per Unit\n(CAD)]]=0,AND(NOT(ISNUMBER(Table2[[#This Row],[Rebate Per Unit\n(CAD)]])), ISTEXT(Table2[[#This Row],[Control Type]]))), 0, IFERROR(Table2[[#This Row],[Prescribed Quantity]]*Table2[[#This Row],[Rebate Per Unit\n(CAD)]],\"\")))","v":""},{"$f":" IF(AND(ISBLANK(Table2[[#This Row],[Control Type]]),ISNUMBER(Table2[[#This Row],[Rebate Value (CAD)]])),0, IFERROR(Table2[[#This Row],[Control Quantity]]*Table2[[#This Row],[Control Rebate per Unit\n(CAD)]],\"\"))","v":""},{"$f":"IF(AND(ISBLANK(Table2[[#This Row],[Rebate Value (CAD)]]),ISBLANK(Table2[[#This Row],[Rebate Value for Controls (CAD)]])), \"\", IFERROR(Table2[[#This Row],[Rebate Value (CAD)]]+Table2[[#This Row],[Rebate Value for Controls (CAD)]],\"\"))","v":""},{"$f":"IF(Table2[[#This Row],[Lighting  Technology]]=\"Other\",\"Other - \"&Table2[[#This Row],[Other - Lighting Technology Description]],Table2[[#This Row],[BC Hydro Rebate Category ]])","v":0},{"$f":"Table2[[#This Row],[BC Hydro Rebate Category ]]&Table2[[#This Row],[Retrofit Part '# (mandatory to validate Rebates)]]","v":""}]
[null,null,null,null,null,null,{"$f":"IF(ISBLANK(Table2[[#This Row],[Prescribed Lighting Source]]), \"\", IFERROR( INDEX(Table13ExistingPrescribedWattage,MATCH(Table2[[#This Row],[Prescribed Lighting Source]],Table13ExistingLightingSource,0)), IFERROR(INDEX(Table13ExistingPrescribedWattage,MATCH(Table2[[#This Row],[Fortis Rebate Category ]],Table13NewLightingSource,0)),\"-\")))","v":""},null,{"$f":"IFERROR(INDEX(SpaceTypeHours,MATCH(Table2[[#This Row],[Space Type]],SpaceType,0)),\"\")","v":""},null,{"$f":"IFERROR(IF(Table2[[#This Row],[Lighting  Technology]]=\"Other\",Table2[[#This Row],[Existing Effective Input Wattage (W)]]*Table2[[#This Row],[Existing Luminaire Quantity]],Table2[[#This Row],[Existing Prescribed Wattage (W)]]*Table2[[#This Row],[Existing Luminaire Quantity]]),\"\")","v":""},{"$f":"IF(Table2[Lighting  Technology] = \"Other\",(Table2[[#This Row],[Existing Luminaire Quantity]]*Table2[[#This Row],[Existing Effective Input Wattage (W)]]), IF(Table2[Existing Prescribed Wattage (W)] = \"\",\"\", IF( ISBLANK(Table2[[#This Row],[Existing Effective Input Wattage (W)]]), (Table2[[#This Row],[Existing Luminaire Quantity]]*Table2[[#This Row],[Existing Prescribed Wattage (W)]]),(Table2[[#This Row],[Existing Luminaire Quantity]]*Table2[[#This Row],[Existing Effective Input Wattage (W)]]))))","v":""},{"$f":"IF( (ISBLANK(Table2[[#This Row],[Annual Usage Hours (hrs)]])), IFERROR(Table2[[#This Row],[Reference Hours (hrs)]]*Table2[[#This Row],[Total Demand (Hidden) W]]/1000,\"\"), IFERROR(Table2[[#This Row],[Annual Usage Hours (hrs)]]*Table2[[#This Row],[Total Demand (Hidden) W]]/1000,\"\"))","v":""},null,null,{"$f":"IF(Table2[[#This Row],[Lighting  Technology]]=\"Other\", 0, IF( AND(ISBLANK(Table2[[#This Row],[BC Hydro Rebate Category ]]),ISBLANK(Table2[[#This Row],[Fortis Rebate Category ]])), \"\", IF(ISTEXT(Table2[[#This Row],[Fortis Rebate Category ]]), IFERROR(INDEX(Table13[Rebate],MATCH(Table2[[#This Row],[Fortis Rebate Category ]],Table13[Fortis New Lighting source],0)),\"\"), IF(ISTEXT(Table2[[#This Row],[BC Hydro Rebate Category ]]), IFERROR(INDEX(Table13Rebate,MATCH(Table2[[#This Row],[BC Hydro Rebate Category ]],Table13BCHRebateCategory,0)),\"\"), \"\"))))","v":""},{"$f":" IF(Table2[[#This Row],[Lighting  Technology]]=\"Other\", \"per Unit\", IF( AND(ISBLANK(Table2[[#This Row],[BC Hydro Rebate Category ]]),ISBLANK(Table2[[#This Row],[Fortis Rebate Category ]])), \"\", IF(ISTEXT(Table2[[#This Row],[Fortis Rebate Category ]]), IFERROR(INDEX(Table13PerUnit,MATCH(Table2[[#This Row],[Fortis Rebate Category ]],Table13[Fortis New Lighting source],0)),\"\"), IF(ISTEXT(Table2[[#This Row],[BC Hydro Rebate Category ]]), IFERROR(INDEX(Table13PerUnit,MATCH(Table2[[#This Row],[BC Hydro Rebate Category ]],Table13BCHRebateCategory,0)),\"\"), \"\"))))","v":""},null,{"$f":"IF( AND(ISBLANK(Table2[[#This Row],[Existing Luminaire Quantity]]),ISBLANK(Table2[[#This Row],[Prescribed Lighting Source]])), \"\", IF( OR(AND(ISNUMBER(SEARCH(\"lamp fl.\",Table2[[#This Row],[Prescribed Lighting Source]])),ISNUMBER(SEARCH(\"T8 lamp\",Table2[[#This Row],[BC Hydro Rebate Category ]]))),AND(ISNUMBER(SEARCH(\"T5HO\",Table2[[#This Row],[Prescribed Lighting Source]])),ISNUMBER(SEARCH(\"T5HO\",Table2[[#This Row],[BC Hydro Rebate Category ]]))),AND(ISNUMBER(SEARCH(\"lamp fl.\",Table2[[#This Row],[Prescribed Lighting Source]])),ISNUMBER(SEARCH(\"T8 lamp\",Table2[[#This Row],[Fortis Rebate Category ]]))),AND(ISNUMBER(SEARCH(\"T5HO\",Table2[[#This Row],[Prescribed Lighting Source]])),ISNUMBER(SEARCH(\"T5HO\",Table2[[#This Row],[Fortis Rebate Category ]])))          ),  IFERROR(INDEX(Table13NumberofLamps,MATCH(Table2[[#This Row],[Prescribed Lighting Source]],Table13ExistingLightingSource,0))*Table2[[#This Row],[Existing Luminaire Quantity]], \"-\"),  IF(Table2[[#This Row],[Lighting  Technology]]=\"Other\", IFERROR(Table2[[#This Row],[Existing Luminaire Quantity]],\"-\"), IFERROR(Table2[[#This Row],[Existing Luminaire Quantity]],\"-\"))))","v":""},{"$f":"IF( AND(ISBLANK(Table2[[#This Row],[BC Hydro Rebate Category ]]),ISBLANK(Table2[[#This Row],[Fortis Rebate Category ]])), \"\", IF(ISTEXT(Table2[[#This Row],[Fortis Rebate Category ]]), IFERROR(INDEX(Table13NewPrescribedWattage,MATCH(Table2[[#This Row],[Fortis Rebate Category ]],Table13[Fortis New Lighting source],0)),\"\"), IF(ISTEXT(Table2[[#This Row],[BC Hydro Rebate Category ]]), IFERROR(INDEX(Table13NewPrescribedWattage,MATCH(Table2[[#This Row],[BC Hydro Rebate Category ]],Table13BCHRebateCategory,0)),\"\"), \"\")))","v":""},null,null,{"$f":"IF(Table2[[#This Row],[Lighting  Technology]]=\"Other\", \"-\", IF( AND(ISBLANK(Table2[[#This Row],[BC Hydro Rebate Category ]]),ISBLANK(Table2[[#This Row],[Fortis Rebate Category ]])), \"\", IF(ISTEXT(Table2[[#This Row],[Fortis Rebate Category ]]), IFERROR(INDEX(Table13BCHECM,MATCH(Table2[[#This Row],[Fortis Rebate Category ]],Table13[Fortis New Lighting source],0)),\"\"), IF(ISTEXT(Table2[[#This Row],[BC Hydro Rebate Category ]]), IFERROR(INDEX(Table13BCHECM,MATCH(Table2[[#This Row],[BC Hydro Rebate Category ]],Table13BCHRebateCategory,0)),\"\"), \"\"))))","v":""},{"$f":"IF(Table2[[#This Row],[Lighting  Technology]]=\"Other\", 0, IF( AND(ISBLANK(Table2[[#This Row],[BC Hydro Rebate Category ]]),ISBLANK(Table2[[#This Row],[Fortis Rebate Category ]])), \"\", IF(ISTEXT(Table2[[#This Row],[Fortis Rebate Category ]]), IFERROR(INDEX(Table13Persistence,MATCH(Table2[[#This Row],[Fortis Rebate Category ]],Table13[Fortis New Lighting source],0)),\"\"), IF(ISTEXT(Table2[[#This Row],[BC Hydro Rebate Category ]]), IFERROR(INDEX(Table13Persistence,MATCH(Table2[[#This Row],[BC Hydro Rebate Category ]],Table13BCHRebateCategory,0)),\"\"), \"\"))))","v":""},null,{"$f":"IFERROR(INDEX(Table5ControlRebate,MATCH(Table2[[#This Row],[Control Type]],Table5NewControl,0)),\"\")","v":""},null,{"$f":"IF(ISBLANK(Table2[[#This Row],[Control Type]]), IF(ISBLANK(Table2[[#This Row],[Annual Usage Hours (hrs)]]),Table2[[#This Row],[Reference Hours (hrs)]], Table2[[#This Row],[Annual Usage Hours (hrs)]]), IF(AND(ISBLANK(Table2[[#This Row],[Annual Usage Hours (hrs)]]), Table2[[#This Row],[Control Type]]=\"None\"), Table2[[#This Row],[Reference Hours (hrs)]], IF(Table2[[#This Row],[Control Type]]=\"None\", Table2[[#This Row],[Annual Usage Hours (hrs)]], IF(AND(ISBLANK(Table2[[#This Row],[Annual Usage Hours (hrs)]]), Table2[[#This Row],[Control Type]]<>\"None\"), IFERROR(Table2[[#This Row],[Reference Hours (hrs)]]*0.8,\"\"), IF(Table2[[#This Row],[Control Type]]<>\"None\", IFERROR( Table2[[#This Row],[Annual Usage Hours (hrs)]]*0.8,\"\"),\"\")))))","v":""},{"$f":"IF( Table2[[#This Row],[Lighting  Technology]]=\"Other\", IF(ISBLANK(Table2[[#This Row],[Retrofit Lamp/ Luminaire Wattage (see Rebate Unit)]]),\"\",IFERROR(Table2[[#This Row],[Prescribed Quantity]]*Table2[[#This Row],[Retrofit Lamp/ Luminaire Wattage (see Rebate Unit)]],\"\")), IF(ISBLANK(Table2[[#This Row],[Retrofit Lamp/ Luminaire Wattage (see Rebate Unit)]]),IFERROR(Table2[[#This Row],[Prescribed Quantity]]*Table2[[#This Row],[Prescribed Wattage (W)]],\"\"),IFERROR(Table2[[#This Row],[Prescribed Quantity]]*Table2[[#This Row],[Retrofit Lamp/ Luminaire Wattage (see Rebate Unit)]],\"\")))","v":""},{"$f":"IFERROR((IF( Table2[[#This Row],[Lighting  Technology]]=\"Other\", Table2[[#This Row],[Prescribed Quantity]]*Table2[[#This Row],[Retrofit Lamp/ Luminaire Wattage (see Rebate Unit)]], Table2[[#This Row],[Prescribed Quantity]]*Table2[[#This Row],[Prescribed Wattage (W)]] )),\"\")","v":""},{"$f":"IF(ISBLANK(Table2[[#This Row],[New Total Demand (hidden, W)]]),\"\", IF(ISBLANK(Table2[[#This Row],[New Hours (hidden, hrs)]]), \"\", IFERROR(Table2[[#This Row],[New Hours (hidden, hrs)]]*Table2[[#This Row],[New Total Demand (hidden, W)]]/1000,\"\")))","v":""},{"$f":"IF(ISBLANK(Table2[[#This Row],[Total Demand (Hidden) W]]),\"\", IF(ISBLANK(Table2[[#This Row],[New Total Demand (hidden, W)]]), \"\", IFERROR((Table2[[#This Row],[Total Demand (Hidden) W]]-Table2[[#This Row],[New Total Demand (hidden, W)]])/1000,\"\")))","v":""},{"$f":"IF( OR(ISBLANK(Table2[[#This Row],[New Total Demand (hidden, W)]]),ISBLANK(Table2[[#This Row],[Total Demand (Hidden) W]])),\"\", IF(ISBLANK(Table2[[#This Row],[Annual Usage Hours (hrs)]]), IFERROR( Table2[[#This Row],[Reference Hours (hrs)]]*(Table2[[#This Row],[Total Demand (Hidden) W]]-Table2[[#This Row],[New Total Demand (hidden, W)]])/1000,\"\"), IFERROR( Table2[[#This Row],[Annual Usage Hours (hrs)]]*(Table2[[#This Row],[Total Demand (Hidden) W]]-Table2[[#This Row],[New Total Demand (hidden, W)]])/1000,\"\")))","v":""},{"$f":"IF( OR(ISBLANK(Table2[[#This Row],[Prescribed Total Demand (hidden, W)]]),ISBLANK(Table2[[#This Row],[Total Demand (Hidden) W]])),\"\", IF(ISBLANK(Table2[[#This Row],[Annual Usage Hours (hrs)]]), IFERROR( Table2[[#This Row],[Reference Hours (hrs)]]*((Table2[Existing Prescribed Wattage (W)]*Table2[Existing Luminaire Quantity])-Table2[[#This Row],[Prescribed Total Demand (hidden, W)]])/1000,\"\"), IFERROR( Table2[[#This Row],[Annual Usage Hours (hrs)]]*((Table2[Existing Prescribed Wattage (W)]*Table2[Existing Luminaire Quantity])-Table2[[#This Row],[Prescribed Total Demand (hidden, W)]])/1000,\"\")))","v":""},{"$f":"\"\"","v":""},{"$f":"IF(OR(Table2[[#This Row],[Control Type]]=\"None\", ISBLANK(Table2[[#This Row],[Control Type]])),\"\", IF(ISBLANK(Table2[[#This Row],[New Total Demand (hidden, W)]]),\"\", IF(ISBLANK(Table2[[#This Row],[Annual Usage Hours (hrs)]]),  IFERROR( 0.2*Table2[[#This Row],[Reference Hours (hrs)]]*Table2[[#This Row],[New Total Demand (hidden, W)]]/1000,\"\"), IFERROR( 0.2*Table2[[#This Row],[Annual Usage Hours (hrs)]]*Table2[[#This Row],[New Total Demand (hidden, W)]]/1000,\"\"))))","v":""},{"$f":"IF(AND(NOT(ISNUMBER(Table2[[#This Row],[Rebate Per Unit\n(CAD)]])),ISBLANK(Table2[[#This Row],[Control Type]])), \"\", IF(OR(Table2[[#This Row],[Rebate Per Unit\n(CAD)]]=0,AND(NOT(ISNUMBER(Table2[[#This Row],[Rebate Per Unit\n(CAD)]])), ISTEXT(Table2[[#This Row],[Control Type]]))), 0, IFERROR(Table2[[#This Row],[Prescribed Quantity]]*Table2[[#This Row],[Rebate Per Unit\n(CAD)]],\"\")))","v":""},{"$f":" IF(AND(ISBLANK(Table2[[#This Row],[Control Type]]),ISNUMBER(Table2[[#This Row],[Rebate Value (CAD)]])),0, IFERROR(Table2[[#This Row],[Control Quantity]]*Table2[[#This Row],[Control Rebate per Unit\n(CAD)]],\"\"))","v":""},{"$f":"IF(AND(ISBLANK(Table2[[#This Row],[Rebate Value (CAD)]]),ISBLANK(Table2[[#This Row],[Rebate Value for Controls (CAD)]])), \"\", IFERROR(Table2[[#This Row],[Rebate Value (CAD)]]+Table2[[#This Row],[Rebate Value for Controls (CAD)]],\"\"))","v":""},{"$f":"IF(Table2[[#This Row],[Lighting  Technology]]=\"Other\",\"Other - \"&Table2[[#This Row],[Other - Lighting Technology Description]],Table2[[#This Row],[BC Hydro Rebate Category ]])","v":0},{"$f":"Table2[[#This Row],[BC Hydro Rebate Category ]]&Table2[[#This Row],[Retrofit Part '# (mandatory to validate Rebates)]]","v":""}]
[null,null,null,null,null,null,{"$f":"IF(ISBLANK(Table2[[#This Row],[Prescribed Lighting Source]]), \"\", IFERROR( INDEX(Table13ExistingPrescribedWattage,MATCH(Table2[[#This Row],[Prescribed Lighting Source]],Table13ExistingLightingSource,0)), IFERROR(INDEX(Table13ExistingPrescribedWattage,MATCH(Table2[[#This Row],[Fortis Rebate Category ]],Table13NewLightingSource,0)),\"-\")))","v":""},null,{"$f":"IFERROR(INDEX(SpaceTypeHours,MATCH(Table2[[#This Row],[Space Type]],SpaceType,0)),\"\")","v":""},null,{"$f":"IFERROR(IF(Table2[[#This Row],[Lighting  Technology]]=\"Other\",Table2[[#This Row],[Existing Effective Input Wattage (W)]]*Table2[[#This Row],[Existing Luminaire Quantity]],Table2[[#This Row],[Existing Prescribed Wattage (W)]]*Table2[[#This Row],[Existing Luminaire Quantity]]),\"\")","v":""},{"$f":"IF(Table2[Lighting  Technology] = \"Other\",(Table2[[#This Row],[Existing Luminaire Quantity]]*Table2[[#This Row],[Existing Effective Input Wattage (W)]]), IF(Table2[Existing Prescribed Wattage (W)] = \"\",\"\", IF( ISBLANK(Table2[[#This Row],[Existing Effective Input Wattage (W)]]), (Table2[[#This Row],[Existing Luminaire Quantity]]*Table2[[#This Row],[Existing Prescribed Wattage (W)]]),(Table2[[#This Row],[Existing Luminaire Quantity]]*Table2[[#This Row],[Existing Effective Input Wattage (W)]]))))","v":""},{"$f":"IF( (ISBLANK(Table2[[#This Row],[Annual Usage Hours (hrs)]])), IFERROR(Table2[[#This Row],[Reference Hours (hrs)]]*Table2[[#This Row],[Total Demand (Hidden) W]]/1000,\"\"), IFERROR(Table2[[#This Row],[Annual Usage Hours (hrs)]]*Table2[[#This Row],[Total Demand (Hidden) W]]/1000,\"\"))","v":""},null,null,{"$f":"IF(Table2[[#This Row],[Lighting  Technology]]=\"Other\", 0, IF( AND(ISBLANK(Table2[[#This Row],[BC Hydro Rebate Category ]]),ISBLANK(Table2[[#This Row],[Fortis Rebate Category ]])), \"\", IF(ISTEXT(Table2[[#This Row],[Fortis Rebate Category ]]), IFERROR(INDEX(Table13[Rebate],MATCH(Table2[[#This Row],[Fortis Rebate Category ]],Table13[Fortis New Lighting source],0)),\"\"), IF(ISTEXT(Table2[[#This Row],[BC Hydro Rebate Category ]]), IFERROR(INDEX(Table13Rebate,MATCH(Table2[[#This Row],[BC Hydro Rebate Category ]],Table13BCHRebateCategory,0)),\"\"), \"\"))))","v":""},{"$f":" IF(Table2[[#This Row],[Lighting  Technology]]=\"Other\", \"per Unit\", IF( AND(ISBLANK(Table2[[#This Row],[BC Hydro Rebate Category ]]),ISBLANK(Table2[[#This Row],[Fortis Rebate Category ]])), \"\", IF(ISTEXT(Table2[[#This Row],[Fortis Rebate Category ]]), IFERROR(INDEX(Table13PerUnit,MATCH(Table2[[#This Row],[Fortis Rebate Category ]],Table13[Fortis New Lighting source],0)),\"\"), IF(ISTEXT(Table2[[#This Row],[BC Hydro Rebate Category ]]), IFERROR(INDEX(Table13PerUnit,MATCH(Table2[[#This Row],[BC Hydro Rebate Category ]],Table13BCHRebateCategory,0)),\"\"), \"\"))))","v":""},null,{"$f":"IF( AND(ISBLANK(Table2[[#This Row],[Existing Luminaire Quantity]]),ISBLANK(Table2[[#This Row],[Prescribed Lighting Source]])), \"\", IF( OR(AND(ISNUMBER(SEARCH(\"lamp fl.\",Table2[[#This Row],[Prescribed Lighting Source]])),ISNUMBER(SEARCH(\"T8 lamp\",Table2[[#This Row],[BC Hydro Rebate Category ]]))),AND(ISNUMBER(SEARCH(\"T5HO\",Table2[[#This Row],[Prescribed Lighting Source]])),ISNUMBER(SEARCH(\"T5HO\",Table2[[#This Row],[BC Hydro Rebate Category ]]))),AND(ISNUMBER(SEARCH(\"lamp fl.\",Table2[[#This Row],[Prescribed Lighting Source]])),ISNUMBER(SEARCH(\"T8 lamp\",Table2[[#This Row],[Fortis Rebate Category ]]))),AND(ISNUMBER(SEARCH(\"T5HO\",Table2[[#This Row],[Prescribed Lighting Source]])),ISNUMBER(SEARCH(\"T5HO\",Table2[[#This Row],[Fortis Rebate Category ]])))          ),  IFERROR(INDEX(Table13NumberofLamps,MATCH(Table2[[#This Row],[Prescribed Lighting Source]],Table13ExistingLightingSource,0))*Table2[[#This Row],[Existing Luminaire Quantity]], \"-\"),  IF(Table2[[#This Row],[Lighting  Technology]]=\"Other\", IFERROR(Table2[[#This Row],[Existing Luminaire Quantity]],\"-\"), IFERROR(Table2[[#This Row],[Existing Luminaire Quantity]],\"-\"))))","v":""},{"$f":"IF( AND(ISBLANK(Table2[[#This Row],[BC Hydro Rebate Category ]]),ISBLANK(Table2[[#This Row],[Fortis Rebate Category ]])), \"\", IF(ISTEXT(Table2[[#This Row],[Fortis Rebate Category ]]), IFERROR(INDEX(Table13NewPrescribedWattage,MATCH(Table2[[#This Row],[Fortis Rebate Category ]],Table13[Fortis New Lighting source],0)),\"\"), IF(ISTEXT(Table2[[#This Row],[BC Hydro Rebate Category ]]), IFERROR(INDEX(Table13NewPrescribedWattage,MATCH(Table2[[#This Row],[BC Hydro Rebate Category ]],Table13BCHRebateCategory,0)),\"\"), \"\")))","v":""},null,null,{"$f":"IF(Table2[[#This Row],[Lighting  Technology]]=\"Other\", \"-\", IF( AND(ISBLANK(Table2[[#This Row],[BC Hydro Rebate Category ]]),ISBLANK(Table2[[#This Row],[Fortis Rebate Category ]])), \"\", IF(ISTEXT(Table2[[#This Row],[Fortis Rebate Category ]]), IFERROR(INDEX(Table13BCHECM,MATCH(Table2[[#This Row],[Fortis Rebate Category ]],Table13[Fortis New Lighting source],0)),\"\"), IF(ISTEXT(Table2[[#This Row],[BC Hydro Rebate Category ]]), IFERROR(INDEX(Table13BCHECM,MATCH(Table2[[#This Row],[BC Hydro Rebate Category ]],Table13BCHRebateCategory,0)),\"\"), \"\"))))","v":""},{"$f":"IF(Table2[[#This Row],[Lighting  Technology]]=\"Other\", 0, IF( AND(ISBLANK(Table2[[#This Row],[BC Hydro Rebate Category ]]),ISBLANK(Table2[[#This Row],[Fortis Rebate Category ]])), \"\", IF(ISTEXT(Table2[[#This Row],[Fortis Rebate Category ]]), IFERROR(INDEX(Table13Persistence,MATCH(Table2[[#This Row],[Fortis Rebate Category ]],Table13[Fortis New Lighting source],0)),\"\"), IF(ISTEXT(Table2[[#This Row],[BC Hydro Rebate Category ]]), IFERROR(INDEX(Table13Persistence,MATCH(Table2[[#This Row],[BC Hydro Rebate Category ]],Table13BCHRebateCategory,0)),\"\"), \"\"))))","v":""},null,{"$f":"IFERROR(INDEX(Table5ControlRebate,MATCH(Table2[[#This Row],[Control Type]],Table5NewControl,0)),\"\")","v":""},null,{"$f":"IF(ISBLANK(Table2[[#This Row],[Control Type]]), IF(ISBLANK(Table2[[#This Row],[Annual Usage Hours (hrs)]]),Table2[[#This Row],[Reference Hours (hrs)]], Table2[[#This Row],[Annual Usage Hours (hrs)]]), IF(AND(ISBLANK(Table2[[#This Row],[Annual Usage Hours (hrs)]]), Table2[[#This Row],[Control Type]]=\"None\"), Table2[[#This Row],[Reference Hours (hrs)]], IF(Table2[[#This Row],[Control Type]]=\"None\", Table2[[#This Row],[Annual Usage Hours (hrs)]], IF(AND(ISBLANK(Table2[[#This Row],[Annual Usage Hours (hrs)]]), Table2[[#This Row],[Control Type]]<>\"None\"), IFERROR(Table2[[#This Row],[Reference Hours (hrs)]]*0.8,\"\"), IF(Table2[[#This Row],[Control Type]]<>\"None\", IFERROR( Table2[[#This Row],[Annual Usage Hours (hrs)]]*0.8,\"\"),\"\")))))","v":""},{"$f":"IF( Table2[[#This Row],[Lighting  Technology]]=\"Other\", IF(ISBLANK(Table2[[#This Row],[Retrofit Lamp/ Luminaire Wattage (see Rebate Unit)]]),\"\",IFERROR(Table2[[#This Row],[Prescribed Quantity]]*Table2[[#This Row],[Retrofit Lamp/ Luminaire Wattage (see Rebate Unit)]],\"\")), IF(ISBLANK(Table2[[#This Row],[Retrofit Lamp/ Luminaire Wattage (see Rebate Unit)]]),IFERROR(Table2[[#This Row],[Prescribed Quantity]]*Table2[[#This Row],[Prescribed Wattage (W)]],\"\"),IFERROR(Table2[[#This Row],[Prescribed Quantity]]*Table2[[#This Row],[Retrofit Lamp/ Luminaire Wattage (see Rebate Unit)]],\"\")))","v":""},{"$f":"IFERROR((IF( Table2[[#This Row],[Lighting  Technology]]=\"Other\", Table2[[#This Row],[Prescribed Quantity]]*Table2[[#This Row],[Retrofit Lamp/ Luminaire Wattage (see Rebate Unit)]], Table2[[#This Row],[Prescribed Quantity]]*Table2[[#This Row],[Prescribed Wattage (W)]] )),\"\")","v":""},{"$f":"IF(ISBLANK(Table2[[#This Row],[New Total Demand (hidden, W)]]),\"\", IF(ISBLANK(Table2[[#This Row],[New Hours (hidden, hrs)]]), \"\", IFERROR(Table2[[#This Row],[New Hours (hidden, hrs)]]*Table2[[#This Row],[New Total Demand (hidden, W)]]/1000,\"\")))","v":""},{"$f":"IF(ISBLANK(Table2[[#This Row],[Total Demand (Hidden) W]]),\"\", IF(ISBLANK(Table2[[#This Row],[New Total Demand (hidden, W)]]), \"\", IFERROR((Table2[[#This Row],[Total Demand (Hidden) W]]-Table2[[#This Row],[New Total Demand (hidden, W)]])/1000,\"\")))","v":""},{"$f":"IF( OR(ISBLANK(Table2[[#This Row],[New Total Demand (hidden, W)]]),ISBLANK(Table2[[#This Row],[Total Demand (Hidden) W]])),\"\", IF(ISBLANK(Table2[[#This Row],[Annual Usage Hours (hrs)]]), IFERROR( Table2[[#This Row],[Reference Hours (hrs)]]*(Table2[[#This Row],[Total Demand (Hidden) W]]-Table2[[#This Row],[New Total Demand (hidden, W)]])/1000,\"\"), IFERROR( Table2[[#This Row],[Annual Usage Hours (hrs)]]*(Table2[[#This Row],[Total Demand (Hidden) W]]-Table2[[#This Row],[New Total Demand (hidden, W)]])/1000,\"\")))","v":""},{"$f":"IF( OR(ISBLANK(Table2[[#This Row],[Prescribed Total Demand (hidden, W)]]),ISBLANK(Table2[[#This Row],[Total Demand (Hidden) W]])),\"\", IF(ISBLANK(Table2[[#This Row],[Annual Usage Hours (hrs)]]), IFERROR( Table2[[#This Row],[Reference Hours (hrs)]]*((Table2[Existing Prescribed Wattage (W)]*Table2[Existing Luminaire Quantity])-Table2[[#This Row],[Prescribed Total Demand (hidden, W)]])/1000,\"\"), IFERROR( Table2[[#This Row],[Annual Usage Hours (hrs)]]*((Table2[Existing Prescribed Wattage (W)]*Table2[Existing Luminaire Quantity])-Table2[[#This Row],[Prescribed Total Demand (hidden, W)]])/1000,\"\")))","v":""},{"$f":"\"\"","v":""},{"$f":"IF(OR(Table2[[#This Row],[Control Type]]=\"None\", ISBLANK(Table2[[#This Row],[Control Type]])),\"\", IF(ISBLANK(Table2[[#This Row],[New Total Demand (hidden, W)]]),\"\", IF(ISBLANK(Table2[[#This Row],[Annual Usage Hours (hrs)]]),  IFERROR( 0.2*Table2[[#This Row],[Reference Hours (hrs)]]*Table2[[#This Row],[New Total Demand (hidden, W)]]/1000,\"\"), IFERROR( 0.2*Table2[[#This Row],[Annual Usage Hours (hrs)]]*Table2[[#This Row],[New Total Demand (hidden, W)]]/1000,\"\"))))","v":""},{"$f":"IF(AND(NOT(ISNUMBER(Table2[[#This Row],[Rebate Per Unit\n(CAD)]])),ISBLANK(Table2[[#This Row],[Control Type]])), \"\", IF(OR(Table2[[#This Row],[Rebate Per Unit\n(CAD)]]=0,AND(NOT(ISNUMBER(Table2[[#This Row],[Rebate Per Unit\n(CAD)]])), ISTEXT(Table2[[#This Row],[Control Type]]))), 0, IFERROR(Table2[[#This Row],[Prescribed Quantity]]*Table2[[#This Row],[Rebate Per Unit\n(CAD)]],\"\")))","v":""},{"$f":" IF(AND(ISBLANK(Table2[[#This Row],[Control Type]]),ISNUMBER(Table2[[#This Row],[Rebate Value (CAD)]])),0, IFERROR(Table2[[#This Row],[Control Quantity]]*Table2[[#This Row],[Control Rebate per Unit\n(CAD)]],\"\"))","v":""},{"$f":"IF(AND(ISBLANK(Table2[[#This Row],[Rebate Value (CAD)]]),ISBLANK(Table2[[#This Row],[Rebate Value for Controls (CAD)]])), \"\", IFERROR(Table2[[#This Row],[Rebate Value (CAD)]]+Table2[[#This Row],[Rebate Value for Controls (CAD)]],\"\"))","v":""},{"$f":"IF(Table2[[#This Row],[Lighting  Technology]]=\"Other\",\"Other - \"&Table2[[#This Row],[Other - Lighting Technology Description]],Table2[[#This Row],[BC Hydro Rebate Category ]])","v":0},{"$f":"Table2[[#This Row],[BC Hydro Rebate Category ]]&Table2[[#This Row],[Retrofit Part '# (mandatory to validate Rebates)]]","v":""}]
[null,null,null,null,null,null,{"$f":"IF(ISBLANK(Table2[[#This Row],[Prescribed Lighting Source]]), \"\", IFERROR( INDEX(Table13ExistingPrescribedWattage,MATCH(Table2[[#This Row],[Prescribed Lighting Source]],Table13ExistingLightingSource,0)), IFERROR(INDEX(Table13ExistingPrescribedWattage,MATCH(Table2[[#This Row],[Fortis Rebate Category ]],Table13NewLightingSource,0)),\"-\")))","v":""},null,{"$f":"IFERROR(INDEX(SpaceTypeHours,MATCH(Table2[[#This Row],[Space Type]],SpaceType,0)),\"\")","v":""},null,{"$f":"IFERROR(IF(Table2[[#This Row],[Lighting  Technology]]=\"Other\",Table2[[#This Row],[Existing Effective Input Wattage (W)]]*Table2[[#This Row],[Existing Luminaire Quantity]],Table2[[#This Row],[Existing Prescribed Wattage (W)]]*Table2[[#This Row],[Existing Luminaire Quantity]]),\"\")","v":""},{"$f":"IF(Table2[Lighting  Technology] = \"Other\",(Table2[[#This Row],[Existing Luminaire Quantity]]*Table2[[#This Row],[Existing Effective Input Wattage (W)]]), IF(Table2[Existing Prescribed Wattage (W)] = \"\",\"\", IF( ISBLANK(Table2[[#This Row],[Existing Effective Input Wattage (W)]]), (Table2[[#This Row],[Existing Luminaire Quantity]]*Table2[[#This Row],[Existing Prescribed Wattage (W)]]),(Table2[[#This Row],[Existing Luminaire Quantity]]*Table2[[#This Row],[Existing Effective Input Wattage (W)]]))))","v":""},{"$f":"IF( (ISBLANK(Table2[[#This Row],[Annual Usage Hours (hrs)]])), IFERROR(Table2[[#This Row],[Reference Hours (hrs)]]*Table2[[#This Row],[Total Demand (Hidden) W]]/1000,\"\"), IFERROR(Table2[[#This Row],[Annual Usage Hours (hrs)]]*Table2[[#This Row],[Total Demand (Hidden) W]]/1000,\"\"))","v":""},null,null,{"$f":"IF(Table2[[#This Row],[Lighting  Technology]]=\"Other\", 0, IF( AND(ISBLANK(Table2[[#This Row],[BC Hydro Rebate Category ]]),ISBLANK(Table2[[#This Row],[Fortis Rebate Category ]])), \"\", IF(ISTEXT(Table2[[#This Row],[Fortis Rebate Category ]]), IFERROR(INDEX(Table13[Rebate],MATCH(Table2[[#This Row],[Fortis Rebate Category ]],Table13[Fortis New Lighting source],0)),\"\"), IF(ISTEXT(Table2[[#This Row],[BC Hydro Rebate Category ]]), IFERROR(INDEX(Table13Rebate,MATCH(Table2[[#This Row],[BC Hydro Rebate Category ]],Table13BCHRebateCategory,0)),\"\"), \"\"))))","v":""},{"$f":" IF(Table2[[#This Row],[Lighting  Technology]]=\"Other\", \"per Unit\", IF( AND(ISBLANK(Table2[[#This Row],[BC Hydro Rebate Category ]]),ISBLANK(Table2[[#This Row],[Fortis Rebate Category ]])), \"\", IF(ISTEXT(Table2[[#This Row],[Fortis Rebate Category ]]), IFERROR(INDEX(Table13PerUnit,MATCH(Table2[[#This Row],[Fortis Rebate Category ]],Table13[Fortis New Lighting source],0)),\"\"), IF(ISTEXT(Table2[[#This Row],[BC Hydro Rebate Category ]]), IFERROR(INDEX(Table13PerUnit,MATCH(Table2[[#This Row],[BC Hydro Rebate Category ]],Table13BCHRebateCategory,0)),\"\"), \"\"))))","v":""},null,{"$f":"IF( AND(ISBLANK(Table2[[#This Row],[Existing Luminaire Quantity]]),ISBLANK(Table2[[#This Row],[Prescribed Lighting Source]])), \"\", IF( OR(AND(ISNUMBER(SEARCH(\"lamp fl.\",Table2[[#This Row],[Prescribed Lighting Source]])),ISNUMBER(SEARCH(\"T8 lamp\",Table2[[#This Row],[BC Hydro Rebate Category ]]))),AND(ISNUMBER(SEARCH(\"T5HO\",Table2[[#This Row],[Prescribed Lighting Source]])),ISNUMBER(SEARCH(\"T5HO\",Table2[[#This Row],[BC Hydro Rebate Category ]]))),AND(ISNUMBER(SEARCH(\"lamp fl.\",Table2[[#This Row],[Prescribed Lighting Source]])),ISNUMBER(SEARCH(\"T8 lamp\",Table2[[#This Row],[Fortis Rebate Category ]]))),AND(ISNUMBER(SEARCH(\"T5HO\",Table2[[#This Row],[Prescribed Lighting Source]])),ISNUMBER(SEARCH(\"T5HO\",Table2[[#This Row],[Fortis Rebate Category ]])))          ),  IFERROR(INDEX(Table13NumberofLamps,MATCH(Table2[[#This Row],[Prescribed Lighting Source]],Table13ExistingLightingSource,0))*Table2[[#This Row],[Existing Luminaire Quantity]], \"-\"),  IF(Table2[[#This Row],[Lighting  Technology]]=\"Other\", IFERROR(Table2[[#This Row],[Existing Luminaire Quantity]],\"-\"), IFERROR(Table2[[#This Row],[Existing Luminaire Quantity]],\"-\"))))","v":""},{"$f":"IF( AND(ISBLANK(Table2[[#This Row],[BC Hydro Rebate Category ]]),ISBLANK(Table2[[#This Row],[Fortis Rebate Category ]])), \"\", IF(ISTEXT(Table2[[#This Row],[Fortis Rebate Category ]]), IFERROR(INDEX(Table13NewPrescribedWattage,MATCH(Table2[[#This Row],[Fortis Rebate Category ]],Table13[Fortis New Lighting source],0)),\"\"), IF(ISTEXT(Table2[[#This Row],[BC Hydro Rebate Category ]]), IFERROR(INDEX(Table13NewPrescribedWattage,MATCH(Table2[[#This Row],[BC Hydro Rebate Category ]],Table13BCHRebateCategory,0)),\"\"), \"\")))","v":""},null,null,{"$f":"IF(Table2[[#This Row],[Lighting  Technology]]=\"Other\", \"-\", IF( AND(ISBLANK(Table2[[#This Row],[BC Hydro Rebate Category ]]),ISBLANK(Table2[[#This Row],[Fortis Rebate Category ]])), \"\", IF(ISTEXT(Table2[[#This Row],[Fortis Rebate Category ]]), IFERROR(INDEX(Table13BCHECM,MATCH(Table2[[#This Row],[Fortis Rebate Category ]],Table13[Fortis New Lighting source],0)),\"\"), IF(ISTEXT(Table2[[#This Row],[BC Hydro Rebate Category ]]), IFERROR(INDEX(Table13BCHECM,MATCH(Table2[[#This Row],[BC Hydro Rebate Category ]],Table13BCHRebateCategory,0)),\"\"), \"\"))))","v":""},{"$f":"IF(Table2[[#This Row],[Lighting  Technology]]=\"Other\", 0, IF( AND(ISBLANK(Table2[[#This Row],[BC Hydro Rebate Category ]]),ISBLANK(Table2[[#This Row],[Fortis Rebate Category ]])), \"\", IF(ISTEXT(Table2[[#This Row],[Fortis Rebate Category ]]), IFERROR(INDEX(Table13Persistence,MATCH(Table2[[#This Row],[Fortis Rebate Category ]],Table13[Fortis New Lighting source],0)),\"\"), IF(ISTEXT(Table2[[#This Row],[BC Hydro Rebate Category ]]), IFERROR(INDEX(Table13Persistence,MATCH(Table2[[#This Row],[BC Hydro Rebate Category ]],Table13BCHRebateCategory,0)),\"\"), \"\"))))","v":""},null,{"$f":"IFERROR(INDEX(Table5ControlRebate,MATCH(Table2[[#This Row],[Control Type]],Table5NewControl,0)),\"\")","v":""},null,{"$f":"IF(ISBLANK(Table2[[#This Row],[Control Type]]), IF(ISBLANK(Table2[[#This Row],[Annual Usage Hours (hrs)]]),Table2[[#This Row],[Reference Hours (hrs)]], Table2[[#This Row],[Annual Usage Hours (hrs)]]), IF(AND(ISBLANK(Table2[[#This Row],[Annual Usage Hours (hrs)]]), Table2[[#This Row],[Control Type]]=\"None\"), Table2[[#This Row],[Reference Hours (hrs)]], IF(Table2[[#This Row],[Control Type]]=\"None\", Table2[[#This Row],[Annual Usage Hours (hrs)]], IF(AND(ISBLANK(Table2[[#This Row],[Annual Usage Hours (hrs)]]), Table2[[#This Row],[Control Type]]<>\"None\"), IFERROR(Table2[[#This Row],[Reference Hours (hrs)]]*0.8,\"\"), IF(Table2[[#This Row],[Control Type]]<>\"None\", IFERROR( Table2[[#This Row],[Annual Usage Hours (hrs)]]*0.8,\"\"),\"\")))))","v":""},{"$f":"IF( Table2[[#This Row],[Lighting  Technology]]=\"Other\", IF(ISBLANK(Table2[[#This Row],[Retrofit Lamp/ Luminaire Wattage (see Rebate Unit)]]),\"\",IFERROR(Table2[[#This Row],[Prescribed Quantity]]*Table2[[#This Row],[Retrofit Lamp/ Luminaire Wattage (see Rebate Unit)]],\"\")), IF(ISBLANK(Table2[[#This Row],[Retrofit Lamp/ Luminaire Wattage (see Rebate Unit)]]),IFERROR(Table2[[#This Row],[Prescribed Quantity]]*Table2[[#This Row],[Prescribed Wattage (W)]],\"\"),IFERROR(Table2[[#This Row],[Prescribed Quantity]]*Table2[[#This Row],[Retrofit Lamp/ Luminaire Wattage (see Rebate Unit)]],\"\")))","v":""},{"$f":"IFERROR((IF( Table2[[#This Row],[Lighting  Technology]]=\"Other\", Table2[[#This Row],[Prescribed Quantity]]*Table2[[#This Row],[Retrofit Lamp/ Luminaire Wattage (see Rebate Unit)]], Table2[[#This Row],[Prescribed Quantity]]*Table2[[#This Row],[Prescribed Wattage (W)]] )),\"\")","v":""},{"$f":"IF(ISBLANK(Table2[[#This Row],[New Total Demand (hidden, W)]]),\"\", IF(ISBLANK(Table2[[#This Row],[New Hours (hidden, hrs)]]), \"\", IFERROR(Table2[[#This Row],[New Hours (hidden, hrs)]]*Table2[[#This Row],[New Total Demand (hidden, W)]]/1000,\"\")))","v":""},{"$f":"IF(ISBLANK(Table2[[#This Row],[Total Demand (Hidden) W]]),\"\", IF(ISBLANK(Table2[[#This Row],[New Total Demand (hidden, W)]]), \"\", IFERROR((Table2[[#This Row],[Total Demand (Hidden) W]]-Table2[[#This Row],[New Total Demand (hidden, W)]])/1000,\"\")))","v":""},{"$f":"IF( OR(ISBLANK(Table2[[#This Row],[New Total Demand (hidden, W)]]),ISBLANK(Table2[[#This Row],[Total Demand (Hidden) W]])),\"\", IF(ISBLANK(Table2[[#This Row],[Annual Usage Hours (hrs)]]), IFERROR( Table2[[#This Row],[Reference Hours (hrs)]]*(Table2[[#This Row],[Total Demand (Hidden) W]]-Table2[[#This Row],[New Total Demand (hidden, W)]])/1000,\"\"), IFERROR( Table2[[#This Row],[Annual Usage Hours (hrs)]]*(Table2[[#This Row],[Total Demand (Hidden) W]]-Table2[[#This Row],[New Total Demand (hidden, W)]])/1000,\"\")))","v":""},{"$f":"IF( OR(ISBLANK(Table2[[#This Row],[Prescribed Total Demand (hidden, W)]]),ISBLANK(Table2[[#This Row],[Total Demand (Hidden) W]])),\"\", IF(ISBLANK(Table2[[#This Row],[Annual Usage Hours (hrs)]]), IFERROR( Table2[[#This Row],[Reference Hours (hrs)]]*((Table2[Existing Prescribed Wattage (W)]*Table2[Existing Luminaire Quantity])-Table2[[#This Row],[Prescribed Total Demand (hidden, W)]])/1000,\"\"), IFERROR( Table2[[#This Row],[Annual Usage Hours (hrs)]]*((Table2[Existing Prescribed Wattage (W)]*Table2[Existing Luminaire Quantity])-Table2[[#This Row],[Prescribed Total Demand (hidden, W)]])/1000,\"\")))","v":""},{"$f":"\"\"","v":""},{"$f":"IF(OR(Table2[[#This Row],[Control Type]]=\"None\", ISBLANK(Table2[[#This Row],[Control Type]])),\"\", IF(ISBLANK(Table2[[#This Row],[New Total Demand (hidden, W)]]),\"\", IF(ISBLANK(Table2[[#This Row],[Annual Usage Hours (hrs)]]),  IFERROR( 0.2*Table2[[#This Row],[Reference Hours (hrs)]]*Table2[[#This Row],[New Total Demand (hidden, W)]]/1000,\"\"), IFERROR( 0.2*Table2[[#This Row],[Annual Usage Hours (hrs)]]*Table2[[#This Row],[New Total Demand (hidden, W)]]/1000,\"\"))))","v":""},{"$f":"IF(AND(NOT(ISNUMBER(Table2[[#This Row],[Rebate Per Unit\n(CAD)]])),ISBLANK(Table2[[#This Row],[Control Type]])), \"\", IF(OR(Table2[[#This Row],[Rebate Per Unit\n(CAD)]]=0,AND(NOT(ISNUMBER(Table2[[#This Row],[Rebate Per Unit\n(CAD)]])), ISTEXT(Table2[[#This Row],[Control Type]]))), 0, IFERROR(Table2[[#This Row],[Prescribed Quantity]]*Table2[[#This Row],[Rebate Per Unit\n(CAD)]],\"\")))","v":""},{"$f":" IF(AND(ISBLANK(Table2[[#This Row],[Control Type]]),ISNUMBER(Table2[[#This Row],[Rebate Value (CAD)]])),0, IFERROR(Table2[[#This Row],[Control Quantity]]*Table2[[#This Row],[Control Rebate per Unit\n(CAD)]],\"\"))","v":""},{"$f":"IF(AND(ISBLANK(Table2[[#This Row],[Rebate Value (CAD)]]),ISBLANK(Table2[[#This Row],[Rebate Value for Controls (CAD)]])), \"\", IFERROR(Table2[[#This Row],[Rebate Value (CAD)]]+Table2[[#This Row],[Rebate Value for Controls (CAD)]],\"\"))","v":""},{"$f":"IF(Table2[[#This Row],[Lighting  Technology]]=\"Other\",\"Other - \"&Table2[[#This Row],[Other - Lighting Technology Description]],Table2[[#This Row],[BC Hydro Rebate Category ]])","v":0},{"$f":"Table2[[#This Row],[BC Hydro Rebate Category ]]&Table2[[#This Row],[Retrofit Part '# (mandatory to validate Rebates)]]","v":""}]
[null,null,null,null,null,null,{"$f":"IF(ISBLANK(Table2[[#This Row],[Prescribed Lighting Source]]), \"\", IFERROR( INDEX(Table13ExistingPrescribedWattage,MATCH(Table2[[#This Row],[Prescribed Lighting Source]],Table13ExistingLightingSource,0)), IFERROR(INDEX(Table13ExistingPrescribedWattage,MATCH(Table2[[#This Row],[Fortis Rebate Category ]],Table13NewLightingSource,0)),\"-\")))","v":""},null,{"$f":"IFERROR(INDEX(SpaceTypeHours,MATCH(Table2[[#This Row],[Space Type]],SpaceType,0)),\"\")","v":""},null,{"$f":"IFERROR(IF(Table2[[#This Row],[Lighting  Technology]]=\"Other\",Table2[[#This Row],[Existing Effective Input Wattage (W)]]*Table2[[#This Row],[Existing Luminaire Quantity]],Table2[[#This Row],[Existing Prescribed Wattage (W)]]*Table2[[#This Row],[Existing Luminaire Quantity]]),\"\")","v":""},{"$f":"IF(Table2[Lighting  Technology] = \"Other\",(Table2[[#This Row],[Existing Luminaire Quantity]]*Table2[[#This Row],[Existing Effective Input Wattage (W)]]), IF(Table2[Existing Prescribed Wattage (W)] = \"\",\"\", IF( ISBLANK(Table2[[#This Row],[Existing Effective Input Wattage (W)]]), (Table2[[#This Row],[Existing Luminaire Quantity]]*Table2[[#This Row],[Existing Prescribed Wattage (W)]]),(Table2[[#This Row],[Existing Luminaire Quantity]]*Table2[[#This Row],[Existing Effective Input Wattage (W)]]))))","v":""},{"$f":"IF( (ISBLANK(Table2[[#This Row],[Annual Usage Hours (hrs)]])), IFERROR(Table2[[#This Row],[Reference Hours (hrs)]]*Table2[[#This Row],[Total Demand (Hidden) W]]/1000,\"\"), IFERROR(Table2[[#This Row],[Annual Usage Hours (hrs)]]*Table2[[#This Row],[Total Demand (Hidden) W]]/1000,\"\"))","v":""},null,null,{"$f":"IF(Table2[[#This Row],[Lighting  Technology]]=\"Other\", 0, IF( AND(ISBLANK(Table2[[#This Row],[BC Hydro Rebate Category ]]),ISBLANK(Table2[[#This Row],[Fortis Rebate Category ]])), \"\", IF(ISTEXT(Table2[[#This Row],[Fortis Rebate Category ]]), IFERROR(INDEX(Table13[Rebate],MATCH(Table2[[#This Row],[Fortis Rebate Category ]],Table13[Fortis New Lighting source],0)),\"\"), IF(ISTEXT(Table2[[#This Row],[BC Hydro Rebate Category ]]), IFERROR(INDEX(Table13Rebate,MATCH(Table2[[#This Row],[BC Hydro Rebate Category ]],Table13BCHRebateCategory,0)),\"\"), \"\"))))","v":""},{"$f":" IF(Table2[[#This Row],[Lighting  Technology]]=\"Other\", \"per Unit\", IF( AND(ISBLANK(Table2[[#This Row],[BC Hydro Rebate Category ]]),ISBLANK(Table2[[#This Row],[Fortis Rebate Category ]])), \"\", IF(ISTEXT(Table2[[#This Row],[Fortis Rebate Category ]]), IFERROR(INDEX(Table13PerUnit,MATCH(Table2[[#This Row],[Fortis Rebate Category ]],Table13[Fortis New Lighting source],0)),\"\"), IF(ISTEXT(Table2[[#This Row],[BC Hydro Rebate Category ]]), IFERROR(INDEX(Table13PerUnit,MATCH(Table2[[#This Row],[BC Hydro Rebate Category ]],Table13BCHRebateCategory,0)),\"\"), \"\"))))","v":""},null,{"$f":"IF( AND(ISBLANK(Table2[[#This Row],[Existing Luminaire Quantity]]),ISBLANK(Table2[[#This Row],[Prescribed Lighting Source]])), \"\", IF( OR(AND(ISNUMBER(SEARCH(\"lamp fl.\",Table2[[#This Row],[Prescribed Lighting Source]])),ISNUMBER(SEARCH(\"T8 lamp\",Table2[[#This Row],[BC Hydro Rebate Category ]]))),AND(ISNUMBER(SEARCH(\"T5HO\",Table2[[#This Row],[Prescribed Lighting Source]])),ISNUMBER(SEARCH(\"T5HO\",Table2[[#This Row],[BC Hydro Rebate Category ]]))),AND(ISNUMBER(SEARCH(\"lamp fl.\",Table2[[#This Row],[Prescribed Lighting Source]])),ISNUMBER(SEARCH(\"T8 lamp\",Table2[[#This Row],[Fortis Rebate Category ]]))),AND(ISNUMBER(SEARCH(\"T5HO\",Table2[[#This Row],[Prescribed Lighting Source]])),ISNUMBER(SEARCH(\"T5HO\",Table2[[#This Row],[Fortis Rebate Category ]])))          ),  IFERROR(INDEX(Table13NumberofLamps,MATCH(Table2[[#This Row],[Prescribed Lighting Source]],Table13ExistingLightingSource,0))*Table2[[#This Row],[Existing Luminaire Quantity]], \"-\"),  IF(Table2[[#This Row],[Lighting  Technology]]=\"Other\", IFERROR(Table2[[#This Row],[Existing Luminaire Quantity]],\"-\"), IFERROR(Table2[[#This Row],[Existing Luminaire Quantity]],\"-\"))))","v":""},{"$f":"IF( AND(ISBLANK(Table2[[#This Row],[BC Hydro Rebate Category ]]),ISBLANK(Table2[[#This Row],[Fortis Rebate Category ]])), \"\", IF(ISTEXT(Table2[[#This Row],[Fortis Rebate Category ]]), IFERROR(INDEX(Table13NewPrescribedWattage,MATCH(Table2[[#This Row],[Fortis Rebate Category ]],Table13[Fortis New Lighting source],0)),\"\"), IF(ISTEXT(Table2[[#This Row],[BC Hydro Rebate Category ]]), IFERROR(INDEX(Table13NewPrescribedWattage,MATCH(Table2[[#This Row],[BC Hydro Rebate Category ]],Table13BCHRebateCategory,0)),\"\"), \"\")))","v":""},null,null,{"$f":"IF(Table2[[#This Row],[Lighting  Technology]]=\"Other\", \"-\", IF( AND(ISBLANK(Table2[[#This Row],[BC Hydro Rebate Category ]]),ISBLANK(Table2[[#This Row],[Fortis Rebate Category ]])), \"\", IF(ISTEXT(Table2[[#This Row],[Fortis Rebate Category ]]), IFERROR(INDEX(Table13BCHECM,MATCH(Table2[[#This Row],[Fortis Rebate Category ]],Table13[Fortis New Lighting source],0)),\"\"), IF(ISTEXT(Table2[[#This Row],[BC Hydro Rebate Category ]]), IFERROR(INDEX(Table13BCHECM,MATCH(Table2[[#This Row],[BC Hydro Rebate Category ]],Table13BCHRebateCategory,0)),\"\"), \"\"))))","v":""},{"$f":"IF(Table2[[#This Row],[Lighting  Technology]]=\"Other\", 0, IF( AND(ISBLANK(Table2[[#This Row],[BC Hydro Rebate Category ]]),ISBLANK(Table2[[#This Row],[Fortis Rebate Category ]])), \"\", IF(ISTEXT(Table2[[#This Row],[Fortis Rebate Category ]]), IFERROR(INDEX(Table13Persistence,MATCH(Table2[[#This Row],[Fortis Rebate Category ]],Table13[Fortis New Lighting source],0)),\"\"), IF(ISTEXT(Table2[[#This Row],[BC Hydro Rebate Category ]]), IFERROR(INDEX(Table13Persistence,MATCH(Table2[[#This Row],[BC Hydro Rebate Category ]],Table13BCHRebateCategory,0)),\"\"), \"\"))))","v":""},null,{"$f":"IFERROR(INDEX(Table5ControlRebate,MATCH(Table2[[#This Row],[Control Type]],Table5NewControl,0)),\"\")","v":""},null,{"$f":"IF(ISBLANK(Table2[[#This Row],[Control Type]]), IF(ISBLANK(Table2[[#This Row],[Annual Usage Hours (hrs)]]),Table2[[#This Row],[Reference Hours (hrs)]], Table2[[#This Row],[Annual Usage Hours (hrs)]]), IF(AND(ISBLANK(Table2[[#This Row],[Annual Usage Hours (hrs)]]), Table2[[#This Row],[Control Type]]=\"None\"), Table2[[#This Row],[Reference Hours (hrs)]], IF(Table2[[#This Row],[Control Type]]=\"None\", Table2[[#This Row],[Annual Usage Hours (hrs)]], IF(AND(ISBLANK(Table2[[#This Row],[Annual Usage Hours (hrs)]]), Table2[[#This Row],[Control Type]]<>\"None\"), IFERROR(Table2[[#This Row],[Reference Hours (hrs)]]*0.8,\"\"), IF(Table2[[#This Row],[Control Type]]<>\"None\", IFERROR( Table2[[#This Row],[Annual Usage Hours (hrs)]]*0.8,\"\"),\"\")))))","v":""},{"$f":"IF( Table2[[#This Row],[Lighting  Technology]]=\"Other\", IF(ISBLANK(Table2[[#This Row],[Retrofit Lamp/ Luminaire Wattage (see Rebate Unit)]]),\"\",IFERROR(Table2[[#This Row],[Prescribed Quantity]]*Table2[[#This Row],[Retrofit Lamp/ Luminaire Wattage (see Rebate Unit)]],\"\")), IF(ISBLANK(Table2[[#This Row],[Retrofit Lamp/ Luminaire Wattage (see Rebate Unit)]]),IFERROR(Table2[[#This Row],[Prescribed Quantity]]*Table2[[#This Row],[Prescribed Wattage (W)]],\"\"),IFERROR(Table2[[#This Row],[Prescribed Quantity]]*Table2[[#This Row],[Retrofit Lamp/ Luminaire Wattage (see Rebate Unit)]],\"\")))","v":""},{"$f":"IFERROR((IF( Table2[[#This Row],[Lighting  Technology]]=\"Other\", Table2[[#This Row],[Prescribed Quantity]]*Table2[[#This Row],[Retrofit Lamp/ Luminaire Wattage (see Rebate Unit)]], Table2[[#This Row],[Prescribed Quantity]]*Table2[[#This Row],[Prescribed Wattage (W)]] )),\"\")","v":""},{"$f":"IF(ISBLANK(Table2[[#This Row],[New Total Demand (hidden, W)]]),\"\", IF(ISBLANK(Table2[[#This Row],[New Hours (hidden, hrs)]]), \"\", IFERROR(Table2[[#This Row],[New Hours (hidden, hrs)]]*Table2[[#This Row],[New Total Demand (hidden, W)]]/1000,\"\")))","v":""},{"$f":"IF(ISBLANK(Table2[[#This Row],[Total Demand (Hidden) W]]),\"\", IF(ISBLANK(Table2[[#This Row],[New Total Demand (hidden, W)]]), \"\", IFERROR((Table2[[#This Row],[Total Demand (Hidden) W]]-Table2[[#This Row],[New Total Demand (hidden, W)]])/1000,\"\")))","v":""},{"$f":"IF( OR(ISBLANK(Table2[[#This Row],[New Total Demand (hidden, W)]]),ISBLANK(Table2[[#This Row],[Total Demand (Hidden) W]])),\"\", IF(ISBLANK(Table2[[#This Row],[Annual Usage Hours (hrs)]]), IFERROR( Table2[[#This Row],[Reference Hours (hrs)]]*(Table2[[#This Row],[Total Demand (Hidden) W]]-Table2[[#This Row],[New Total Demand (hidden, W)]])/1000,\"\"), IFERROR( Table2[[#This Row],[Annual Usage Hours (hrs)]]*(Table2[[#This Row],[Total Demand (Hidden) W]]-Table2[[#This Row],[New Total Demand (hidden, W)]])/1000,\"\")))","v":""},{"$f":"IF( OR(ISBLANK(Table2[[#This Row],[Prescribed Total Demand (hidden, W)]]),ISBLANK(Table2[[#This Row],[Total Demand (Hidden) W]])),\"\", IF(ISBLANK(Table2[[#This Row],[Annual Usage Hours (hrs)]]), IFERROR( Table2[[#This Row],[Reference Hours (hrs)]]*((Table2[Existing Prescribed Wattage (W)]*Table2[Existing Luminaire Quantity])-Table2[[#This Row],[Prescribed Total Demand (hidden, W)]])/1000,\"\"), IFERROR( Table2[[#This Row],[Annual Usage Hours (hrs)]]*((Table2[Existing Prescribed Wattage (W)]*Table2[Existing Luminaire Quantity])-Table2[[#This Row],[Prescribed Total Demand (hidden, W)]])/1000,\"\")))","v":""},{"$f":"\"\"","v":""},{"$f":"IF(OR(Table2[[#This Row],[Control Type]]=\"None\", ISBLANK(Table2[[#This Row],[Control Type]])),\"\", IF(ISBLANK(Table2[[#This Row],[New Total Demand (hidden, W)]]),\"\", IF(ISBLANK(Table2[[#This Row],[Annual Usage Hours (hrs)]]),  IFERROR( 0.2*Table2[[#This Row],[Reference Hours (hrs)]]*Table2[[#This Row],[New Total Demand (hidden, W)]]/1000,\"\"), IFERROR( 0.2*Table2[[#This Row],[Annual Usage Hours (hrs)]]*Table2[[#This Row],[New Total Demand (hidden, W)]]/1000,\"\"))))","v":""},{"$f":"IF(AND(NOT(ISNUMBER(Table2[[#This Row],[Rebate Per Unit\n(CAD)]])),ISBLANK(Table2[[#This Row],[Control Type]])), \"\", IF(OR(Table2[[#This Row],[Rebate Per Unit\n(CAD)]]=0,AND(NOT(ISNUMBER(Table2[[#This Row],[Rebate Per Unit\n(CAD)]])), ISTEXT(Table2[[#This Row],[Control Type]]))), 0, IFERROR(Table2[[#This Row],[Prescribed Quantity]]*Table2[[#This Row],[Rebate Per Unit\n(CAD)]],\"\")))","v":""},{"$f":" IF(AND(ISBLANK(Table2[[#This Row],[Control Type]]),ISNUMBER(Table2[[#This Row],[Rebate Value (CAD)]])),0, IFERROR(Table2[[#This Row],[Control Quantity]]*Table2[[#This Row],[Control Rebate per Unit\n(CAD)]],\"\"))","v":""},{"$f":"IF(AND(ISBLANK(Table2[[#This Row],[Rebate Value (CAD)]]),ISBLANK(Table2[[#This Row],[Rebate Value for Controls (CAD)]])), \"\", IFERROR(Table2[[#This Row],[Rebate Value (CAD)]]+Table2[[#This Row],[Rebate Value for Controls (CAD)]],\"\"))","v":""},{"$f":"IF(Table2[[#This Row],[Lighting  Technology]]=\"Other\",\"Other - \"&Table2[[#This Row],[Other - Lighting Technology Description]],Table2[[#This Row],[BC Hydro Rebate Category ]])","v":0},{"$f":"Table2[[#This Row],[BC Hydro Rebate Category ]]&Table2[[#This Row],[Retrofit Part '# (mandatory to validate Rebates)]]","v":""}]
[null,null,null,null,null,null,{"$f":"IF(ISBLANK(Table2[[#This Row],[Prescribed Lighting Source]]), \"\", IFERROR( INDEX(Table13ExistingPrescribedWattage,MATCH(Table2[[#This Row],[Prescribed Lighting Source]],Table13ExistingLightingSource,0)), IFERROR(INDEX(Table13ExistingPrescribedWattage,MATCH(Table2[[#This Row],[Fortis Rebate Category ]],Table13NewLightingSource,0)),\"-\")))","v":""},null,{"$f":"IFERROR(INDEX(SpaceTypeHours,MATCH(Table2[[#This Row],[Space Type]],SpaceType,0)),\"\")","v":""},null,{"$f":"IFERROR(IF(Table2[[#This Row],[Lighting  Technology]]=\"Other\",Table2[[#This Row],[Existing Effective Input Wattage (W)]]*Table2[[#This Row],[Existing Luminaire Quantity]],Table2[[#This Row],[Existing Prescribed Wattage (W)]]*Table2[[#This Row],[Existing Luminaire Quantity]]),\"\")","v":""},{"$f":"IF(Table2[Lighting  Technology] = \"Other\",(Table2[[#This Row],[Existing Luminaire Quantity]]*Table2[[#This Row],[Existing Effective Input Wattage (W)]]), IF(Table2[Existing Prescribed Wattage (W)] = \"\",\"\", IF( ISBLANK(Table2[[#This Row],[Existing Effective Input Wattage (W)]]), (Table2[[#This Row],[Existing Luminaire Quantity]]*Table2[[#This Row],[Existing Prescribed Wattage (W)]]),(Table2[[#This Row],[Existing Luminaire Quantity]]*Table2[[#This Row],[Existing Effective Input Wattage (W)]]))))","v":""},{"$f":"IF( (ISBLANK(Table2[[#This Row],[Annual Usage Hours (hrs)]])), IFERROR(Table2[[#This Row],[Reference Hours (hrs)]]*Table2[[#This Row],[Total Demand (Hidden) W]]/1000,\"\"), IFERROR(Table2[[#This Row],[Annual Usage Hours (hrs)]]*Table2[[#This Row],[Total Demand (Hidden) W]]/1000,\"\"))","v":""},null,null,{"$f":"IF(Table2[[#This Row],[Lighting  Technology]]=\"Other\", 0, IF( AND(ISBLANK(Table2[[#This Row],[BC Hydro Rebate Category ]]),ISBLANK(Table2[[#This Row],[Fortis Rebate Category ]])), \"\", IF(ISTEXT(Table2[[#This Row],[Fortis Rebate Category ]]), IFERROR(INDEX(Table13[Rebate],MATCH(Table2[[#This Row],[Fortis Rebate Category ]],Table13[Fortis New Lighting source],0)),\"\"), IF(ISTEXT(Table2[[#This Row],[BC Hydro Rebate Category ]]), IFERROR(INDEX(Table13Rebate,MATCH(Table2[[#This Row],[BC Hydro Rebate Category ]],Table13BCHRebateCategory,0)),\"\"), \"\"))))","v":""},{"$f":" IF(Table2[[#This Row],[Lighting  Technology]]=\"Other\", \"per Unit\", IF( AND(ISBLANK(Table2[[#This Row],[BC Hydro Rebate Category ]]),ISBLANK(Table2[[#This Row],[Fortis Rebate Category ]])), \"\", IF(ISTEXT(Table2[[#This Row],[Fortis Rebate Category ]]), IFERROR(INDEX(Table13PerUnit,MATCH(Table2[[#This Row],[Fortis Rebate Category ]],Table13[Fortis New Lighting source],0)),\"\"), IF(ISTEXT(Table2[[#This Row],[BC Hydro Rebate Category ]]), IFERROR(INDEX(Table13PerUnit,MATCH(Table2[[#This Row],[BC Hydro Rebate Category ]],Table13BCHRebateCategory,0)),\"\"), \"\"))))","v":""},null,{"$f":"IF( AND(ISBLANK(Table2[[#This Row],[Existing Luminaire Quantity]]),ISBLANK(Table2[[#This Row],[Prescribed Lighting Source]])), \"\", IF( OR(AND(ISNUMBER(SEARCH(\"lamp fl.\",Table2[[#This Row],[Prescribed Lighting Source]])),ISNUMBER(SEARCH(\"T8 lamp\",Table2[[#This Row],[BC Hydro Rebate Category ]]))),AND(ISNUMBER(SEARCH(\"T5HO\",Table2[[#This Row],[Prescribed Lighting Source]])),ISNUMBER(SEARCH(\"T5HO\",Table2[[#This Row],[BC Hydro Rebate Category ]]))),AND(ISNUMBER(SEARCH(\"lamp fl.\",Table2[[#This Row],[Prescribed Lighting Source]])),ISNUMBER(SEARCH(\"T8 lamp\",Table2[[#This Row],[Fortis Rebate Category ]]))),AND(ISNUMBER(SEARCH(\"T5HO\",Table2[[#This Row],[Prescribed Lighting Source]])),ISNUMBER(SEARCH(\"T5HO\",Table2[[#This Row],[Fortis Rebate Category ]])))          ),  IFERROR(INDEX(Table13NumberofLamps,MATCH(Table2[[#This Row],[Prescribed Lighting Source]],Table13ExistingLightingSource,0))*Table2[[#This Row],[Existing Luminaire Quantity]], \"-\"),  IF(Table2[[#This Row],[Lighting  Technology]]=\"Other\", IFERROR(Table2[[#This Row],[Existing Luminaire Quantity]],\"-\"), IFERROR(Table2[[#This Row],[Existing Luminaire Quantity]],\"-\"))))","v":""},{"$f":"IF( AND(ISBLANK(Table2[[#This Row],[BC Hydro Rebate Category ]]),ISBLANK(Table2[[#This Row],[Fortis Rebate Category ]])), \"\", IF(ISTEXT(Table2[[#This Row],[Fortis Rebate Category ]]), IFERROR(INDEX(Table13NewPrescribedWattage,MATCH(Table2[[#This Row],[Fortis Rebate Category ]],Table13[Fortis New Lighting source],0)),\"\"), IF(ISTEXT(Table2[[#This Row],[BC Hydro Rebate Category ]]), IFERROR(INDEX(Table13NewPrescribedWattage,MATCH(Table2[[#This Row],[BC Hydro Rebate Category ]],Table13BCHRebateCategory,0)),\"\"), \"\")))","v":""},null,null,{"$f":"IF(Table2[[#This Row],[Lighting  Technology]]=\"Other\", \"-\", IF( AND(ISBLANK(Table2[[#This Row],[BC Hydro Rebate Category ]]),ISBLANK(Table2[[#This Row],[Fortis Rebate Category ]])), \"\", IF(ISTEXT(Table2[[#This Row],[Fortis Rebate Category ]]), IFERROR(INDEX(Table13BCHECM,MATCH(Table2[[#This Row],[Fortis Rebate Category ]],Table13[Fortis New Lighting source],0)),\"\"), IF(ISTEXT(Table2[[#This Row],[BC Hydro Rebate Category ]]), IFERROR(INDEX(Table13BCHECM,MATCH(Table2[[#This Row],[BC Hydro Rebate Category ]],Table13BCHRebateCategory,0)),\"\"), \"\"))))","v":""},{"$f":"IF(Table2[[#This Row],[Lighting  Technology]]=\"Other\", 0, IF( AND(ISBLANK(Table2[[#This Row],[BC Hydro Rebate Category ]]),ISBLANK(Table2[[#This Row],[Fortis Rebate Category ]])), \"\", IF(ISTEXT(Table2[[#This Row],[Fortis Rebate Category ]]), IFERROR(INDEX(Table13Persistence,MATCH(Table2[[#This Row],[Fortis Rebate Category ]],Table13[Fortis New Lighting source],0)),\"\"), IF(ISTEXT(Table2[[#This Row],[BC Hydro Rebate Category ]]), IFERROR(INDEX(Table13Persistence,MATCH(Table2[[#This Row],[BC Hydro Rebate Category ]],Table13BCHRebateCategory,0)),\"\"), \"\"))))","v":""},null,{"$f":"IFERROR(INDEX(Table5ControlRebate,MATCH(Table2[[#This Row],[Control Type]],Table5NewControl,0)),\"\")","v":""},null,{"$f":"IF(ISBLANK(Table2[[#This Row],[Control Type]]), IF(ISBLANK(Table2[[#This Row],[Annual Usage Hours (hrs)]]),Table2[[#This Row],[Reference Hours (hrs)]], Table2[[#This Row],[Annual Usage Hours (hrs)]]), IF(AND(ISBLANK(Table2[[#This Row],[Annual Usage Hours (hrs)]]), Table2[[#This Row],[Control Type]]=\"None\"), Table2[[#This Row],[Reference Hours (hrs)]], IF(Table2[[#This Row],[Control Type]]=\"None\", Table2[[#This Row],[Annual Usage Hours (hrs)]], IF(AND(ISBLANK(Table2[[#This Row],[Annual Usage Hours (hrs)]]), Table2[[#This Row],[Control Type]]<>\"None\"), IFERROR(Table2[[#This Row],[Reference Hours (hrs)]]*0.8,\"\"), IF(Table2[[#This Row],[Control Type]]<>\"None\", IFERROR( Table2[[#This Row],[Annual Usage Hours (hrs)]]*0.8,\"\"),\"\")))))","v":""},{"$f":"IF( Table2[[#This Row],[Lighting  Technology]]=\"Other\", IF(ISBLANK(Table2[[#This Row],[Retrofit Lamp/ Luminaire Wattage (see Rebate Unit)]]),\"\",IFERROR(Table2[[#This Row],[Prescribed Quantity]]*Table2[[#This Row],[Retrofit Lamp/ Luminaire Wattage (see Rebate Unit)]],\"\")), IF(ISBLANK(Table2[[#This Row],[Retrofit Lamp/ Luminaire Wattage (see Rebate Unit)]]),IFERROR(Table2[[#This Row],[Prescribed Quantity]]*Table2[[#This Row],[Prescribed Wattage (W)]],\"\"),IFERROR(Table2[[#This Row],[Prescribed Quantity]]*Table2[[#This Row],[Retrofit Lamp/ Luminaire Wattage (see Rebate Unit)]],\"\")))","v":""},{"$f":"IFERROR((IF( Table2[[#This Row],[Lighting  Technology]]=\"Other\", Table2[[#This Row],[Prescribed Quantity]]*Table2[[#This Row],[Retrofit Lamp/ Luminaire Wattage (see Rebate Unit)]], Table2[[#This Row],[Prescribed Quantity]]*Table2[[#This Row],[Prescribed Wattage (W)]] )),\"\")","v":""},{"$f":"IF(ISBLANK(Table2[[#This Row],[New Total Demand (hidden, W)]]),\"\", IF(ISBLANK(Table2[[#This Row],[New Hours (hidden, hrs)]]), \"\", IFERROR(Table2[[#This Row],[New Hours (hidden, hrs)]]*Table2[[#This Row],[New Total Demand (hidden, W)]]/1000,\"\")))","v":""},{"$f":"IF(ISBLANK(Table2[[#This Row],[Total Demand (Hidden) W]]),\"\", IF(ISBLANK(Table2[[#This Row],[New Total Demand (hidden, W)]]), \"\", IFERROR((Table2[[#This Row],[Total Demand (Hidden) W]]-Table2[[#This Row],[New Total Demand (hidden, W)]])/1000,\"\")))","v":""},{"$f":"IF( OR(ISBLANK(Table2[[#This Row],[New Total Demand (hidden, W)]]),ISBLANK(Table2[[#This Row],[Total Demand (Hidden) W]])),\"\", IF(ISBLANK(Table2[[#This Row],[Annual Usage Hours (hrs)]]), IFERROR( Table2[[#This Row],[Reference Hours (hrs)]]*(Table2[[#This Row],[Total Demand (Hidden) W]]-Table2[[#This Row],[New Total Demand (hidden, W)]])/1000,\"\"), IFERROR( Table2[[#This Row],[Annual Usage Hours (hrs)]]*(Table2[[#This Row],[Total Demand (Hidden) W]]-Table2[[#This Row],[New Total Demand (hidden, W)]])/1000,\"\")))","v":""},{"$f":"IF( OR(ISBLANK(Table2[[#This Row],[Prescribed Total Demand (hidden, W)]]),ISBLANK(Table2[[#This Row],[Total Demand (Hidden) W]])),\"\", IF(ISBLANK(Table2[[#This Row],[Annual Usage Hours (hrs)]]), IFERROR( Table2[[#This Row],[Reference Hours (hrs)]]*((Table2[Existing Prescribed Wattage (W)]*Table2[Existing Luminaire Quantity])-Table2[[#This Row],[Prescribed Total Demand (hidden, W)]])/1000,\"\"), IFERROR( Table2[[#This Row],[Annual Usage Hours (hrs)]]*((Table2[Existing Prescribed Wattage (W)]*Table2[Existing Luminaire Quantity])-Table2[[#This Row],[Prescribed Total Demand (hidden, W)]])/1000,\"\")))","v":""},{"$f":"\"\"","v":""},{"$f":"IF(OR(Table2[[#This Row],[Control Type]]=\"None\", ISBLANK(Table2[[#This Row],[Control Type]])),\"\", IF(ISBLANK(Table2[[#This Row],[New Total Demand (hidden, W)]]),\"\", IF(ISBLANK(Table2[[#This Row],[Annual Usage Hours (hrs)]]),  IFERROR( 0.2*Table2[[#This Row],[Reference Hours (hrs)]]*Table2[[#This Row],[New Total Demand (hidden, W)]]/1000,\"\"), IFERROR( 0.2*Table2[[#This Row],[Annual Usage Hours (hrs)]]*Table2[[#This Row],[New Total Demand (hidden, W)]]/1000,\"\"))))","v":""},{"$f":"IF(AND(NOT(ISNUMBER(Table2[[#This Row],[Rebate Per Unit\n(CAD)]])),ISBLANK(Table2[[#This Row],[Control Type]])), \"\", IF(OR(Table2[[#This Row],[Rebate Per Unit\n(CAD)]]=0,AND(NOT(ISNUMBER(Table2[[#This Row],[Rebate Per Unit\n(CAD)]])), ISTEXT(Table2[[#This Row],[Control Type]]))), 0, IFERROR(Table2[[#This Row],[Prescribed Quantity]]*Table2[[#This Row],[Rebate Per Unit\n(CAD)]],\"\")))","v":""},{"$f":" IF(AND(ISBLANK(Table2[[#This Row],[Control Type]]),ISNUMBER(Table2[[#This Row],[Rebate Value (CAD)]])),0, IFERROR(Table2[[#This Row],[Control Quantity]]*Table2[[#This Row],[Control Rebate per Unit\n(CAD)]],\"\"))","v":""},{"$f":"IF(AND(ISBLANK(Table2[[#This Row],[Rebate Value (CAD)]]),ISBLANK(Table2[[#This Row],[Rebate Value for Controls (CAD)]])), \"\", IFERROR(Table2[[#This Row],[Rebate Value (CAD)]]+Table2[[#This Row],[Rebate Value for Controls (CAD)]],\"\"))","v":""},{"$f":"IF(Table2[[#This Row],[Lighting  Technology]]=\"Other\",\"Other - \"&Table2[[#This Row],[Other - Lighting Technology Description]],Table2[[#This Row],[BC Hydro Rebate Category ]])","v":0},{"$f":"Table2[[#This Row],[BC Hydro Rebate Category ]]&Table2[[#This Row],[Retrofit Part '# (mandatory to validate Rebates)]]","v":""}]
[null,null,null,null,null,null,{"$f":"IF(ISBLANK(Table2[[#This Row],[Prescribed Lighting Source]]), \"\", IFERROR( INDEX(Table13ExistingPrescribedWattage,MATCH(Table2[[#This Row],[Prescribed Lighting Source]],Table13ExistingLightingSource,0)), IFERROR(INDEX(Table13ExistingPrescribedWattage,MATCH(Table2[[#This Row],[Fortis Rebate Category ]],Table13NewLightingSource,0)),\"-\")))","v":""},null,{"$f":"IFERROR(INDEX(SpaceTypeHours,MATCH(Table2[[#This Row],[Space Type]],SpaceType,0)),\"\")","v":""},null,{"$f":"IFERROR(IF(Table2[[#This Row],[Lighting  Technology]]=\"Other\",Table2[[#This Row],[Existing Effective Input Wattage (W)]]*Table2[[#This Row],[Existing Luminaire Quantity]],Table2[[#This Row],[Existing Prescribed Wattage (W)]]*Table2[[#This Row],[Existing Luminaire Quantity]]),\"\")","v":""},{"$f":"IF(Table2[Lighting  Technology] = \"Other\",(Table2[[#This Row],[Existing Luminaire Quantity]]*Table2[[#This Row],[Existing Effective Input Wattage (W)]]), IF(Table2[Existing Prescribed Wattage (W)] = \"\",\"\", IF( ISBLANK(Table2[[#This Row],[Existing Effective Input Wattage (W)]]), (Table2[[#This Row],[Existing Luminaire Quantity]]*Table2[[#This Row],[Existing Prescribed Wattage (W)]]),(Table2[[#This Row],[Existing Luminaire Quantity]]*Table2[[#This Row],[Existing Effective Input Wattage (W)]]))))","v":""},{"$f":"IF( (ISBLANK(Table2[[#This Row],[Annual Usage Hours (hrs)]])), IFERROR(Table2[[#This Row],[Reference Hours (hrs)]]*Table2[[#This Row],[Total Demand (Hidden) W]]/1000,\"\"), IFERROR(Table2[[#This Row],[Annual Usage Hours (hrs)]]*Table2[[#This Row],[Total Demand (Hidden) W]]/1000,\"\"))","v":""},null,null,{"$f":"IF(Table2[[#This Row],[Lighting  Technology]]=\"Other\", 0, IF( AND(ISBLANK(Table2[[#This Row],[BC Hydro Rebate Category ]]),ISBLANK(Table2[[#This Row],[Fortis Rebate Category ]])), \"\", IF(ISTEXT(Table2[[#This Row],[Fortis Rebate Category ]]), IFERROR(INDEX(Table13[Rebate],MATCH(Table2[[#This Row],[Fortis Rebate Category ]],Table13[Fortis New Lighting source],0)),\"\"), IF(ISTEXT(Table2[[#This Row],[BC Hydro Rebate Category ]]), IFERROR(INDEX(Table13Rebate,MATCH(Table2[[#This Row],[BC Hydro Rebate Category ]],Table13BCHRebateCategory,0)),\"\"), \"\"))))","v":""},{"$f":" IF(Table2[[#This Row],[Lighting  Technology]]=\"Other\", \"per Unit\", IF( AND(ISBLANK(Table2[[#This Row],[BC Hydro Rebate Category ]]),ISBLANK(Table2[[#This Row],[Fortis Rebate Category ]])), \"\", IF(ISTEXT(Table2[[#This Row],[Fortis Rebate Category ]]), IFERROR(INDEX(Table13PerUnit,MATCH(Table2[[#This Row],[Fortis Rebate Category ]],Table13[Fortis New Lighting source],0)),\"\"), IF(ISTEXT(Table2[[#This Row],[BC Hydro Rebate Category ]]), IFERROR(INDEX(Table13PerUnit,MATCH(Table2[[#This Row],[BC Hydro Rebate Category ]],Table13BCHRebateCategory,0)),\"\"), \"\"))))","v":""},null,{"$f":"IF( AND(ISBLANK(Table2[[#This Row],[Existing Luminaire Quantity]]),ISBLANK(Table2[[#This Row],[Prescribed Lighting Source]])), \"\", IF( OR(AND(ISNUMBER(SEARCH(\"lamp fl.\",Table2[[#This Row],[Prescribed Lighting Source]])),ISNUMBER(SEARCH(\"T8 lamp\",Table2[[#This Row],[BC Hydro Rebate Category ]]))),AND(ISNUMBER(SEARCH(\"T5HO\",Table2[[#This Row],[Prescribed Lighting Source]])),ISNUMBER(SEARCH(\"T5HO\",Table2[[#This Row],[BC Hydro Rebate Category ]]))),AND(ISNUMBER(SEARCH(\"lamp fl.\",Table2[[#This Row],[Prescribed Lighting Source]])),ISNUMBER(SEARCH(\"T8 lamp\",Table2[[#This Row],[Fortis Rebate Category ]]))),AND(ISNUMBER(SEARCH(\"T5HO\",Table2[[#This Row],[Prescribed Lighting Source]])),ISNUMBER(SEARCH(\"T5HO\",Table2[[#This Row],[Fortis Rebate Category ]])))          ),  IFERROR(INDEX(Table13NumberofLamps,MATCH(Table2[[#This Row],[Prescribed Lighting Source]],Table13ExistingLightingSource,0))*Table2[[#This Row],[Existing Luminaire Quantity]], \"-\"),  IF(Table2[[#This Row],[Lighting  Technology]]=\"Other\", IFERROR(Table2[[#This Row],[Existing Luminaire Quantity]],\"-\"), IFERROR(Table2[[#This Row],[Existing Luminaire Quantity]],\"-\"))))","v":""},{"$f":"IF( AND(ISBLANK(Table2[[#This Row],[BC Hydro Rebate Category ]]),ISBLANK(Table2[[#This Row],[Fortis Rebate Category ]])), \"\", IF(ISTEXT(Table2[[#This Row],[Fortis Rebate Category ]]), IFERROR(INDEX(Table13NewPrescribedWattage,MATCH(Table2[[#This Row],[Fortis Rebate Category ]],Table13[Fortis New Lighting source],0)),\"\"), IF(ISTEXT(Table2[[#This Row],[BC Hydro Rebate Category ]]), IFERROR(INDEX(Table13NewPrescribedWattage,MATCH(Table2[[#This Row],[BC Hydro Rebate Category ]],Table13BCHRebateCategory,0)),\"\"), \"\")))","v":""},null,null,{"$f":"IF(Table2[[#This Row],[Lighting  Technology]]=\"Other\", \"-\", IF( AND(ISBLANK(Table2[[#This Row],[BC Hydro Rebate Category ]]),ISBLANK(Table2[[#This Row],[Fortis Rebate Category ]])), \"\", IF(ISTEXT(Table2[[#This Row],[Fortis Rebate Category ]]), IFERROR(INDEX(Table13BCHECM,MATCH(Table2[[#This Row],[Fortis Rebate Category ]],Table13[Fortis New Lighting source],0)),\"\"), IF(ISTEXT(Table2[[#This Row],[BC Hydro Rebate Category ]]), IFERROR(INDEX(Table13BCHECM,MATCH(Table2[[#This Row],[BC Hydro Rebate Category ]],Table13BCHRebateCategory,0)),\"\"), \"\"))))","v":""},{"$f":"IF(Table2[[#This Row],[Lighting  Technology]]=\"Other\", 0, IF( AND(ISBLANK(Table2[[#This Row],[BC Hydro Rebate Category ]]),ISBLANK(Table2[[#This Row],[Fortis Rebate Category ]])), \"\", IF(ISTEXT(Table2[[#This Row],[Fortis Rebate Category ]]), IFERROR(INDEX(Table13Persistence,MATCH(Table2[[#This Row],[Fortis Rebate Category ]],Table13[Fortis New Lighting source],0)),\"\"), IF(ISTEXT(Table2[[#This Row],[BC Hydro Rebate Category ]]), IFERROR(INDEX(Table13Persistence,MATCH(Table2[[#This Row],[BC Hydro Rebate Category ]],Table13BCHRebateCategory,0)),\"\"), \"\"))))","v":""},null,{"$f":"IFERROR(INDEX(Table5ControlRebate,MATCH(Table2[[#This Row],[Control Type]],Table5NewControl,0)),\"\")","v":""},null,{"$f":"IF(ISBLANK(Table2[[#This Row],[Control Type]]), IF(ISBLANK(Table2[[#This Row],[Annual Usage Hours (hrs)]]),Table2[[#This Row],[Reference Hours (hrs)]], Table2[[#This Row],[Annual Usage Hours (hrs)]]), IF(AND(ISBLANK(Table2[[#This Row],[Annual Usage Hours (hrs)]]), Table2[[#This Row],[Control Type]]=\"None\"), Table2[[#This Row],[Reference Hours (hrs)]], IF(Table2[[#This Row],[Control Type]]=\"None\", Table2[[#This Row],[Annual Usage Hours (hrs)]], IF(AND(ISBLANK(Table2[[#This Row],[Annual Usage Hours (hrs)]]), Table2[[#This Row],[Control Type]]<>\"None\"), IFERROR(Table2[[#This Row],[Reference Hours (hrs)]]*0.8,\"\"), IF(Table2[[#This Row],[Control Type]]<>\"None\", IFERROR( Table2[[#This Row],[Annual Usage Hours (hrs)]]*0.8,\"\"),\"\")))))","v":""},{"$f":"IF( Table2[[#This Row],[Lighting  Technology]]=\"Other\", IF(ISBLANK(Table2[[#This Row],[Retrofit Lamp/ Luminaire Wattage (see Rebate Unit)]]),\"\",IFERROR(Table2[[#This Row],[Prescribed Quantity]]*Table2[[#This Row],[Retrofit Lamp/ Luminaire Wattage (see Rebate Unit)]],\"\")), IF(ISBLANK(Table2[[#This Row],[Retrofit Lamp/ Luminaire Wattage (see Rebate Unit)]]),IFERROR(Table2[[#This Row],[Prescribed Quantity]]*Table2[[#This Row],[Prescribed Wattage (W)]],\"\"),IFERROR(Table2[[#This Row],[Prescribed Quantity]]*Table2[[#This Row],[Retrofit Lamp/ Luminaire Wattage (see Rebate Unit)]],\"\")))","v":""},{"$f":"IFERROR((IF( Table2[[#This Row],[Lighting  Technology]]=\"Other\", Table2[[#This Row],[Prescribed Quantity]]*Table2[[#This Row],[Retrofit Lamp/ Luminaire Wattage (see Rebate Unit)]], Table2[[#This Row],[Prescribed Quantity]]*Table2[[#This Row],[Prescribed Wattage (W)]] )),\"\")","v":""},{"$f":"IF(ISBLANK(Table2[[#This Row],[New Total Demand (hidden, W)]]),\"\", IF(ISBLANK(Table2[[#This Row],[New Hours (hidden, hrs)]]), \"\", IFERROR(Table2[[#This Row],[New Hours (hidden, hrs)]]*Table2[[#This Row],[New Total Demand (hidden, W)]]/1000,\"\")))","v":""},{"$f":"IF(ISBLANK(Table2[[#This Row],[Total Demand (Hidden) W]]),\"\", IF(ISBLANK(Table2[[#This Row],[New Total Demand (hidden, W)]]), \"\", IFERROR((Table2[[#This Row],[Total Demand (Hidden) W]]-Table2[[#This Row],[New Total Demand (hidden, W)]])/1000,\"\")))","v":""},{"$f":"IF( OR(ISBLANK(Table2[[#This Row],[New Total Demand (hidden, W)]]),ISBLANK(Table2[[#This Row],[Total Demand (Hidden) W]])),\"\", IF(ISBLANK(Table2[[#This Row],[Annual Usage Hours (hrs)]]), IFERROR( Table2[[#This Row],[Reference Hours (hrs)]]*(Table2[[#This Row],[Total Demand (Hidden) W]]-Table2[[#This Row],[New Total Demand (hidden, W)]])/1000,\"\"), IFERROR( Table2[[#This Row],[Annual Usage Hours (hrs)]]*(Table2[[#This Row],[Total Demand (Hidden) W]]-Table2[[#This Row],[New Total Demand (hidden, W)]])/1000,\"\")))","v":""},{"$f":"IF( OR(ISBLANK(Table2[[#This Row],[Prescribed Total Demand (hidden, W)]]),ISBLANK(Table2[[#This Row],[Total Demand (Hidden) W]])),\"\", IF(ISBLANK(Table2[[#This Row],[Annual Usage Hours (hrs)]]), IFERROR( Table2[[#This Row],[Reference Hours (hrs)]]*((Table2[Existing Prescribed Wattage (W)]*Table2[Existing Luminaire Quantity])-Table2[[#This Row],[Prescribed Total Demand (hidden, W)]])/1000,\"\"), IFERROR( Table2[[#This Row],[Annual Usage Hours (hrs)]]*((Table2[Existing Prescribed Wattage (W)]*Table2[Existing Luminaire Quantity])-Table2[[#This Row],[Prescribed Total Demand (hidden, W)]])/1000,\"\")))","v":""},{"$f":"\"\"","v":""},{"$f":"IF(OR(Table2[[#This Row],[Control Type]]=\"None\", ISBLANK(Table2[[#This Row],[Control Type]])),\"\", IF(ISBLANK(Table2[[#This Row],[New Total Demand (hidden, W)]]),\"\", IF(ISBLANK(Table2[[#This Row],[Annual Usage Hours (hrs)]]),  IFERROR( 0.2*Table2[[#This Row],[Reference Hours (hrs)]]*Table2[[#This Row],[New Total Demand (hidden, W)]]/1000,\"\"), IFERROR( 0.2*Table2[[#This Row],[Annual Usage Hours (hrs)]]*Table2[[#This Row],[New Total Demand (hidden, W)]]/1000,\"\"))))","v":""},{"$f":"IF(AND(NOT(ISNUMBER(Table2[[#This Row],[Rebate Per Unit\n(CAD)]])),ISBLANK(Table2[[#This Row],[Control Type]])), \"\", IF(OR(Table2[[#This Row],[Rebate Per Unit\n(CAD)]]=0,AND(NOT(ISNUMBER(Table2[[#This Row],[Rebate Per Unit\n(CAD)]])), ISTEXT(Table2[[#This Row],[Control Type]]))), 0, IFERROR(Table2[[#This Row],[Prescribed Quantity]]*Table2[[#This Row],[Rebate Per Unit\n(CAD)]],\"\")))","v":""},{"$f":" IF(AND(ISBLANK(Table2[[#This Row],[Control Type]]),ISNUMBER(Table2[[#This Row],[Rebate Value (CAD)]])),0, IFERROR(Table2[[#This Row],[Control Quantity]]*Table2[[#This Row],[Control Rebate per Unit\n(CAD)]],\"\"))","v":""},{"$f":"IF(AND(ISBLANK(Table2[[#This Row],[Rebate Value (CAD)]]),ISBLANK(Table2[[#This Row],[Rebate Value for Controls (CAD)]])), \"\", IFERROR(Table2[[#This Row],[Rebate Value (CAD)]]+Table2[[#This Row],[Rebate Value for Controls (CAD)]],\"\"))","v":""},{"$f":"IF(Table2[[#This Row],[Lighting  Technology]]=\"Other\",\"Other - \"&Table2[[#This Row],[Other - Lighting Technology Description]],Table2[[#This Row],[BC Hydro Rebate Category ]])","v":0},{"$f":"Table2[[#This Row],[BC Hydro Rebate Category ]]&Table2[[#This Row],[Retrofit Part '# (mandatory to validate Rebates)]]","v":""}]
[null,null,null,null,null,null,{"$f":"IF(ISBLANK(Table2[[#This Row],[Prescribed Lighting Source]]), \"\", IFERROR( INDEX(Table13ExistingPrescribedWattage,MATCH(Table2[[#This Row],[Prescribed Lighting Source]],Table13ExistingLightingSource,0)), IFERROR(INDEX(Table13ExistingPrescribedWattage,MATCH(Table2[[#This Row],[Fortis Rebate Category ]],Table13NewLightingSource,0)),\"-\")))","v":""},null,{"$f":"IFERROR(INDEX(SpaceTypeHours,MATCH(Table2[[#This Row],[Space Type]],SpaceType,0)),\"\")","v":""},null,{"$f":"IFERROR(IF(Table2[[#This Row],[Lighting  Technology]]=\"Other\",Table2[[#This Row],[Existing Effective Input Wattage (W)]]*Table2[[#This Row],[Existing Luminaire Quantity]],Table2[[#This Row],[Existing Prescribed Wattage (W)]]*Table2[[#This Row],[Existing Luminaire Quantity]]),\"\")","v":""},{"$f":"IF(Table2[Lighting  Technology] = \"Other\",(Table2[[#This Row],[Existing Luminaire Quantity]]*Table2[[#This Row],[Existing Effective Input Wattage (W)]]), IF(Table2[Existing Prescribed Wattage (W)] = \"\",\"\", IF( ISBLANK(Table2[[#This Row],[Existing Effective Input Wattage (W)]]), (Table2[[#This Row],[Existing Luminaire Quantity]]*Table2[[#This Row],[Existing Prescribed Wattage (W)]]),(Table2[[#This Row],[Existing Luminaire Quantity]]*Table2[[#This Row],[Existing Effective Input Wattage (W)]]))))","v":""},{"$f":"IF( (ISBLANK(Table2[[#This Row],[Annual Usage Hours (hrs)]])), IFERROR(Table2[[#This Row],[Reference Hours (hrs)]]*Table2[[#This Row],[Total Demand (Hidden) W]]/1000,\"\"), IFERROR(Table2[[#This Row],[Annual Usage Hours (hrs)]]*Table2[[#This Row],[Total Demand (Hidden) W]]/1000,\"\"))","v":""},null,null,{"$f":"IF(Table2[[#This Row],[Lighting  Technology]]=\"Other\", 0, IF( AND(ISBLANK(Table2[[#This Row],[BC Hydro Rebate Category ]]),ISBLANK(Table2[[#This Row],[Fortis Rebate Category ]])), \"\", IF(ISTEXT(Table2[[#This Row],[Fortis Rebate Category ]]), IFERROR(INDEX(Table13[Rebate],MATCH(Table2[[#This Row],[Fortis Rebate Category ]],Table13[Fortis New Lighting source],0)),\"\"), IF(ISTEXT(Table2[[#This Row],[BC Hydro Rebate Category ]]), IFERROR(INDEX(Table13Rebate,MATCH(Table2[[#This Row],[BC Hydro Rebate Category ]],Table13BCHRebateCategory,0)),\"\"), \"\"))))","v":""},{"$f":" IF(Table2[[#This Row],[Lighting  Technology]]=\"Other\", \"per Unit\", IF( AND(ISBLANK(Table2[[#This Row],[BC Hydro Rebate Category ]]),ISBLANK(Table2[[#This Row],[Fortis Rebate Category ]])), \"\", IF(ISTEXT(Table2[[#This Row],[Fortis Rebate Category ]]), IFERROR(INDEX(Table13PerUnit,MATCH(Table2[[#This Row],[Fortis Rebate Category ]],Table13[Fortis New Lighting source],0)),\"\"), IF(ISTEXT(Table2[[#This Row],[BC Hydro Rebate Category ]]), IFERROR(INDEX(Table13PerUnit,MATCH(Table2[[#This Row],[BC Hydro Rebate Category ]],Table13BCHRebateCategory,0)),\"\"), \"\"))))","v":""},null,{"$f":"IF( AND(ISBLANK(Table2[[#This Row],[Existing Luminaire Quantity]]),ISBLANK(Table2[[#This Row],[Prescribed Lighting Source]])), \"\", IF( OR(AND(ISNUMBER(SEARCH(\"lamp fl.\",Table2[[#This Row],[Prescribed Lighting Source]])),ISNUMBER(SEARCH(\"T8 lamp\",Table2[[#This Row],[BC Hydro Rebate Category ]]))),AND(ISNUMBER(SEARCH(\"T5HO\",Table2[[#This Row],[Prescribed Lighting Source]])),ISNUMBER(SEARCH(\"T5HO\",Table2[[#This Row],[BC Hydro Rebate Category ]]))),AND(ISNUMBER(SEARCH(\"lamp fl.\",Table2[[#This Row],[Prescribed Lighting Source]])),ISNUMBER(SEARCH(\"T8 lamp\",Table2[[#This Row],[Fortis Rebate Category ]]))),AND(ISNUMBER(SEARCH(\"T5HO\",Table2[[#This Row],[Prescribed Lighting Source]])),ISNUMBER(SEARCH(\"T5HO\",Table2[[#This Row],[Fortis Rebate Category ]])))          ),  IFERROR(INDEX(Table13NumberofLamps,MATCH(Table2[[#This Row],[Prescribed Lighting Source]],Table13ExistingLightingSource,0))*Table2[[#This Row],[Existing Luminaire Quantity]], \"-\"),  IF(Table2[[#This Row],[Lighting  Technology]]=\"Other\", IFERROR(Table2[[#This Row],[Existing Luminaire Quantity]],\"-\"), IFERROR(Table2[[#This Row],[Existing Luminaire Quantity]],\"-\"))))","v":""},{"$f":"IF( AND(ISBLANK(Table2[[#This Row],[BC Hydro Rebate Category ]]),ISBLANK(Table2[[#This Row],[Fortis Rebate Category ]])), \"\", IF(ISTEXT(Table2[[#This Row],[Fortis Rebate Category ]]), IFERROR(INDEX(Table13NewPrescribedWattage,MATCH(Table2[[#This Row],[Fortis Rebate Category ]],Table13[Fortis New Lighting source],0)),\"\"), IF(ISTEXT(Table2[[#This Row],[BC Hydro Rebate Category ]]), IFERROR(INDEX(Table13NewPrescribedWattage,MATCH(Table2[[#This Row],[BC Hydro Rebate Category ]],Table13BCHRebateCategory,0)),\"\"), \"\")))","v":""},null,null,{"$f":"IF(Table2[[#This Row],[Lighting  Technology]]=\"Other\", \"-\", IF( AND(ISBLANK(Table2[[#This Row],[BC Hydro Rebate Category ]]),ISBLANK(Table2[[#This Row],[Fortis Rebate Category ]])), \"\", IF(ISTEXT(Table2[[#This Row],[Fortis Rebate Category ]]), IFERROR(INDEX(Table13BCHECM,MATCH(Table2[[#This Row],[Fortis Rebate Category ]],Table13[Fortis New Lighting source],0)),\"\"), IF(ISTEXT(Table2[[#This Row],[BC Hydro Rebate Category ]]), IFERROR(INDEX(Table13BCHECM,MATCH(Table2[[#This Row],[BC Hydro Rebate Category ]],Table13BCHRebateCategory,0)),\"\"), \"\"))))","v":""},{"$f":"IF(Table2[[#This Row],[Lighting  Technology]]=\"Other\", 0, IF( AND(ISBLANK(Table2[[#This Row],[BC Hydro Rebate Category ]]),ISBLANK(Table2[[#This Row],[Fortis Rebate Category ]])), \"\", IF(ISTEXT(Table2[[#This Row],[Fortis Rebate Category ]]), IFERROR(INDEX(Table13Persistence,MATCH(Table2[[#This Row],[Fortis Rebate Category ]],Table13[Fortis New Lighting source],0)),\"\"), IF(ISTEXT(Table2[[#This Row],[BC Hydro Rebate Category ]]), IFERROR(INDEX(Table13Persistence,MATCH(Table2[[#This Row],[BC Hydro Rebate Category ]],Table13BCHRebateCategory,0)),\"\"), \"\"))))","v":""},null,{"$f":"IFERROR(INDEX(Table5ControlRebate,MATCH(Table2[[#This Row],[Control Type]],Table5NewControl,0)),\"\")","v":""},null,{"$f":"IF(ISBLANK(Table2[[#This Row],[Control Type]]), IF(ISBLANK(Table2[[#This Row],[Annual Usage Hours (hrs)]]),Table2[[#This Row],[Reference Hours (hrs)]], Table2[[#This Row],[Annual Usage Hours (hrs)]]), IF(AND(ISBLANK(Table2[[#This Row],[Annual Usage Hours (hrs)]]), Table2[[#This Row],[Control Type]]=\"None\"), Table2[[#This Row],[Reference Hours (hrs)]], IF(Table2[[#This Row],[Control Type]]=\"None\", Table2[[#This Row],[Annual Usage Hours (hrs)]], IF(AND(ISBLANK(Table2[[#This Row],[Annual Usage Hours (hrs)]]), Table2[[#This Row],[Control Type]]<>\"None\"), IFERROR(Table2[[#This Row],[Reference Hours (hrs)]]*0.8,\"\"), IF(Table2[[#This Row],[Control Type]]<>\"None\", IFERROR( Table2[[#This Row],[Annual Usage Hours (hrs)]]*0.8,\"\"),\"\")))))","v":""},{"$f":"IF( Table2[[#This Row],[Lighting  Technology]]=\"Other\", IF(ISBLANK(Table2[[#This Row],[Retrofit Lamp/ Luminaire Wattage (see Rebate Unit)]]),\"\",IFERROR(Table2[[#This Row],[Prescribed Quantity]]*Table2[[#This Row],[Retrofit Lamp/ Luminaire Wattage (see Rebate Unit)]],\"\")), IF(ISBLANK(Table2[[#This Row],[Retrofit Lamp/ Luminaire Wattage (see Rebate Unit)]]),IFERROR(Table2[[#This Row],[Prescribed Quantity]]*Table2[[#This Row],[Prescribed Wattage (W)]],\"\"),IFERROR(Table2[[#This Row],[Prescribed Quantity]]*Table2[[#This Row],[Retrofit Lamp/ Luminaire Wattage (see Rebate Unit)]],\"\")))","v":""},{"$f":"IFERROR((IF( Table2[[#This Row],[Lighting  Technology]]=\"Other\", Table2[[#This Row],[Prescribed Quantity]]*Table2[[#This Row],[Retrofit Lamp/ Luminaire Wattage (see Rebate Unit)]], Table2[[#This Row],[Prescribed Quantity]]*Table2[[#This Row],[Prescribed Wattage (W)]] )),\"\")","v":""},{"$f":"IF(ISBLANK(Table2[[#This Row],[New Total Demand (hidden, W)]]),\"\", IF(ISBLANK(Table2[[#This Row],[New Hours (hidden, hrs)]]), \"\", IFERROR(Table2[[#This Row],[New Hours (hidden, hrs)]]*Table2[[#This Row],[New Total Demand (hidden, W)]]/1000,\"\")))","v":""},{"$f":"IF(ISBLANK(Table2[[#This Row],[Total Demand (Hidden) W]]),\"\", IF(ISBLANK(Table2[[#This Row],[New Total Demand (hidden, W)]]), \"\", IFERROR((Table2[[#This Row],[Total Demand (Hidden) W]]-Table2[[#This Row],[New Total Demand (hidden, W)]])/1000,\"\")))","v":""},{"$f":"IF( OR(ISBLANK(Table2[[#This Row],[New Total Demand (hidden, W)]]),ISBLANK(Table2[[#This Row],[Total Demand (Hidden) W]])),\"\", IF(ISBLANK(Table2[[#This Row],[Annual Usage Hours (hrs)]]), IFERROR( Table2[[#This Row],[Reference Hours (hrs)]]*(Table2[[#This Row],[Total Demand (Hidden) W]]-Table2[[#This Row],[New Total Demand (hidden, W)]])/1000,\"\"), IFERROR( Table2[[#This Row],[Annual Usage Hours (hrs)]]*(Table2[[#This Row],[Total Demand (Hidden) W]]-Table2[[#This Row],[New Total Demand (hidden, W)]])/1000,\"\")))","v":""},{"$f":"IF( OR(ISBLANK(Table2[[#This Row],[Prescribed Total Demand (hidden, W)]]),ISBLANK(Table2[[#This Row],[Total Demand (Hidden) W]])),\"\", IF(ISBLANK(Table2[[#This Row],[Annual Usage Hours (hrs)]]), IFERROR( Table2[[#This Row],[Reference Hours (hrs)]]*((Table2[Existing Prescribed Wattage (W)]*Table2[Existing Luminaire Quantity])-Table2[[#This Row],[Prescribed Total Demand (hidden, W)]])/1000,\"\"), IFERROR( Table2[[#This Row],[Annual Usage Hours (hrs)]]*((Table2[Existing Prescribed Wattage (W)]*Table2[Existing Luminaire Quantity])-Table2[[#This Row],[Prescribed Total Demand (hidden, W)]])/1000,\"\")))","v":""},{"$f":"\"\"","v":""},{"$f":"IF(OR(Table2[[#This Row],[Control Type]]=\"None\", ISBLANK(Table2[[#This Row],[Control Type]])),\"\", IF(ISBLANK(Table2[[#This Row],[New Total Demand (hidden, W)]]),\"\", IF(ISBLANK(Table2[[#This Row],[Annual Usage Hours (hrs)]]),  IFERROR( 0.2*Table2[[#This Row],[Reference Hours (hrs)]]*Table2[[#This Row],[New Total Demand (hidden, W)]]/1000,\"\"), IFERROR( 0.2*Table2[[#This Row],[Annual Usage Hours (hrs)]]*Table2[[#This Row],[New Total Demand (hidden, W)]]/1000,\"\"))))","v":""},{"$f":"IF(AND(NOT(ISNUMBER(Table2[[#This Row],[Rebate Per Unit\n(CAD)]])),ISBLANK(Table2[[#This Row],[Control Type]])), \"\", IF(OR(Table2[[#This Row],[Rebate Per Unit\n(CAD)]]=0,AND(NOT(ISNUMBER(Table2[[#This Row],[Rebate Per Unit\n(CAD)]])), ISTEXT(Table2[[#This Row],[Control Type]]))), 0, IFERROR(Table2[[#This Row],[Prescribed Quantity]]*Table2[[#This Row],[Rebate Per Unit\n(CAD)]],\"\")))","v":""},{"$f":" IF(AND(ISBLANK(Table2[[#This Row],[Control Type]]),ISNUMBER(Table2[[#This Row],[Rebate Value (CAD)]])),0, IFERROR(Table2[[#This Row],[Control Quantity]]*Table2[[#This Row],[Control Rebate per Unit\n(CAD)]],\"\"))","v":""},{"$f":"IF(AND(ISBLANK(Table2[[#This Row],[Rebate Value (CAD)]]),ISBLANK(Table2[[#This Row],[Rebate Value for Controls (CAD)]])), \"\", IFERROR(Table2[[#This Row],[Rebate Value (CAD)]]+Table2[[#This Row],[Rebate Value for Controls (CAD)]],\"\"))","v":""},{"$f":"IF(Table2[[#This Row],[Lighting  Technology]]=\"Other\",\"Other - \"&Table2[[#This Row],[Other - Lighting Technology Description]],Table2[[#This Row],[BC Hydro Rebate Category ]])","v":0},{"$f":"Table2[[#This Row],[BC Hydro Rebate Category ]]&Table2[[#This Row],[Retrofit Part '# (mandatory to validate Rebates)]]","v":""}]
[null,null,null,null,null,null,{"$f":"IF(ISBLANK(Table2[[#This Row],[Prescribed Lighting Source]]), \"\", IFERROR( INDEX(Table13ExistingPrescribedWattage,MATCH(Table2[[#This Row],[Prescribed Lighting Source]],Table13ExistingLightingSource,0)), IFERROR(INDEX(Table13ExistingPrescribedWattage,MATCH(Table2[[#This Row],[Fortis Rebate Category ]],Table13NewLightingSource,0)),\"-\")))","v":""},null,{"$f":"IFERROR(INDEX(SpaceTypeHours,MATCH(Table2[[#This Row],[Space Type]],SpaceType,0)),\"\")","v":""},null,{"$f":"IFERROR(IF(Table2[[#This Row],[Lighting  Technology]]=\"Other\",Table2[[#This Row],[Existing Effective Input Wattage (W)]]*Table2[[#This Row],[Existing Luminaire Quantity]],Table2[[#This Row],[Existing Prescribed Wattage (W)]]*Table2[[#This Row],[Existing Luminaire Quantity]]),\"\")","v":""},{"$f":"IF(Table2[Lighting  Technology] = \"Other\",(Table2[[#This Row],[Existing Luminaire Quantity]]*Table2[[#This Row],[Existing Effective Input Wattage (W)]]), IF(Table2[Existing Prescribed Wattage (W)] = \"\",\"\", IF( ISBLANK(Table2[[#This Row],[Existing Effective Input Wattage (W)]]), (Table2[[#This Row],[Existing Luminaire Quantity]]*Table2[[#This Row],[Existing Prescribed Wattage (W)]]),(Table2[[#This Row],[Existing Luminaire Quantity]]*Table2[[#This Row],[Existing Effective Input Wattage (W)]]))))","v":""},{"$f":"IF( (ISBLANK(Table2[[#This Row],[Annual Usage Hours (hrs)]])), IFERROR(Table2[[#This Row],[Reference Hours (hrs)]]*Table2[[#This Row],[Total Demand (Hidden) W]]/1000,\"\"), IFERROR(Table2[[#This Row],[Annual Usage Hours (hrs)]]*Table2[[#This Row],[Total Demand (Hidden) W]]/1000,\"\"))","v":""},null,null,{"$f":"IF(Table2[[#This Row],[Lighting  Technology]]=\"Other\", 0, IF( AND(ISBLANK(Table2[[#This Row],[BC Hydro Rebate Category ]]),ISBLANK(Table2[[#This Row],[Fortis Rebate Category ]])), \"\", IF(ISTEXT(Table2[[#This Row],[Fortis Rebate Category ]]), IFERROR(INDEX(Table13[Rebate],MATCH(Table2[[#This Row],[Fortis Rebate Category ]],Table13[Fortis New Lighting source],0)),\"\"), IF(ISTEXT(Table2[[#This Row],[BC Hydro Rebate Category ]]), IFERROR(INDEX(Table13Rebate,MATCH(Table2[[#This Row],[BC Hydro Rebate Category ]],Table13BCHRebateCategory,0)),\"\"), \"\"))))","v":""},{"$f":" IF(Table2[[#This Row],[Lighting  Technology]]=\"Other\", \"per Unit\", IF( AND(ISBLANK(Table2[[#This Row],[BC Hydro Rebate Category ]]),ISBLANK(Table2[[#This Row],[Fortis Rebate Category ]])), \"\", IF(ISTEXT(Table2[[#This Row],[Fortis Rebate Category ]]), IFERROR(INDEX(Table13PerUnit,MATCH(Table2[[#This Row],[Fortis Rebate Category ]],Table13[Fortis New Lighting source],0)),\"\"), IF(ISTEXT(Table2[[#This Row],[BC Hydro Rebate Category ]]), IFERROR(INDEX(Table13PerUnit,MATCH(Table2[[#This Row],[BC Hydro Rebate Category ]],Table13BCHRebateCategory,0)),\"\"), \"\"))))","v":""},null,{"$f":"IF( AND(ISBLANK(Table2[[#This Row],[Existing Luminaire Quantity]]),ISBLANK(Table2[[#This Row],[Prescribed Lighting Source]])), \"\", IF( OR(AND(ISNUMBER(SEARCH(\"lamp fl.\",Table2[[#This Row],[Prescribed Lighting Source]])),ISNUMBER(SEARCH(\"T8 lamp\",Table2[[#This Row],[BC Hydro Rebate Category ]]))),AND(ISNUMBER(SEARCH(\"T5HO\",Table2[[#This Row],[Prescribed Lighting Source]])),ISNUMBER(SEARCH(\"T5HO\",Table2[[#This Row],[BC Hydro Rebate Category ]]))),AND(ISNUMBER(SEARCH(\"lamp fl.\",Table2[[#This Row],[Prescribed Lighting Source]])),ISNUMBER(SEARCH(\"T8 lamp\",Table2[[#This Row],[Fortis Rebate Category ]]))),AND(ISNUMBER(SEARCH(\"T5HO\",Table2[[#This Row],[Prescribed Lighting Source]])),ISNUMBER(SEARCH(\"T5HO\",Table2[[#This Row],[Fortis Rebate Category ]])))          ),  IFERROR(INDEX(Table13NumberofLamps,MATCH(Table2[[#This Row],[Prescribed Lighting Source]],Table13ExistingLightingSource,0))*Table2[[#This Row],[Existing Luminaire Quantity]], \"-\"),  IF(Table2[[#This Row],[Lighting  Technology]]=\"Other\", IFERROR(Table2[[#This Row],[Existing Luminaire Quantity]],\"-\"), IFERROR(Table2[[#This Row],[Existing Luminaire Quantity]],\"-\"))))","v":""},{"$f":"IF( AND(ISBLANK(Table2[[#This Row],[BC Hydro Rebate Category ]]),ISBLANK(Table2[[#This Row],[Fortis Rebate Category ]])), \"\", IF(ISTEXT(Table2[[#This Row],[Fortis Rebate Category ]]), IFERROR(INDEX(Table13NewPrescribedWattage,MATCH(Table2[[#This Row],[Fortis Rebate Category ]],Table13[Fortis New Lighting source],0)),\"\"), IF(ISTEXT(Table2[[#This Row],[BC Hydro Rebate Category ]]), IFERROR(INDEX(Table13NewPrescribedWattage,MATCH(Table2[[#This Row],[BC Hydro Rebate Category ]],Table13BCHRebateCategory,0)),\"\"), \"\")))","v":""},null,null,{"$f":"IF(Table2[[#This Row],[Lighting  Technology]]=\"Other\", \"-\", IF( AND(ISBLANK(Table2[[#This Row],[BC Hydro Rebate Category ]]),ISBLANK(Table2[[#This Row],[Fortis Rebate Category ]])), \"\", IF(ISTEXT(Table2[[#This Row],[Fortis Rebate Category ]]), IFERROR(INDEX(Table13BCHECM,MATCH(Table2[[#This Row],[Fortis Rebate Category ]],Table13[Fortis New Lighting source],0)),\"\"), IF(ISTEXT(Table2[[#This Row],[BC Hydro Rebate Category ]]), IFERROR(INDEX(Table13BCHECM,MATCH(Table2[[#This Row],[BC Hydro Rebate Category ]],Table13BCHRebateCategory,0)),\"\"), \"\"))))","v":""},{"$f":"IF(Table2[[#This Row],[Lighting  Technology]]=\"Other\", 0, IF( AND(ISBLANK(Table2[[#This Row],[BC Hydro Rebate Category ]]),ISBLANK(Table2[[#This Row],[Fortis Rebate Category ]])), \"\", IF(ISTEXT(Table2[[#This Row],[Fortis Rebate Category ]]), IFERROR(INDEX(Table13Persistence,MATCH(Table2[[#This Row],[Fortis Rebate Category ]],Table13[Fortis New Lighting source],0)),\"\"), IF(ISTEXT(Table2[[#This Row],[BC Hydro Rebate Category ]]), IFERROR(INDEX(Table13Persistence,MATCH(Table2[[#This Row],[BC Hydro Rebate Category ]],Table13BCHRebateCategory,0)),\"\"), \"\"))))","v":""},null,{"$f":"IFERROR(INDEX(Table5ControlRebate,MATCH(Table2[[#This Row],[Control Type]],Table5NewControl,0)),\"\")","v":""},null,{"$f":"IF(ISBLANK(Table2[[#This Row],[Control Type]]), IF(ISBLANK(Table2[[#This Row],[Annual Usage Hours (hrs)]]),Table2[[#This Row],[Reference Hours (hrs)]], Table2[[#This Row],[Annual Usage Hours (hrs)]]), IF(AND(ISBLANK(Table2[[#This Row],[Annual Usage Hours (hrs)]]), Table2[[#This Row],[Control Type]]=\"None\"), Table2[[#This Row],[Reference Hours (hrs)]], IF(Table2[[#This Row],[Control Type]]=\"None\", Table2[[#This Row],[Annual Usage Hours (hrs)]], IF(AND(ISBLANK(Table2[[#This Row],[Annual Usage Hours (hrs)]]), Table2[[#This Row],[Control Type]]<>\"None\"), IFERROR(Table2[[#This Row],[Reference Hours (hrs)]]*0.8,\"\"), IF(Table2[[#This Row],[Control Type]]<>\"None\", IFERROR( Table2[[#This Row],[Annual Usage Hours (hrs)]]*0.8,\"\"),\"\")))))","v":""},{"$f":"IF( Table2[[#This Row],[Lighting  Technology]]=\"Other\", IF(ISBLANK(Table2[[#This Row],[Retrofit Lamp/ Luminaire Wattage (see Rebate Unit)]]),\"\",IFERROR(Table2[[#This Row],[Prescribed Quantity]]*Table2[[#This Row],[Retrofit Lamp/ Luminaire Wattage (see Rebate Unit)]],\"\")), IF(ISBLANK(Table2[[#This Row],[Retrofit Lamp/ Luminaire Wattage (see Rebate Unit)]]),IFERROR(Table2[[#This Row],[Prescribed Quantity]]*Table2[[#This Row],[Prescribed Wattage (W)]],\"\"),IFERROR(Table2[[#This Row],[Prescribed Quantity]]*Table2[[#This Row],[Retrofit Lamp/ Luminaire Wattage (see Rebate Unit)]],\"\")))","v":""},{"$f":"IFERROR((IF( Table2[[#This Row],[Lighting  Technology]]=\"Other\", Table2[[#This Row],[Prescribed Quantity]]*Table2[[#This Row],[Retrofit Lamp/ Luminaire Wattage (see Rebate Unit)]], Table2[[#This Row],[Prescribed Quantity]]*Table2[[#This Row],[Prescribed Wattage (W)]] )),\"\")","v":""},{"$f":"IF(ISBLANK(Table2[[#This Row],[New Total Demand (hidden, W)]]),\"\", IF(ISBLANK(Table2[[#This Row],[New Hours (hidden, hrs)]]), \"\", IFERROR(Table2[[#This Row],[New Hours (hidden, hrs)]]*Table2[[#This Row],[New Total Demand (hidden, W)]]/1000,\"\")))","v":""},{"$f":"IF(ISBLANK(Table2[[#This Row],[Total Demand (Hidden) W]]),\"\", IF(ISBLANK(Table2[[#This Row],[New Total Demand (hidden, W)]]), \"\", IFERROR((Table2[[#This Row],[Total Demand (Hidden) W]]-Table2[[#This Row],[New Total Demand (hidden, W)]])/1000,\"\")))","v":""},{"$f":"IF( OR(ISBLANK(Table2[[#This Row],[New Total Demand (hidden, W)]]),ISBLANK(Table2[[#This Row],[Total Demand (Hidden) W]])),\"\", IF(ISBLANK(Table2[[#This Row],[Annual Usage Hours (hrs)]]), IFERROR( Table2[[#This Row],[Reference Hours (hrs)]]*(Table2[[#This Row],[Total Demand (Hidden) W]]-Table2[[#This Row],[New Total Demand (hidden, W)]])/1000,\"\"), IFERROR( Table2[[#This Row],[Annual Usage Hours (hrs)]]*(Table2[[#This Row],[Total Demand (Hidden) W]]-Table2[[#This Row],[New Total Demand (hidden, W)]])/1000,\"\")))","v":""},{"$f":"IF( OR(ISBLANK(Table2[[#This Row],[Prescribed Total Demand (hidden, W)]]),ISBLANK(Table2[[#This Row],[Total Demand (Hidden) W]])),\"\", IF(ISBLANK(Table2[[#This Row],[Annual Usage Hours (hrs)]]), IFERROR( Table2[[#This Row],[Reference Hours (hrs)]]*((Table2[Existing Prescribed Wattage (W)]*Table2[Existing Luminaire Quantity])-Table2[[#This Row],[Prescribed Total Demand (hidden, W)]])/1000,\"\"), IFERROR( Table2[[#This Row],[Annual Usage Hours (hrs)]]*((Table2[Existing Prescribed Wattage (W)]*Table2[Existing Luminaire Quantity])-Table2[[#This Row],[Prescribed Total Demand (hidden, W)]])/1000,\"\")))","v":""},{"$f":"\"\"","v":""},{"$f":"IF(OR(Table2[[#This Row],[Control Type]]=\"None\", ISBLANK(Table2[[#This Row],[Control Type]])),\"\", IF(ISBLANK(Table2[[#This Row],[New Total Demand (hidden, W)]]),\"\", IF(ISBLANK(Table2[[#This Row],[Annual Usage Hours (hrs)]]),  IFERROR( 0.2*Table2[[#This Row],[Reference Hours (hrs)]]*Table2[[#This Row],[New Total Demand (hidden, W)]]/1000,\"\"), IFERROR( 0.2*Table2[[#This Row],[Annual Usage Hours (hrs)]]*Table2[[#This Row],[New Total Demand (hidden, W)]]/1000,\"\"))))","v":""},{"$f":"IF(AND(NOT(ISNUMBER(Table2[[#This Row],[Rebate Per Unit\n(CAD)]])),ISBLANK(Table2[[#This Row],[Control Type]])), \"\", IF(OR(Table2[[#This Row],[Rebate Per Unit\n(CAD)]]=0,AND(NOT(ISNUMBER(Table2[[#This Row],[Rebate Per Unit\n(CAD)]])), ISTEXT(Table2[[#This Row],[Control Type]]))), 0, IFERROR(Table2[[#This Row],[Prescribed Quantity]]*Table2[[#This Row],[Rebate Per Unit\n(CAD)]],\"\")))","v":""},{"$f":" IF(AND(ISBLANK(Table2[[#This Row],[Control Type]]),ISNUMBER(Table2[[#This Row],[Rebate Value (CAD)]])),0, IFERROR(Table2[[#This Row],[Control Quantity]]*Table2[[#This Row],[Control Rebate per Unit\n(CAD)]],\"\"))","v":""},{"$f":"IF(AND(ISBLANK(Table2[[#This Row],[Rebate Value (CAD)]]),ISBLANK(Table2[[#This Row],[Rebate Value for Controls (CAD)]])), \"\", IFERROR(Table2[[#This Row],[Rebate Value (CAD)]]+Table2[[#This Row],[Rebate Value for Controls (CAD)]],\"\"))","v":""},{"$f":"IF(Table2[[#This Row],[Lighting  Technology]]=\"Other\",\"Other - \"&Table2[[#This Row],[Other - Lighting Technology Description]],Table2[[#This Row],[BC Hydro Rebate Category ]])","v":0},{"$f":"Table2[[#This Row],[BC Hydro Rebate Category ]]&Table2[[#This Row],[Retrofit Part '# (mandatory to validate Rebates)]]","v":""}]
[null,null,null,null,null,null,{"$f":"IF(ISBLANK(Table2[[#This Row],[Prescribed Lighting Source]]), \"\", IFERROR( INDEX(Table13ExistingPrescribedWattage,MATCH(Table2[[#This Row],[Prescribed Lighting Source]],Table13ExistingLightingSource,0)), IFERROR(INDEX(Table13ExistingPrescribedWattage,MATCH(Table2[[#This Row],[Fortis Rebate Category ]],Table13NewLightingSource,0)),\"-\")))","v":""},null,{"$f":"IFERROR(INDEX(SpaceTypeHours,MATCH(Table2[[#This Row],[Space Type]],SpaceType,0)),\"\")","v":""},null,{"$f":"IFERROR(IF(Table2[[#This Row],[Lighting  Technology]]=\"Other\",Table2[[#This Row],[Existing Effective Input Wattage (W)]]*Table2[[#This Row],[Existing Luminaire Quantity]],Table2[[#This Row],[Existing Prescribed Wattage (W)]]*Table2[[#This Row],[Existing Luminaire Quantity]]),\"\")","v":""},{"$f":"IF(Table2[Lighting  Technology] = \"Other\",(Table2[[#This Row],[Existing Luminaire Quantity]]*Table2[[#This Row],[Existing Effective Input Wattage (W)]]), IF(Table2[Existing Prescribed Wattage (W)] = \"\",\"\", IF( ISBLANK(Table2[[#This Row],[Existing Effective Input Wattage (W)]]), (Table2[[#This Row],[Existing Luminaire Quantity]]*Table2[[#This Row],[Existing Prescribed Wattage (W)]]),(Table2[[#This Row],[Existing Luminaire Quantity]]*Table2[[#This Row],[Existing Effective Input Wattage (W)]]))))","v":""},{"$f":"IF( (ISBLANK(Table2[[#This Row],[Annual Usage Hours (hrs)]])), IFERROR(Table2[[#This Row],[Reference Hours (hrs)]]*Table2[[#This Row],[Total Demand (Hidden) W]]/1000,\"\"), IFERROR(Table2[[#This Row],[Annual Usage Hours (hrs)]]*Table2[[#This Row],[Total Demand (Hidden) W]]/1000,\"\"))","v":""},null,null,{"$f":"IF(Table2[[#This Row],[Lighting  Technology]]=\"Other\", 0, IF( AND(ISBLANK(Table2[[#This Row],[BC Hydro Rebate Category ]]),ISBLANK(Table2[[#This Row],[Fortis Rebate Category ]])), \"\", IF(ISTEXT(Table2[[#This Row],[Fortis Rebate Category ]]), IFERROR(INDEX(Table13[Rebate],MATCH(Table2[[#This Row],[Fortis Rebate Category ]],Table13[Fortis New Lighting source],0)),\"\"), IF(ISTEXT(Table2[[#This Row],[BC Hydro Rebate Category ]]), IFERROR(INDEX(Table13Rebate,MATCH(Table2[[#This Row],[BC Hydro Rebate Category ]],Table13BCHRebateCategory,0)),\"\"), \"\"))))","v":""},{"$f":" IF(Table2[[#This Row],[Lighting  Technology]]=\"Other\", \"per Unit\", IF( AND(ISBLANK(Table2[[#This Row],[BC Hydro Rebate Category ]]),ISBLANK(Table2[[#This Row],[Fortis Rebate Category ]])), \"\", IF(ISTEXT(Table2[[#This Row],[Fortis Rebate Category ]]), IFERROR(INDEX(Table13PerUnit,MATCH(Table2[[#This Row],[Fortis Rebate Category ]],Table13[Fortis New Lighting source],0)),\"\"), IF(ISTEXT(Table2[[#This Row],[BC Hydro Rebate Category ]]), IFERROR(INDEX(Table13PerUnit,MATCH(Table2[[#This Row],[BC Hydro Rebate Category ]],Table13BCHRebateCategory,0)),\"\"), \"\"))))","v":""},null,{"$f":"IF( AND(ISBLANK(Table2[[#This Row],[Existing Luminaire Quantity]]),ISBLANK(Table2[[#This Row],[Prescribed Lighting Source]])), \"\", IF( OR(AND(ISNUMBER(SEARCH(\"lamp fl.\",Table2[[#This Row],[Prescribed Lighting Source]])),ISNUMBER(SEARCH(\"T8 lamp\",Table2[[#This Row],[BC Hydro Rebate Category ]]))),AND(ISNUMBER(SEARCH(\"T5HO\",Table2[[#This Row],[Prescribed Lighting Source]])),ISNUMBER(SEARCH(\"T5HO\",Table2[[#This Row],[BC Hydro Rebate Category ]]))),AND(ISNUMBER(SEARCH(\"lamp fl.\",Table2[[#This Row],[Prescribed Lighting Source]])),ISNUMBER(SEARCH(\"T8 lamp\",Table2[[#This Row],[Fortis Rebate Category ]]))),AND(ISNUMBER(SEARCH(\"T5HO\",Table2[[#This Row],[Prescribed Lighting Source]])),ISNUMBER(SEARCH(\"T5HO\",Table2[[#This Row],[Fortis Rebate Category ]])))          ),  IFERROR(INDEX(Table13NumberofLamps,MATCH(Table2[[#This Row],[Prescribed Lighting Source]],Table13ExistingLightingSource,0))*Table2[[#This Row],[Existing Luminaire Quantity]], \"-\"),  IF(Table2[[#This Row],[Lighting  Technology]]=\"Other\", IFERROR(Table2[[#This Row],[Existing Luminaire Quantity]],\"-\"), IFERROR(Table2[[#This Row],[Existing Luminaire Quantity]],\"-\"))))","v":""},{"$f":"IF( AND(ISBLANK(Table2[[#This Row],[BC Hydro Rebate Category ]]),ISBLANK(Table2[[#This Row],[Fortis Rebate Category ]])), \"\", IF(ISTEXT(Table2[[#This Row],[Fortis Rebate Category ]]), IFERROR(INDEX(Table13NewPrescribedWattage,MATCH(Table2[[#This Row],[Fortis Rebate Category ]],Table13[Fortis New Lighting source],0)),\"\"), IF(ISTEXT(Table2[[#This Row],[BC Hydro Rebate Category ]]), IFERROR(INDEX(Table13NewPrescribedWattage,MATCH(Table2[[#This Row],[BC Hydro Rebate Category ]],Table13BCHRebateCategory,0)),\"\"), \"\")))","v":""},null,null,{"$f":"IF(Table2[[#This Row],[Lighting  Technology]]=\"Other\", \"-\", IF( AND(ISBLANK(Table2[[#This Row],[BC Hydro Rebate Category ]]),ISBLANK(Table2[[#This Row],[Fortis Rebate Category ]])), \"\", IF(ISTEXT(Table2[[#This Row],[Fortis Rebate Category ]]), IFERROR(INDEX(Table13BCHECM,MATCH(Table2[[#This Row],[Fortis Rebate Category ]],Table13[Fortis New Lighting source],0)),\"\"), IF(ISTEXT(Table2[[#This Row],[BC Hydro Rebate Category ]]), IFERROR(INDEX(Table13BCHECM,MATCH(Table2[[#This Row],[BC Hydro Rebate Category ]],Table13BCHRebateCategory,0)),\"\"), \"\"))))","v":""},{"$f":"IF(Table2[[#This Row],[Lighting  Technology]]=\"Other\", 0, IF( AND(ISBLANK(Table2[[#This Row],[BC Hydro Rebate Category ]]),ISBLANK(Table2[[#This Row],[Fortis Rebate Category ]])), \"\", IF(ISTEXT(Table2[[#This Row],[Fortis Rebate Category ]]), IFERROR(INDEX(Table13Persistence,MATCH(Table2[[#This Row],[Fortis Rebate Category ]],Table13[Fortis New Lighting source],0)),\"\"), IF(ISTEXT(Table2[[#This Row],[BC Hydro Rebate Category ]]), IFERROR(INDEX(Table13Persistence,MATCH(Table2[[#This Row],[BC Hydro Rebate Category ]],Table13BCHRebateCategory,0)),\"\"), \"\"))))","v":""},null,{"$f":"IFERROR(INDEX(Table5ControlRebate,MATCH(Table2[[#This Row],[Control Type]],Table5NewControl,0)),\"\")","v":""},null,{"$f":"IF(ISBLANK(Table2[[#This Row],[Control Type]]), IF(ISBLANK(Table2[[#This Row],[Annual Usage Hours (hrs)]]),Table2[[#This Row],[Reference Hours (hrs)]], Table2[[#This Row],[Annual Usage Hours (hrs)]]), IF(AND(ISBLANK(Table2[[#This Row],[Annual Usage Hours (hrs)]]), Table2[[#This Row],[Control Type]]=\"None\"), Table2[[#This Row],[Reference Hours (hrs)]], IF(Table2[[#This Row],[Control Type]]=\"None\", Table2[[#This Row],[Annual Usage Hours (hrs)]], IF(AND(ISBLANK(Table2[[#This Row],[Annual Usage Hours (hrs)]]), Table2[[#This Row],[Control Type]]<>\"None\"), IFERROR(Table2[[#This Row],[Reference Hours (hrs)]]*0.8,\"\"), IF(Table2[[#This Row],[Control Type]]<>\"None\", IFERROR( Table2[[#This Row],[Annual Usage Hours (hrs)]]*0.8,\"\"),\"\")))))","v":""},{"$f":"IF( Table2[[#This Row],[Lighting  Technology]]=\"Other\", IF(ISBLANK(Table2[[#This Row],[Retrofit Lamp/ Luminaire Wattage (see Rebate Unit)]]),\"\",IFERROR(Table2[[#This Row],[Prescribed Quantity]]*Table2[[#This Row],[Retrofit Lamp/ Luminaire Wattage (see Rebate Unit)]],\"\")), IF(ISBLANK(Table2[[#This Row],[Retrofit Lamp/ Luminaire Wattage (see Rebate Unit)]]),IFERROR(Table2[[#This Row],[Prescribed Quantity]]*Table2[[#This Row],[Prescribed Wattage (W)]],\"\"),IFERROR(Table2[[#This Row],[Prescribed Quantity]]*Table2[[#This Row],[Retrofit Lamp/ Luminaire Wattage (see Rebate Unit)]],\"\")))","v":""},{"$f":"IFERROR((IF( Table2[[#This Row],[Lighting  Technology]]=\"Other\", Table2[[#This Row],[Prescribed Quantity]]*Table2[[#This Row],[Retrofit Lamp/ Luminaire Wattage (see Rebate Unit)]], Table2[[#This Row],[Prescribed Quantity]]*Table2[[#This Row],[Prescribed Wattage (W)]] )),\"\")","v":""},{"$f":"IF(ISBLANK(Table2[[#This Row],[New Total Demand (hidden, W)]]),\"\", IF(ISBLANK(Table2[[#This Row],[New Hours (hidden, hrs)]]), \"\", IFERROR(Table2[[#This Row],[New Hours (hidden, hrs)]]*Table2[[#This Row],[New Total Demand (hidden, W)]]/1000,\"\")))","v":""},{"$f":"IF(ISBLANK(Table2[[#This Row],[Total Demand (Hidden) W]]),\"\", IF(ISBLANK(Table2[[#This Row],[New Total Demand (hidden, W)]]), \"\", IFERROR((Table2[[#This Row],[Total Demand (Hidden) W]]-Table2[[#This Row],[New Total Demand (hidden, W)]])/1000,\"\")))","v":""},{"$f":"IF( OR(ISBLANK(Table2[[#This Row],[New Total Demand (hidden, W)]]),ISBLANK(Table2[[#This Row],[Total Demand (Hidden) W]])),\"\", IF(ISBLANK(Table2[[#This Row],[Annual Usage Hours (hrs)]]), IFERROR( Table2[[#This Row],[Reference Hours (hrs)]]*(Table2[[#This Row],[Total Demand (Hidden) W]]-Table2[[#This Row],[New Total Demand (hidden, W)]])/1000,\"\"), IFERROR( Table2[[#This Row],[Annual Usage Hours (hrs)]]*(Table2[[#This Row],[Total Demand (Hidden) W]]-Table2[[#This Row],[New Total Demand (hidden, W)]])/1000,\"\")))","v":""},{"$f":"IF( OR(ISBLANK(Table2[[#This Row],[Prescribed Total Demand (hidden, W)]]),ISBLANK(Table2[[#This Row],[Total Demand (Hidden) W]])),\"\", IF(ISBLANK(Table2[[#This Row],[Annual Usage Hours (hrs)]]), IFERROR( Table2[[#This Row],[Reference Hours (hrs)]]*((Table2[Existing Prescribed Wattage (W)]*Table2[Existing Luminaire Quantity])-Table2[[#This Row],[Prescribed Total Demand (hidden, W)]])/1000,\"\"), IFERROR( Table2[[#This Row],[Annual Usage Hours (hrs)]]*((Table2[Existing Prescribed Wattage (W)]*Table2[Existing Luminaire Quantity])-Table2[[#This Row],[Prescribed Total Demand (hidden, W)]])/1000,\"\")))","v":""},{"$f":"\"\"","v":""},{"$f":"IF(OR(Table2[[#This Row],[Control Type]]=\"None\", ISBLANK(Table2[[#This Row],[Control Type]])),\"\", IF(ISBLANK(Table2[[#This Row],[New Total Demand (hidden, W)]]),\"\", IF(ISBLANK(Table2[[#This Row],[Annual Usage Hours (hrs)]]),  IFERROR( 0.2*Table2[[#This Row],[Reference Hours (hrs)]]*Table2[[#This Row],[New Total Demand (hidden, W)]]/1000,\"\"), IFERROR( 0.2*Table2[[#This Row],[Annual Usage Hours (hrs)]]*Table2[[#This Row],[New Total Demand (hidden, W)]]/1000,\"\"))))","v":""},{"$f":"IF(AND(NOT(ISNUMBER(Table2[[#This Row],[Rebate Per Unit\n(CAD)]])),ISBLANK(Table2[[#This Row],[Control Type]])), \"\", IF(OR(Table2[[#This Row],[Rebate Per Unit\n(CAD)]]=0,AND(NOT(ISNUMBER(Table2[[#This Row],[Rebate Per Unit\n(CAD)]])), ISTEXT(Table2[[#This Row],[Control Type]]))), 0, IFERROR(Table2[[#This Row],[Prescribed Quantity]]*Table2[[#This Row],[Rebate Per Unit\n(CAD)]],\"\")))","v":""},{"$f":" IF(AND(ISBLANK(Table2[[#This Row],[Control Type]]),ISNUMBER(Table2[[#This Row],[Rebate Value (CAD)]])),0, IFERROR(Table2[[#This Row],[Control Quantity]]*Table2[[#This Row],[Control Rebate per Unit\n(CAD)]],\"\"))","v":""},{"$f":"IF(AND(ISBLANK(Table2[[#This Row],[Rebate Value (CAD)]]),ISBLANK(Table2[[#This Row],[Rebate Value for Controls (CAD)]])), \"\", IFERROR(Table2[[#This Row],[Rebate Value (CAD)]]+Table2[[#This Row],[Rebate Value for Controls (CAD)]],\"\"))","v":""},{"$f":"IF(Table2[[#This Row],[Lighting  Technology]]=\"Other\",\"Other - \"&Table2[[#This Row],[Other - Lighting Technology Description]],Table2[[#This Row],[BC Hydro Rebate Category ]])","v":0},{"$f":"Table2[[#This Row],[BC Hydro Rebate Category ]]&Table2[[#This Row],[Retrofit Part '# (mandatory to validate Rebates)]]","v":""}]
[null,null,null,null,null,null,{"$f":"IF(ISBLANK(Table2[[#This Row],[Prescribed Lighting Source]]), \"\", IFERROR( INDEX(Table13ExistingPrescribedWattage,MATCH(Table2[[#This Row],[Prescribed Lighting Source]],Table13ExistingLightingSource,0)), IFERROR(INDEX(Table13ExistingPrescribedWattage,MATCH(Table2[[#This Row],[Fortis Rebate Category ]],Table13NewLightingSource,0)),\"-\")))","v":""},null,{"$f":"IFERROR(INDEX(SpaceTypeHours,MATCH(Table2[[#This Row],[Space Type]],SpaceType,0)),\"\")","v":""},null,{"$f":"IFERROR(IF(Table2[[#This Row],[Lighting  Technology]]=\"Other\",Table2[[#This Row],[Existing Effective Input Wattage (W)]]*Table2[[#This Row],[Existing Luminaire Quantity]],Table2[[#This Row],[Existing Prescribed Wattage (W)]]*Table2[[#This Row],[Existing Luminaire Quantity]]),\"\")","v":""},{"$f":"IF(Table2[Lighting  Technology] = \"Other\",(Table2[[#This Row],[Existing Luminaire Quantity]]*Table2[[#This Row],[Existing Effective Input Wattage (W)]]), IF(Table2[Existing Prescribed Wattage (W)] = \"\",\"\", IF( ISBLANK(Table2[[#This Row],[Existing Effective Input Wattage (W)]]), (Table2[[#This Row],[Existing Luminaire Quantity]]*Table2[[#This Row],[Existing Prescribed Wattage (W)]]),(Table2[[#This Row],[Existing Luminaire Quantity]]*Table2[[#This Row],[Existing Effective Input Wattage (W)]]))))","v":""},{"$f":"IF( (ISBLANK(Table2[[#This Row],[Annual Usage Hours (hrs)]])), IFERROR(Table2[[#This Row],[Reference Hours (hrs)]]*Table2[[#This Row],[Total Demand (Hidden) W]]/1000,\"\"), IFERROR(Table2[[#This Row],[Annual Usage Hours (hrs)]]*Table2[[#This Row],[Total Demand (Hidden) W]]/1000,\"\"))","v":""},null,null,{"$f":"IF(Table2[[#This Row],[Lighting  Technology]]=\"Other\", 0, IF( AND(ISBLANK(Table2[[#This Row],[BC Hydro Rebate Category ]]),ISBLANK(Table2[[#This Row],[Fortis Rebate Category ]])), \"\", IF(ISTEXT(Table2[[#This Row],[Fortis Rebate Category ]]), IFERROR(INDEX(Table13[Rebate],MATCH(Table2[[#This Row],[Fortis Rebate Category ]],Table13[Fortis New Lighting source],0)),\"\"), IF(ISTEXT(Table2[[#This Row],[BC Hydro Rebate Category ]]), IFERROR(INDEX(Table13Rebate,MATCH(Table2[[#This Row],[BC Hydro Rebate Category ]],Table13BCHRebateCategory,0)),\"\"), \"\"))))","v":""},{"$f":" IF(Table2[[#This Row],[Lighting  Technology]]=\"Other\", \"per Unit\", IF( AND(ISBLANK(Table2[[#This Row],[BC Hydro Rebate Category ]]),ISBLANK(Table2[[#This Row],[Fortis Rebate Category ]])), \"\", IF(ISTEXT(Table2[[#This Row],[Fortis Rebate Category ]]), IFERROR(INDEX(Table13PerUnit,MATCH(Table2[[#This Row],[Fortis Rebate Category ]],Table13[Fortis New Lighting source],0)),\"\"), IF(ISTEXT(Table2[[#This Row],[BC Hydro Rebate Category ]]), IFERROR(INDEX(Table13PerUnit,MATCH(Table2[[#This Row],[BC Hydro Rebate Category ]],Table13BCHRebateCategory,0)),\"\"), \"\"))))","v":""},null,{"$f":"IF( AND(ISBLANK(Table2[[#This Row],[Existing Luminaire Quantity]]),ISBLANK(Table2[[#This Row],[Prescribed Lighting Source]])), \"\", IF( OR(AND(ISNUMBER(SEARCH(\"lamp fl.\",Table2[[#This Row],[Prescribed Lighting Source]])),ISNUMBER(SEARCH(\"T8 lamp\",Table2[[#This Row],[BC Hydro Rebate Category ]]))),AND(ISNUMBER(SEARCH(\"T5HO\",Table2[[#This Row],[Prescribed Lighting Source]])),ISNUMBER(SEARCH(\"T5HO\",Table2[[#This Row],[BC Hydro Rebate Category ]]))),AND(ISNUMBER(SEARCH(\"lamp fl.\",Table2[[#This Row],[Prescribed Lighting Source]])),ISNUMBER(SEARCH(\"T8 lamp\",Table2[[#This Row],[Fortis Rebate Category ]]))),AND(ISNUMBER(SEARCH(\"T5HO\",Table2[[#This Row],[Prescribed Lighting Source]])),ISNUMBER(SEARCH(\"T5HO\",Table2[[#This Row],[Fortis Rebate Category ]])))          ),  IFERROR(INDEX(Table13NumberofLamps,MATCH(Table2[[#This Row],[Prescribed Lighting Source]],Table13ExistingLightingSource,0))*Table2[[#This Row],[Existing Luminaire Quantity]], \"-\"),  IF(Table2[[#This Row],[Lighting  Technology]]=\"Other\", IFERROR(Table2[[#This Row],[Existing Luminaire Quantity]],\"-\"), IFERROR(Table2[[#This Row],[Existing Luminaire Quantity]],\"-\"))))","v":""},{"$f":"IF( AND(ISBLANK(Table2[[#This Row],[BC Hydro Rebate Category ]]),ISBLANK(Table2[[#This Row],[Fortis Rebate Category ]])), \"\", IF(ISTEXT(Table2[[#This Row],[Fortis Rebate Category ]]), IFERROR(INDEX(Table13NewPrescribedWattage,MATCH(Table2[[#This Row],[Fortis Rebate Category ]],Table13[Fortis New Lighting source],0)),\"\"), IF(ISTEXT(Table2[[#This Row],[BC Hydro Rebate Category ]]), IFERROR(INDEX(Table13NewPrescribedWattage,MATCH(Table2[[#This Row],[BC Hydro Rebate Category ]],Table13BCHRebateCategory,0)),\"\"), \"\")))","v":""},null,null,{"$f":"IF(Table2[[#This Row],[Lighting  Technology]]=\"Other\", \"-\", IF( AND(ISBLANK(Table2[[#This Row],[BC Hydro Rebate Category ]]),ISBLANK(Table2[[#This Row],[Fortis Rebate Category ]])), \"\", IF(ISTEXT(Table2[[#This Row],[Fortis Rebate Category ]]), IFERROR(INDEX(Table13BCHECM,MATCH(Table2[[#This Row],[Fortis Rebate Category ]],Table13[Fortis New Lighting source],0)),\"\"), IF(ISTEXT(Table2[[#This Row],[BC Hydro Rebate Category ]]), IFERROR(INDEX(Table13BCHECM,MATCH(Table2[[#This Row],[BC Hydro Rebate Category ]],Table13BCHRebateCategory,0)),\"\"), \"\"))))","v":""},{"$f":"IF(Table2[[#This Row],[Lighting  Technology]]=\"Other\", 0, IF( AND(ISBLANK(Table2[[#This Row],[BC Hydro Rebate Category ]]),ISBLANK(Table2[[#This Row],[Fortis Rebate Category ]])), \"\", IF(ISTEXT(Table2[[#This Row],[Fortis Rebate Category ]]), IFERROR(INDEX(Table13Persistence,MATCH(Table2[[#This Row],[Fortis Rebate Category ]],Table13[Fortis New Lighting source],0)),\"\"), IF(ISTEXT(Table2[[#This Row],[BC Hydro Rebate Category ]]), IFERROR(INDEX(Table13Persistence,MATCH(Table2[[#This Row],[BC Hydro Rebate Category ]],Table13BCHRebateCategory,0)),\"\"), \"\"))))","v":""},null,{"$f":"IFERROR(INDEX(Table5ControlRebate,MATCH(Table2[[#This Row],[Control Type]],Table5NewControl,0)),\"\")","v":""},null,{"$f":"IF(ISBLANK(Table2[[#This Row],[Control Type]]), IF(ISBLANK(Table2[[#This Row],[Annual Usage Hours (hrs)]]),Table2[[#This Row],[Reference Hours (hrs)]], Table2[[#This Row],[Annual Usage Hours (hrs)]]), IF(AND(ISBLANK(Table2[[#This Row],[Annual Usage Hours (hrs)]]), Table2[[#This Row],[Control Type]]=\"None\"), Table2[[#This Row],[Reference Hours (hrs)]], IF(Table2[[#This Row],[Control Type]]=\"None\", Table2[[#This Row],[Annual Usage Hours (hrs)]], IF(AND(ISBLANK(Table2[[#This Row],[Annual Usage Hours (hrs)]]), Table2[[#This Row],[Control Type]]<>\"None\"), IFERROR(Table2[[#This Row],[Reference Hours (hrs)]]*0.8,\"\"), IF(Table2[[#This Row],[Control Type]]<>\"None\", IFERROR( Table2[[#This Row],[Annual Usage Hours (hrs)]]*0.8,\"\"),\"\")))))","v":""},{"$f":"IF( Table2[[#This Row],[Lighting  Technology]]=\"Other\", IF(ISBLANK(Table2[[#This Row],[Retrofit Lamp/ Luminaire Wattage (see Rebate Unit)]]),\"\",IFERROR(Table2[[#This Row],[Prescribed Quantity]]*Table2[[#This Row],[Retrofit Lamp/ Luminaire Wattage (see Rebate Unit)]],\"\")), IF(ISBLANK(Table2[[#This Row],[Retrofit Lamp/ Luminaire Wattage (see Rebate Unit)]]),IFERROR(Table2[[#This Row],[Prescribed Quantity]]*Table2[[#This Row],[Prescribed Wattage (W)]],\"\"),IFERROR(Table2[[#This Row],[Prescribed Quantity]]*Table2[[#This Row],[Retrofit Lamp/ Luminaire Wattage (see Rebate Unit)]],\"\")))","v":""},{"$f":"IFERROR((IF( Table2[[#This Row],[Lighting  Technology]]=\"Other\", Table2[[#This Row],[Prescribed Quantity]]*Table2[[#This Row],[Retrofit Lamp/ Luminaire Wattage (see Rebate Unit)]], Table2[[#This Row],[Prescribed Quantity]]*Table2[[#This Row],[Prescribed Wattage (W)]] )),\"\")","v":""},{"$f":"IF(ISBLANK(Table2[[#This Row],[New Total Demand (hidden, W)]]),\"\", IF(ISBLANK(Table2[[#This Row],[New Hours (hidden, hrs)]]), \"\", IFERROR(Table2[[#This Row],[New Hours (hidden, hrs)]]*Table2[[#This Row],[New Total Demand (hidden, W)]]/1000,\"\")))","v":""},{"$f":"IF(ISBLANK(Table2[[#This Row],[Total Demand (Hidden) W]]),\"\", IF(ISBLANK(Table2[[#This Row],[New Total Demand (hidden, W)]]), \"\", IFERROR((Table2[[#This Row],[Total Demand (Hidden) W]]-Table2[[#This Row],[New Total Demand (hidden, W)]])/1000,\"\")))","v":""},{"$f":"IF( OR(ISBLANK(Table2[[#This Row],[New Total Demand (hidden, W)]]),ISBLANK(Table2[[#This Row],[Total Demand (Hidden) W]])),\"\", IF(ISBLANK(Table2[[#This Row],[Annual Usage Hours (hrs)]]), IFERROR( Table2[[#This Row],[Reference Hours (hrs)]]*(Table2[[#This Row],[Total Demand (Hidden) W]]-Table2[[#This Row],[New Total Demand (hidden, W)]])/1000,\"\"), IFERROR( Table2[[#This Row],[Annual Usage Hours (hrs)]]*(Table2[[#This Row],[Total Demand (Hidden) W]]-Table2[[#This Row],[New Total Demand (hidden, W)]])/1000,\"\")))","v":""},{"$f":"IF( OR(ISBLANK(Table2[[#This Row],[Prescribed Total Demand (hidden, W)]]),ISBLANK(Table2[[#This Row],[Total Demand (Hidden) W]])),\"\", IF(ISBLANK(Table2[[#This Row],[Annual Usage Hours (hrs)]]), IFERROR( Table2[[#This Row],[Reference Hours (hrs)]]*((Table2[Existing Prescribed Wattage (W)]*Table2[Existing Luminaire Quantity])-Table2[[#This Row],[Prescribed Total Demand (hidden, W)]])/1000,\"\"), IFERROR( Table2[[#This Row],[Annual Usage Hours (hrs)]]*((Table2[Existing Prescribed Wattage (W)]*Table2[Existing Luminaire Quantity])-Table2[[#This Row],[Prescribed Total Demand (hidden, W)]])/1000,\"\")))","v":""},{"$f":"\"\"","v":""},{"$f":"IF(OR(Table2[[#This Row],[Control Type]]=\"None\", ISBLANK(Table2[[#This Row],[Control Type]])),\"\", IF(ISBLANK(Table2[[#This Row],[New Total Demand (hidden, W)]]),\"\", IF(ISBLANK(Table2[[#This Row],[Annual Usage Hours (hrs)]]),  IFERROR( 0.2*Table2[[#This Row],[Reference Hours (hrs)]]*Table2[[#This Row],[New Total Demand (hidden, W)]]/1000,\"\"), IFERROR( 0.2*Table2[[#This Row],[Annual Usage Hours (hrs)]]*Table2[[#This Row],[New Total Demand (hidden, W)]]/1000,\"\"))))","v":""},{"$f":"IF(AND(NOT(ISNUMBER(Table2[[#This Row],[Rebate Per Unit\n(CAD)]])),ISBLANK(Table2[[#This Row],[Control Type]])), \"\", IF(OR(Table2[[#This Row],[Rebate Per Unit\n(CAD)]]=0,AND(NOT(ISNUMBER(Table2[[#This Row],[Rebate Per Unit\n(CAD)]])), ISTEXT(Table2[[#This Row],[Control Type]]))), 0, IFERROR(Table2[[#This Row],[Prescribed Quantity]]*Table2[[#This Row],[Rebate Per Unit\n(CAD)]],\"\")))","v":""},{"$f":" IF(AND(ISBLANK(Table2[[#This Row],[Control Type]]),ISNUMBER(Table2[[#This Row],[Rebate Value (CAD)]])),0, IFERROR(Table2[[#This Row],[Control Quantity]]*Table2[[#This Row],[Control Rebate per Unit\n(CAD)]],\"\"))","v":""},{"$f":"IF(AND(ISBLANK(Table2[[#This Row],[Rebate Value (CAD)]]),ISBLANK(Table2[[#This Row],[Rebate Value for Controls (CAD)]])), \"\", IFERROR(Table2[[#This Row],[Rebate Value (CAD)]]+Table2[[#This Row],[Rebate Value for Controls (CAD)]],\"\"))","v":""},{"$f":"IF(Table2[[#This Row],[Lighting  Technology]]=\"Other\",\"Other - \"&Table2[[#This Row],[Other - Lighting Technology Description]],Table2[[#This Row],[BC Hydro Rebate Category ]])","v":0},{"$f":"Table2[[#This Row],[BC Hydro Rebate Category ]]&Table2[[#This Row],[Retrofit Part '# (mandatory to validate Rebates)]]","v":""}]
[null,null,null,null,null,null,{"$f":"IF(ISBLANK(Table2[[#This Row],[Prescribed Lighting Source]]), \"\", IFERROR( INDEX(Table13ExistingPrescribedWattage,MATCH(Table2[[#This Row],[Prescribed Lighting Source]],Table13ExistingLightingSource,0)), IFERROR(INDEX(Table13ExistingPrescribedWattage,MATCH(Table2[[#This Row],[Fortis Rebate Category ]],Table13NewLightingSource,0)),\"-\")))","v":""},null,{"$f":"IFERROR(INDEX(SpaceTypeHours,MATCH(Table2[[#This Row],[Space Type]],SpaceType,0)),\"\")","v":""},null,{"$f":"IFERROR(IF(Table2[[#This Row],[Lighting  Technology]]=\"Other\",Table2[[#This Row],[Existing Effective Input Wattage (W)]]*Table2[[#This Row],[Existing Luminaire Quantity]],Table2[[#This Row],[Existing Prescribed Wattage (W)]]*Table2[[#This Row],[Existing Luminaire Quantity]]),\"\")","v":""},{"$f":"IF(Table2[Lighting  Technology] = \"Other\",(Table2[[#This Row],[Existing Luminaire Quantity]]*Table2[[#This Row],[Existing Effective Input Wattage (W)]]), IF(Table2[Existing Prescribed Wattage (W)] = \"\",\"\", IF( ISBLANK(Table2[[#This Row],[Existing Effective Input Wattage (W)]]), (Table2[[#This Row],[Existing Luminaire Quantity]]*Table2[[#This Row],[Existing Prescribed Wattage (W)]]),(Table2[[#This Row],[Existing Luminaire Quantity]]*Table2[[#This Row],[Existing Effective Input Wattage (W)]]))))","v":""},{"$f":"IF( (ISBLANK(Table2[[#This Row],[Annual Usage Hours (hrs)]])), IFERROR(Table2[[#This Row],[Reference Hours (hrs)]]*Table2[[#This Row],[Total Demand (Hidden) W]]/1000,\"\"), IFERROR(Table2[[#This Row],[Annual Usage Hours (hrs)]]*Table2[[#This Row],[Total Demand (Hidden) W]]/1000,\"\"))","v":""},null,null,{"$f":"IF(Table2[[#This Row],[Lighting  Technology]]=\"Other\", 0, IF( AND(ISBLANK(Table2[[#This Row],[BC Hydro Rebate Category ]]),ISBLANK(Table2[[#This Row],[Fortis Rebate Category ]])), \"\", IF(ISTEXT(Table2[[#This Row],[Fortis Rebate Category ]]), IFERROR(INDEX(Table13[Rebate],MATCH(Table2[[#This Row],[Fortis Rebate Category ]],Table13[Fortis New Lighting source],0)),\"\"), IF(ISTEXT(Table2[[#This Row],[BC Hydro Rebate Category ]]), IFERROR(INDEX(Table13Rebate,MATCH(Table2[[#This Row],[BC Hydro Rebate Category ]],Table13BCHRebateCategory,0)),\"\"), \"\"))))","v":""},{"$f":" IF(Table2[[#This Row],[Lighting  Technology]]=\"Other\", \"per Unit\", IF( AND(ISBLANK(Table2[[#This Row],[BC Hydro Rebate Category ]]),ISBLANK(Table2[[#This Row],[Fortis Rebate Category ]])), \"\", IF(ISTEXT(Table2[[#This Row],[Fortis Rebate Category ]]), IFERROR(INDEX(Table13PerUnit,MATCH(Table2[[#This Row],[Fortis Rebate Category ]],Table13[Fortis New Lighting source],0)),\"\"), IF(ISTEXT(Table2[[#This Row],[BC Hydro Rebate Category ]]), IFERROR(INDEX(Table13PerUnit,MATCH(Table2[[#This Row],[BC Hydro Rebate Category ]],Table13BCHRebateCategory,0)),\"\"), \"\"))))","v":""},null,{"$f":"IF( AND(ISBLANK(Table2[[#This Row],[Existing Luminaire Quantity]]),ISBLANK(Table2[[#This Row],[Prescribed Lighting Source]])), \"\", IF( OR(AND(ISNUMBER(SEARCH(\"lamp fl.\",Table2[[#This Row],[Prescribed Lighting Source]])),ISNUMBER(SEARCH(\"T8 lamp\",Table2[[#This Row],[BC Hydro Rebate Category ]]))),AND(ISNUMBER(SEARCH(\"T5HO\",Table2[[#This Row],[Prescribed Lighting Source]])),ISNUMBER(SEARCH(\"T5HO\",Table2[[#This Row],[BC Hydro Rebate Category ]]))),AND(ISNUMBER(SEARCH(\"lamp fl.\",Table2[[#This Row],[Prescribed Lighting Source]])),ISNUMBER(SEARCH(\"T8 lamp\",Table2[[#This Row],[Fortis Rebate Category ]]))),AND(ISNUMBER(SEARCH(\"T5HO\",Table2[[#This Row],[Prescribed Lighting Source]])),ISNUMBER(SEARCH(\"T5HO\",Table2[[#This Row],[Fortis Rebate Category ]])))          ),  IFERROR(INDEX(Table13NumberofLamps,MATCH(Table2[[#This Row],[Prescribed Lighting Source]],Table13ExistingLightingSource,0))*Table2[[#This Row],[Existing Luminaire Quantity]], \"-\"),  IF(Table2[[#This Row],[Lighting  Technology]]=\"Other\", IFERROR(Table2[[#This Row],[Existing Luminaire Quantity]],\"-\"), IFERROR(Table2[[#This Row],[Existing Luminaire Quantity]],\"-\"))))","v":""},{"$f":"IF( AND(ISBLANK(Table2[[#This Row],[BC Hydro Rebate Category ]]),ISBLANK(Table2[[#This Row],[Fortis Rebate Category ]])), \"\", IF(ISTEXT(Table2[[#This Row],[Fortis Rebate Category ]]), IFERROR(INDEX(Table13NewPrescribedWattage,MATCH(Table2[[#This Row],[Fortis Rebate Category ]],Table13[Fortis New Lighting source],0)),\"\"), IF(ISTEXT(Table2[[#This Row],[BC Hydro Rebate Category ]]), IFERROR(INDEX(Table13NewPrescribedWattage,MATCH(Table2[[#This Row],[BC Hydro Rebate Category ]],Table13BCHRebateCategory,0)),\"\"), \"\")))","v":""},null,null,{"$f":"IF(Table2[[#This Row],[Lighting  Technology]]=\"Other\", \"-\", IF( AND(ISBLANK(Table2[[#This Row],[BC Hydro Rebate Category ]]),ISBLANK(Table2[[#This Row],[Fortis Rebate Category ]])), \"\", IF(ISTEXT(Table2[[#This Row],[Fortis Rebate Category ]]), IFERROR(INDEX(Table13BCHECM,MATCH(Table2[[#This Row],[Fortis Rebate Category ]],Table13[Fortis New Lighting source],0)),\"\"), IF(ISTEXT(Table2[[#This Row],[BC Hydro Rebate Category ]]), IFERROR(INDEX(Table13BCHECM,MATCH(Table2[[#This Row],[BC Hydro Rebate Category ]],Table13BCHRebateCategory,0)),\"\"), \"\"))))","v":""},{"$f":"IF(Table2[[#This Row],[Lighting  Technology]]=\"Other\", 0, IF( AND(ISBLANK(Table2[[#This Row],[BC Hydro Rebate Category ]]),ISBLANK(Table2[[#This Row],[Fortis Rebate Category ]])), \"\", IF(ISTEXT(Table2[[#This Row],[Fortis Rebate Category ]]), IFERROR(INDEX(Table13Persistence,MATCH(Table2[[#This Row],[Fortis Rebate Category ]],Table13[Fortis New Lighting source],0)),\"\"), IF(ISTEXT(Table2[[#This Row],[BC Hydro Rebate Category ]]), IFERROR(INDEX(Table13Persistence,MATCH(Table2[[#This Row],[BC Hydro Rebate Category ]],Table13BCHRebateCategory,0)),\"\"), \"\"))))","v":""},null,{"$f":"IFERROR(INDEX(Table5ControlRebate,MATCH(Table2[[#This Row],[Control Type]],Table5NewControl,0)),\"\")","v":""},null,{"$f":"IF(ISBLANK(Table2[[#This Row],[Control Type]]), IF(ISBLANK(Table2[[#This Row],[Annual Usage Hours (hrs)]]),Table2[[#This Row],[Reference Hours (hrs)]], Table2[[#This Row],[Annual Usage Hours (hrs)]]), IF(AND(ISBLANK(Table2[[#This Row],[Annual Usage Hours (hrs)]]), Table2[[#This Row],[Control Type]]=\"None\"), Table2[[#This Row],[Reference Hours (hrs)]], IF(Table2[[#This Row],[Control Type]]=\"None\", Table2[[#This Row],[Annual Usage Hours (hrs)]], IF(AND(ISBLANK(Table2[[#This Row],[Annual Usage Hours (hrs)]]), Table2[[#This Row],[Control Type]]<>\"None\"), IFERROR(Table2[[#This Row],[Reference Hours (hrs)]]*0.8,\"\"), IF(Table2[[#This Row],[Control Type]]<>\"None\", IFERROR( Table2[[#This Row],[Annual Usage Hours (hrs)]]*0.8,\"\"),\"\")))))","v":""},{"$f":"IF( Table2[[#This Row],[Lighting  Technology]]=\"Other\", IF(ISBLANK(Table2[[#This Row],[Retrofit Lamp/ Luminaire Wattage (see Rebate Unit)]]),\"\",IFERROR(Table2[[#This Row],[Prescribed Quantity]]*Table2[[#This Row],[Retrofit Lamp/ Luminaire Wattage (see Rebate Unit)]],\"\")), IF(ISBLANK(Table2[[#This Row],[Retrofit Lamp/ Luminaire Wattage (see Rebate Unit)]]),IFERROR(Table2[[#This Row],[Prescribed Quantity]]*Table2[[#This Row],[Prescribed Wattage (W)]],\"\"),IFERROR(Table2[[#This Row],[Prescribed Quantity]]*Table2[[#This Row],[Retrofit Lamp/ Luminaire Wattage (see Rebate Unit)]],\"\")))","v":""},{"$f":"IFERROR((IF( Table2[[#This Row],[Lighting  Technology]]=\"Other\", Table2[[#This Row],[Prescribed Quantity]]*Table2[[#This Row],[Retrofit Lamp/ Luminaire Wattage (see Rebate Unit)]], Table2[[#This Row],[Prescribed Quantity]]*Table2[[#This Row],[Prescribed Wattage (W)]] )),\"\")","v":""},{"$f":"IF(ISBLANK(Table2[[#This Row],[New Total Demand (hidden, W)]]),\"\", IF(ISBLANK(Table2[[#This Row],[New Hours (hidden, hrs)]]), \"\", IFERROR(Table2[[#This Row],[New Hours (hidden, hrs)]]*Table2[[#This Row],[New Total Demand (hidden, W)]]/1000,\"\")))","v":""},{"$f":"IF(ISBLANK(Table2[[#This Row],[Total Demand (Hidden) W]]),\"\", IF(ISBLANK(Table2[[#This Row],[New Total Demand (hidden, W)]]), \"\", IFERROR((Table2[[#This Row],[Total Demand (Hidden) W]]-Table2[[#This Row],[New Total Demand (hidden, W)]])/1000,\"\")))","v":""},{"$f":"IF( OR(ISBLANK(Table2[[#This Row],[New Total Demand (hidden, W)]]),ISBLANK(Table2[[#This Row],[Total Demand (Hidden) W]])),\"\", IF(ISBLANK(Table2[[#This Row],[Annual Usage Hours (hrs)]]), IFERROR( Table2[[#This Row],[Reference Hours (hrs)]]*(Table2[[#This Row],[Total Demand (Hidden) W]]-Table2[[#This Row],[New Total Demand (hidden, W)]])/1000,\"\"), IFERROR( Table2[[#This Row],[Annual Usage Hours (hrs)]]*(Table2[[#This Row],[Total Demand (Hidden) W]]-Table2[[#This Row],[New Total Demand (hidden, W)]])/1000,\"\")))","v":""},{"$f":"IF( OR(ISBLANK(Table2[[#This Row],[Prescribed Total Demand (hidden, W)]]),ISBLANK(Table2[[#This Row],[Total Demand (Hidden) W]])),\"\", IF(ISBLANK(Table2[[#This Row],[Annual Usage Hours (hrs)]]), IFERROR( Table2[[#This Row],[Reference Hours (hrs)]]*((Table2[Existing Prescribed Wattage (W)]*Table2[Existing Luminaire Quantity])-Table2[[#This Row],[Prescribed Total Demand (hidden, W)]])/1000,\"\"), IFERROR( Table2[[#This Row],[Annual Usage Hours (hrs)]]*((Table2[Existing Prescribed Wattage (W)]*Table2[Existing Luminaire Quantity])-Table2[[#This Row],[Prescribed Total Demand (hidden, W)]])/1000,\"\")))","v":""},{"$f":"\"\"","v":""},{"$f":"IF(OR(Table2[[#This Row],[Control Type]]=\"None\", ISBLANK(Table2[[#This Row],[Control Type]])),\"\", IF(ISBLANK(Table2[[#This Row],[New Total Demand (hidden, W)]]),\"\", IF(ISBLANK(Table2[[#This Row],[Annual Usage Hours (hrs)]]),  IFERROR( 0.2*Table2[[#This Row],[Reference Hours (hrs)]]*Table2[[#This Row],[New Total Demand (hidden, W)]]/1000,\"\"), IFERROR( 0.2*Table2[[#This Row],[Annual Usage Hours (hrs)]]*Table2[[#This Row],[New Total Demand (hidden, W)]]/1000,\"\"))))","v":""},{"$f":"IF(AND(NOT(ISNUMBER(Table2[[#This Row],[Rebate Per Unit\n(CAD)]])),ISBLANK(Table2[[#This Row],[Control Type]])), \"\", IF(OR(Table2[[#This Row],[Rebate Per Unit\n(CAD)]]=0,AND(NOT(ISNUMBER(Table2[[#This Row],[Rebate Per Unit\n(CAD)]])), ISTEXT(Table2[[#This Row],[Control Type]]))), 0, IFERROR(Table2[[#This Row],[Prescribed Quantity]]*Table2[[#This Row],[Rebate Per Unit\n(CAD)]],\"\")))","v":""},{"$f":" IF(AND(ISBLANK(Table2[[#This Row],[Control Type]]),ISNUMBER(Table2[[#This Row],[Rebate Value (CAD)]])),0, IFERROR(Table2[[#This Row],[Control Quantity]]*Table2[[#This Row],[Control Rebate per Unit\n(CAD)]],\"\"))","v":""},{"$f":"IF(AND(ISBLANK(Table2[[#This Row],[Rebate Value (CAD)]]),ISBLANK(Table2[[#This Row],[Rebate Value for Controls (CAD)]])), \"\", IFERROR(Table2[[#This Row],[Rebate Value (CAD)]]+Table2[[#This Row],[Rebate Value for Controls (CAD)]],\"\"))","v":""},{"$f":"IF(Table2[[#This Row],[Lighting  Technology]]=\"Other\",\"Other - \"&Table2[[#This Row],[Other - Lighting Technology Description]],Table2[[#This Row],[BC Hydro Rebate Category ]])","v":0},{"$f":"Table2[[#This Row],[BC Hydro Rebate Category ]]&Table2[[#This Row],[Retrofit Part '# (mandatory to validate Rebates)]]","v":""}]
[null,null,null,null,null,null,{"$f":"IF(ISBLANK(Table2[[#This Row],[Prescribed Lighting Source]]), \"\", IFERROR( INDEX(Table13ExistingPrescribedWattage,MATCH(Table2[[#This Row],[Prescribed Lighting Source]],Table13ExistingLightingSource,0)), IFERROR(INDEX(Table13ExistingPrescribedWattage,MATCH(Table2[[#This Row],[Fortis Rebate Category ]],Table13NewLightingSource,0)),\"-\")))","v":""},null,{"$f":"IFERROR(INDEX(SpaceTypeHours,MATCH(Table2[[#This Row],[Space Type]],SpaceType,0)),\"\")","v":""},null,{"$f":"IFERROR(IF(Table2[[#This Row],[Lighting  Technology]]=\"Other\",Table2[[#This Row],[Existing Effective Input Wattage (W)]]*Table2[[#This Row],[Existing Luminaire Quantity]],Table2[[#This Row],[Existing Prescribed Wattage (W)]]*Table2[[#This Row],[Existing Luminaire Quantity]]),\"\")","v":""},{"$f":"IF(Table2[Lighting  Technology] = \"Other\",(Table2[[#This Row],[Existing Luminaire Quantity]]*Table2[[#This Row],[Existing Effective Input Wattage (W)]]), IF(Table2[Existing Prescribed Wattage (W)] = \"\",\"\", IF( ISBLANK(Table2[[#This Row],[Existing Effective Input Wattage (W)]]), (Table2[[#This Row],[Existing Luminaire Quantity]]*Table2[[#This Row],[Existing Prescribed Wattage (W)]]),(Table2[[#This Row],[Existing Luminaire Quantity]]*Table2[[#This Row],[Existing Effective Input Wattage (W)]]))))","v":""},{"$f":"IF( (ISBLANK(Table2[[#This Row],[Annual Usage Hours (hrs)]])), IFERROR(Table2[[#This Row],[Reference Hours (hrs)]]*Table2[[#This Row],[Total Demand (Hidden) W]]/1000,\"\"), IFERROR(Table2[[#This Row],[Annual Usage Hours (hrs)]]*Table2[[#This Row],[Total Demand (Hidden) W]]/1000,\"\"))","v":""},null,null,{"$f":"IF(Table2[[#This Row],[Lighting  Technology]]=\"Other\", 0, IF( AND(ISBLANK(Table2[[#This Row],[BC Hydro Rebate Category ]]),ISBLANK(Table2[[#This Row],[Fortis Rebate Category ]])), \"\", IF(ISTEXT(Table2[[#This Row],[Fortis Rebate Category ]]), IFERROR(INDEX(Table13[Rebate],MATCH(Table2[[#This Row],[Fortis Rebate Category ]],Table13[Fortis New Lighting source],0)),\"\"), IF(ISTEXT(Table2[[#This Row],[BC Hydro Rebate Category ]]), IFERROR(INDEX(Table13Rebate,MATCH(Table2[[#This Row],[BC Hydro Rebate Category ]],Table13BCHRebateCategory,0)),\"\"), \"\"))))","v":""},{"$f":" IF(Table2[[#This Row],[Lighting  Technology]]=\"Other\", \"per Unit\", IF( AND(ISBLANK(Table2[[#This Row],[BC Hydro Rebate Category ]]),ISBLANK(Table2[[#This Row],[Fortis Rebate Category ]])), \"\", IF(ISTEXT(Table2[[#This Row],[Fortis Rebate Category ]]), IFERROR(INDEX(Table13PerUnit,MATCH(Table2[[#This Row],[Fortis Rebate Category ]],Table13[Fortis New Lighting source],0)),\"\"), IF(ISTEXT(Table2[[#This Row],[BC Hydro Rebate Category ]]), IFERROR(INDEX(Table13PerUnit,MATCH(Table2[[#This Row],[BC Hydro Rebate Category ]],Table13BCHRebateCategory,0)),\"\"), \"\"))))","v":""},null,{"$f":"IF( AND(ISBLANK(Table2[[#This Row],[Existing Luminaire Quantity]]),ISBLANK(Table2[[#This Row],[Prescribed Lighting Source]])), \"\", IF( OR(AND(ISNUMBER(SEARCH(\"lamp fl.\",Table2[[#This Row],[Prescribed Lighting Source]])),ISNUMBER(SEARCH(\"T8 lamp\",Table2[[#This Row],[BC Hydro Rebate Category ]]))),AND(ISNUMBER(SEARCH(\"T5HO\",Table2[[#This Row],[Prescribed Lighting Source]])),ISNUMBER(SEARCH(\"T5HO\",Table2[[#This Row],[BC Hydro Rebate Category ]]))),AND(ISNUMBER(SEARCH(\"lamp fl.\",Table2[[#This Row],[Prescribed Lighting Source]])),ISNUMBER(SEARCH(\"T8 lamp\",Table2[[#This Row],[Fortis Rebate Category ]]))),AND(ISNUMBER(SEARCH(\"T5HO\",Table2[[#This Row],[Prescribed Lighting Source]])),ISNUMBER(SEARCH(\"T5HO\",Table2[[#This Row],[Fortis Rebate Category ]])))          ),  IFERROR(INDEX(Table13NumberofLamps,MATCH(Table2[[#This Row],[Prescribed Lighting Source]],Table13ExistingLightingSource,0))*Table2[[#This Row],[Existing Luminaire Quantity]], \"-\"),  IF(Table2[[#This Row],[Lighting  Technology]]=\"Other\", IFERROR(Table2[[#This Row],[Existing Luminaire Quantity]],\"-\"), IFERROR(Table2[[#This Row],[Existing Luminaire Quantity]],\"-\"))))","v":""},{"$f":"IF( AND(ISBLANK(Table2[[#This Row],[BC Hydro Rebate Category ]]),ISBLANK(Table2[[#This Row],[Fortis Rebate Category ]])), \"\", IF(ISTEXT(Table2[[#This Row],[Fortis Rebate Category ]]), IFERROR(INDEX(Table13NewPrescribedWattage,MATCH(Table2[[#This Row],[Fortis Rebate Category ]],Table13[Fortis New Lighting source],0)),\"\"), IF(ISTEXT(Table2[[#This Row],[BC Hydro Rebate Category ]]), IFERROR(INDEX(Table13NewPrescribedWattage,MATCH(Table2[[#This Row],[BC Hydro Rebate Category ]],Table13BCHRebateCategory,0)),\"\"), \"\")))","v":""},null,null,{"$f":"IF(Table2[[#This Row],[Lighting  Technology]]=\"Other\", \"-\", IF( AND(ISBLANK(Table2[[#This Row],[BC Hydro Rebate Category ]]),ISBLANK(Table2[[#This Row],[Fortis Rebate Category ]])), \"\", IF(ISTEXT(Table2[[#This Row],[Fortis Rebate Category ]]), IFERROR(INDEX(Table13BCHECM,MATCH(Table2[[#This Row],[Fortis Rebate Category ]],Table13[Fortis New Lighting source],0)),\"\"), IF(ISTEXT(Table2[[#This Row],[BC Hydro Rebate Category ]]), IFERROR(INDEX(Table13BCHECM,MATCH(Table2[[#This Row],[BC Hydro Rebate Category ]],Table13BCHRebateCategory,0)),\"\"), \"\"))))","v":""},{"$f":"IF(Table2[[#This Row],[Lighting  Technology]]=\"Other\", 0, IF( AND(ISBLANK(Table2[[#This Row],[BC Hydro Rebate Category ]]),ISBLANK(Table2[[#This Row],[Fortis Rebate Category ]])), \"\", IF(ISTEXT(Table2[[#This Row],[Fortis Rebate Category ]]), IFERROR(INDEX(Table13Persistence,MATCH(Table2[[#This Row],[Fortis Rebate Category ]],Table13[Fortis New Lighting source],0)),\"\"), IF(ISTEXT(Table2[[#This Row],[BC Hydro Rebate Category ]]), IFERROR(INDEX(Table13Persistence,MATCH(Table2[[#This Row],[BC Hydro Rebate Category ]],Table13BCHRebateCategory,0)),\"\"), \"\"))))","v":""},null,{"$f":"IFERROR(INDEX(Table5ControlRebate,MATCH(Table2[[#This Row],[Control Type]],Table5NewControl,0)),\"\")","v":""},null,{"$f":"IF(ISBLANK(Table2[[#This Row],[Control Type]]), IF(ISBLANK(Table2[[#This Row],[Annual Usage Hours (hrs)]]),Table2[[#This Row],[Reference Hours (hrs)]], Table2[[#This Row],[Annual Usage Hours (hrs)]]), IF(AND(ISBLANK(Table2[[#This Row],[Annual Usage Hours (hrs)]]), Table2[[#This Row],[Control Type]]=\"None\"), Table2[[#This Row],[Reference Hours (hrs)]], IF(Table2[[#This Row],[Control Type]]=\"None\", Table2[[#This Row],[Annual Usage Hours (hrs)]], IF(AND(ISBLANK(Table2[[#This Row],[Annual Usage Hours (hrs)]]), Table2[[#This Row],[Control Type]]<>\"None\"), IFERROR(Table2[[#This Row],[Reference Hours (hrs)]]*0.8,\"\"), IF(Table2[[#This Row],[Control Type]]<>\"None\", IFERROR( Table2[[#This Row],[Annual Usage Hours (hrs)]]*0.8,\"\"),\"\")))))","v":""},{"$f":"IF( Table2[[#This Row],[Lighting  Technology]]=\"Other\", IF(ISBLANK(Table2[[#This Row],[Retrofit Lamp/ Luminaire Wattage (see Rebate Unit)]]),\"\",IFERROR(Table2[[#This Row],[Prescribed Quantity]]*Table2[[#This Row],[Retrofit Lamp/ Luminaire Wattage (see Rebate Unit)]],\"\")), IF(ISBLANK(Table2[[#This Row],[Retrofit Lamp/ Luminaire Wattage (see Rebate Unit)]]),IFERROR(Table2[[#This Row],[Prescribed Quantity]]*Table2[[#This Row],[Prescribed Wattage (W)]],\"\"),IFERROR(Table2[[#This Row],[Prescribed Quantity]]*Table2[[#This Row],[Retrofit Lamp/ Luminaire Wattage (see Rebate Unit)]],\"\")))","v":""},{"$f":"IFERROR((IF( Table2[[#This Row],[Lighting  Technology]]=\"Other\", Table2[[#This Row],[Prescribed Quantity]]*Table2[[#This Row],[Retrofit Lamp/ Luminaire Wattage (see Rebate Unit)]], Table2[[#This Row],[Prescribed Quantity]]*Table2[[#This Row],[Prescribed Wattage (W)]] )),\"\")","v":""},{"$f":"IF(ISBLANK(Table2[[#This Row],[New Total Demand (hidden, W)]]),\"\", IF(ISBLANK(Table2[[#This Row],[New Hours (hidden, hrs)]]), \"\", IFERROR(Table2[[#This Row],[New Hours (hidden, hrs)]]*Table2[[#This Row],[New Total Demand (hidden, W)]]/1000,\"\")))","v":""},{"$f":"IF(ISBLANK(Table2[[#This Row],[Total Demand (Hidden) W]]),\"\", IF(ISBLANK(Table2[[#This Row],[New Total Demand (hidden, W)]]), \"\", IFERROR((Table2[[#This Row],[Total Demand (Hidden) W]]-Table2[[#This Row],[New Total Demand (hidden, W)]])/1000,\"\")))","v":""},{"$f":"IF( OR(ISBLANK(Table2[[#This Row],[New Total Demand (hidden, W)]]),ISBLANK(Table2[[#This Row],[Total Demand (Hidden) W]])),\"\", IF(ISBLANK(Table2[[#This Row],[Annual Usage Hours (hrs)]]), IFERROR( Table2[[#This Row],[Reference Hours (hrs)]]*(Table2[[#This Row],[Total Demand (Hidden) W]]-Table2[[#This Row],[New Total Demand (hidden, W)]])/1000,\"\"), IFERROR( Table2[[#This Row],[Annual Usage Hours (hrs)]]*(Table2[[#This Row],[Total Demand (Hidden) W]]-Table2[[#This Row],[New Total Demand (hidden, W)]])/1000,\"\")))","v":""},{"$f":"IF( OR(ISBLANK(Table2[[#This Row],[Prescribed Total Demand (hidden, W)]]),ISBLANK(Table2[[#This Row],[Total Demand (Hidden) W]])),\"\", IF(ISBLANK(Table2[[#This Row],[Annual Usage Hours (hrs)]]), IFERROR( Table2[[#This Row],[Reference Hours (hrs)]]*((Table2[Existing Prescribed Wattage (W)]*Table2[Existing Luminaire Quantity])-Table2[[#This Row],[Prescribed Total Demand (hidden, W)]])/1000,\"\"), IFERROR( Table2[[#This Row],[Annual Usage Hours (hrs)]]*((Table2[Existing Prescribed Wattage (W)]*Table2[Existing Luminaire Quantity])-Table2[[#This Row],[Prescribed Total Demand (hidden, W)]])/1000,\"\")))","v":""},{"$f":"\"\"","v":""},{"$f":"IF(OR(Table2[[#This Row],[Control Type]]=\"None\", ISBLANK(Table2[[#This Row],[Control Type]])),\"\", IF(ISBLANK(Table2[[#This Row],[New Total Demand (hidden, W)]]),\"\", IF(ISBLANK(Table2[[#This Row],[Annual Usage Hours (hrs)]]),  IFERROR( 0.2*Table2[[#This Row],[Reference Hours (hrs)]]*Table2[[#This Row],[New Total Demand (hidden, W)]]/1000,\"\"), IFERROR( 0.2*Table2[[#This Row],[Annual Usage Hours (hrs)]]*Table2[[#This Row],[New Total Demand (hidden, W)]]/1000,\"\"))))","v":""},{"$f":"IF(AND(NOT(ISNUMBER(Table2[[#This Row],[Rebate Per Unit\n(CAD)]])),ISBLANK(Table2[[#This Row],[Control Type]])), \"\", IF(OR(Table2[[#This Row],[Rebate Per Unit\n(CAD)]]=0,AND(NOT(ISNUMBER(Table2[[#This Row],[Rebate Per Unit\n(CAD)]])), ISTEXT(Table2[[#This Row],[Control Type]]))), 0, IFERROR(Table2[[#This Row],[Prescribed Quantity]]*Table2[[#This Row],[Rebate Per Unit\n(CAD)]],\"\")))","v":""},{"$f":" IF(AND(ISBLANK(Table2[[#This Row],[Control Type]]),ISNUMBER(Table2[[#This Row],[Rebate Value (CAD)]])),0, IFERROR(Table2[[#This Row],[Control Quantity]]*Table2[[#This Row],[Control Rebate per Unit\n(CAD)]],\"\"))","v":""},{"$f":"IF(AND(ISBLANK(Table2[[#This Row],[Rebate Value (CAD)]]),ISBLANK(Table2[[#This Row],[Rebate Value for Controls (CAD)]])), \"\", IFERROR(Table2[[#This Row],[Rebate Value (CAD)]]+Table2[[#This Row],[Rebate Value for Controls (CAD)]],\"\"))","v":""},{"$f":"IF(Table2[[#This Row],[Lighting  Technology]]=\"Other\",\"Other - \"&Table2[[#This Row],[Other - Lighting Technology Description]],Table2[[#This Row],[BC Hydro Rebate Category ]])","v":0},{"$f":"Table2[[#This Row],[BC Hydro Rebate Category ]]&Table2[[#This Row],[Retrofit Part '# (mandatory to validate Rebates)]]","v":""}]
[null,null,null,null,null,null,{"$f":"IF(ISBLANK(Table2[[#This Row],[Prescribed Lighting Source]]), \"\", IFERROR( INDEX(Table13ExistingPrescribedWattage,MATCH(Table2[[#This Row],[Prescribed Lighting Source]],Table13ExistingLightingSource,0)), IFERROR(INDEX(Table13ExistingPrescribedWattage,MATCH(Table2[[#This Row],[Fortis Rebate Category ]],Table13NewLightingSource,0)),\"-\")))","v":""},null,{"$f":"IFERROR(INDEX(SpaceTypeHours,MATCH(Table2[[#This Row],[Space Type]],SpaceType,0)),\"\")","v":""},null,{"$f":"IFERROR(IF(Table2[[#This Row],[Lighting  Technology]]=\"Other\",Table2[[#This Row],[Existing Effective Input Wattage (W)]]*Table2[[#This Row],[Existing Luminaire Quantity]],Table2[[#This Row],[Existing Prescribed Wattage (W)]]*Table2[[#This Row],[Existing Luminaire Quantity]]),\"\")","v":""},{"$f":"IF(Table2[Lighting  Technology] = \"Other\",(Table2[[#This Row],[Existing Luminaire Quantity]]*Table2[[#This Row],[Existing Effective Input Wattage (W)]]), IF(Table2[Existing Prescribed Wattage (W)] = \"\",\"\", IF( ISBLANK(Table2[[#This Row],[Existing Effective Input Wattage (W)]]), (Table2[[#This Row],[Existing Luminaire Quantity]]*Table2[[#This Row],[Existing Prescribed Wattage (W)]]),(Table2[[#This Row],[Existing Luminaire Quantity]]*Table2[[#This Row],[Existing Effective Input Wattage (W)]]))))","v":""},{"$f":"IF( (ISBLANK(Table2[[#This Row],[Annual Usage Hours (hrs)]])), IFERROR(Table2[[#This Row],[Reference Hours (hrs)]]*Table2[[#This Row],[Total Demand (Hidden) W]]/1000,\"\"), IFERROR(Table2[[#This Row],[Annual Usage Hours (hrs)]]*Table2[[#This Row],[Total Demand (Hidden) W]]/1000,\"\"))","v":""},null,null,{"$f":"IF(Table2[[#This Row],[Lighting  Technology]]=\"Other\", 0, IF( AND(ISBLANK(Table2[[#This Row],[BC Hydro Rebate Category ]]),ISBLANK(Table2[[#This Row],[Fortis Rebate Category ]])), \"\", IF(ISTEXT(Table2[[#This Row],[Fortis Rebate Category ]]), IFERROR(INDEX(Table13[Rebate],MATCH(Table2[[#This Row],[Fortis Rebate Category ]],Table13[Fortis New Lighting source],0)),\"\"), IF(ISTEXT(Table2[[#This Row],[BC Hydro Rebate Category ]]), IFERROR(INDEX(Table13Rebate,MATCH(Table2[[#This Row],[BC Hydro Rebate Category ]],Table13BCHRebateCategory,0)),\"\"), \"\"))))","v":""},{"$f":" IF(Table2[[#This Row],[Lighting  Technology]]=\"Other\", \"per Unit\", IF( AND(ISBLANK(Table2[[#This Row],[BC Hydro Rebate Category ]]),ISBLANK(Table2[[#This Row],[Fortis Rebate Category ]])), \"\", IF(ISTEXT(Table2[[#This Row],[Fortis Rebate Category ]]), IFERROR(INDEX(Table13PerUnit,MATCH(Table2[[#This Row],[Fortis Rebate Category ]],Table13[Fortis New Lighting source],0)),\"\"), IF(ISTEXT(Table2[[#This Row],[BC Hydro Rebate Category ]]), IFERROR(INDEX(Table13PerUnit,MATCH(Table2[[#This Row],[BC Hydro Rebate Category ]],Table13BCHRebateCategory,0)),\"\"), \"\"))))","v":""},null,{"$f":"IF( AND(ISBLANK(Table2[[#This Row],[Existing Luminaire Quantity]]),ISBLANK(Table2[[#This Row],[Prescribed Lighting Source]])), \"\", IF( OR(AND(ISNUMBER(SEARCH(\"lamp fl.\",Table2[[#This Row],[Prescribed Lighting Source]])),ISNUMBER(SEARCH(\"T8 lamp\",Table2[[#This Row],[BC Hydro Rebate Category ]]))),AND(ISNUMBER(SEARCH(\"T5HO\",Table2[[#This Row],[Prescribed Lighting Source]])),ISNUMBER(SEARCH(\"T5HO\",Table2[[#This Row],[BC Hydro Rebate Category ]]))),AND(ISNUMBER(SEARCH(\"lamp fl.\",Table2[[#This Row],[Prescribed Lighting Source]])),ISNUMBER(SEARCH(\"T8 lamp\",Table2[[#This Row],[Fortis Rebate Category ]]))),AND(ISNUMBER(SEARCH(\"T5HO\",Table2[[#This Row],[Prescribed Lighting Source]])),ISNUMBER(SEARCH(\"T5HO\",Table2[[#This Row],[Fortis Rebate Category ]])))          ),  IFERROR(INDEX(Table13NumberofLamps,MATCH(Table2[[#This Row],[Prescribed Lighting Source]],Table13ExistingLightingSource,0))*Table2[[#This Row],[Existing Luminaire Quantity]], \"-\"),  IF(Table2[[#This Row],[Lighting  Technology]]=\"Other\", IFERROR(Table2[[#This Row],[Existing Luminaire Quantity]],\"-\"), IFERROR(Table2[[#This Row],[Existing Luminaire Quantity]],\"-\"))))","v":""},{"$f":"IF( AND(ISBLANK(Table2[[#This Row],[BC Hydro Rebate Category ]]),ISBLANK(Table2[[#This Row],[Fortis Rebate Category ]])), \"\", IF(ISTEXT(Table2[[#This Row],[Fortis Rebate Category ]]), IFERROR(INDEX(Table13NewPrescribedWattage,MATCH(Table2[[#This Row],[Fortis Rebate Category ]],Table13[Fortis New Lighting source],0)),\"\"), IF(ISTEXT(Table2[[#This Row],[BC Hydro Rebate Category ]]), IFERROR(INDEX(Table13NewPrescribedWattage,MATCH(Table2[[#This Row],[BC Hydro Rebate Category ]],Table13BCHRebateCategory,0)),\"\"), \"\")))","v":""},null,null,{"$f":"IF(Table2[[#This Row],[Lighting  Technology]]=\"Other\", \"-\", IF( AND(ISBLANK(Table2[[#This Row],[BC Hydro Rebate Category ]]),ISBLANK(Table2[[#This Row],[Fortis Rebate Category ]])), \"\", IF(ISTEXT(Table2[[#This Row],[Fortis Rebate Category ]]), IFERROR(INDEX(Table13BCHECM,MATCH(Table2[[#This Row],[Fortis Rebate Category ]],Table13[Fortis New Lighting source],0)),\"\"), IF(ISTEXT(Table2[[#This Row],[BC Hydro Rebate Category ]]), IFERROR(INDEX(Table13BCHECM,MATCH(Table2[[#This Row],[BC Hydro Rebate Category ]],Table13BCHRebateCategory,0)),\"\"), \"\"))))","v":""},{"$f":"IF(Table2[[#This Row],[Lighting  Technology]]=\"Other\", 0, IF( AND(ISBLANK(Table2[[#This Row],[BC Hydro Rebate Category ]]),ISBLANK(Table2[[#This Row],[Fortis Rebate Category ]])), \"\", IF(ISTEXT(Table2[[#This Row],[Fortis Rebate Category ]]), IFERROR(INDEX(Table13Persistence,MATCH(Table2[[#This Row],[Fortis Rebate Category ]],Table13[Fortis New Lighting source],0)),\"\"), IF(ISTEXT(Table2[[#This Row],[BC Hydro Rebate Category ]]), IFERROR(INDEX(Table13Persistence,MATCH(Table2[[#This Row],[BC Hydro Rebate Category ]],Table13BCHRebateCategory,0)),\"\"), \"\"))))","v":""},null,{"$f":"IFERROR(INDEX(Table5ControlRebate,MATCH(Table2[[#This Row],[Control Type]],Table5NewControl,0)),\"\")","v":""},null,{"$f":"IF(ISBLANK(Table2[[#This Row],[Control Type]]), IF(ISBLANK(Table2[[#This Row],[Annual Usage Hours (hrs)]]),Table2[[#This Row],[Reference Hours (hrs)]], Table2[[#This Row],[Annual Usage Hours (hrs)]]), IF(AND(ISBLANK(Table2[[#This Row],[Annual Usage Hours (hrs)]]), Table2[[#This Row],[Control Type]]=\"None\"), Table2[[#This Row],[Reference Hours (hrs)]], IF(Table2[[#This Row],[Control Type]]=\"None\", Table2[[#This Row],[Annual Usage Hours (hrs)]], IF(AND(ISBLANK(Table2[[#This Row],[Annual Usage Hours (hrs)]]), Table2[[#This Row],[Control Type]]<>\"None\"), IFERROR(Table2[[#This Row],[Reference Hours (hrs)]]*0.8,\"\"), IF(Table2[[#This Row],[Control Type]]<>\"None\", IFERROR( Table2[[#This Row],[Annual Usage Hours (hrs)]]*0.8,\"\"),\"\")))))","v":""},{"$f":"IF( Table2[[#This Row],[Lighting  Technology]]=\"Other\", IF(ISBLANK(Table2[[#This Row],[Retrofit Lamp/ Luminaire Wattage (see Rebate Unit)]]),\"\",IFERROR(Table2[[#This Row],[Prescribed Quantity]]*Table2[[#This Row],[Retrofit Lamp/ Luminaire Wattage (see Rebate Unit)]],\"\")), IF(ISBLANK(Table2[[#This Row],[Retrofit Lamp/ Luminaire Wattage (see Rebate Unit)]]),IFERROR(Table2[[#This Row],[Prescribed Quantity]]*Table2[[#This Row],[Prescribed Wattage (W)]],\"\"),IFERROR(Table2[[#This Row],[Prescribed Quantity]]*Table2[[#This Row],[Retrofit Lamp/ Luminaire Wattage (see Rebate Unit)]],\"\")))","v":""},{"$f":"IFERROR((IF( Table2[[#This Row],[Lighting  Technology]]=\"Other\", Table2[[#This Row],[Prescribed Quantity]]*Table2[[#This Row],[Retrofit Lamp/ Luminaire Wattage (see Rebate Unit)]], Table2[[#This Row],[Prescribed Quantity]]*Table2[[#This Row],[Prescribed Wattage (W)]] )),\"\")","v":""},{"$f":"IF(ISBLANK(Table2[[#This Row],[New Total Demand (hidden, W)]]),\"\", IF(ISBLANK(Table2[[#This Row],[New Hours (hidden, hrs)]]), \"\", IFERROR(Table2[[#This Row],[New Hours (hidden, hrs)]]*Table2[[#This Row],[New Total Demand (hidden, W)]]/1000,\"\")))","v":""},{"$f":"IF(ISBLANK(Table2[[#This Row],[Total Demand (Hidden) W]]),\"\", IF(ISBLANK(Table2[[#This Row],[New Total Demand (hidden, W)]]), \"\", IFERROR((Table2[[#This Row],[Total Demand (Hidden) W]]-Table2[[#This Row],[New Total Demand (hidden, W)]])/1000,\"\")))","v":""},{"$f":"IF( OR(ISBLANK(Table2[[#This Row],[New Total Demand (hidden, W)]]),ISBLANK(Table2[[#This Row],[Total Demand (Hidden) W]])),\"\", IF(ISBLANK(Table2[[#This Row],[Annual Usage Hours (hrs)]]), IFERROR( Table2[[#This Row],[Reference Hours (hrs)]]*(Table2[[#This Row],[Total Demand (Hidden) W]]-Table2[[#This Row],[New Total Demand (hidden, W)]])/1000,\"\"), IFERROR( Table2[[#This Row],[Annual Usage Hours (hrs)]]*(Table2[[#This Row],[Total Demand (Hidden) W]]-Table2[[#This Row],[New Total Demand (hidden, W)]])/1000,\"\")))","v":""},{"$f":"IF( OR(ISBLANK(Table2[[#This Row],[Prescribed Total Demand (hidden, W)]]),ISBLANK(Table2[[#This Row],[Total Demand (Hidden) W]])),\"\", IF(ISBLANK(Table2[[#This Row],[Annual Usage Hours (hrs)]]), IFERROR( Table2[[#This Row],[Reference Hours (hrs)]]*((Table2[Existing Prescribed Wattage (W)]*Table2[Existing Luminaire Quantity])-Table2[[#This Row],[Prescribed Total Demand (hidden, W)]])/1000,\"\"), IFERROR( Table2[[#This Row],[Annual Usage Hours (hrs)]]*((Table2[Existing Prescribed Wattage (W)]*Table2[Existing Luminaire Quantity])-Table2[[#This Row],[Prescribed Total Demand (hidden, W)]])/1000,\"\")))","v":""},{"$f":"\"\"","v":""},{"$f":"IF(OR(Table2[[#This Row],[Control Type]]=\"None\", ISBLANK(Table2[[#This Row],[Control Type]])),\"\", IF(ISBLANK(Table2[[#This Row],[New Total Demand (hidden, W)]]),\"\", IF(ISBLANK(Table2[[#This Row],[Annual Usage Hours (hrs)]]),  IFERROR( 0.2*Table2[[#This Row],[Reference Hours (hrs)]]*Table2[[#This Row],[New Total Demand (hidden, W)]]/1000,\"\"), IFERROR( 0.2*Table2[[#This Row],[Annual Usage Hours (hrs)]]*Table2[[#This Row],[New Total Demand (hidden, W)]]/1000,\"\"))))","v":""},{"$f":"IF(AND(NOT(ISNUMBER(Table2[[#This Row],[Rebate Per Unit\n(CAD)]])),ISBLANK(Table2[[#This Row],[Control Type]])), \"\", IF(OR(Table2[[#This Row],[Rebate Per Unit\n(CAD)]]=0,AND(NOT(ISNUMBER(Table2[[#This Row],[Rebate Per Unit\n(CAD)]])), ISTEXT(Table2[[#This Row],[Control Type]]))), 0, IFERROR(Table2[[#This Row],[Prescribed Quantity]]*Table2[[#This Row],[Rebate Per Unit\n(CAD)]],\"\")))","v":""},{"$f":" IF(AND(ISBLANK(Table2[[#This Row],[Control Type]]),ISNUMBER(Table2[[#This Row],[Rebate Value (CAD)]])),0, IFERROR(Table2[[#This Row],[Control Quantity]]*Table2[[#This Row],[Control Rebate per Unit\n(CAD)]],\"\"))","v":""},{"$f":"IF(AND(ISBLANK(Table2[[#This Row],[Rebate Value (CAD)]]),ISBLANK(Table2[[#This Row],[Rebate Value for Controls (CAD)]])), \"\", IFERROR(Table2[[#This Row],[Rebate Value (CAD)]]+Table2[[#This Row],[Rebate Value for Controls (CAD)]],\"\"))","v":""},{"$f":"IF(Table2[[#This Row],[Lighting  Technology]]=\"Other\",\"Other - \"&Table2[[#This Row],[Other - Lighting Technology Description]],Table2[[#This Row],[BC Hydro Rebate Category ]])","v":0},{"$f":"Table2[[#This Row],[BC Hydro Rebate Category ]]&Table2[[#This Row],[Retrofit Part '# (mandatory to validate Rebates)]]","v":""}]
[null,null,null,null,null,null,{"$f":"IF(ISBLANK(Table2[[#This Row],[Prescribed Lighting Source]]), \"\", IFERROR( INDEX(Table13ExistingPrescribedWattage,MATCH(Table2[[#This Row],[Prescribed Lighting Source]],Table13ExistingLightingSource,0)), IFERROR(INDEX(Table13ExistingPrescribedWattage,MATCH(Table2[[#This Row],[Fortis Rebate Category ]],Table13NewLightingSource,0)),\"-\")))","v":""},null,{"$f":"IFERROR(INDEX(SpaceTypeHours,MATCH(Table2[[#This Row],[Space Type]],SpaceType,0)),\"\")","v":""},null,{"$f":"IFERROR(IF(Table2[[#This Row],[Lighting  Technology]]=\"Other\",Table2[[#This Row],[Existing Effective Input Wattage (W)]]*Table2[[#This Row],[Existing Luminaire Quantity]],Table2[[#This Row],[Existing Prescribed Wattage (W)]]*Table2[[#This Row],[Existing Luminaire Quantity]]),\"\")","v":""},{"$f":"IF(Table2[Lighting  Technology] = \"Other\",(Table2[[#This Row],[Existing Luminaire Quantity]]*Table2[[#This Row],[Existing Effective Input Wattage (W)]]), IF(Table2[Existing Prescribed Wattage (W)] = \"\",\"\", IF( ISBLANK(Table2[[#This Row],[Existing Effective Input Wattage (W)]]), (Table2[[#This Row],[Existing Luminaire Quantity]]*Table2[[#This Row],[Existing Prescribed Wattage (W)]]),(Table2[[#This Row],[Existing Luminaire Quantity]]*Table2[[#This Row],[Existing Effective Input Wattage (W)]]))))","v":""},{"$f":"IF( (ISBLANK(Table2[[#This Row],[Annual Usage Hours (hrs)]])), IFERROR(Table2[[#This Row],[Reference Hours (hrs)]]*Table2[[#This Row],[Total Demand (Hidden) W]]/1000,\"\"), IFERROR(Table2[[#This Row],[Annual Usage Hours (hrs)]]*Table2[[#This Row],[Total Demand (Hidden) W]]/1000,\"\"))","v":""},null,null,{"$f":"IF(Table2[[#This Row],[Lighting  Technology]]=\"Other\", 0, IF( AND(ISBLANK(Table2[[#This Row],[BC Hydro Rebate Category ]]),ISBLANK(Table2[[#This Row],[Fortis Rebate Category ]])), \"\", IF(ISTEXT(Table2[[#This Row],[Fortis Rebate Category ]]), IFERROR(INDEX(Table13[Rebate],MATCH(Table2[[#This Row],[Fortis Rebate Category ]],Table13[Fortis New Lighting source],0)),\"\"), IF(ISTEXT(Table2[[#This Row],[BC Hydro Rebate Category ]]), IFERROR(INDEX(Table13Rebate,MATCH(Table2[[#This Row],[BC Hydro Rebate Category ]],Table13BCHRebateCategory,0)),\"\"), \"\"))))","v":""},{"$f":" IF(Table2[[#This Row],[Lighting  Technology]]=\"Other\", \"per Unit\", IF( AND(ISBLANK(Table2[[#This Row],[BC Hydro Rebate Category ]]),ISBLANK(Table2[[#This Row],[Fortis Rebate Category ]])), \"\", IF(ISTEXT(Table2[[#This Row],[Fortis Rebate Category ]]), IFERROR(INDEX(Table13PerUnit,MATCH(Table2[[#This Row],[Fortis Rebate Category ]],Table13[Fortis New Lighting source],0)),\"\"), IF(ISTEXT(Table2[[#This Row],[BC Hydro Rebate Category ]]), IFERROR(INDEX(Table13PerUnit,MATCH(Table2[[#This Row],[BC Hydro Rebate Category ]],Table13BCHRebateCategory,0)),\"\"), \"\"))))","v":""},null,{"$f":"IF( AND(ISBLANK(Table2[[#This Row],[Existing Luminaire Quantity]]),ISBLANK(Table2[[#This Row],[Prescribed Lighting Source]])), \"\", IF( OR(AND(ISNUMBER(SEARCH(\"lamp fl.\",Table2[[#This Row],[Prescribed Lighting Source]])),ISNUMBER(SEARCH(\"T8 lamp\",Table2[[#This Row],[BC Hydro Rebate Category ]]))),AND(ISNUMBER(SEARCH(\"T5HO\",Table2[[#This Row],[Prescribed Lighting Source]])),ISNUMBER(SEARCH(\"T5HO\",Table2[[#This Row],[BC Hydro Rebate Category ]]))),AND(ISNUMBER(SEARCH(\"lamp fl.\",Table2[[#This Row],[Prescribed Lighting Source]])),ISNUMBER(SEARCH(\"T8 lamp\",Table2[[#This Row],[Fortis Rebate Category ]]))),AND(ISNUMBER(SEARCH(\"T5HO\",Table2[[#This Row],[Prescribed Lighting Source]])),ISNUMBER(SEARCH(\"T5HO\",Table2[[#This Row],[Fortis Rebate Category ]])))          ),  IFERROR(INDEX(Table13NumberofLamps,MATCH(Table2[[#This Row],[Prescribed Lighting Source]],Table13ExistingLightingSource,0))*Table2[[#This Row],[Existing Luminaire Quantity]], \"-\"),  IF(Table2[[#This Row],[Lighting  Technology]]=\"Other\", IFERROR(Table2[[#This Row],[Existing Luminaire Quantity]],\"-\"), IFERROR(Table2[[#This Row],[Existing Luminaire Quantity]],\"-\"))))","v":""},{"$f":"IF( AND(ISBLANK(Table2[[#This Row],[BC Hydro Rebate Category ]]),ISBLANK(Table2[[#This Row],[Fortis Rebate Category ]])), \"\", IF(ISTEXT(Table2[[#This Row],[Fortis Rebate Category ]]), IFERROR(INDEX(Table13NewPrescribedWattage,MATCH(Table2[[#This Row],[Fortis Rebate Category ]],Table13[Fortis New Lighting source],0)),\"\"), IF(ISTEXT(Table2[[#This Row],[BC Hydro Rebate Category ]]), IFERROR(INDEX(Table13NewPrescribedWattage,MATCH(Table2[[#This Row],[BC Hydro Rebate Category ]],Table13BCHRebateCategory,0)),\"\"), \"\")))","v":""},null,null,{"$f":"IF(Table2[[#This Row],[Lighting  Technology]]=\"Other\", \"-\", IF( AND(ISBLANK(Table2[[#This Row],[BC Hydro Rebate Category ]]),ISBLANK(Table2[[#This Row],[Fortis Rebate Category ]])), \"\", IF(ISTEXT(Table2[[#This Row],[Fortis Rebate Category ]]), IFERROR(INDEX(Table13BCHECM,MATCH(Table2[[#This Row],[Fortis Rebate Category ]],Table13[Fortis New Lighting source],0)),\"\"), IF(ISTEXT(Table2[[#This Row],[BC Hydro Rebate Category ]]), IFERROR(INDEX(Table13BCHECM,MATCH(Table2[[#This Row],[BC Hydro Rebate Category ]],Table13BCHRebateCategory,0)),\"\"), \"\"))))","v":""},{"$f":"IF(Table2[[#This Row],[Lighting  Technology]]=\"Other\", 0, IF( AND(ISBLANK(Table2[[#This Row],[BC Hydro Rebate Category ]]),ISBLANK(Table2[[#This Row],[Fortis Rebate Category ]])), \"\", IF(ISTEXT(Table2[[#This Row],[Fortis Rebate Category ]]), IFERROR(INDEX(Table13Persistence,MATCH(Table2[[#This Row],[Fortis Rebate Category ]],Table13[Fortis New Lighting source],0)),\"\"), IF(ISTEXT(Table2[[#This Row],[BC Hydro Rebate Category ]]), IFERROR(INDEX(Table13Persistence,MATCH(Table2[[#This Row],[BC Hydro Rebate Category ]],Table13BCHRebateCategory,0)),\"\"), \"\"))))","v":""},null,{"$f":"IFERROR(INDEX(Table5ControlRebate,MATCH(Table2[[#This Row],[Control Type]],Table5NewControl,0)),\"\")","v":""},null,{"$f":"IF(ISBLANK(Table2[[#This Row],[Control Type]]), IF(ISBLANK(Table2[[#This Row],[Annual Usage Hours (hrs)]]),Table2[[#This Row],[Reference Hours (hrs)]], Table2[[#This Row],[Annual Usage Hours (hrs)]]), IF(AND(ISBLANK(Table2[[#This Row],[Annual Usage Hours (hrs)]]), Table2[[#This Row],[Control Type]]=\"None\"), Table2[[#This Row],[Reference Hours (hrs)]], IF(Table2[[#This Row],[Control Type]]=\"None\", Table2[[#This Row],[Annual Usage Hours (hrs)]], IF(AND(ISBLANK(Table2[[#This Row],[Annual Usage Hours (hrs)]]), Table2[[#This Row],[Control Type]]<>\"None\"), IFERROR(Table2[[#This Row],[Reference Hours (hrs)]]*0.8,\"\"), IF(Table2[[#This Row],[Control Type]]<>\"None\", IFERROR( Table2[[#This Row],[Annual Usage Hours (hrs)]]*0.8,\"\"),\"\")))))","v":""},{"$f":"IF( Table2[[#This Row],[Lighting  Technology]]=\"Other\", IF(ISBLANK(Table2[[#This Row],[Retrofit Lamp/ Luminaire Wattage (see Rebate Unit)]]),\"\",IFERROR(Table2[[#This Row],[Prescribed Quantity]]*Table2[[#This Row],[Retrofit Lamp/ Luminaire Wattage (see Rebate Unit)]],\"\")), IF(ISBLANK(Table2[[#This Row],[Retrofit Lamp/ Luminaire Wattage (see Rebate Unit)]]),IFERROR(Table2[[#This Row],[Prescribed Quantity]]*Table2[[#This Row],[Prescribed Wattage (W)]],\"\"),IFERROR(Table2[[#This Row],[Prescribed Quantity]]*Table2[[#This Row],[Retrofit Lamp/ Luminaire Wattage (see Rebate Unit)]],\"\")))","v":""},{"$f":"IFERROR((IF( Table2[[#This Row],[Lighting  Technology]]=\"Other\", Table2[[#This Row],[Prescribed Quantity]]*Table2[[#This Row],[Retrofit Lamp/ Luminaire Wattage (see Rebate Unit)]], Table2[[#This Row],[Prescribed Quantity]]*Table2[[#This Row],[Prescribed Wattage (W)]] )),\"\")","v":""},{"$f":"IF(ISBLANK(Table2[[#This Row],[New Total Demand (hidden, W)]]),\"\", IF(ISBLANK(Table2[[#This Row],[New Hours (hidden, hrs)]]), \"\", IFERROR(Table2[[#This Row],[New Hours (hidden, hrs)]]*Table2[[#This Row],[New Total Demand (hidden, W)]]/1000,\"\")))","v":""},{"$f":"IF(ISBLANK(Table2[[#This Row],[Total Demand (Hidden) W]]),\"\", IF(ISBLANK(Table2[[#This Row],[New Total Demand (hidden, W)]]), \"\", IFERROR((Table2[[#This Row],[Total Demand (Hidden) W]]-Table2[[#This Row],[New Total Demand (hidden, W)]])/1000,\"\")))","v":""},{"$f":"IF( OR(ISBLANK(Table2[[#This Row],[New Total Demand (hidden, W)]]),ISBLANK(Table2[[#This Row],[Total Demand (Hidden) W]])),\"\", IF(ISBLANK(Table2[[#This Row],[Annual Usage Hours (hrs)]]), IFERROR( Table2[[#This Row],[Reference Hours (hrs)]]*(Table2[[#This Row],[Total Demand (Hidden) W]]-Table2[[#This Row],[New Total Demand (hidden, W)]])/1000,\"\"), IFERROR( Table2[[#This Row],[Annual Usage Hours (hrs)]]*(Table2[[#This Row],[Total Demand (Hidden) W]]-Table2[[#This Row],[New Total Demand (hidden, W)]])/1000,\"\")))","v":""},{"$f":"IF( OR(ISBLANK(Table2[[#This Row],[Prescribed Total Demand (hidden, W)]]),ISBLANK(Table2[[#This Row],[Total Demand (Hidden) W]])),\"\", IF(ISBLANK(Table2[[#This Row],[Annual Usage Hours (hrs)]]), IFERROR( Table2[[#This Row],[Reference Hours (hrs)]]*((Table2[Existing Prescribed Wattage (W)]*Table2[Existing Luminaire Quantity])-Table2[[#This Row],[Prescribed Total Demand (hidden, W)]])/1000,\"\"), IFERROR( Table2[[#This Row],[Annual Usage Hours (hrs)]]*((Table2[Existing Prescribed Wattage (W)]*Table2[Existing Luminaire Quantity])-Table2[[#This Row],[Prescribed Total Demand (hidden, W)]])/1000,\"\")))","v":""},{"$f":"\"\"","v":""},{"$f":"IF(OR(Table2[[#This Row],[Control Type]]=\"None\", ISBLANK(Table2[[#This Row],[Control Type]])),\"\", IF(ISBLANK(Table2[[#This Row],[New Total Demand (hidden, W)]]),\"\", IF(ISBLANK(Table2[[#This Row],[Annual Usage Hours (hrs)]]),  IFERROR( 0.2*Table2[[#This Row],[Reference Hours (hrs)]]*Table2[[#This Row],[New Total Demand (hidden, W)]]/1000,\"\"), IFERROR( 0.2*Table2[[#This Row],[Annual Usage Hours (hrs)]]*Table2[[#This Row],[New Total Demand (hidden, W)]]/1000,\"\"))))","v":""},{"$f":"IF(AND(NOT(ISNUMBER(Table2[[#This Row],[Rebate Per Unit\n(CAD)]])),ISBLANK(Table2[[#This Row],[Control Type]])), \"\", IF(OR(Table2[[#This Row],[Rebate Per Unit\n(CAD)]]=0,AND(NOT(ISNUMBER(Table2[[#This Row],[Rebate Per Unit\n(CAD)]])), ISTEXT(Table2[[#This Row],[Control Type]]))), 0, IFERROR(Table2[[#This Row],[Prescribed Quantity]]*Table2[[#This Row],[Rebate Per Unit\n(CAD)]],\"\")))","v":""},{"$f":" IF(AND(ISBLANK(Table2[[#This Row],[Control Type]]),ISNUMBER(Table2[[#This Row],[Rebate Value (CAD)]])),0, IFERROR(Table2[[#This Row],[Control Quantity]]*Table2[[#This Row],[Control Rebate per Unit\n(CAD)]],\"\"))","v":""},{"$f":"IF(AND(ISBLANK(Table2[[#This Row],[Rebate Value (CAD)]]),ISBLANK(Table2[[#This Row],[Rebate Value for Controls (CAD)]])), \"\", IFERROR(Table2[[#This Row],[Rebate Value (CAD)]]+Table2[[#This Row],[Rebate Value for Controls (CAD)]],\"\"))","v":""},{"$f":"IF(Table2[[#This Row],[Lighting  Technology]]=\"Other\",\"Other - \"&Table2[[#This Row],[Other - Lighting Technology Description]],Table2[[#This Row],[BC Hydro Rebate Category ]])","v":0},{"$f":"Table2[[#This Row],[BC Hydro Rebate Category ]]&Table2[[#This Row],[Retrofit Part '# (mandatory to validate Rebates)]]","v":""}]
[null,null,null,null,null,null,{"$f":"IF(ISBLANK(Table2[[#This Row],[Prescribed Lighting Source]]), \"\", IFERROR( INDEX(Table13ExistingPrescribedWattage,MATCH(Table2[[#This Row],[Prescribed Lighting Source]],Table13ExistingLightingSource,0)), IFERROR(INDEX(Table13ExistingPrescribedWattage,MATCH(Table2[[#This Row],[Fortis Rebate Category ]],Table13NewLightingSource,0)),\"-\")))","v":""},null,{"$f":"IFERROR(INDEX(SpaceTypeHours,MATCH(Table2[[#This Row],[Space Type]],SpaceType,0)),\"\")","v":""},null,{"$f":"IFERROR(IF(Table2[[#This Row],[Lighting  Technology]]=\"Other\",Table2[[#This Row],[Existing Effective Input Wattage (W)]]*Table2[[#This Row],[Existing Luminaire Quantity]],Table2[[#This Row],[Existing Prescribed Wattage (W)]]*Table2[[#This Row],[Existing Luminaire Quantity]]),\"\")","v":""},{"$f":"IF(Table2[Lighting  Technology] = \"Other\",(Table2[[#This Row],[Existing Luminaire Quantity]]*Table2[[#This Row],[Existing Effective Input Wattage (W)]]), IF(Table2[Existing Prescribed Wattage (W)] = \"\",\"\", IF( ISBLANK(Table2[[#This Row],[Existing Effective Input Wattage (W)]]), (Table2[[#This Row],[Existing Luminaire Quantity]]*Table2[[#This Row],[Existing Prescribed Wattage (W)]]),(Table2[[#This Row],[Existing Luminaire Quantity]]*Table2[[#This Row],[Existing Effective Input Wattage (W)]]))))","v":""},{"$f":"IF( (ISBLANK(Table2[[#This Row],[Annual Usage Hours (hrs)]])), IFERROR(Table2[[#This Row],[Reference Hours (hrs)]]*Table2[[#This Row],[Total Demand (Hidden) W]]/1000,\"\"), IFERROR(Table2[[#This Row],[Annual Usage Hours (hrs)]]*Table2[[#This Row],[Total Demand (Hidden) W]]/1000,\"\"))","v":""},null,null,{"$f":"IF(Table2[[#This Row],[Lighting  Technology]]=\"Other\", 0, IF( AND(ISBLANK(Table2[[#This Row],[BC Hydro Rebate Category ]]),ISBLANK(Table2[[#This Row],[Fortis Rebate Category ]])), \"\", IF(ISTEXT(Table2[[#This Row],[Fortis Rebate Category ]]), IFERROR(INDEX(Table13[Rebate],MATCH(Table2[[#This Row],[Fortis Rebate Category ]],Table13[Fortis New Lighting source],0)),\"\"), IF(ISTEXT(Table2[[#This Row],[BC Hydro Rebate Category ]]), IFERROR(INDEX(Table13Rebate,MATCH(Table2[[#This Row],[BC Hydro Rebate Category ]],Table13BCHRebateCategory,0)),\"\"), \"\"))))","v":""},{"$f":" IF(Table2[[#This Row],[Lighting  Technology]]=\"Other\", \"per Unit\", IF( AND(ISBLANK(Table2[[#This Row],[BC Hydro Rebate Category ]]),ISBLANK(Table2[[#This Row],[Fortis Rebate Category ]])), \"\", IF(ISTEXT(Table2[[#This Row],[Fortis Rebate Category ]]), IFERROR(INDEX(Table13PerUnit,MATCH(Table2[[#This Row],[Fortis Rebate Category ]],Table13[Fortis New Lighting source],0)),\"\"), IF(ISTEXT(Table2[[#This Row],[BC Hydro Rebate Category ]]), IFERROR(INDEX(Table13PerUnit,MATCH(Table2[[#This Row],[BC Hydro Rebate Category ]],Table13BCHRebateCategory,0)),\"\"), \"\"))))","v":""},null,{"$f":"IF( AND(ISBLANK(Table2[[#This Row],[Existing Luminaire Quantity]]),ISBLANK(Table2[[#This Row],[Prescribed Lighting Source]])), \"\", IF( OR(AND(ISNUMBER(SEARCH(\"lamp fl.\",Table2[[#This Row],[Prescribed Lighting Source]])),ISNUMBER(SEARCH(\"T8 lamp\",Table2[[#This Row],[BC Hydro Rebate Category ]]))),AND(ISNUMBER(SEARCH(\"T5HO\",Table2[[#This Row],[Prescribed Lighting Source]])),ISNUMBER(SEARCH(\"T5HO\",Table2[[#This Row],[BC Hydro Rebate Category ]]))),AND(ISNUMBER(SEARCH(\"lamp fl.\",Table2[[#This Row],[Prescribed Lighting Source]])),ISNUMBER(SEARCH(\"T8 lamp\",Table2[[#This Row],[Fortis Rebate Category ]]))),AND(ISNUMBER(SEARCH(\"T5HO\",Table2[[#This Row],[Prescribed Lighting Source]])),ISNUMBER(SEARCH(\"T5HO\",Table2[[#This Row],[Fortis Rebate Category ]])))          ),  IFERROR(INDEX(Table13NumberofLamps,MATCH(Table2[[#This Row],[Prescribed Lighting Source]],Table13ExistingLightingSource,0))*Table2[[#This Row],[Existing Luminaire Quantity]], \"-\"),  IF(Table2[[#This Row],[Lighting  Technology]]=\"Other\", IFERROR(Table2[[#This Row],[Existing Luminaire Quantity]],\"-\"), IFERROR(Table2[[#This Row],[Existing Luminaire Quantity]],\"-\"))))","v":""},{"$f":"IF( AND(ISBLANK(Table2[[#This Row],[BC Hydro Rebate Category ]]),ISBLANK(Table2[[#This Row],[Fortis Rebate Category ]])), \"\", IF(ISTEXT(Table2[[#This Row],[Fortis Rebate Category ]]), IFERROR(INDEX(Table13NewPrescribedWattage,MATCH(Table2[[#This Row],[Fortis Rebate Category ]],Table13[Fortis New Lighting source],0)),\"\"), IF(ISTEXT(Table2[[#This Row],[BC Hydro Rebate Category ]]), IFERROR(INDEX(Table13NewPrescribedWattage,MATCH(Table2[[#This Row],[BC Hydro Rebate Category ]],Table13BCHRebateCategory,0)),\"\"), \"\")))","v":""},null,null,{"$f":"IF(Table2[[#This Row],[Lighting  Technology]]=\"Other\", \"-\", IF( AND(ISBLANK(Table2[[#This Row],[BC Hydro Rebate Category ]]),ISBLANK(Table2[[#This Row],[Fortis Rebate Category ]])), \"\", IF(ISTEXT(Table2[[#This Row],[Fortis Rebate Category ]]), IFERROR(INDEX(Table13BCHECM,MATCH(Table2[[#This Row],[Fortis Rebate Category ]],Table13[Fortis New Lighting source],0)),\"\"), IF(ISTEXT(Table2[[#This Row],[BC Hydro Rebate Category ]]), IFERROR(INDEX(Table13BCHECM,MATCH(Table2[[#This Row],[BC Hydro Rebate Category ]],Table13BCHRebateCategory,0)),\"\"), \"\"))))","v":""},{"$f":"IF(Table2[[#This Row],[Lighting  Technology]]=\"Other\", 0, IF( AND(ISBLANK(Table2[[#This Row],[BC Hydro Rebate Category ]]),ISBLANK(Table2[[#This Row],[Fortis Rebate Category ]])), \"\", IF(ISTEXT(Table2[[#This Row],[Fortis Rebate Category ]]), IFERROR(INDEX(Table13Persistence,MATCH(Table2[[#This Row],[Fortis Rebate Category ]],Table13[Fortis New Lighting source],0)),\"\"), IF(ISTEXT(Table2[[#This Row],[BC Hydro Rebate Category ]]), IFERROR(INDEX(Table13Persistence,MATCH(Table2[[#This Row],[BC Hydro Rebate Category ]],Table13BCHRebateCategory,0)),\"\"), \"\"))))","v":""},null,{"$f":"IFERROR(INDEX(Table5ControlRebate,MATCH(Table2[[#This Row],[Control Type]],Table5NewControl,0)),\"\")","v":""},null,{"$f":"IF(ISBLANK(Table2[[#This Row],[Control Type]]), IF(ISBLANK(Table2[[#This Row],[Annual Usage Hours (hrs)]]),Table2[[#This Row],[Reference Hours (hrs)]], Table2[[#This Row],[Annual Usage Hours (hrs)]]), IF(AND(ISBLANK(Table2[[#This Row],[Annual Usage Hours (hrs)]]), Table2[[#This Row],[Control Type]]=\"None\"), Table2[[#This Row],[Reference Hours (hrs)]], IF(Table2[[#This Row],[Control Type]]=\"None\", Table2[[#This Row],[Annual Usage Hours (hrs)]], IF(AND(ISBLANK(Table2[[#This Row],[Annual Usage Hours (hrs)]]), Table2[[#This Row],[Control Type]]<>\"None\"), IFERROR(Table2[[#This Row],[Reference Hours (hrs)]]*0.8,\"\"), IF(Table2[[#This Row],[Control Type]]<>\"None\", IFERROR( Table2[[#This Row],[Annual Usage Hours (hrs)]]*0.8,\"\"),\"\")))))","v":""},{"$f":"IF( Table2[[#This Row],[Lighting  Technology]]=\"Other\", IF(ISBLANK(Table2[[#This Row],[Retrofit Lamp/ Luminaire Wattage (see Rebate Unit)]]),\"\",IFERROR(Table2[[#This Row],[Prescribed Quantity]]*Table2[[#This Row],[Retrofit Lamp/ Luminaire Wattage (see Rebate Unit)]],\"\")), IF(ISBLANK(Table2[[#This Row],[Retrofit Lamp/ Luminaire Wattage (see Rebate Unit)]]),IFERROR(Table2[[#This Row],[Prescribed Quantity]]*Table2[[#This Row],[Prescribed Wattage (W)]],\"\"),IFERROR(Table2[[#This Row],[Prescribed Quantity]]*Table2[[#This Row],[Retrofit Lamp/ Luminaire Wattage (see Rebate Unit)]],\"\")))","v":""},{"$f":"IFERROR((IF( Table2[[#This Row],[Lighting  Technology]]=\"Other\", Table2[[#This Row],[Prescribed Quantity]]*Table2[[#This Row],[Retrofit Lamp/ Luminaire Wattage (see Rebate Unit)]], Table2[[#This Row],[Prescribed Quantity]]*Table2[[#This Row],[Prescribed Wattage (W)]] )),\"\")","v":""},{"$f":"IF(ISBLANK(Table2[[#This Row],[New Total Demand (hidden, W)]]),\"\", IF(ISBLANK(Table2[[#This Row],[New Hours (hidden, hrs)]]), \"\", IFERROR(Table2[[#This Row],[New Hours (hidden, hrs)]]*Table2[[#This Row],[New Total Demand (hidden, W)]]/1000,\"\")))","v":""},{"$f":"IF(ISBLANK(Table2[[#This Row],[Total Demand (Hidden) W]]),\"\", IF(ISBLANK(Table2[[#This Row],[New Total Demand (hidden, W)]]), \"\", IFERROR((Table2[[#This Row],[Total Demand (Hidden) W]]-Table2[[#This Row],[New Total Demand (hidden, W)]])/1000,\"\")))","v":""},{"$f":"IF( OR(ISBLANK(Table2[[#This Row],[New Total Demand (hidden, W)]]),ISBLANK(Table2[[#This Row],[Total Demand (Hidden) W]])),\"\", IF(ISBLANK(Table2[[#This Row],[Annual Usage Hours (hrs)]]), IFERROR( Table2[[#This Row],[Reference Hours (hrs)]]*(Table2[[#This Row],[Total Demand (Hidden) W]]-Table2[[#This Row],[New Total Demand (hidden, W)]])/1000,\"\"), IFERROR( Table2[[#This Row],[Annual Usage Hours (hrs)]]*(Table2[[#This Row],[Total Demand (Hidden) W]]-Table2[[#This Row],[New Total Demand (hidden, W)]])/1000,\"\")))","v":""},{"$f":"IF( OR(ISBLANK(Table2[[#This Row],[Prescribed Total Demand (hidden, W)]]),ISBLANK(Table2[[#This Row],[Total Demand (Hidden) W]])),\"\", IF(ISBLANK(Table2[[#This Row],[Annual Usage Hours (hrs)]]), IFERROR( Table2[[#This Row],[Reference Hours (hrs)]]*((Table2[Existing Prescribed Wattage (W)]*Table2[Existing Luminaire Quantity])-Table2[[#This Row],[Prescribed Total Demand (hidden, W)]])/1000,\"\"), IFERROR( Table2[[#This Row],[Annual Usage Hours (hrs)]]*((Table2[Existing Prescribed Wattage (W)]*Table2[Existing Luminaire Quantity])-Table2[[#This Row],[Prescribed Total Demand (hidden, W)]])/1000,\"\")))","v":""},{"$f":"\"\"","v":""},{"$f":"IF(OR(Table2[[#This Row],[Control Type]]=\"None\", ISBLANK(Table2[[#This Row],[Control Type]])),\"\", IF(ISBLANK(Table2[[#This Row],[New Total Demand (hidden, W)]]),\"\", IF(ISBLANK(Table2[[#This Row],[Annual Usage Hours (hrs)]]),  IFERROR( 0.2*Table2[[#This Row],[Reference Hours (hrs)]]*Table2[[#This Row],[New Total Demand (hidden, W)]]/1000,\"\"), IFERROR( 0.2*Table2[[#This Row],[Annual Usage Hours (hrs)]]*Table2[[#This Row],[New Total Demand (hidden, W)]]/1000,\"\"))))","v":""},{"$f":"IF(AND(NOT(ISNUMBER(Table2[[#This Row],[Rebate Per Unit\n(CAD)]])),ISBLANK(Table2[[#This Row],[Control Type]])), \"\", IF(OR(Table2[[#This Row],[Rebate Per Unit\n(CAD)]]=0,AND(NOT(ISNUMBER(Table2[[#This Row],[Rebate Per Unit\n(CAD)]])), ISTEXT(Table2[[#This Row],[Control Type]]))), 0, IFERROR(Table2[[#This Row],[Prescribed Quantity]]*Table2[[#This Row],[Rebate Per Unit\n(CAD)]],\"\")))","v":""},{"$f":" IF(AND(ISBLANK(Table2[[#This Row],[Control Type]]),ISNUMBER(Table2[[#This Row],[Rebate Value (CAD)]])),0, IFERROR(Table2[[#This Row],[Control Quantity]]*Table2[[#This Row],[Control Rebate per Unit\n(CAD)]],\"\"))","v":""},{"$f":"IF(AND(ISBLANK(Table2[[#This Row],[Rebate Value (CAD)]]),ISBLANK(Table2[[#This Row],[Rebate Value for Controls (CAD)]])), \"\", IFERROR(Table2[[#This Row],[Rebate Value (CAD)]]+Table2[[#This Row],[Rebate Value for Controls (CAD)]],\"\"))","v":""},{"$f":"IF(Table2[[#This Row],[Lighting  Technology]]=\"Other\",\"Other - \"&Table2[[#This Row],[Other - Lighting Technology Description]],Table2[[#This Row],[BC Hydro Rebate Category ]])","v":0},{"$f":"Table2[[#This Row],[BC Hydro Rebate Category ]]&Table2[[#This Row],[Retrofit Part '# (mandatory to validate Rebates)]]","v":""}]
[null,null,null,null,null,null,{"$f":"IF(ISBLANK(Table2[[#This Row],[Prescribed Lighting Source]]), \"\", IFERROR( INDEX(Table13ExistingPrescribedWattage,MATCH(Table2[[#This Row],[Prescribed Lighting Source]],Table13ExistingLightingSource,0)), IFERROR(INDEX(Table13ExistingPrescribedWattage,MATCH(Table2[[#This Row],[Fortis Rebate Category ]],Table13NewLightingSource,0)),\"-\")))","v":""},null,{"$f":"IFERROR(INDEX(SpaceTypeHours,MATCH(Table2[[#This Row],[Space Type]],SpaceType,0)),\"\")","v":""},null,{"$f":"IFERROR(IF(Table2[[#This Row],[Lighting  Technology]]=\"Other\",Table2[[#This Row],[Existing Effective Input Wattage (W)]]*Table2[[#This Row],[Existing Luminaire Quantity]],Table2[[#This Row],[Existing Prescribed Wattage (W)]]*Table2[[#This Row],[Existing Luminaire Quantity]]),\"\")","v":""},{"$f":"IF(Table2[Lighting  Technology] = \"Other\",(Table2[[#This Row],[Existing Luminaire Quantity]]*Table2[[#This Row],[Existing Effective Input Wattage (W)]]), IF(Table2[Existing Prescribed Wattage (W)] = \"\",\"\", IF( ISBLANK(Table2[[#This Row],[Existing Effective Input Wattage (W)]]), (Table2[[#This Row],[Existing Luminaire Quantity]]*Table2[[#This Row],[Existing Prescribed Wattage (W)]]),(Table2[[#This Row],[Existing Luminaire Quantity]]*Table2[[#This Row],[Existing Effective Input Wattage (W)]]))))","v":""},{"$f":"IF( (ISBLANK(Table2[[#This Row],[Annual Usage Hours (hrs)]])), IFERROR(Table2[[#This Row],[Reference Hours (hrs)]]*Table2[[#This Row],[Total Demand (Hidden) W]]/1000,\"\"), IFERROR(Table2[[#This Row],[Annual Usage Hours (hrs)]]*Table2[[#This Row],[Total Demand (Hidden) W]]/1000,\"\"))","v":""},null,null,{"$f":"IF(Table2[[#This Row],[Lighting  Technology]]=\"Other\", 0, IF( AND(ISBLANK(Table2[[#This Row],[BC Hydro Rebate Category ]]),ISBLANK(Table2[[#This Row],[Fortis Rebate Category ]])), \"\", IF(ISTEXT(Table2[[#This Row],[Fortis Rebate Category ]]), IFERROR(INDEX(Table13[Rebate],MATCH(Table2[[#This Row],[Fortis Rebate Category ]],Table13[Fortis New Lighting source],0)),\"\"), IF(ISTEXT(Table2[[#This Row],[BC Hydro Rebate Category ]]), IFERROR(INDEX(Table13Rebate,MATCH(Table2[[#This Row],[BC Hydro Rebate Category ]],Table13BCHRebateCategory,0)),\"\"), \"\"))))","v":""},{"$f":" IF(Table2[[#This Row],[Lighting  Technology]]=\"Other\", \"per Unit\", IF( AND(ISBLANK(Table2[[#This Row],[BC Hydro Rebate Category ]]),ISBLANK(Table2[[#This Row],[Fortis Rebate Category ]])), \"\", IF(ISTEXT(Table2[[#This Row],[Fortis Rebate Category ]]), IFERROR(INDEX(Table13PerUnit,MATCH(Table2[[#This Row],[Fortis Rebate Category ]],Table13[Fortis New Lighting source],0)),\"\"), IF(ISTEXT(Table2[[#This Row],[BC Hydro Rebate Category ]]), IFERROR(INDEX(Table13PerUnit,MATCH(Table2[[#This Row],[BC Hydro Rebate Category ]],Table13BCHRebateCategory,0)),\"\"), \"\"))))","v":""},null,{"$f":"IF( AND(ISBLANK(Table2[[#This Row],[Existing Luminaire Quantity]]),ISBLANK(Table2[[#This Row],[Prescribed Lighting Source]])), \"\", IF( OR(AND(ISNUMBER(SEARCH(\"lamp fl.\",Table2[[#This Row],[Prescribed Lighting Source]])),ISNUMBER(SEARCH(\"T8 lamp\",Table2[[#This Row],[BC Hydro Rebate Category ]]))),AND(ISNUMBER(SEARCH(\"T5HO\",Table2[[#This Row],[Prescribed Lighting Source]])),ISNUMBER(SEARCH(\"T5HO\",Table2[[#This Row],[BC Hydro Rebate Category ]]))),AND(ISNUMBER(SEARCH(\"lamp fl.\",Table2[[#This Row],[Prescribed Lighting Source]])),ISNUMBER(SEARCH(\"T8 lamp\",Table2[[#This Row],[Fortis Rebate Category ]]))),AND(ISNUMBER(SEARCH(\"T5HO\",Table2[[#This Row],[Prescribed Lighting Source]])),ISNUMBER(SEARCH(\"T5HO\",Table2[[#This Row],[Fortis Rebate Category ]])))          ),  IFERROR(INDEX(Table13NumberofLamps,MATCH(Table2[[#This Row],[Prescribed Lighting Source]],Table13ExistingLightingSource,0))*Table2[[#This Row],[Existing Luminaire Quantity]], \"-\"),  IF(Table2[[#This Row],[Lighting  Technology]]=\"Other\", IFERROR(Table2[[#This Row],[Existing Luminaire Quantity]],\"-\"), IFERROR(Table2[[#This Row],[Existing Luminaire Quantity]],\"-\"))))","v":""},{"$f":"IF( AND(ISBLANK(Table2[[#This Row],[BC Hydro Rebate Category ]]),ISBLANK(Table2[[#This Row],[Fortis Rebate Category ]])), \"\", IF(ISTEXT(Table2[[#This Row],[Fortis Rebate Category ]]), IFERROR(INDEX(Table13NewPrescribedWattage,MATCH(Table2[[#This Row],[Fortis Rebate Category ]],Table13[Fortis New Lighting source],0)),\"\"), IF(ISTEXT(Table2[[#This Row],[BC Hydro Rebate Category ]]), IFERROR(INDEX(Table13NewPrescribedWattage,MATCH(Table2[[#This Row],[BC Hydro Rebate Category ]],Table13BCHRebateCategory,0)),\"\"), \"\")))","v":""},null,null,{"$f":"IF(Table2[[#This Row],[Lighting  Technology]]=\"Other\", \"-\", IF( AND(ISBLANK(Table2[[#This Row],[BC Hydro Rebate Category ]]),ISBLANK(Table2[[#This Row],[Fortis Rebate Category ]])), \"\", IF(ISTEXT(Table2[[#This Row],[Fortis Rebate Category ]]), IFERROR(INDEX(Table13BCHECM,MATCH(Table2[[#This Row],[Fortis Rebate Category ]],Table13[Fortis New Lighting source],0)),\"\"), IF(ISTEXT(Table2[[#This Row],[BC Hydro Rebate Category ]]), IFERROR(INDEX(Table13BCHECM,MATCH(Table2[[#This Row],[BC Hydro Rebate Category ]],Table13BCHRebateCategory,0)),\"\"), \"\"))))","v":""},{"$f":"IF(Table2[[#This Row],[Lighting  Technology]]=\"Other\", 0, IF( AND(ISBLANK(Table2[[#This Row],[BC Hydro Rebate Category ]]),ISBLANK(Table2[[#This Row],[Fortis Rebate Category ]])), \"\", IF(ISTEXT(Table2[[#This Row],[Fortis Rebate Category ]]), IFERROR(INDEX(Table13Persistence,MATCH(Table2[[#This Row],[Fortis Rebate Category ]],Table13[Fortis New Lighting source],0)),\"\"), IF(ISTEXT(Table2[[#This Row],[BC Hydro Rebate Category ]]), IFERROR(INDEX(Table13Persistence,MATCH(Table2[[#This Row],[BC Hydro Rebate Category ]],Table13BCHRebateCategory,0)),\"\"), \"\"))))","v":""},null,{"$f":"IFERROR(INDEX(Table5ControlRebate,MATCH(Table2[[#This Row],[Control Type]],Table5NewControl,0)),\"\")","v":""},null,{"$f":"IF(ISBLANK(Table2[[#This Row],[Control Type]]), IF(ISBLANK(Table2[[#This Row],[Annual Usage Hours (hrs)]]),Table2[[#This Row],[Reference Hours (hrs)]], Table2[[#This Row],[Annual Usage Hours (hrs)]]), IF(AND(ISBLANK(Table2[[#This Row],[Annual Usage Hours (hrs)]]), Table2[[#This Row],[Control Type]]=\"None\"), Table2[[#This Row],[Reference Hours (hrs)]], IF(Table2[[#This Row],[Control Type]]=\"None\", Table2[[#This Row],[Annual Usage Hours (hrs)]], IF(AND(ISBLANK(Table2[[#This Row],[Annual Usage Hours (hrs)]]), Table2[[#This Row],[Control Type]]<>\"None\"), IFERROR(Table2[[#This Row],[Reference Hours (hrs)]]*0.8,\"\"), IF(Table2[[#This Row],[Control Type]]<>\"None\", IFERROR( Table2[[#This Row],[Annual Usage Hours (hrs)]]*0.8,\"\"),\"\")))))","v":""},{"$f":"IF( Table2[[#This Row],[Lighting  Technology]]=\"Other\", IF(ISBLANK(Table2[[#This Row],[Retrofit Lamp/ Luminaire Wattage (see Rebate Unit)]]),\"\",IFERROR(Table2[[#This Row],[Prescribed Quantity]]*Table2[[#This Row],[Retrofit Lamp/ Luminaire Wattage (see Rebate Unit)]],\"\")), IF(ISBLANK(Table2[[#This Row],[Retrofit Lamp/ Luminaire Wattage (see Rebate Unit)]]),IFERROR(Table2[[#This Row],[Prescribed Quantity]]*Table2[[#This Row],[Prescribed Wattage (W)]],\"\"),IFERROR(Table2[[#This Row],[Prescribed Quantity]]*Table2[[#This Row],[Retrofit Lamp/ Luminaire Wattage (see Rebate Unit)]],\"\")))","v":""},{"$f":"IFERROR((IF( Table2[[#This Row],[Lighting  Technology]]=\"Other\", Table2[[#This Row],[Prescribed Quantity]]*Table2[[#This Row],[Retrofit Lamp/ Luminaire Wattage (see Rebate Unit)]], Table2[[#This Row],[Prescribed Quantity]]*Table2[[#This Row],[Prescribed Wattage (W)]] )),\"\")","v":""},{"$f":"IF(ISBLANK(Table2[[#This Row],[New Total Demand (hidden, W)]]),\"\", IF(ISBLANK(Table2[[#This Row],[New Hours (hidden, hrs)]]), \"\", IFERROR(Table2[[#This Row],[New Hours (hidden, hrs)]]*Table2[[#This Row],[New Total Demand (hidden, W)]]/1000,\"\")))","v":""},{"$f":"IF(ISBLANK(Table2[[#This Row],[Total Demand (Hidden) W]]),\"\", IF(ISBLANK(Table2[[#This Row],[New Total Demand (hidden, W)]]), \"\", IFERROR((Table2[[#This Row],[Total Demand (Hidden) W]]-Table2[[#This Row],[New Total Demand (hidden, W)]])/1000,\"\")))","v":""},{"$f":"IF( OR(ISBLANK(Table2[[#This Row],[New Total Demand (hidden, W)]]),ISBLANK(Table2[[#This Row],[Total Demand (Hidden) W]])),\"\", IF(ISBLANK(Table2[[#This Row],[Annual Usage Hours (hrs)]]), IFERROR( Table2[[#This Row],[Reference Hours (hrs)]]*(Table2[[#This Row],[Total Demand (Hidden) W]]-Table2[[#This Row],[New Total Demand (hidden, W)]])/1000,\"\"), IFERROR( Table2[[#This Row],[Annual Usage Hours (hrs)]]*(Table2[[#This Row],[Total Demand (Hidden) W]]-Table2[[#This Row],[New Total Demand (hidden, W)]])/1000,\"\")))","v":""},{"$f":"IF( OR(ISBLANK(Table2[[#This Row],[Prescribed Total Demand (hidden, W)]]),ISBLANK(Table2[[#This Row],[Total Demand (Hidden) W]])),\"\", IF(ISBLANK(Table2[[#This Row],[Annual Usage Hours (hrs)]]), IFERROR( Table2[[#This Row],[Reference Hours (hrs)]]*((Table2[Existing Prescribed Wattage (W)]*Table2[Existing Luminaire Quantity])-Table2[[#This Row],[Prescribed Total Demand (hidden, W)]])/1000,\"\"), IFERROR( Table2[[#This Row],[Annual Usage Hours (hrs)]]*((Table2[Existing Prescribed Wattage (W)]*Table2[Existing Luminaire Quantity])-Table2[[#This Row],[Prescribed Total Demand (hidden, W)]])/1000,\"\")))","v":""},{"$f":"\"\"","v":""},{"$f":"IF(OR(Table2[[#This Row],[Control Type]]=\"None\", ISBLANK(Table2[[#This Row],[Control Type]])),\"\", IF(ISBLANK(Table2[[#This Row],[New Total Demand (hidden, W)]]),\"\", IF(ISBLANK(Table2[[#This Row],[Annual Usage Hours (hrs)]]),  IFERROR( 0.2*Table2[[#This Row],[Reference Hours (hrs)]]*Table2[[#This Row],[New Total Demand (hidden, W)]]/1000,\"\"), IFERROR( 0.2*Table2[[#This Row],[Annual Usage Hours (hrs)]]*Table2[[#This Row],[New Total Demand (hidden, W)]]/1000,\"\"))))","v":""},{"$f":"IF(AND(NOT(ISNUMBER(Table2[[#This Row],[Rebate Per Unit\n(CAD)]])),ISBLANK(Table2[[#This Row],[Control Type]])), \"\", IF(OR(Table2[[#This Row],[Rebate Per Unit\n(CAD)]]=0,AND(NOT(ISNUMBER(Table2[[#This Row],[Rebate Per Unit\n(CAD)]])), ISTEXT(Table2[[#This Row],[Control Type]]))), 0, IFERROR(Table2[[#This Row],[Prescribed Quantity]]*Table2[[#This Row],[Rebate Per Unit\n(CAD)]],\"\")))","v":""},{"$f":" IF(AND(ISBLANK(Table2[[#This Row],[Control Type]]),ISNUMBER(Table2[[#This Row],[Rebate Value (CAD)]])),0, IFERROR(Table2[[#This Row],[Control Quantity]]*Table2[[#This Row],[Control Rebate per Unit\n(CAD)]],\"\"))","v":""},{"$f":"IF(AND(ISBLANK(Table2[[#This Row],[Rebate Value (CAD)]]),ISBLANK(Table2[[#This Row],[Rebate Value for Controls (CAD)]])), \"\", IFERROR(Table2[[#This Row],[Rebate Value (CAD)]]+Table2[[#This Row],[Rebate Value for Controls (CAD)]],\"\"))","v":""},{"$f":"IF(Table2[[#This Row],[Lighting  Technology]]=\"Other\",\"Other - \"&Table2[[#This Row],[Other - Lighting Technology Description]],Table2[[#This Row],[BC Hydro Rebate Category ]])","v":0},{"$f":"Table2[[#This Row],[BC Hydro Rebate Category ]]&Table2[[#This Row],[Retrofit Part '# (mandatory to validate Rebates)]]","v":""}]
[null,null,null,null,null,null,{"$f":"IF(ISBLANK(Table2[[#This Row],[Prescribed Lighting Source]]), \"\", IFERROR( INDEX(Table13ExistingPrescribedWattage,MATCH(Table2[[#This Row],[Prescribed Lighting Source]],Table13ExistingLightingSource,0)), IFERROR(INDEX(Table13ExistingPrescribedWattage,MATCH(Table2[[#This Row],[Fortis Rebate Category ]],Table13NewLightingSource,0)),\"-\")))","v":""},null,{"$f":"IFERROR(INDEX(SpaceTypeHours,MATCH(Table2[[#This Row],[Space Type]],SpaceType,0)),\"\")","v":""},null,{"$f":"IFERROR(IF(Table2[[#This Row],[Lighting  Technology]]=\"Other\",Table2[[#This Row],[Existing Effective Input Wattage (W)]]*Table2[[#This Row],[Existing Luminaire Quantity]],Table2[[#This Row],[Existing Prescribed Wattage (W)]]*Table2[[#This Row],[Existing Luminaire Quantity]]),\"\")","v":""},{"$f":"IF(Table2[Lighting  Technology] = \"Other\",(Table2[[#This Row],[Existing Luminaire Quantity]]*Table2[[#This Row],[Existing Effective Input Wattage (W)]]), IF(Table2[Existing Prescribed Wattage (W)] = \"\",\"\", IF( ISBLANK(Table2[[#This Row],[Existing Effective Input Wattage (W)]]), (Table2[[#This Row],[Existing Luminaire Quantity]]*Table2[[#This Row],[Existing Prescribed Wattage (W)]]),(Table2[[#This Row],[Existing Luminaire Quantity]]*Table2[[#This Row],[Existing Effective Input Wattage (W)]]))))","v":""},{"$f":"IF( (ISBLANK(Table2[[#This Row],[Annual Usage Hours (hrs)]])), IFERROR(Table2[[#This Row],[Reference Hours (hrs)]]*Table2[[#This Row],[Total Demand (Hidden) W]]/1000,\"\"), IFERROR(Table2[[#This Row],[Annual Usage Hours (hrs)]]*Table2[[#This Row],[Total Demand (Hidden) W]]/1000,\"\"))","v":""},null,null,{"$f":"IF(Table2[[#This Row],[Lighting  Technology]]=\"Other\", 0, IF( AND(ISBLANK(Table2[[#This Row],[BC Hydro Rebate Category ]]),ISBLANK(Table2[[#This Row],[Fortis Rebate Category ]])), \"\", IF(ISTEXT(Table2[[#This Row],[Fortis Rebate Category ]]), IFERROR(INDEX(Table13[Rebate],MATCH(Table2[[#This Row],[Fortis Rebate Category ]],Table13[Fortis New Lighting source],0)),\"\"), IF(ISTEXT(Table2[[#This Row],[BC Hydro Rebate Category ]]), IFERROR(INDEX(Table13Rebate,MATCH(Table2[[#This Row],[BC Hydro Rebate Category ]],Table13BCHRebateCategory,0)),\"\"), \"\"))))","v":""},{"$f":" IF(Table2[[#This Row],[Lighting  Technology]]=\"Other\", \"per Unit\", IF( AND(ISBLANK(Table2[[#This Row],[BC Hydro Rebate Category ]]),ISBLANK(Table2[[#This Row],[Fortis Rebate Category ]])), \"\", IF(ISTEXT(Table2[[#This Row],[Fortis Rebate Category ]]), IFERROR(INDEX(Table13PerUnit,MATCH(Table2[[#This Row],[Fortis Rebate Category ]],Table13[Fortis New Lighting source],0)),\"\"), IF(ISTEXT(Table2[[#This Row],[BC Hydro Rebate Category ]]), IFERROR(INDEX(Table13PerUnit,MATCH(Table2[[#This Row],[BC Hydro Rebate Category ]],Table13BCHRebateCategory,0)),\"\"), \"\"))))","v":""},null,{"$f":"IF( AND(ISBLANK(Table2[[#This Row],[Existing Luminaire Quantity]]),ISBLANK(Table2[[#This Row],[Prescribed Lighting Source]])), \"\", IF( OR(AND(ISNUMBER(SEARCH(\"lamp fl.\",Table2[[#This Row],[Prescribed Lighting Source]])),ISNUMBER(SEARCH(\"T8 lamp\",Table2[[#This Row],[BC Hydro Rebate Category ]]))),AND(ISNUMBER(SEARCH(\"T5HO\",Table2[[#This Row],[Prescribed Lighting Source]])),ISNUMBER(SEARCH(\"T5HO\",Table2[[#This Row],[BC Hydro Rebate Category ]]))),AND(ISNUMBER(SEARCH(\"lamp fl.\",Table2[[#This Row],[Prescribed Lighting Source]])),ISNUMBER(SEARCH(\"T8 lamp\",Table2[[#This Row],[Fortis Rebate Category ]]))),AND(ISNUMBER(SEARCH(\"T5HO\",Table2[[#This Row],[Prescribed Lighting Source]])),ISNUMBER(SEARCH(\"T5HO\",Table2[[#This Row],[Fortis Rebate Category ]])))          ),  IFERROR(INDEX(Table13NumberofLamps,MATCH(Table2[[#This Row],[Prescribed Lighting Source]],Table13ExistingLightingSource,0))*Table2[[#This Row],[Existing Luminaire Quantity]], \"-\"),  IF(Table2[[#This Row],[Lighting  Technology]]=\"Other\", IFERROR(Table2[[#This Row],[Existing Luminaire Quantity]],\"-\"), IFERROR(Table2[[#This Row],[Existing Luminaire Quantity]],\"-\"))))","v":""},{"$f":"IF( AND(ISBLANK(Table2[[#This Row],[BC Hydro Rebate Category ]]),ISBLANK(Table2[[#This Row],[Fortis Rebate Category ]])), \"\", IF(ISTEXT(Table2[[#This Row],[Fortis Rebate Category ]]), IFERROR(INDEX(Table13NewPrescribedWattage,MATCH(Table2[[#This Row],[Fortis Rebate Category ]],Table13[Fortis New Lighting source],0)),\"\"), IF(ISTEXT(Table2[[#This Row],[BC Hydro Rebate Category ]]), IFERROR(INDEX(Table13NewPrescribedWattage,MATCH(Table2[[#This Row],[BC Hydro Rebate Category ]],Table13BCHRebateCategory,0)),\"\"), \"\")))","v":""},null,null,{"$f":"IF(Table2[[#This Row],[Lighting  Technology]]=\"Other\", \"-\", IF( AND(ISBLANK(Table2[[#This Row],[BC Hydro Rebate Category ]]),ISBLANK(Table2[[#This Row],[Fortis Rebate Category ]])), \"\", IF(ISTEXT(Table2[[#This Row],[Fortis Rebate Category ]]), IFERROR(INDEX(Table13BCHECM,MATCH(Table2[[#This Row],[Fortis Rebate Category ]],Table13[Fortis New Lighting source],0)),\"\"), IF(ISTEXT(Table2[[#This Row],[BC Hydro Rebate Category ]]), IFERROR(INDEX(Table13BCHECM,MATCH(Table2[[#This Row],[BC Hydro Rebate Category ]],Table13BCHRebateCategory,0)),\"\"), \"\"))))","v":""},{"$f":"IF(Table2[[#This Row],[Lighting  Technology]]=\"Other\", 0, IF( AND(ISBLANK(Table2[[#This Row],[BC Hydro Rebate Category ]]),ISBLANK(Table2[[#This Row],[Fortis Rebate Category ]])), \"\", IF(ISTEXT(Table2[[#This Row],[Fortis Rebate Category ]]), IFERROR(INDEX(Table13Persistence,MATCH(Table2[[#This Row],[Fortis Rebate Category ]],Table13[Fortis New Lighting source],0)),\"\"), IF(ISTEXT(Table2[[#This Row],[BC Hydro Rebate Category ]]), IFERROR(INDEX(Table13Persistence,MATCH(Table2[[#This Row],[BC Hydro Rebate Category ]],Table13BCHRebateCategory,0)),\"\"), \"\"))))","v":""},null,{"$f":"IFERROR(INDEX(Table5ControlRebate,MATCH(Table2[[#This Row],[Control Type]],Table5NewControl,0)),\"\")","v":""},null,{"$f":"IF(ISBLANK(Table2[[#This Row],[Control Type]]), IF(ISBLANK(Table2[[#This Row],[Annual Usage Hours (hrs)]]),Table2[[#This Row],[Reference Hours (hrs)]], Table2[[#This Row],[Annual Usage Hours (hrs)]]), IF(AND(ISBLANK(Table2[[#This Row],[Annual Usage Hours (hrs)]]), Table2[[#This Row],[Control Type]]=\"None\"), Table2[[#This Row],[Reference Hours (hrs)]], IF(Table2[[#This Row],[Control Type]]=\"None\", Table2[[#This Row],[Annual Usage Hours (hrs)]], IF(AND(ISBLANK(Table2[[#This Row],[Annual Usage Hours (hrs)]]), Table2[[#This Row],[Control Type]]<>\"None\"), IFERROR(Table2[[#This Row],[Reference Hours (hrs)]]*0.8,\"\"), IF(Table2[[#This Row],[Control Type]]<>\"None\", IFERROR( Table2[[#This Row],[Annual Usage Hours (hrs)]]*0.8,\"\"),\"\")))))","v":""},{"$f":"IF( Table2[[#This Row],[Lighting  Technology]]=\"Other\", IF(ISBLANK(Table2[[#This Row],[Retrofit Lamp/ Luminaire Wattage (see Rebate Unit)]]),\"\",IFERROR(Table2[[#This Row],[Prescribed Quantity]]*Table2[[#This Row],[Retrofit Lamp/ Luminaire Wattage (see Rebate Unit)]],\"\")), IF(ISBLANK(Table2[[#This Row],[Retrofit Lamp/ Luminaire Wattage (see Rebate Unit)]]),IFERROR(Table2[[#This Row],[Prescribed Quantity]]*Table2[[#This Row],[Prescribed Wattage (W)]],\"\"),IFERROR(Table2[[#This Row],[Prescribed Quantity]]*Table2[[#This Row],[Retrofit Lamp/ Luminaire Wattage (see Rebate Unit)]],\"\")))","v":""},{"$f":"IFERROR((IF( Table2[[#This Row],[Lighting  Technology]]=\"Other\", Table2[[#This Row],[Prescribed Quantity]]*Table2[[#This Row],[Retrofit Lamp/ Luminaire Wattage (see Rebate Unit)]], Table2[[#This Row],[Prescribed Quantity]]*Table2[[#This Row],[Prescribed Wattage (W)]] )),\"\")","v":""},{"$f":"IF(ISBLANK(Table2[[#This Row],[New Total Demand (hidden, W)]]),\"\", IF(ISBLANK(Table2[[#This Row],[New Hours (hidden, hrs)]]), \"\", IFERROR(Table2[[#This Row],[New Hours (hidden, hrs)]]*Table2[[#This Row],[New Total Demand (hidden, W)]]/1000,\"\")))","v":""},{"$f":"IF(ISBLANK(Table2[[#This Row],[Total Demand (Hidden) W]]),\"\", IF(ISBLANK(Table2[[#This Row],[New Total Demand (hidden, W)]]), \"\", IFERROR((Table2[[#This Row],[Total Demand (Hidden) W]]-Table2[[#This Row],[New Total Demand (hidden, W)]])/1000,\"\")))","v":""},{"$f":"IF( OR(ISBLANK(Table2[[#This Row],[New Total Demand (hidden, W)]]),ISBLANK(Table2[[#This Row],[Total Demand (Hidden) W]])),\"\", IF(ISBLANK(Table2[[#This Row],[Annual Usage Hours (hrs)]]), IFERROR( Table2[[#This Row],[Reference Hours (hrs)]]*(Table2[[#This Row],[Total Demand (Hidden) W]]-Table2[[#This Row],[New Total Demand (hidden, W)]])/1000,\"\"), IFERROR( Table2[[#This Row],[Annual Usage Hours (hrs)]]*(Table2[[#This Row],[Total Demand (Hidden) W]]-Table2[[#This Row],[New Total Demand (hidden, W)]])/1000,\"\")))","v":""},{"$f":"IF( OR(ISBLANK(Table2[[#This Row],[Prescribed Total Demand (hidden, W)]]),ISBLANK(Table2[[#This Row],[Total Demand (Hidden) W]])),\"\", IF(ISBLANK(Table2[[#This Row],[Annual Usage Hours (hrs)]]), IFERROR( Table2[[#This Row],[Reference Hours (hrs)]]*((Table2[Existing Prescribed Wattage (W)]*Table2[Existing Luminaire Quantity])-Table2[[#This Row],[Prescribed Total Demand (hidden, W)]])/1000,\"\"), IFERROR( Table2[[#This Row],[Annual Usage Hours (hrs)]]*((Table2[Existing Prescribed Wattage (W)]*Table2[Existing Luminaire Quantity])-Table2[[#This Row],[Prescribed Total Demand (hidden, W)]])/1000,\"\")))","v":""},{"$f":"\"\"","v":""},{"$f":"IF(OR(Table2[[#This Row],[Control Type]]=\"None\", ISBLANK(Table2[[#This Row],[Control Type]])),\"\", IF(ISBLANK(Table2[[#This Row],[New Total Demand (hidden, W)]]),\"\", IF(ISBLANK(Table2[[#This Row],[Annual Usage Hours (hrs)]]),  IFERROR( 0.2*Table2[[#This Row],[Reference Hours (hrs)]]*Table2[[#This Row],[New Total Demand (hidden, W)]]/1000,\"\"), IFERROR( 0.2*Table2[[#This Row],[Annual Usage Hours (hrs)]]*Table2[[#This Row],[New Total Demand (hidden, W)]]/1000,\"\"))))","v":""},{"$f":"IF(AND(NOT(ISNUMBER(Table2[[#This Row],[Rebate Per Unit\n(CAD)]])),ISBLANK(Table2[[#This Row],[Control Type]])), \"\", IF(OR(Table2[[#This Row],[Rebate Per Unit\n(CAD)]]=0,AND(NOT(ISNUMBER(Table2[[#This Row],[Rebate Per Unit\n(CAD)]])), ISTEXT(Table2[[#This Row],[Control Type]]))), 0, IFERROR(Table2[[#This Row],[Prescribed Quantity]]*Table2[[#This Row],[Rebate Per Unit\n(CAD)]],\"\")))","v":""},{"$f":" IF(AND(ISBLANK(Table2[[#This Row],[Control Type]]),ISNUMBER(Table2[[#This Row],[Rebate Value (CAD)]])),0, IFERROR(Table2[[#This Row],[Control Quantity]]*Table2[[#This Row],[Control Rebate per Unit\n(CAD)]],\"\"))","v":""},{"$f":"IF(AND(ISBLANK(Table2[[#This Row],[Rebate Value (CAD)]]),ISBLANK(Table2[[#This Row],[Rebate Value for Controls (CAD)]])), \"\", IFERROR(Table2[[#This Row],[Rebate Value (CAD)]]+Table2[[#This Row],[Rebate Value for Controls (CAD)]],\"\"))","v":""},{"$f":"IF(Table2[[#This Row],[Lighting  Technology]]=\"Other\",\"Other - \"&Table2[[#This Row],[Other - Lighting Technology Description]],Table2[[#This Row],[BC Hydro Rebate Category ]])","v":0},{"$f":"Table2[[#This Row],[BC Hydro Rebate Category ]]&Table2[[#This Row],[Retrofit Part '# (mandatory to validate Rebates)]]","v":""}]
[null,null,null,null,null,null,{"$f":"IF(ISBLANK(Table2[[#This Row],[Prescribed Lighting Source]]), \"\", IFERROR( INDEX(Table13ExistingPrescribedWattage,MATCH(Table2[[#This Row],[Prescribed Lighting Source]],Table13ExistingLightingSource,0)), IFERROR(INDEX(Table13ExistingPrescribedWattage,MATCH(Table2[[#This Row],[Fortis Rebate Category ]],Table13NewLightingSource,0)),\"-\")))","v":""},null,{"$f":"IFERROR(INDEX(SpaceTypeHours,MATCH(Table2[[#This Row],[Space Type]],SpaceType,0)),\"\")","v":""},null,{"$f":"IFERROR(IF(Table2[[#This Row],[Lighting  Technology]]=\"Other\",Table2[[#This Row],[Existing Effective Input Wattage (W)]]*Table2[[#This Row],[Existing Luminaire Quantity]],Table2[[#This Row],[Existing Prescribed Wattage (W)]]*Table2[[#This Row],[Existing Luminaire Quantity]]),\"\")","v":""},{"$f":"IF(Table2[Lighting  Technology] = \"Other\",(Table2[[#This Row],[Existing Luminaire Quantity]]*Table2[[#This Row],[Existing Effective Input Wattage (W)]]), IF(Table2[Existing Prescribed Wattage (W)] = \"\",\"\", IF( ISBLANK(Table2[[#This Row],[Existing Effective Input Wattage (W)]]), (Table2[[#This Row],[Existing Luminaire Quantity]]*Table2[[#This Row],[Existing Prescribed Wattage (W)]]),(Table2[[#This Row],[Existing Luminaire Quantity]]*Table2[[#This Row],[Existing Effective Input Wattage (W)]]))))","v":""},{"$f":"IF( (ISBLANK(Table2[[#This Row],[Annual Usage Hours (hrs)]])), IFERROR(Table2[[#This Row],[Reference Hours (hrs)]]*Table2[[#This Row],[Total Demand (Hidden) W]]/1000,\"\"), IFERROR(Table2[[#This Row],[Annual Usage Hours (hrs)]]*Table2[[#This Row],[Total Demand (Hidden) W]]/1000,\"\"))","v":""},null,null,{"$f":"IF(Table2[[#This Row],[Lighting  Technology]]=\"Other\", 0, IF( AND(ISBLANK(Table2[[#This Row],[BC Hydro Rebate Category ]]),ISBLANK(Table2[[#This Row],[Fortis Rebate Category ]])), \"\", IF(ISTEXT(Table2[[#This Row],[Fortis Rebate Category ]]), IFERROR(INDEX(Table13[Rebate],MATCH(Table2[[#This Row],[Fortis Rebate Category ]],Table13[Fortis New Lighting source],0)),\"\"), IF(ISTEXT(Table2[[#This Row],[BC Hydro Rebate Category ]]), IFERROR(INDEX(Table13Rebate,MATCH(Table2[[#This Row],[BC Hydro Rebate Category ]],Table13BCHRebateCategory,0)),\"\"), \"\"))))","v":""},{"$f":" IF(Table2[[#This Row],[Lighting  Technology]]=\"Other\", \"per Unit\", IF( AND(ISBLANK(Table2[[#This Row],[BC Hydro Rebate Category ]]),ISBLANK(Table2[[#This Row],[Fortis Rebate Category ]])), \"\", IF(ISTEXT(Table2[[#This Row],[Fortis Rebate Category ]]), IFERROR(INDEX(Table13PerUnit,MATCH(Table2[[#This Row],[Fortis Rebate Category ]],Table13[Fortis New Lighting source],0)),\"\"), IF(ISTEXT(Table2[[#This Row],[BC Hydro Rebate Category ]]), IFERROR(INDEX(Table13PerUnit,MATCH(Table2[[#This Row],[BC Hydro Rebate Category ]],Table13BCHRebateCategory,0)),\"\"), \"\"))))","v":""},null,{"$f":"IF( AND(ISBLANK(Table2[[#This Row],[Existing Luminaire Quantity]]),ISBLANK(Table2[[#This Row],[Prescribed Lighting Source]])), \"\", IF( OR(AND(ISNUMBER(SEARCH(\"lamp fl.\",Table2[[#This Row],[Prescribed Lighting Source]])),ISNUMBER(SEARCH(\"T8 lamp\",Table2[[#This Row],[BC Hydro Rebate Category ]]))),AND(ISNUMBER(SEARCH(\"T5HO\",Table2[[#This Row],[Prescribed Lighting Source]])),ISNUMBER(SEARCH(\"T5HO\",Table2[[#This Row],[BC Hydro Rebate Category ]]))),AND(ISNUMBER(SEARCH(\"lamp fl.\",Table2[[#This Row],[Prescribed Lighting Source]])),ISNUMBER(SEARCH(\"T8 lamp\",Table2[[#This Row],[Fortis Rebate Category ]]))),AND(ISNUMBER(SEARCH(\"T5HO\",Table2[[#This Row],[Prescribed Lighting Source]])),ISNUMBER(SEARCH(\"T5HO\",Table2[[#This Row],[Fortis Rebate Category ]])))          ),  IFERROR(INDEX(Table13NumberofLamps,MATCH(Table2[[#This Row],[Prescribed Lighting Source]],Table13ExistingLightingSource,0))*Table2[[#This Row],[Existing Luminaire Quantity]], \"-\"),  IF(Table2[[#This Row],[Lighting  Technology]]=\"Other\", IFERROR(Table2[[#This Row],[Existing Luminaire Quantity]],\"-\"), IFERROR(Table2[[#This Row],[Existing Luminaire Quantity]],\"-\"))))","v":""},{"$f":"IF( AND(ISBLANK(Table2[[#This Row],[BC Hydro Rebate Category ]]),ISBLANK(Table2[[#This Row],[Fortis Rebate Category ]])), \"\", IF(ISTEXT(Table2[[#This Row],[Fortis Rebate Category ]]), IFERROR(INDEX(Table13NewPrescribedWattage,MATCH(Table2[[#This Row],[Fortis Rebate Category ]],Table13[Fortis New Lighting source],0)),\"\"), IF(ISTEXT(Table2[[#This Row],[BC Hydro Rebate Category ]]), IFERROR(INDEX(Table13NewPrescribedWattage,MATCH(Table2[[#This Row],[BC Hydro Rebate Category ]],Table13BCHRebateCategory,0)),\"\"), \"\")))","v":""},null,null,{"$f":"IF(Table2[[#This Row],[Lighting  Technology]]=\"Other\", \"-\", IF( AND(ISBLANK(Table2[[#This Row],[BC Hydro Rebate Category ]]),ISBLANK(Table2[[#This Row],[Fortis Rebate Category ]])), \"\", IF(ISTEXT(Table2[[#This Row],[Fortis Rebate Category ]]), IFERROR(INDEX(Table13BCHECM,MATCH(Table2[[#This Row],[Fortis Rebate Category ]],Table13[Fortis New Lighting source],0)),\"\"), IF(ISTEXT(Table2[[#This Row],[BC Hydro Rebate Category ]]), IFERROR(INDEX(Table13BCHECM,MATCH(Table2[[#This Row],[BC Hydro Rebate Category ]],Table13BCHRebateCategory,0)),\"\"), \"\"))))","v":""},{"$f":"IF(Table2[[#This Row],[Lighting  Technology]]=\"Other\", 0, IF( AND(ISBLANK(Table2[[#This Row],[BC Hydro Rebate Category ]]),ISBLANK(Table2[[#This Row],[Fortis Rebate Category ]])), \"\", IF(ISTEXT(Table2[[#This Row],[Fortis Rebate Category ]]), IFERROR(INDEX(Table13Persistence,MATCH(Table2[[#This Row],[Fortis Rebate Category ]],Table13[Fortis New Lighting source],0)),\"\"), IF(ISTEXT(Table2[[#This Row],[BC Hydro Rebate Category ]]), IFERROR(INDEX(Table13Persistence,MATCH(Table2[[#This Row],[BC Hydro Rebate Category ]],Table13BCHRebateCategory,0)),\"\"), \"\"))))","v":""},null,{"$f":"IFERROR(INDEX(Table5ControlRebate,MATCH(Table2[[#This Row],[Control Type]],Table5NewControl,0)),\"\")","v":""},null,{"$f":"IF(ISBLANK(Table2[[#This Row],[Control Type]]), IF(ISBLANK(Table2[[#This Row],[Annual Usage Hours (hrs)]]),Table2[[#This Row],[Reference Hours (hrs)]], Table2[[#This Row],[Annual Usage Hours (hrs)]]), IF(AND(ISBLANK(Table2[[#This Row],[Annual Usage Hours (hrs)]]), Table2[[#This Row],[Control Type]]=\"None\"), Table2[[#This Row],[Reference Hours (hrs)]], IF(Table2[[#This Row],[Control Type]]=\"None\", Table2[[#This Row],[Annual Usage Hours (hrs)]], IF(AND(ISBLANK(Table2[[#This Row],[Annual Usage Hours (hrs)]]), Table2[[#This Row],[Control Type]]<>\"None\"), IFERROR(Table2[[#This Row],[Reference Hours (hrs)]]*0.8,\"\"), IF(Table2[[#This Row],[Control Type]]<>\"None\", IFERROR( Table2[[#This Row],[Annual Usage Hours (hrs)]]*0.8,\"\"),\"\")))))","v":""},{"$f":"IF( Table2[[#This Row],[Lighting  Technology]]=\"Other\", IF(ISBLANK(Table2[[#This Row],[Retrofit Lamp/ Luminaire Wattage (see Rebate Unit)]]),\"\",IFERROR(Table2[[#This Row],[Prescribed Quantity]]*Table2[[#This Row],[Retrofit Lamp/ Luminaire Wattage (see Rebate Unit)]],\"\")), IF(ISBLANK(Table2[[#This Row],[Retrofit Lamp/ Luminaire Wattage (see Rebate Unit)]]),IFERROR(Table2[[#This Row],[Prescribed Quantity]]*Table2[[#This Row],[Prescribed Wattage (W)]],\"\"),IFERROR(Table2[[#This Row],[Prescribed Quantity]]*Table2[[#This Row],[Retrofit Lamp/ Luminaire Wattage (see Rebate Unit)]],\"\")))","v":""},{"$f":"IFERROR((IF( Table2[[#This Row],[Lighting  Technology]]=\"Other\", Table2[[#This Row],[Prescribed Quantity]]*Table2[[#This Row],[Retrofit Lamp/ Luminaire Wattage (see Rebate Unit)]], Table2[[#This Row],[Prescribed Quantity]]*Table2[[#This Row],[Prescribed Wattage (W)]] )),\"\")","v":""},{"$f":"IF(ISBLANK(Table2[[#This Row],[New Total Demand (hidden, W)]]),\"\", IF(ISBLANK(Table2[[#This Row],[New Hours (hidden, hrs)]]), \"\", IFERROR(Table2[[#This Row],[New Hours (hidden, hrs)]]*Table2[[#This Row],[New Total Demand (hidden, W)]]/1000,\"\")))","v":""},{"$f":"IF(ISBLANK(Table2[[#This Row],[Total Demand (Hidden) W]]),\"\", IF(ISBLANK(Table2[[#This Row],[New Total Demand (hidden, W)]]), \"\", IFERROR((Table2[[#This Row],[Total Demand (Hidden) W]]-Table2[[#This Row],[New Total Demand (hidden, W)]])/1000,\"\")))","v":""},{"$f":"IF( OR(ISBLANK(Table2[[#This Row],[New Total Demand (hidden, W)]]),ISBLANK(Table2[[#This Row],[Total Demand (Hidden) W]])),\"\", IF(ISBLANK(Table2[[#This Row],[Annual Usage Hours (hrs)]]), IFERROR( Table2[[#This Row],[Reference Hours (hrs)]]*(Table2[[#This Row],[Total Demand (Hidden) W]]-Table2[[#This Row],[New Total Demand (hidden, W)]])/1000,\"\"), IFERROR( Table2[[#This Row],[Annual Usage Hours (hrs)]]*(Table2[[#This Row],[Total Demand (Hidden) W]]-Table2[[#This Row],[New Total Demand (hidden, W)]])/1000,\"\")))","v":""},{"$f":"IF( OR(ISBLANK(Table2[[#This Row],[Prescribed Total Demand (hidden, W)]]),ISBLANK(Table2[[#This Row],[Total Demand (Hidden) W]])),\"\", IF(ISBLANK(Table2[[#This Row],[Annual Usage Hours (hrs)]]), IFERROR( Table2[[#This Row],[Reference Hours (hrs)]]*((Table2[Existing Prescribed Wattage (W)]*Table2[Existing Luminaire Quantity])-Table2[[#This Row],[Prescribed Total Demand (hidden, W)]])/1000,\"\"), IFERROR( Table2[[#This Row],[Annual Usage Hours (hrs)]]*((Table2[Existing Prescribed Wattage (W)]*Table2[Existing Luminaire Quantity])-Table2[[#This Row],[Prescribed Total Demand (hidden, W)]])/1000,\"\")))","v":""},{"$f":"\"\"","v":""},{"$f":"IF(OR(Table2[[#This Row],[Control Type]]=\"None\", ISBLANK(Table2[[#This Row],[Control Type]])),\"\", IF(ISBLANK(Table2[[#This Row],[New Total Demand (hidden, W)]]),\"\", IF(ISBLANK(Table2[[#This Row],[Annual Usage Hours (hrs)]]),  IFERROR( 0.2*Table2[[#This Row],[Reference Hours (hrs)]]*Table2[[#This Row],[New Total Demand (hidden, W)]]/1000,\"\"), IFERROR( 0.2*Table2[[#This Row],[Annual Usage Hours (hrs)]]*Table2[[#This Row],[New Total Demand (hidden, W)]]/1000,\"\"))))","v":""},{"$f":"IF(AND(NOT(ISNUMBER(Table2[[#This Row],[Rebate Per Unit\n(CAD)]])),ISBLANK(Table2[[#This Row],[Control Type]])), \"\", IF(OR(Table2[[#This Row],[Rebate Per Unit\n(CAD)]]=0,AND(NOT(ISNUMBER(Table2[[#This Row],[Rebate Per Unit\n(CAD)]])), ISTEXT(Table2[[#This Row],[Control Type]]))), 0, IFERROR(Table2[[#This Row],[Prescribed Quantity]]*Table2[[#This Row],[Rebate Per Unit\n(CAD)]],\"\")))","v":""},{"$f":" IF(AND(ISBLANK(Table2[[#This Row],[Control Type]]),ISNUMBER(Table2[[#This Row],[Rebate Value (CAD)]])),0, IFERROR(Table2[[#This Row],[Control Quantity]]*Table2[[#This Row],[Control Rebate per Unit\n(CAD)]],\"\"))","v":""},{"$f":"IF(AND(ISBLANK(Table2[[#This Row],[Rebate Value (CAD)]]),ISBLANK(Table2[[#This Row],[Rebate Value for Controls (CAD)]])), \"\", IFERROR(Table2[[#This Row],[Rebate Value (CAD)]]+Table2[[#This Row],[Rebate Value for Controls (CAD)]],\"\"))","v":""},{"$f":"IF(Table2[[#This Row],[Lighting  Technology]]=\"Other\",\"Other - \"&Table2[[#This Row],[Other - Lighting Technology Description]],Table2[[#This Row],[BC Hydro Rebate Category ]])","v":0},{"$f":"Table2[[#This Row],[BC Hydro Rebate Category ]]&Table2[[#This Row],[Retrofit Part '# (mandatory to validate Rebates)]]","v":""}]
[null,null,null,null,null,null,{"$f":"IF(ISBLANK(Table2[[#This Row],[Prescribed Lighting Source]]), \"\", IFERROR( INDEX(Table13ExistingPrescribedWattage,MATCH(Table2[[#This Row],[Prescribed Lighting Source]],Table13ExistingLightingSource,0)), IFERROR(INDEX(Table13ExistingPrescribedWattage,MATCH(Table2[[#This Row],[Fortis Rebate Category ]],Table13NewLightingSource,0)),\"-\")))","v":""},null,{"$f":"IFERROR(INDEX(SpaceTypeHours,MATCH(Table2[[#This Row],[Space Type]],SpaceType,0)),\"\")","v":""},null,{"$f":"IFERROR(IF(Table2[[#This Row],[Lighting  Technology]]=\"Other\",Table2[[#This Row],[Existing Effective Input Wattage (W)]]*Table2[[#This Row],[Existing Luminaire Quantity]],Table2[[#This Row],[Existing Prescribed Wattage (W)]]*Table2[[#This Row],[Existing Luminaire Quantity]]),\"\")","v":""},{"$f":"IF(Table2[Lighting  Technology] = \"Other\",(Table2[[#This Row],[Existing Luminaire Quantity]]*Table2[[#This Row],[Existing Effective Input Wattage (W)]]), IF(Table2[Existing Prescribed Wattage (W)] = \"\",\"\", IF( ISBLANK(Table2[[#This Row],[Existing Effective Input Wattage (W)]]), (Table2[[#This Row],[Existing Luminaire Quantity]]*Table2[[#This Row],[Existing Prescribed Wattage (W)]]),(Table2[[#This Row],[Existing Luminaire Quantity]]*Table2[[#This Row],[Existing Effective Input Wattage (W)]]))))","v":""},{"$f":"IF( (ISBLANK(Table2[[#This Row],[Annual Usage Hours (hrs)]])), IFERROR(Table2[[#This Row],[Reference Hours (hrs)]]*Table2[[#This Row],[Total Demand (Hidden) W]]/1000,\"\"), IFERROR(Table2[[#This Row],[Annual Usage Hours (hrs)]]*Table2[[#This Row],[Total Demand (Hidden) W]]/1000,\"\"))","v":""},null,null,{"$f":"IF(Table2[[#This Row],[Lighting  Technology]]=\"Other\", 0, IF( AND(ISBLANK(Table2[[#This Row],[BC Hydro Rebate Category ]]),ISBLANK(Table2[[#This Row],[Fortis Rebate Category ]])), \"\", IF(ISTEXT(Table2[[#This Row],[Fortis Rebate Category ]]), IFERROR(INDEX(Table13[Rebate],MATCH(Table2[[#This Row],[Fortis Rebate Category ]],Table13[Fortis New Lighting source],0)),\"\"), IF(ISTEXT(Table2[[#This Row],[BC Hydro Rebate Category ]]), IFERROR(INDEX(Table13Rebate,MATCH(Table2[[#This Row],[BC Hydro Rebate Category ]],Table13BCHRebateCategory,0)),\"\"), \"\"))))","v":""},{"$f":" IF(Table2[[#This Row],[Lighting  Technology]]=\"Other\", \"per Unit\", IF( AND(ISBLANK(Table2[[#This Row],[BC Hydro Rebate Category ]]),ISBLANK(Table2[[#This Row],[Fortis Rebate Category ]])), \"\", IF(ISTEXT(Table2[[#This Row],[Fortis Rebate Category ]]), IFERROR(INDEX(Table13PerUnit,MATCH(Table2[[#This Row],[Fortis Rebate Category ]],Table13[Fortis New Lighting source],0)),\"\"), IF(ISTEXT(Table2[[#This Row],[BC Hydro Rebate Category ]]), IFERROR(INDEX(Table13PerUnit,MATCH(Table2[[#This Row],[BC Hydro Rebate Category ]],Table13BCHRebateCategory,0)),\"\"), \"\"))))","v":""},null,{"$f":"IF( AND(ISBLANK(Table2[[#This Row],[Existing Luminaire Quantity]]),ISBLANK(Table2[[#This Row],[Prescribed Lighting Source]])), \"\", IF( OR(AND(ISNUMBER(SEARCH(\"lamp fl.\",Table2[[#This Row],[Prescribed Lighting Source]])),ISNUMBER(SEARCH(\"T8 lamp\",Table2[[#This Row],[BC Hydro Rebate Category ]]))),AND(ISNUMBER(SEARCH(\"T5HO\",Table2[[#This Row],[Prescribed Lighting Source]])),ISNUMBER(SEARCH(\"T5HO\",Table2[[#This Row],[BC Hydro Rebate Category ]]))),AND(ISNUMBER(SEARCH(\"lamp fl.\",Table2[[#This Row],[Prescribed Lighting Source]])),ISNUMBER(SEARCH(\"T8 lamp\",Table2[[#This Row],[Fortis Rebate Category ]]))),AND(ISNUMBER(SEARCH(\"T5HO\",Table2[[#This Row],[Prescribed Lighting Source]])),ISNUMBER(SEARCH(\"T5HO\",Table2[[#This Row],[Fortis Rebate Category ]])))          ),  IFERROR(INDEX(Table13NumberofLamps,MATCH(Table2[[#This Row],[Prescribed Lighting Source]],Table13ExistingLightingSource,0))*Table2[[#This Row],[Existing Luminaire Quantity]], \"-\"),  IF(Table2[[#This Row],[Lighting  Technology]]=\"Other\", IFERROR(Table2[[#This Row],[Existing Luminaire Quantity]],\"-\"), IFERROR(Table2[[#This Row],[Existing Luminaire Quantity]],\"-\"))))","v":""},{"$f":"IF( AND(ISBLANK(Table2[[#This Row],[BC Hydro Rebate Category ]]),ISBLANK(Table2[[#This Row],[Fortis Rebate Category ]])), \"\", IF(ISTEXT(Table2[[#This Row],[Fortis Rebate Category ]]), IFERROR(INDEX(Table13NewPrescribedWattage,MATCH(Table2[[#This Row],[Fortis Rebate Category ]],Table13[Fortis New Lighting source],0)),\"\"), IF(ISTEXT(Table2[[#This Row],[BC Hydro Rebate Category ]]), IFERROR(INDEX(Table13NewPrescribedWattage,MATCH(Table2[[#This Row],[BC Hydro Rebate Category ]],Table13BCHRebateCategory,0)),\"\"), \"\")))","v":""},null,null,{"$f":"IF(Table2[[#This Row],[Lighting  Technology]]=\"Other\", \"-\", IF( AND(ISBLANK(Table2[[#This Row],[BC Hydro Rebate Category ]]),ISBLANK(Table2[[#This Row],[Fortis Rebate Category ]])), \"\", IF(ISTEXT(Table2[[#This Row],[Fortis Rebate Category ]]), IFERROR(INDEX(Table13BCHECM,MATCH(Table2[[#This Row],[Fortis Rebate Category ]],Table13[Fortis New Lighting source],0)),\"\"), IF(ISTEXT(Table2[[#This Row],[BC Hydro Rebate Category ]]), IFERROR(INDEX(Table13BCHECM,MATCH(Table2[[#This Row],[BC Hydro Rebate Category ]],Table13BCHRebateCategory,0)),\"\"), \"\"))))","v":""},{"$f":"IF(Table2[[#This Row],[Lighting  Technology]]=\"Other\", 0, IF( AND(ISBLANK(Table2[[#This Row],[BC Hydro Rebate Category ]]),ISBLANK(Table2[[#This Row],[Fortis Rebate Category ]])), \"\", IF(ISTEXT(Table2[[#This Row],[Fortis Rebate Category ]]), IFERROR(INDEX(Table13Persistence,MATCH(Table2[[#This Row],[Fortis Rebate Category ]],Table13[Fortis New Lighting source],0)),\"\"), IF(ISTEXT(Table2[[#This Row],[BC Hydro Rebate Category ]]), IFERROR(INDEX(Table13Persistence,MATCH(Table2[[#This Row],[BC Hydro Rebate Category ]],Table13BCHRebateCategory,0)),\"\"), \"\"))))","v":""},null,{"$f":"IFERROR(INDEX(Table5ControlRebate,MATCH(Table2[[#This Row],[Control Type]],Table5NewControl,0)),\"\")","v":""},null,{"$f":"IF(ISBLANK(Table2[[#This Row],[Control Type]]), IF(ISBLANK(Table2[[#This Row],[Annual Usage Hours (hrs)]]),Table2[[#This Row],[Reference Hours (hrs)]], Table2[[#This Row],[Annual Usage Hours (hrs)]]), IF(AND(ISBLANK(Table2[[#This Row],[Annual Usage Hours (hrs)]]), Table2[[#This Row],[Control Type]]=\"None\"), Table2[[#This Row],[Reference Hours (hrs)]], IF(Table2[[#This Row],[Control Type]]=\"None\", Table2[[#This Row],[Annual Usage Hours (hrs)]], IF(AND(ISBLANK(Table2[[#This Row],[Annual Usage Hours (hrs)]]), Table2[[#This Row],[Control Type]]<>\"None\"), IFERROR(Table2[[#This Row],[Reference Hours (hrs)]]*0.8,\"\"), IF(Table2[[#This Row],[Control Type]]<>\"None\", IFERROR( Table2[[#This Row],[Annual Usage Hours (hrs)]]*0.8,\"\"),\"\")))))","v":""},{"$f":"IF( Table2[[#This Row],[Lighting  Technology]]=\"Other\", IF(ISBLANK(Table2[[#This Row],[Retrofit Lamp/ Luminaire Wattage (see Rebate Unit)]]),\"\",IFERROR(Table2[[#This Row],[Prescribed Quantity]]*Table2[[#This Row],[Retrofit Lamp/ Luminaire Wattage (see Rebate Unit)]],\"\")), IF(ISBLANK(Table2[[#This Row],[Retrofit Lamp/ Luminaire Wattage (see Rebate Unit)]]),IFERROR(Table2[[#This Row],[Prescribed Quantity]]*Table2[[#This Row],[Prescribed Wattage (W)]],\"\"),IFERROR(Table2[[#This Row],[Prescribed Quantity]]*Table2[[#This Row],[Retrofit Lamp/ Luminaire Wattage (see Rebate Unit)]],\"\")))","v":""},{"$f":"IFERROR((IF( Table2[[#This Row],[Lighting  Technology]]=\"Other\", Table2[[#This Row],[Prescribed Quantity]]*Table2[[#This Row],[Retrofit Lamp/ Luminaire Wattage (see Rebate Unit)]], Table2[[#This Row],[Prescribed Quantity]]*Table2[[#This Row],[Prescribed Wattage (W)]] )),\"\")","v":""},{"$f":"IF(ISBLANK(Table2[[#This Row],[New Total Demand (hidden, W)]]),\"\", IF(ISBLANK(Table2[[#This Row],[New Hours (hidden, hrs)]]), \"\", IFERROR(Table2[[#This Row],[New Hours (hidden, hrs)]]*Table2[[#This Row],[New Total Demand (hidden, W)]]/1000,\"\")))","v":""},{"$f":"IF(ISBLANK(Table2[[#This Row],[Total Demand (Hidden) W]]),\"\", IF(ISBLANK(Table2[[#This Row],[New Total Demand (hidden, W)]]), \"\", IFERROR((Table2[[#This Row],[Total Demand (Hidden) W]]-Table2[[#This Row],[New Total Demand (hidden, W)]])/1000,\"\")))","v":""},{"$f":"IF( OR(ISBLANK(Table2[[#This Row],[New Total Demand (hidden, W)]]),ISBLANK(Table2[[#This Row],[Total Demand (Hidden) W]])),\"\", IF(ISBLANK(Table2[[#This Row],[Annual Usage Hours (hrs)]]), IFERROR( Table2[[#This Row],[Reference Hours (hrs)]]*(Table2[[#This Row],[Total Demand (Hidden) W]]-Table2[[#This Row],[New Total Demand (hidden, W)]])/1000,\"\"), IFERROR( Table2[[#This Row],[Annual Usage Hours (hrs)]]*(Table2[[#This Row],[Total Demand (Hidden) W]]-Table2[[#This Row],[New Total Demand (hidden, W)]])/1000,\"\")))","v":""},{"$f":"IF( OR(ISBLANK(Table2[[#This Row],[Prescribed Total Demand (hidden, W)]]),ISBLANK(Table2[[#This Row],[Total Demand (Hidden) W]])),\"\", IF(ISBLANK(Table2[[#This Row],[Annual Usage Hours (hrs)]]), IFERROR( Table2[[#This Row],[Reference Hours (hrs)]]*((Table2[Existing Prescribed Wattage (W)]*Table2[Existing Luminaire Quantity])-Table2[[#This Row],[Prescribed Total Demand (hidden, W)]])/1000,\"\"), IFERROR( Table2[[#This Row],[Annual Usage Hours (hrs)]]*((Table2[Existing Prescribed Wattage (W)]*Table2[Existing Luminaire Quantity])-Table2[[#This Row],[Prescribed Total Demand (hidden, W)]])/1000,\"\")))","v":""},{"$f":"\"\"","v":""},{"$f":"IF(OR(Table2[[#This Row],[Control Type]]=\"None\", ISBLANK(Table2[[#This Row],[Control Type]])),\"\", IF(ISBLANK(Table2[[#This Row],[New Total Demand (hidden, W)]]),\"\", IF(ISBLANK(Table2[[#This Row],[Annual Usage Hours (hrs)]]),  IFERROR( 0.2*Table2[[#This Row],[Reference Hours (hrs)]]*Table2[[#This Row],[New Total Demand (hidden, W)]]/1000,\"\"), IFERROR( 0.2*Table2[[#This Row],[Annual Usage Hours (hrs)]]*Table2[[#This Row],[New Total Demand (hidden, W)]]/1000,\"\"))))","v":""},{"$f":"IF(AND(NOT(ISNUMBER(Table2[[#This Row],[Rebate Per Unit\n(CAD)]])),ISBLANK(Table2[[#This Row],[Control Type]])), \"\", IF(OR(Table2[[#This Row],[Rebate Per Unit\n(CAD)]]=0,AND(NOT(ISNUMBER(Table2[[#This Row],[Rebate Per Unit\n(CAD)]])), ISTEXT(Table2[[#This Row],[Control Type]]))), 0, IFERROR(Table2[[#This Row],[Prescribed Quantity]]*Table2[[#This Row],[Rebate Per Unit\n(CAD)]],\"\")))","v":""},{"$f":" IF(AND(ISBLANK(Table2[[#This Row],[Control Type]]),ISNUMBER(Table2[[#This Row],[Rebate Value (CAD)]])),0, IFERROR(Table2[[#This Row],[Control Quantity]]*Table2[[#This Row],[Control Rebate per Unit\n(CAD)]],\"\"))","v":""},{"$f":"IF(AND(ISBLANK(Table2[[#This Row],[Rebate Value (CAD)]]),ISBLANK(Table2[[#This Row],[Rebate Value for Controls (CAD)]])), \"\", IFERROR(Table2[[#This Row],[Rebate Value (CAD)]]+Table2[[#This Row],[Rebate Value for Controls (CAD)]],\"\"))","v":""},{"$f":"IF(Table2[[#This Row],[Lighting  Technology]]=\"Other\",\"Other - \"&Table2[[#This Row],[Other - Lighting Technology Description]],Table2[[#This Row],[BC Hydro Rebate Category ]])","v":0},{"$f":"Table2[[#This Row],[BC Hydro Rebate Category ]]&Table2[[#This Row],[Retrofit Part '# (mandatory to validate Rebates)]]","v":""}]
[null,null,null,null,null,null,{"$f":"IF(ISBLANK(Table2[[#This Row],[Prescribed Lighting Source]]), \"\", IFERROR( INDEX(Table13ExistingPrescribedWattage,MATCH(Table2[[#This Row],[Prescribed Lighting Source]],Table13ExistingLightingSource,0)), IFERROR(INDEX(Table13ExistingPrescribedWattage,MATCH(Table2[[#This Row],[Fortis Rebate Category ]],Table13NewLightingSource,0)),\"-\")))","v":""},null,{"$f":"IFERROR(INDEX(SpaceTypeHours,MATCH(Table2[[#This Row],[Space Type]],SpaceType,0)),\"\")","v":""},null,{"$f":"IFERROR(IF(Table2[[#This Row],[Lighting  Technology]]=\"Other\",Table2[[#This Row],[Existing Effective Input Wattage (W)]]*Table2[[#This Row],[Existing Luminaire Quantity]],Table2[[#This Row],[Existing Prescribed Wattage (W)]]*Table2[[#This Row],[Existing Luminaire Quantity]]),\"\")","v":""},{"$f":"IF(Table2[Lighting  Technology] = \"Other\",(Table2[[#This Row],[Existing Luminaire Quantity]]*Table2[[#This Row],[Existing Effective Input Wattage (W)]]), IF(Table2[Existing Prescribed Wattage (W)] = \"\",\"\", IF( ISBLANK(Table2[[#This Row],[Existing Effective Input Wattage (W)]]), (Table2[[#This Row],[Existing Luminaire Quantity]]*Table2[[#This Row],[Existing Prescribed Wattage (W)]]),(Table2[[#This Row],[Existing Luminaire Quantity]]*Table2[[#This Row],[Existing Effective Input Wattage (W)]]))))","v":""},{"$f":"IF( (ISBLANK(Table2[[#This Row],[Annual Usage Hours (hrs)]])), IFERROR(Table2[[#This Row],[Reference Hours (hrs)]]*Table2[[#This Row],[Total Demand (Hidden) W]]/1000,\"\"), IFERROR(Table2[[#This Row],[Annual Usage Hours (hrs)]]*Table2[[#This Row],[Total Demand (Hidden) W]]/1000,\"\"))","v":""},null,null,{"$f":"IF(Table2[[#This Row],[Lighting  Technology]]=\"Other\", 0, IF( AND(ISBLANK(Table2[[#This Row],[BC Hydro Rebate Category ]]),ISBLANK(Table2[[#This Row],[Fortis Rebate Category ]])), \"\", IF(ISTEXT(Table2[[#This Row],[Fortis Rebate Category ]]), IFERROR(INDEX(Table13[Rebate],MATCH(Table2[[#This Row],[Fortis Rebate Category ]],Table13[Fortis New Lighting source],0)),\"\"), IF(ISTEXT(Table2[[#This Row],[BC Hydro Rebate Category ]]), IFERROR(INDEX(Table13Rebate,MATCH(Table2[[#This Row],[BC Hydro Rebate Category ]],Table13BCHRebateCategory,0)),\"\"), \"\"))))","v":""},{"$f":" IF(Table2[[#This Row],[Lighting  Technology]]=\"Other\", \"per Unit\", IF( AND(ISBLANK(Table2[[#This Row],[BC Hydro Rebate Category ]]),ISBLANK(Table2[[#This Row],[Fortis Rebate Category ]])), \"\", IF(ISTEXT(Table2[[#This Row],[Fortis Rebate Category ]]), IFERROR(INDEX(Table13PerUnit,MATCH(Table2[[#This Row],[Fortis Rebate Category ]],Table13[Fortis New Lighting source],0)),\"\"), IF(ISTEXT(Table2[[#This Row],[BC Hydro Rebate Category ]]), IFERROR(INDEX(Table13PerUnit,MATCH(Table2[[#This Row],[BC Hydro Rebate Category ]],Table13BCHRebateCategory,0)),\"\"), \"\"))))","v":""},null,{"$f":"IF( AND(ISBLANK(Table2[[#This Row],[Existing Luminaire Quantity]]),ISBLANK(Table2[[#This Row],[Prescribed Lighting Source]])), \"\", IF( OR(AND(ISNUMBER(SEARCH(\"lamp fl.\",Table2[[#This Row],[Prescribed Lighting Source]])),ISNUMBER(SEARCH(\"T8 lamp\",Table2[[#This Row],[BC Hydro Rebate Category ]]))),AND(ISNUMBER(SEARCH(\"T5HO\",Table2[[#This Row],[Prescribed Lighting Source]])),ISNUMBER(SEARCH(\"T5HO\",Table2[[#This Row],[BC Hydro Rebate Category ]]))),AND(ISNUMBER(SEARCH(\"lamp fl.\",Table2[[#This Row],[Prescribed Lighting Source]])),ISNUMBER(SEARCH(\"T8 lamp\",Table2[[#This Row],[Fortis Rebate Category ]]))),AND(ISNUMBER(SEARCH(\"T5HO\",Table2[[#This Row],[Prescribed Lighting Source]])),ISNUMBER(SEARCH(\"T5HO\",Table2[[#This Row],[Fortis Rebate Category ]])))          ),  IFERROR(INDEX(Table13NumberofLamps,MATCH(Table2[[#This Row],[Prescribed Lighting Source]],Table13ExistingLightingSource,0))*Table2[[#This Row],[Existing Luminaire Quantity]], \"-\"),  IF(Table2[[#This Row],[Lighting  Technology]]=\"Other\", IFERROR(Table2[[#This Row],[Existing Luminaire Quantity]],\"-\"), IFERROR(Table2[[#This Row],[Existing Luminaire Quantity]],\"-\"))))","v":""},{"$f":"IF( AND(ISBLANK(Table2[[#This Row],[BC Hydro Rebate Category ]]),ISBLANK(Table2[[#This Row],[Fortis Rebate Category ]])), \"\", IF(ISTEXT(Table2[[#This Row],[Fortis Rebate Category ]]), IFERROR(INDEX(Table13NewPrescribedWattage,MATCH(Table2[[#This Row],[Fortis Rebate Category ]],Table13[Fortis New Lighting source],0)),\"\"), IF(ISTEXT(Table2[[#This Row],[BC Hydro Rebate Category ]]), IFERROR(INDEX(Table13NewPrescribedWattage,MATCH(Table2[[#This Row],[BC Hydro Rebate Category ]],Table13BCHRebateCategory,0)),\"\"), \"\")))","v":""},null,null,{"$f":"IF(Table2[[#This Row],[Lighting  Technology]]=\"Other\", \"-\", IF( AND(ISBLANK(Table2[[#This Row],[BC Hydro Rebate Category ]]),ISBLANK(Table2[[#This Row],[Fortis Rebate Category ]])), \"\", IF(ISTEXT(Table2[[#This Row],[Fortis Rebate Category ]]), IFERROR(INDEX(Table13BCHECM,MATCH(Table2[[#This Row],[Fortis Rebate Category ]],Table13[Fortis New Lighting source],0)),\"\"), IF(ISTEXT(Table2[[#This Row],[BC Hydro Rebate Category ]]), IFERROR(INDEX(Table13BCHECM,MATCH(Table2[[#This Row],[BC Hydro Rebate Category ]],Table13BCHRebateCategory,0)),\"\"), \"\"))))","v":""},{"$f":"IF(Table2[[#This Row],[Lighting  Technology]]=\"Other\", 0, IF( AND(ISBLANK(Table2[[#This Row],[BC Hydro Rebate Category ]]),ISBLANK(Table2[[#This Row],[Fortis Rebate Category ]])), \"\", IF(ISTEXT(Table2[[#This Row],[Fortis Rebate Category ]]), IFERROR(INDEX(Table13Persistence,MATCH(Table2[[#This Row],[Fortis Rebate Category ]],Table13[Fortis New Lighting source],0)),\"\"), IF(ISTEXT(Table2[[#This Row],[BC Hydro Rebate Category ]]), IFERROR(INDEX(Table13Persistence,MATCH(Table2[[#This Row],[BC Hydro Rebate Category ]],Table13BCHRebateCategory,0)),\"\"), \"\"))))","v":""},null,{"$f":"IFERROR(INDEX(Table5ControlRebate,MATCH(Table2[[#This Row],[Control Type]],Table5NewControl,0)),\"\")","v":""},null,{"$f":"IF(ISBLANK(Table2[[#This Row],[Control Type]]), IF(ISBLANK(Table2[[#This Row],[Annual Usage Hours (hrs)]]),Table2[[#This Row],[Reference Hours (hrs)]], Table2[[#This Row],[Annual Usage Hours (hrs)]]), IF(AND(ISBLANK(Table2[[#This Row],[Annual Usage Hours (hrs)]]), Table2[[#This Row],[Control Type]]=\"None\"), Table2[[#This Row],[Reference Hours (hrs)]], IF(Table2[[#This Row],[Control Type]]=\"None\", Table2[[#This Row],[Annual Usage Hours (hrs)]], IF(AND(ISBLANK(Table2[[#This Row],[Annual Usage Hours (hrs)]]), Table2[[#This Row],[Control Type]]<>\"None\"), IFERROR(Table2[[#This Row],[Reference Hours (hrs)]]*0.8,\"\"), IF(Table2[[#This Row],[Control Type]]<>\"None\", IFERROR( Table2[[#This Row],[Annual Usage Hours (hrs)]]*0.8,\"\"),\"\")))))","v":""},{"$f":"IF( Table2[[#This Row],[Lighting  Technology]]=\"Other\", IF(ISBLANK(Table2[[#This Row],[Retrofit Lamp/ Luminaire Wattage (see Rebate Unit)]]),\"\",IFERROR(Table2[[#This Row],[Prescribed Quantity]]*Table2[[#This Row],[Retrofit Lamp/ Luminaire Wattage (see Rebate Unit)]],\"\")), IF(ISBLANK(Table2[[#This Row],[Retrofit Lamp/ Luminaire Wattage (see Rebate Unit)]]),IFERROR(Table2[[#This Row],[Prescribed Quantity]]*Table2[[#This Row],[Prescribed Wattage (W)]],\"\"),IFERROR(Table2[[#This Row],[Prescribed Quantity]]*Table2[[#This Row],[Retrofit Lamp/ Luminaire Wattage (see Rebate Unit)]],\"\")))","v":""},{"$f":"IFERROR((IF( Table2[[#This Row],[Lighting  Technology]]=\"Other\", Table2[[#This Row],[Prescribed Quantity]]*Table2[[#This Row],[Retrofit Lamp/ Luminaire Wattage (see Rebate Unit)]], Table2[[#This Row],[Prescribed Quantity]]*Table2[[#This Row],[Prescribed Wattage (W)]] )),\"\")","v":""},{"$f":"IF(ISBLANK(Table2[[#This Row],[New Total Demand (hidden, W)]]),\"\", IF(ISBLANK(Table2[[#This Row],[New Hours (hidden, hrs)]]), \"\", IFERROR(Table2[[#This Row],[New Hours (hidden, hrs)]]*Table2[[#This Row],[New Total Demand (hidden, W)]]/1000,\"\")))","v":""},{"$f":"IF(ISBLANK(Table2[[#This Row],[Total Demand (Hidden) W]]),\"\", IF(ISBLANK(Table2[[#This Row],[New Total Demand (hidden, W)]]), \"\", IFERROR((Table2[[#This Row],[Total Demand (Hidden) W]]-Table2[[#This Row],[New Total Demand (hidden, W)]])/1000,\"\")))","v":""},{"$f":"IF( OR(ISBLANK(Table2[[#This Row],[New Total Demand (hidden, W)]]),ISBLANK(Table2[[#This Row],[Total Demand (Hidden) W]])),\"\", IF(ISBLANK(Table2[[#This Row],[Annual Usage Hours (hrs)]]), IFERROR( Table2[[#This Row],[Reference Hours (hrs)]]*(Table2[[#This Row],[Total Demand (Hidden) W]]-Table2[[#This Row],[New Total Demand (hidden, W)]])/1000,\"\"), IFERROR( Table2[[#This Row],[Annual Usage Hours (hrs)]]*(Table2[[#This Row],[Total Demand (Hidden) W]]-Table2[[#This Row],[New Total Demand (hidden, W)]])/1000,\"\")))","v":""},{"$f":"IF( OR(ISBLANK(Table2[[#This Row],[Prescribed Total Demand (hidden, W)]]),ISBLANK(Table2[[#This Row],[Total Demand (Hidden) W]])),\"\", IF(ISBLANK(Table2[[#This Row],[Annual Usage Hours (hrs)]]), IFERROR( Table2[[#This Row],[Reference Hours (hrs)]]*((Table2[Existing Prescribed Wattage (W)]*Table2[Existing Luminaire Quantity])-Table2[[#This Row],[Prescribed Total Demand (hidden, W)]])/1000,\"\"), IFERROR( Table2[[#This Row],[Annual Usage Hours (hrs)]]*((Table2[Existing Prescribed Wattage (W)]*Table2[Existing Luminaire Quantity])-Table2[[#This Row],[Prescribed Total Demand (hidden, W)]])/1000,\"\")))","v":""},{"$f":"\"\"","v":""},{"$f":"IF(OR(Table2[[#This Row],[Control Type]]=\"None\", ISBLANK(Table2[[#This Row],[Control Type]])),\"\", IF(ISBLANK(Table2[[#This Row],[New Total Demand (hidden, W)]]),\"\", IF(ISBLANK(Table2[[#This Row],[Annual Usage Hours (hrs)]]),  IFERROR( 0.2*Table2[[#This Row],[Reference Hours (hrs)]]*Table2[[#This Row],[New Total Demand (hidden, W)]]/1000,\"\"), IFERROR( 0.2*Table2[[#This Row],[Annual Usage Hours (hrs)]]*Table2[[#This Row],[New Total Demand (hidden, W)]]/1000,\"\"))))","v":""},{"$f":"IF(AND(NOT(ISNUMBER(Table2[[#This Row],[Rebate Per Unit\n(CAD)]])),ISBLANK(Table2[[#This Row],[Control Type]])), \"\", IF(OR(Table2[[#This Row],[Rebate Per Unit\n(CAD)]]=0,AND(NOT(ISNUMBER(Table2[[#This Row],[Rebate Per Unit\n(CAD)]])), ISTEXT(Table2[[#This Row],[Control Type]]))), 0, IFERROR(Table2[[#This Row],[Prescribed Quantity]]*Table2[[#This Row],[Rebate Per Unit\n(CAD)]],\"\")))","v":""},{"$f":" IF(AND(ISBLANK(Table2[[#This Row],[Control Type]]),ISNUMBER(Table2[[#This Row],[Rebate Value (CAD)]])),0, IFERROR(Table2[[#This Row],[Control Quantity]]*Table2[[#This Row],[Control Rebate per Unit\n(CAD)]],\"\"))","v":""},{"$f":"IF(AND(ISBLANK(Table2[[#This Row],[Rebate Value (CAD)]]),ISBLANK(Table2[[#This Row],[Rebate Value for Controls (CAD)]])), \"\", IFERROR(Table2[[#This Row],[Rebate Value (CAD)]]+Table2[[#This Row],[Rebate Value for Controls (CAD)]],\"\"))","v":""},{"$f":"IF(Table2[[#This Row],[Lighting  Technology]]=\"Other\",\"Other - \"&Table2[[#This Row],[Other - Lighting Technology Description]],Table2[[#This Row],[BC Hydro Rebate Category ]])","v":0},{"$f":"Table2[[#This Row],[BC Hydro Rebate Category ]]&Table2[[#This Row],[Retrofit Part '# (mandatory to validate Rebates)]]","v":""}]
[null,null,null,null,null,null,{"$f":"IF(ISBLANK(Table2[[#This Row],[Prescribed Lighting Source]]), \"\", IFERROR( INDEX(Table13ExistingPrescribedWattage,MATCH(Table2[[#This Row],[Prescribed Lighting Source]],Table13ExistingLightingSource,0)), IFERROR(INDEX(Table13ExistingPrescribedWattage,MATCH(Table2[[#This Row],[Fortis Rebate Category ]],Table13NewLightingSource,0)),\"-\")))","v":""},null,{"$f":"IFERROR(INDEX(SpaceTypeHours,MATCH(Table2[[#This Row],[Space Type]],SpaceType,0)),\"\")","v":""},null,{"$f":"IFERROR(IF(Table2[[#This Row],[Lighting  Technology]]=\"Other\",Table2[[#This Row],[Existing Effective Input Wattage (W)]]*Table2[[#This Row],[Existing Luminaire Quantity]],Table2[[#This Row],[Existing Prescribed Wattage (W)]]*Table2[[#This Row],[Existing Luminaire Quantity]]),\"\")","v":""},{"$f":"IF(Table2[Lighting  Technology] = \"Other\",(Table2[[#This Row],[Existing Luminaire Quantity]]*Table2[[#This Row],[Existing Effective Input Wattage (W)]]), IF(Table2[Existing Prescribed Wattage (W)] = \"\",\"\", IF( ISBLANK(Table2[[#This Row],[Existing Effective Input Wattage (W)]]), (Table2[[#This Row],[Existing Luminaire Quantity]]*Table2[[#This Row],[Existing Prescribed Wattage (W)]]),(Table2[[#This Row],[Existing Luminaire Quantity]]*Table2[[#This Row],[Existing Effective Input Wattage (W)]]))))","v":""},{"$f":"IF( (ISBLANK(Table2[[#This Row],[Annual Usage Hours (hrs)]])), IFERROR(Table2[[#This Row],[Reference Hours (hrs)]]*Table2[[#This Row],[Total Demand (Hidden) W]]/1000,\"\"), IFERROR(Table2[[#This Row],[Annual Usage Hours (hrs)]]*Table2[[#This Row],[Total Demand (Hidden) W]]/1000,\"\"))","v":""},null,null,{"$f":"IF(Table2[[#This Row],[Lighting  Technology]]=\"Other\", 0, IF( AND(ISBLANK(Table2[[#This Row],[BC Hydro Rebate Category ]]),ISBLANK(Table2[[#This Row],[Fortis Rebate Category ]])), \"\", IF(ISTEXT(Table2[[#This Row],[Fortis Rebate Category ]]), IFERROR(INDEX(Table13[Rebate],MATCH(Table2[[#This Row],[Fortis Rebate Category ]],Table13[Fortis New Lighting source],0)),\"\"), IF(ISTEXT(Table2[[#This Row],[BC Hydro Rebate Category ]]), IFERROR(INDEX(Table13Rebate,MATCH(Table2[[#This Row],[BC Hydro Rebate Category ]],Table13BCHRebateCategory,0)),\"\"), \"\"))))","v":""},{"$f":" IF(Table2[[#This Row],[Lighting  Technology]]=\"Other\", \"per Unit\", IF( AND(ISBLANK(Table2[[#This Row],[BC Hydro Rebate Category ]]),ISBLANK(Table2[[#This Row],[Fortis Rebate Category ]])), \"\", IF(ISTEXT(Table2[[#This Row],[Fortis Rebate Category ]]), IFERROR(INDEX(Table13PerUnit,MATCH(Table2[[#This Row],[Fortis Rebate Category ]],Table13[Fortis New Lighting source],0)),\"\"), IF(ISTEXT(Table2[[#This Row],[BC Hydro Rebate Category ]]), IFERROR(INDEX(Table13PerUnit,MATCH(Table2[[#This Row],[BC Hydro Rebate Category ]],Table13BCHRebateCategory,0)),\"\"), \"\"))))","v":""},null,{"$f":"IF( AND(ISBLANK(Table2[[#This Row],[Existing Luminaire Quantity]]),ISBLANK(Table2[[#This Row],[Prescribed Lighting Source]])), \"\", IF( OR(AND(ISNUMBER(SEARCH(\"lamp fl.\",Table2[[#This Row],[Prescribed Lighting Source]])),ISNUMBER(SEARCH(\"T8 lamp\",Table2[[#This Row],[BC Hydro Rebate Category ]]))),AND(ISNUMBER(SEARCH(\"T5HO\",Table2[[#This Row],[Prescribed Lighting Source]])),ISNUMBER(SEARCH(\"T5HO\",Table2[[#This Row],[BC Hydro Rebate Category ]]))),AND(ISNUMBER(SEARCH(\"lamp fl.\",Table2[[#This Row],[Prescribed Lighting Source]])),ISNUMBER(SEARCH(\"T8 lamp\",Table2[[#This Row],[Fortis Rebate Category ]]))),AND(ISNUMBER(SEARCH(\"T5HO\",Table2[[#This Row],[Prescribed Lighting Source]])),ISNUMBER(SEARCH(\"T5HO\",Table2[[#This Row],[Fortis Rebate Category ]])))          ),  IFERROR(INDEX(Table13NumberofLamps,MATCH(Table2[[#This Row],[Prescribed Lighting Source]],Table13ExistingLightingSource,0))*Table2[[#This Row],[Existing Luminaire Quantity]], \"-\"),  IF(Table2[[#This Row],[Lighting  Technology]]=\"Other\", IFERROR(Table2[[#This Row],[Existing Luminaire Quantity]],\"-\"), IFERROR(Table2[[#This Row],[Existing Luminaire Quantity]],\"-\"))))","v":""},{"$f":"IF( AND(ISBLANK(Table2[[#This Row],[BC Hydro Rebate Category ]]),ISBLANK(Table2[[#This Row],[Fortis Rebate Category ]])), \"\", IF(ISTEXT(Table2[[#This Row],[Fortis Rebate Category ]]), IFERROR(INDEX(Table13NewPrescribedWattage,MATCH(Table2[[#This Row],[Fortis Rebate Category ]],Table13[Fortis New Lighting source],0)),\"\"), IF(ISTEXT(Table2[[#This Row],[BC Hydro Rebate Category ]]), IFERROR(INDEX(Table13NewPrescribedWattage,MATCH(Table2[[#This Row],[BC Hydro Rebate Category ]],Table13BCHRebateCategory,0)),\"\"), \"\")))","v":""},null,null,{"$f":"IF(Table2[[#This Row],[Lighting  Technology]]=\"Other\", \"-\", IF( AND(ISBLANK(Table2[[#This Row],[BC Hydro Rebate Category ]]),ISBLANK(Table2[[#This Row],[Fortis Rebate Category ]])), \"\", IF(ISTEXT(Table2[[#This Row],[Fortis Rebate Category ]]), IFERROR(INDEX(Table13BCHECM,MATCH(Table2[[#This Row],[Fortis Rebate Category ]],Table13[Fortis New Lighting source],0)),\"\"), IF(ISTEXT(Table2[[#This Row],[BC Hydro Rebate Category ]]), IFERROR(INDEX(Table13BCHECM,MATCH(Table2[[#This Row],[BC Hydro Rebate Category ]],Table13BCHRebateCategory,0)),\"\"), \"\"))))","v":""},{"$f":"IF(Table2[[#This Row],[Lighting  Technology]]=\"Other\", 0, IF( AND(ISBLANK(Table2[[#This Row],[BC Hydro Rebate Category ]]),ISBLANK(Table2[[#This Row],[Fortis Rebate Category ]])), \"\", IF(ISTEXT(Table2[[#This Row],[Fortis Rebate Category ]]), IFERROR(INDEX(Table13Persistence,MATCH(Table2[[#This Row],[Fortis Rebate Category ]],Table13[Fortis New Lighting source],0)),\"\"), IF(ISTEXT(Table2[[#This Row],[BC Hydro Rebate Category ]]), IFERROR(INDEX(Table13Persistence,MATCH(Table2[[#This Row],[BC Hydro Rebate Category ]],Table13BCHRebateCategory,0)),\"\"), \"\"))))","v":""},null,{"$f":"IFERROR(INDEX(Table5ControlRebate,MATCH(Table2[[#This Row],[Control Type]],Table5NewControl,0)),\"\")","v":""},null,{"$f":"IF(ISBLANK(Table2[[#This Row],[Control Type]]), IF(ISBLANK(Table2[[#This Row],[Annual Usage Hours (hrs)]]),Table2[[#This Row],[Reference Hours (hrs)]], Table2[[#This Row],[Annual Usage Hours (hrs)]]), IF(AND(ISBLANK(Table2[[#This Row],[Annual Usage Hours (hrs)]]), Table2[[#This Row],[Control Type]]=\"None\"), Table2[[#This Row],[Reference Hours (hrs)]], IF(Table2[[#This Row],[Control Type]]=\"None\", Table2[[#This Row],[Annual Usage Hours (hrs)]], IF(AND(ISBLANK(Table2[[#This Row],[Annual Usage Hours (hrs)]]), Table2[[#This Row],[Control Type]]<>\"None\"), IFERROR(Table2[[#This Row],[Reference Hours (hrs)]]*0.8,\"\"), IF(Table2[[#This Row],[Control Type]]<>\"None\", IFERROR( Table2[[#This Row],[Annual Usage Hours (hrs)]]*0.8,\"\"),\"\")))))","v":""},{"$f":"IF( Table2[[#This Row],[Lighting  Technology]]=\"Other\", IF(ISBLANK(Table2[[#This Row],[Retrofit Lamp/ Luminaire Wattage (see Rebate Unit)]]),\"\",IFERROR(Table2[[#This Row],[Prescribed Quantity]]*Table2[[#This Row],[Retrofit Lamp/ Luminaire Wattage (see Rebate Unit)]],\"\")), IF(ISBLANK(Table2[[#This Row],[Retrofit Lamp/ Luminaire Wattage (see Rebate Unit)]]),IFERROR(Table2[[#This Row],[Prescribed Quantity]]*Table2[[#This Row],[Prescribed Wattage (W)]],\"\"),IFERROR(Table2[[#This Row],[Prescribed Quantity]]*Table2[[#This Row],[Retrofit Lamp/ Luminaire Wattage (see Rebate Unit)]],\"\")))","v":""},{"$f":"IFERROR((IF( Table2[[#This Row],[Lighting  Technology]]=\"Other\", Table2[[#This Row],[Prescribed Quantity]]*Table2[[#This Row],[Retrofit Lamp/ Luminaire Wattage (see Rebate Unit)]], Table2[[#This Row],[Prescribed Quantity]]*Table2[[#This Row],[Prescribed Wattage (W)]] )),\"\")","v":""},{"$f":"IF(ISBLANK(Table2[[#This Row],[New Total Demand (hidden, W)]]),\"\", IF(ISBLANK(Table2[[#This Row],[New Hours (hidden, hrs)]]), \"\", IFERROR(Table2[[#This Row],[New Hours (hidden, hrs)]]*Table2[[#This Row],[New Total Demand (hidden, W)]]/1000,\"\")))","v":""},{"$f":"IF(ISBLANK(Table2[[#This Row],[Total Demand (Hidden) W]]),\"\", IF(ISBLANK(Table2[[#This Row],[New Total Demand (hidden, W)]]), \"\", IFERROR((Table2[[#This Row],[Total Demand (Hidden) W]]-Table2[[#This Row],[New Total Demand (hidden, W)]])/1000,\"\")))","v":""},{"$f":"IF( OR(ISBLANK(Table2[[#This Row],[New Total Demand (hidden, W)]]),ISBLANK(Table2[[#This Row],[Total Demand (Hidden) W]])),\"\", IF(ISBLANK(Table2[[#This Row],[Annual Usage Hours (hrs)]]), IFERROR( Table2[[#This Row],[Reference Hours (hrs)]]*(Table2[[#This Row],[Total Demand (Hidden) W]]-Table2[[#This Row],[New Total Demand (hidden, W)]])/1000,\"\"), IFERROR( Table2[[#This Row],[Annual Usage Hours (hrs)]]*(Table2[[#This Row],[Total Demand (Hidden) W]]-Table2[[#This Row],[New Total Demand (hidden, W)]])/1000,\"\")))","v":""},{"$f":"IF( OR(ISBLANK(Table2[[#This Row],[Prescribed Total Demand (hidden, W)]]),ISBLANK(Table2[[#This Row],[Total Demand (Hidden) W]])),\"\", IF(ISBLANK(Table2[[#This Row],[Annual Usage Hours (hrs)]]), IFERROR( Table2[[#This Row],[Reference Hours (hrs)]]*((Table2[Existing Prescribed Wattage (W)]*Table2[Existing Luminaire Quantity])-Table2[[#This Row],[Prescribed Total Demand (hidden, W)]])/1000,\"\"), IFERROR( Table2[[#This Row],[Annual Usage Hours (hrs)]]*((Table2[Existing Prescribed Wattage (W)]*Table2[Existing Luminaire Quantity])-Table2[[#This Row],[Prescribed Total Demand (hidden, W)]])/1000,\"\")))","v":""},{"$f":"\"\"","v":""},{"$f":"IF(OR(Table2[[#This Row],[Control Type]]=\"None\", ISBLANK(Table2[[#This Row],[Control Type]])),\"\", IF(ISBLANK(Table2[[#This Row],[New Total Demand (hidden, W)]]),\"\", IF(ISBLANK(Table2[[#This Row],[Annual Usage Hours (hrs)]]),  IFERROR( 0.2*Table2[[#This Row],[Reference Hours (hrs)]]*Table2[[#This Row],[New Total Demand (hidden, W)]]/1000,\"\"), IFERROR( 0.2*Table2[[#This Row],[Annual Usage Hours (hrs)]]*Table2[[#This Row],[New Total Demand (hidden, W)]]/1000,\"\"))))","v":""},{"$f":"IF(AND(NOT(ISNUMBER(Table2[[#This Row],[Rebate Per Unit\n(CAD)]])),ISBLANK(Table2[[#This Row],[Control Type]])), \"\", IF(OR(Table2[[#This Row],[Rebate Per Unit\n(CAD)]]=0,AND(NOT(ISNUMBER(Table2[[#This Row],[Rebate Per Unit\n(CAD)]])), ISTEXT(Table2[[#This Row],[Control Type]]))), 0, IFERROR(Table2[[#This Row],[Prescribed Quantity]]*Table2[[#This Row],[Rebate Per Unit\n(CAD)]],\"\")))","v":""},{"$f":" IF(AND(ISBLANK(Table2[[#This Row],[Control Type]]),ISNUMBER(Table2[[#This Row],[Rebate Value (CAD)]])),0, IFERROR(Table2[[#This Row],[Control Quantity]]*Table2[[#This Row],[Control Rebate per Unit\n(CAD)]],\"\"))","v":""},{"$f":"IF(AND(ISBLANK(Table2[[#This Row],[Rebate Value (CAD)]]),ISBLANK(Table2[[#This Row],[Rebate Value for Controls (CAD)]])), \"\", IFERROR(Table2[[#This Row],[Rebate Value (CAD)]]+Table2[[#This Row],[Rebate Value for Controls (CAD)]],\"\"))","v":""},{"$f":"IF(Table2[[#This Row],[Lighting  Technology]]=\"Other\",\"Other - \"&Table2[[#This Row],[Other - Lighting Technology Description]],Table2[[#This Row],[BC Hydro Rebate Category ]])","v":0},{"$f":"Table2[[#This Row],[BC Hydro Rebate Category ]]&Table2[[#This Row],[Retrofit Part '# (mandatory to validate Rebates)]]","v":""}]
[null,null,null,null,null,null,{"$f":"IF(ISBLANK(Table2[[#This Row],[Prescribed Lighting Source]]), \"\", IFERROR( INDEX(Table13ExistingPrescribedWattage,MATCH(Table2[[#This Row],[Prescribed Lighting Source]],Table13ExistingLightingSource,0)), IFERROR(INDEX(Table13ExistingPrescribedWattage,MATCH(Table2[[#This Row],[Fortis Rebate Category ]],Table13NewLightingSource,0)),\"-\")))","v":""},null,{"$f":"IFERROR(INDEX(SpaceTypeHours,MATCH(Table2[[#This Row],[Space Type]],SpaceType,0)),\"\")","v":""},null,{"$f":"IFERROR(IF(Table2[[#This Row],[Lighting  Technology]]=\"Other\",Table2[[#This Row],[Existing Effective Input Wattage (W)]]*Table2[[#This Row],[Existing Luminaire Quantity]],Table2[[#This Row],[Existing Prescribed Wattage (W)]]*Table2[[#This Row],[Existing Luminaire Quantity]]),\"\")","v":""},{"$f":"IF(Table2[Lighting  Technology] = \"Other\",(Table2[[#This Row],[Existing Luminaire Quantity]]*Table2[[#This Row],[Existing Effective Input Wattage (W)]]), IF(Table2[Existing Prescribed Wattage (W)] = \"\",\"\", IF( ISBLANK(Table2[[#This Row],[Existing Effective Input Wattage (W)]]), (Table2[[#This Row],[Existing Luminaire Quantity]]*Table2[[#This Row],[Existing Prescribed Wattage (W)]]),(Table2[[#This Row],[Existing Luminaire Quantity]]*Table2[[#This Row],[Existing Effective Input Wattage (W)]]))))","v":""},{"$f":"IF( (ISBLANK(Table2[[#This Row],[Annual Usage Hours (hrs)]])), IFERROR(Table2[[#This Row],[Reference Hours (hrs)]]*Table2[[#This Row],[Total Demand (Hidden) W]]/1000,\"\"), IFERROR(Table2[[#This Row],[Annual Usage Hours (hrs)]]*Table2[[#This Row],[Total Demand (Hidden) W]]/1000,\"\"))","v":""},null,null,{"$f":"IF(Table2[[#This Row],[Lighting  Technology]]=\"Other\", 0, IF( AND(ISBLANK(Table2[[#This Row],[BC Hydro Rebate Category ]]),ISBLANK(Table2[[#This Row],[Fortis Rebate Category ]])), \"\", IF(ISTEXT(Table2[[#This Row],[Fortis Rebate Category ]]), IFERROR(INDEX(Table13[Rebate],MATCH(Table2[[#This Row],[Fortis Rebate Category ]],Table13[Fortis New Lighting source],0)),\"\"), IF(ISTEXT(Table2[[#This Row],[BC Hydro Rebate Category ]]), IFERROR(INDEX(Table13Rebate,MATCH(Table2[[#This Row],[BC Hydro Rebate Category ]],Table13BCHRebateCategory,0)),\"\"), \"\"))))","v":""},{"$f":" IF(Table2[[#This Row],[Lighting  Technology]]=\"Other\", \"per Unit\", IF( AND(ISBLANK(Table2[[#This Row],[BC Hydro Rebate Category ]]),ISBLANK(Table2[[#This Row],[Fortis Rebate Category ]])), \"\", IF(ISTEXT(Table2[[#This Row],[Fortis Rebate Category ]]), IFERROR(INDEX(Table13PerUnit,MATCH(Table2[[#This Row],[Fortis Rebate Category ]],Table13[Fortis New Lighting source],0)),\"\"), IF(ISTEXT(Table2[[#This Row],[BC Hydro Rebate Category ]]), IFERROR(INDEX(Table13PerUnit,MATCH(Table2[[#This Row],[BC Hydro Rebate Category ]],Table13BCHRebateCategory,0)),\"\"), \"\"))))","v":""},null,{"$f":"IF( AND(ISBLANK(Table2[[#This Row],[Existing Luminaire Quantity]]),ISBLANK(Table2[[#This Row],[Prescribed Lighting Source]])), \"\", IF( OR(AND(ISNUMBER(SEARCH(\"lamp fl.\",Table2[[#This Row],[Prescribed Lighting Source]])),ISNUMBER(SEARCH(\"T8 lamp\",Table2[[#This Row],[BC Hydro Rebate Category ]]))),AND(ISNUMBER(SEARCH(\"T5HO\",Table2[[#This Row],[Prescribed Lighting Source]])),ISNUMBER(SEARCH(\"T5HO\",Table2[[#This Row],[BC Hydro Rebate Category ]]))),AND(ISNUMBER(SEARCH(\"lamp fl.\",Table2[[#This Row],[Prescribed Lighting Source]])),ISNUMBER(SEARCH(\"T8 lamp\",Table2[[#This Row],[Fortis Rebate Category ]]))),AND(ISNUMBER(SEARCH(\"T5HO\",Table2[[#This Row],[Prescribed Lighting Source]])),ISNUMBER(SEARCH(\"T5HO\",Table2[[#This Row],[Fortis Rebate Category ]])))          ),  IFERROR(INDEX(Table13NumberofLamps,MATCH(Table2[[#This Row],[Prescribed Lighting Source]],Table13ExistingLightingSource,0))*Table2[[#This Row],[Existing Luminaire Quantity]], \"-\"),  IF(Table2[[#This Row],[Lighting  Technology]]=\"Other\", IFERROR(Table2[[#This Row],[Existing Luminaire Quantity]],\"-\"), IFERROR(Table2[[#This Row],[Existing Luminaire Quantity]],\"-\"))))","v":""},{"$f":"IF( AND(ISBLANK(Table2[[#This Row],[BC Hydro Rebate Category ]]),ISBLANK(Table2[[#This Row],[Fortis Rebate Category ]])), \"\", IF(ISTEXT(Table2[[#This Row],[Fortis Rebate Category ]]), IFERROR(INDEX(Table13NewPrescribedWattage,MATCH(Table2[[#This Row],[Fortis Rebate Category ]],Table13[Fortis New Lighting source],0)),\"\"), IF(ISTEXT(Table2[[#This Row],[BC Hydro Rebate Category ]]), IFERROR(INDEX(Table13NewPrescribedWattage,MATCH(Table2[[#This Row],[BC Hydro Rebate Category ]],Table13BCHRebateCategory,0)),\"\"), \"\")))","v":""},null,null,{"$f":"IF(Table2[[#This Row],[Lighting  Technology]]=\"Other\", \"-\", IF( AND(ISBLANK(Table2[[#This Row],[BC Hydro Rebate Category ]]),ISBLANK(Table2[[#This Row],[Fortis Rebate Category ]])), \"\", IF(ISTEXT(Table2[[#This Row],[Fortis Rebate Category ]]), IFERROR(INDEX(Table13BCHECM,MATCH(Table2[[#This Row],[Fortis Rebate Category ]],Table13[Fortis New Lighting source],0)),\"\"), IF(ISTEXT(Table2[[#This Row],[BC Hydro Rebate Category ]]), IFERROR(INDEX(Table13BCHECM,MATCH(Table2[[#This Row],[BC Hydro Rebate Category ]],Table13BCHRebateCategory,0)),\"\"), \"\"))))","v":""},{"$f":"IF(Table2[[#This Row],[Lighting  Technology]]=\"Other\", 0, IF( AND(ISBLANK(Table2[[#This Row],[BC Hydro Rebate Category ]]),ISBLANK(Table2[[#This Row],[Fortis Rebate Category ]])), \"\", IF(ISTEXT(Table2[[#This Row],[Fortis Rebate Category ]]), IFERROR(INDEX(Table13Persistence,MATCH(Table2[[#This Row],[Fortis Rebate Category ]],Table13[Fortis New Lighting source],0)),\"\"), IF(ISTEXT(Table2[[#This Row],[BC Hydro Rebate Category ]]), IFERROR(INDEX(Table13Persistence,MATCH(Table2[[#This Row],[BC Hydro Rebate Category ]],Table13BCHRebateCategory,0)),\"\"), \"\"))))","v":""},null,{"$f":"IFERROR(INDEX(Table5ControlRebate,MATCH(Table2[[#This Row],[Control Type]],Table5NewControl,0)),\"\")","v":""},null,{"$f":"IF(ISBLANK(Table2[[#This Row],[Control Type]]), IF(ISBLANK(Table2[[#This Row],[Annual Usage Hours (hrs)]]),Table2[[#This Row],[Reference Hours (hrs)]], Table2[[#This Row],[Annual Usage Hours (hrs)]]), IF(AND(ISBLANK(Table2[[#This Row],[Annual Usage Hours (hrs)]]), Table2[[#This Row],[Control Type]]=\"None\"), Table2[[#This Row],[Reference Hours (hrs)]], IF(Table2[[#This Row],[Control Type]]=\"None\", Table2[[#This Row],[Annual Usage Hours (hrs)]], IF(AND(ISBLANK(Table2[[#This Row],[Annual Usage Hours (hrs)]]), Table2[[#This Row],[Control Type]]<>\"None\"), IFERROR(Table2[[#This Row],[Reference Hours (hrs)]]*0.8,\"\"), IF(Table2[[#This Row],[Control Type]]<>\"None\", IFERROR( Table2[[#This Row],[Annual Usage Hours (hrs)]]*0.8,\"\"),\"\")))))","v":""},{"$f":"IF( Table2[[#This Row],[Lighting  Technology]]=\"Other\", IF(ISBLANK(Table2[[#This Row],[Retrofit Lamp/ Luminaire Wattage (see Rebate Unit)]]),\"\",IFERROR(Table2[[#This Row],[Prescribed Quantity]]*Table2[[#This Row],[Retrofit Lamp/ Luminaire Wattage (see Rebate Unit)]],\"\")), IF(ISBLANK(Table2[[#This Row],[Retrofit Lamp/ Luminaire Wattage (see Rebate Unit)]]),IFERROR(Table2[[#This Row],[Prescribed Quantity]]*Table2[[#This Row],[Prescribed Wattage (W)]],\"\"),IFERROR(Table2[[#This Row],[Prescribed Quantity]]*Table2[[#This Row],[Retrofit Lamp/ Luminaire Wattage (see Rebate Unit)]],\"\")))","v":""},{"$f":"IFERROR((IF( Table2[[#This Row],[Lighting  Technology]]=\"Other\", Table2[[#This Row],[Prescribed Quantity]]*Table2[[#This Row],[Retrofit Lamp/ Luminaire Wattage (see Rebate Unit)]], Table2[[#This Row],[Prescribed Quantity]]*Table2[[#This Row],[Prescribed Wattage (W)]] )),\"\")","v":""},{"$f":"IF(ISBLANK(Table2[[#This Row],[New Total Demand (hidden, W)]]),\"\", IF(ISBLANK(Table2[[#This Row],[New Hours (hidden, hrs)]]), \"\", IFERROR(Table2[[#This Row],[New Hours (hidden, hrs)]]*Table2[[#This Row],[New Total Demand (hidden, W)]]/1000,\"\")))","v":""},{"$f":"IF(ISBLANK(Table2[[#This Row],[Total Demand (Hidden) W]]),\"\", IF(ISBLANK(Table2[[#This Row],[New Total Demand (hidden, W)]]), \"\", IFERROR((Table2[[#This Row],[Total Demand (Hidden) W]]-Table2[[#This Row],[New Total Demand (hidden, W)]])/1000,\"\")))","v":""},{"$f":"IF( OR(ISBLANK(Table2[[#This Row],[New Total Demand (hidden, W)]]),ISBLANK(Table2[[#This Row],[Total Demand (Hidden) W]])),\"\", IF(ISBLANK(Table2[[#This Row],[Annual Usage Hours (hrs)]]), IFERROR( Table2[[#This Row],[Reference Hours (hrs)]]*(Table2[[#This Row],[Total Demand (Hidden) W]]-Table2[[#This Row],[New Total Demand (hidden, W)]])/1000,\"\"), IFERROR( Table2[[#This Row],[Annual Usage Hours (hrs)]]*(Table2[[#This Row],[Total Demand (Hidden) W]]-Table2[[#This Row],[New Total Demand (hidden, W)]])/1000,\"\")))","v":""},{"$f":"IF( OR(ISBLANK(Table2[[#This Row],[Prescribed Total Demand (hidden, W)]]),ISBLANK(Table2[[#This Row],[Total Demand (Hidden) W]])),\"\", IF(ISBLANK(Table2[[#This Row],[Annual Usage Hours (hrs)]]), IFERROR( Table2[[#This Row],[Reference Hours (hrs)]]*((Table2[Existing Prescribed Wattage (W)]*Table2[Existing Luminaire Quantity])-Table2[[#This Row],[Prescribed Total Demand (hidden, W)]])/1000,\"\"), IFERROR( Table2[[#This Row],[Annual Usage Hours (hrs)]]*((Table2[Existing Prescribed Wattage (W)]*Table2[Existing Luminaire Quantity])-Table2[[#This Row],[Prescribed Total Demand (hidden, W)]])/1000,\"\")))","v":""},{"$f":"\"\"","v":""},{"$f":"IF(OR(Table2[[#This Row],[Control Type]]=\"None\", ISBLANK(Table2[[#This Row],[Control Type]])),\"\", IF(ISBLANK(Table2[[#This Row],[New Total Demand (hidden, W)]]),\"\", IF(ISBLANK(Table2[[#This Row],[Annual Usage Hours (hrs)]]),  IFERROR( 0.2*Table2[[#This Row],[Reference Hours (hrs)]]*Table2[[#This Row],[New Total Demand (hidden, W)]]/1000,\"\"), IFERROR( 0.2*Table2[[#This Row],[Annual Usage Hours (hrs)]]*Table2[[#This Row],[New Total Demand (hidden, W)]]/1000,\"\"))))","v":""},{"$f":"IF(AND(NOT(ISNUMBER(Table2[[#This Row],[Rebate Per Unit\n(CAD)]])),ISBLANK(Table2[[#This Row],[Control Type]])), \"\", IF(OR(Table2[[#This Row],[Rebate Per Unit\n(CAD)]]=0,AND(NOT(ISNUMBER(Table2[[#This Row],[Rebate Per Unit\n(CAD)]])), ISTEXT(Table2[[#This Row],[Control Type]]))), 0, IFERROR(Table2[[#This Row],[Prescribed Quantity]]*Table2[[#This Row],[Rebate Per Unit\n(CAD)]],\"\")))","v":""},{"$f":" IF(AND(ISBLANK(Table2[[#This Row],[Control Type]]),ISNUMBER(Table2[[#This Row],[Rebate Value (CAD)]])),0, IFERROR(Table2[[#This Row],[Control Quantity]]*Table2[[#This Row],[Control Rebate per Unit\n(CAD)]],\"\"))","v":""},{"$f":"IF(AND(ISBLANK(Table2[[#This Row],[Rebate Value (CAD)]]),ISBLANK(Table2[[#This Row],[Rebate Value for Controls (CAD)]])), \"\", IFERROR(Table2[[#This Row],[Rebate Value (CAD)]]+Table2[[#This Row],[Rebate Value for Controls (CAD)]],\"\"))","v":""},{"$f":"IF(Table2[[#This Row],[Lighting  Technology]]=\"Other\",\"Other - \"&Table2[[#This Row],[Other - Lighting Technology Description]],Table2[[#This Row],[BC Hydro Rebate Category ]])","v":0},{"$f":"Table2[[#This Row],[BC Hydro Rebate Category ]]&Table2[[#This Row],[Retrofit Part '# (mandatory to validate Rebates)]]","v":""}]
[null,null,null,null,null,null,{"$f":"IF(ISBLANK(Table2[[#This Row],[Prescribed Lighting Source]]), \"\", IFERROR( INDEX(Table13ExistingPrescribedWattage,MATCH(Table2[[#This Row],[Prescribed Lighting Source]],Table13ExistingLightingSource,0)), IFERROR(INDEX(Table13ExistingPrescribedWattage,MATCH(Table2[[#This Row],[Fortis Rebate Category ]],Table13NewLightingSource,0)),\"-\")))","v":""},null,{"$f":"IFERROR(INDEX(SpaceTypeHours,MATCH(Table2[[#This Row],[Space Type]],SpaceType,0)),\"\")","v":""},null,{"$f":"IFERROR(IF(Table2[[#This Row],[Lighting  Technology]]=\"Other\",Table2[[#This Row],[Existing Effective Input Wattage (W)]]*Table2[[#This Row],[Existing Luminaire Quantity]],Table2[[#This Row],[Existing Prescribed Wattage (W)]]*Table2[[#This Row],[Existing Luminaire Quantity]]),\"\")","v":""},{"$f":"IF(Table2[Lighting  Technology] = \"Other\",(Table2[[#This Row],[Existing Luminaire Quantity]]*Table2[[#This Row],[Existing Effective Input Wattage (W)]]), IF(Table2[Existing Prescribed Wattage (W)] = \"\",\"\", IF( ISBLANK(Table2[[#This Row],[Existing Effective Input Wattage (W)]]), (Table2[[#This Row],[Existing Luminaire Quantity]]*Table2[[#This Row],[Existing Prescribed Wattage (W)]]),(Table2[[#This Row],[Existing Luminaire Quantity]]*Table2[[#This Row],[Existing Effective Input Wattage (W)]]))))","v":""},{"$f":"IF( (ISBLANK(Table2[[#This Row],[Annual Usage Hours (hrs)]])), IFERROR(Table2[[#This Row],[Reference Hours (hrs)]]*Table2[[#This Row],[Total Demand (Hidden) W]]/1000,\"\"), IFERROR(Table2[[#This Row],[Annual Usage Hours (hrs)]]*Table2[[#This Row],[Total Demand (Hidden) W]]/1000,\"\"))","v":""},null,null,{"$f":"IF(Table2[[#This Row],[Lighting  Technology]]=\"Other\", 0, IF( AND(ISBLANK(Table2[[#This Row],[BC Hydro Rebate Category ]]),ISBLANK(Table2[[#This Row],[Fortis Rebate Category ]])), \"\", IF(ISTEXT(Table2[[#This Row],[Fortis Rebate Category ]]), IFERROR(INDEX(Table13[Rebate],MATCH(Table2[[#This Row],[Fortis Rebate Category ]],Table13[Fortis New Lighting source],0)),\"\"), IF(ISTEXT(Table2[[#This Row],[BC Hydro Rebate Category ]]), IFERROR(INDEX(Table13Rebate,MATCH(Table2[[#This Row],[BC Hydro Rebate Category ]],Table13BCHRebateCategory,0)),\"\"), \"\"))))","v":""},{"$f":" IF(Table2[[#This Row],[Lighting  Technology]]=\"Other\", \"per Unit\", IF( AND(ISBLANK(Table2[[#This Row],[BC Hydro Rebate Category ]]),ISBLANK(Table2[[#This Row],[Fortis Rebate Category ]])), \"\", IF(ISTEXT(Table2[[#This Row],[Fortis Rebate Category ]]), IFERROR(INDEX(Table13PerUnit,MATCH(Table2[[#This Row],[Fortis Rebate Category ]],Table13[Fortis New Lighting source],0)),\"\"), IF(ISTEXT(Table2[[#This Row],[BC Hydro Rebate Category ]]), IFERROR(INDEX(Table13PerUnit,MATCH(Table2[[#This Row],[BC Hydro Rebate Category ]],Table13BCHRebateCategory,0)),\"\"), \"\"))))","v":""},null,{"$f":"IF( AND(ISBLANK(Table2[[#This Row],[Existing Luminaire Quantity]]),ISBLANK(Table2[[#This Row],[Prescribed Lighting Source]])), \"\", IF( OR(AND(ISNUMBER(SEARCH(\"lamp fl.\",Table2[[#This Row],[Prescribed Lighting Source]])),ISNUMBER(SEARCH(\"T8 lamp\",Table2[[#This Row],[BC Hydro Rebate Category ]]))),AND(ISNUMBER(SEARCH(\"T5HO\",Table2[[#This Row],[Prescribed Lighting Source]])),ISNUMBER(SEARCH(\"T5HO\",Table2[[#This Row],[BC Hydro Rebate Category ]]))),AND(ISNUMBER(SEARCH(\"lamp fl.\",Table2[[#This Row],[Prescribed Lighting Source]])),ISNUMBER(SEARCH(\"T8 lamp\",Table2[[#This Row],[Fortis Rebate Category ]]))),AND(ISNUMBER(SEARCH(\"T5HO\",Table2[[#This Row],[Prescribed Lighting Source]])),ISNUMBER(SEARCH(\"T5HO\",Table2[[#This Row],[Fortis Rebate Category ]])))          ),  IFERROR(INDEX(Table13NumberofLamps,MATCH(Table2[[#This Row],[Prescribed Lighting Source]],Table13ExistingLightingSource,0))*Table2[[#This Row],[Existing Luminaire Quantity]], \"-\"),  IF(Table2[[#This Row],[Lighting  Technology]]=\"Other\", IFERROR(Table2[[#This Row],[Existing Luminaire Quantity]],\"-\"), IFERROR(Table2[[#This Row],[Existing Luminaire Quantity]],\"-\"))))","v":""},{"$f":"IF( AND(ISBLANK(Table2[[#This Row],[BC Hydro Rebate Category ]]),ISBLANK(Table2[[#This Row],[Fortis Rebate Category ]])), \"\", IF(ISTEXT(Table2[[#This Row],[Fortis Rebate Category ]]), IFERROR(INDEX(Table13NewPrescribedWattage,MATCH(Table2[[#This Row],[Fortis Rebate Category ]],Table13[Fortis New Lighting source],0)),\"\"), IF(ISTEXT(Table2[[#This Row],[BC Hydro Rebate Category ]]), IFERROR(INDEX(Table13NewPrescribedWattage,MATCH(Table2[[#This Row],[BC Hydro Rebate Category ]],Table13BCHRebateCategory,0)),\"\"), \"\")))","v":""},null,null,{"$f":"IF(Table2[[#This Row],[Lighting  Technology]]=\"Other\", \"-\", IF( AND(ISBLANK(Table2[[#This Row],[BC Hydro Rebate Category ]]),ISBLANK(Table2[[#This Row],[Fortis Rebate Category ]])), \"\", IF(ISTEXT(Table2[[#This Row],[Fortis Rebate Category ]]), IFERROR(INDEX(Table13BCHECM,MATCH(Table2[[#This Row],[Fortis Rebate Category ]],Table13[Fortis New Lighting source],0)),\"\"), IF(ISTEXT(Table2[[#This Row],[BC Hydro Rebate Category ]]), IFERROR(INDEX(Table13BCHECM,MATCH(Table2[[#This Row],[BC Hydro Rebate Category ]],Table13BCHRebateCategory,0)),\"\"), \"\"))))","v":""},{"$f":"IF(Table2[[#This Row],[Lighting  Technology]]=\"Other\", 0, IF( AND(ISBLANK(Table2[[#This Row],[BC Hydro Rebate Category ]]),ISBLANK(Table2[[#This Row],[Fortis Rebate Category ]])), \"\", IF(ISTEXT(Table2[[#This Row],[Fortis Rebate Category ]]), IFERROR(INDEX(Table13Persistence,MATCH(Table2[[#This Row],[Fortis Rebate Category ]],Table13[Fortis New Lighting source],0)),\"\"), IF(ISTEXT(Table2[[#This Row],[BC Hydro Rebate Category ]]), IFERROR(INDEX(Table13Persistence,MATCH(Table2[[#This Row],[BC Hydro Rebate Category ]],Table13BCHRebateCategory,0)),\"\"), \"\"))))","v":""},null,{"$f":"IFERROR(INDEX(Table5ControlRebate,MATCH(Table2[[#This Row],[Control Type]],Table5NewControl,0)),\"\")","v":""},null,{"$f":"IF(ISBLANK(Table2[[#This Row],[Control Type]]), IF(ISBLANK(Table2[[#This Row],[Annual Usage Hours (hrs)]]),Table2[[#This Row],[Reference Hours (hrs)]], Table2[[#This Row],[Annual Usage Hours (hrs)]]), IF(AND(ISBLANK(Table2[[#This Row],[Annual Usage Hours (hrs)]]), Table2[[#This Row],[Control Type]]=\"None\"), Table2[[#This Row],[Reference Hours (hrs)]], IF(Table2[[#This Row],[Control Type]]=\"None\", Table2[[#This Row],[Annual Usage Hours (hrs)]], IF(AND(ISBLANK(Table2[[#This Row],[Annual Usage Hours (hrs)]]), Table2[[#This Row],[Control Type]]<>\"None\"), IFERROR(Table2[[#This Row],[Reference Hours (hrs)]]*0.8,\"\"), IF(Table2[[#This Row],[Control Type]]<>\"None\", IFERROR( Table2[[#This Row],[Annual Usage Hours (hrs)]]*0.8,\"\"),\"\")))))","v":""},{"$f":"IF( Table2[[#This Row],[Lighting  Technology]]=\"Other\", IF(ISBLANK(Table2[[#This Row],[Retrofit Lamp/ Luminaire Wattage (see Rebate Unit)]]),\"\",IFERROR(Table2[[#This Row],[Prescribed Quantity]]*Table2[[#This Row],[Retrofit Lamp/ Luminaire Wattage (see Rebate Unit)]],\"\")), IF(ISBLANK(Table2[[#This Row],[Retrofit Lamp/ Luminaire Wattage (see Rebate Unit)]]),IFERROR(Table2[[#This Row],[Prescribed Quantity]]*Table2[[#This Row],[Prescribed Wattage (W)]],\"\"),IFERROR(Table2[[#This Row],[Prescribed Quantity]]*Table2[[#This Row],[Retrofit Lamp/ Luminaire Wattage (see Rebate Unit)]],\"\")))","v":""},{"$f":"IFERROR((IF( Table2[[#This Row],[Lighting  Technology]]=\"Other\", Table2[[#This Row],[Prescribed Quantity]]*Table2[[#This Row],[Retrofit Lamp/ Luminaire Wattage (see Rebate Unit)]], Table2[[#This Row],[Prescribed Quantity]]*Table2[[#This Row],[Prescribed Wattage (W)]] )),\"\")","v":""},{"$f":"IF(ISBLANK(Table2[[#This Row],[New Total Demand (hidden, W)]]),\"\", IF(ISBLANK(Table2[[#This Row],[New Hours (hidden, hrs)]]), \"\", IFERROR(Table2[[#This Row],[New Hours (hidden, hrs)]]*Table2[[#This Row],[New Total Demand (hidden, W)]]/1000,\"\")))","v":""},{"$f":"IF(ISBLANK(Table2[[#This Row],[Total Demand (Hidden) W]]),\"\", IF(ISBLANK(Table2[[#This Row],[New Total Demand (hidden, W)]]), \"\", IFERROR((Table2[[#This Row],[Total Demand (Hidden) W]]-Table2[[#This Row],[New Total Demand (hidden, W)]])/1000,\"\")))","v":""},{"$f":"IF( OR(ISBLANK(Table2[[#This Row],[New Total Demand (hidden, W)]]),ISBLANK(Table2[[#This Row],[Total Demand (Hidden) W]])),\"\", IF(ISBLANK(Table2[[#This Row],[Annual Usage Hours (hrs)]]), IFERROR( Table2[[#This Row],[Reference Hours (hrs)]]*(Table2[[#This Row],[Total Demand (Hidden) W]]-Table2[[#This Row],[New Total Demand (hidden, W)]])/1000,\"\"), IFERROR( Table2[[#This Row],[Annual Usage Hours (hrs)]]*(Table2[[#This Row],[Total Demand (Hidden) W]]-Table2[[#This Row],[New Total Demand (hidden, W)]])/1000,\"\")))","v":""},{"$f":"IF( OR(ISBLANK(Table2[[#This Row],[Prescribed Total Demand (hidden, W)]]),ISBLANK(Table2[[#This Row],[Total Demand (Hidden) W]])),\"\", IF(ISBLANK(Table2[[#This Row],[Annual Usage Hours (hrs)]]), IFERROR( Table2[[#This Row],[Reference Hours (hrs)]]*((Table2[Existing Prescribed Wattage (W)]*Table2[Existing Luminaire Quantity])-Table2[[#This Row],[Prescribed Total Demand (hidden, W)]])/1000,\"\"), IFERROR( Table2[[#This Row],[Annual Usage Hours (hrs)]]*((Table2[Existing Prescribed Wattage (W)]*Table2[Existing Luminaire Quantity])-Table2[[#This Row],[Prescribed Total Demand (hidden, W)]])/1000,\"\")))","v":""},{"$f":"\"\"","v":""},{"$f":"IF(OR(Table2[[#This Row],[Control Type]]=\"None\", ISBLANK(Table2[[#This Row],[Control Type]])),\"\", IF(ISBLANK(Table2[[#This Row],[New Total Demand (hidden, W)]]),\"\", IF(ISBLANK(Table2[[#This Row],[Annual Usage Hours (hrs)]]),  IFERROR( 0.2*Table2[[#This Row],[Reference Hours (hrs)]]*Table2[[#This Row],[New Total Demand (hidden, W)]]/1000,\"\"), IFERROR( 0.2*Table2[[#This Row],[Annual Usage Hours (hrs)]]*Table2[[#This Row],[New Total Demand (hidden, W)]]/1000,\"\"))))","v":""},{"$f":"IF(AND(NOT(ISNUMBER(Table2[[#This Row],[Rebate Per Unit\n(CAD)]])),ISBLANK(Table2[[#This Row],[Control Type]])), \"\", IF(OR(Table2[[#This Row],[Rebate Per Unit\n(CAD)]]=0,AND(NOT(ISNUMBER(Table2[[#This Row],[Rebate Per Unit\n(CAD)]])), ISTEXT(Table2[[#This Row],[Control Type]]))), 0, IFERROR(Table2[[#This Row],[Prescribed Quantity]]*Table2[[#This Row],[Rebate Per Unit\n(CAD)]],\"\")))","v":""},{"$f":" IF(AND(ISBLANK(Table2[[#This Row],[Control Type]]),ISNUMBER(Table2[[#This Row],[Rebate Value (CAD)]])),0, IFERROR(Table2[[#This Row],[Control Quantity]]*Table2[[#This Row],[Control Rebate per Unit\n(CAD)]],\"\"))","v":""},{"$f":"IF(AND(ISBLANK(Table2[[#This Row],[Rebate Value (CAD)]]),ISBLANK(Table2[[#This Row],[Rebate Value for Controls (CAD)]])), \"\", IFERROR(Table2[[#This Row],[Rebate Value (CAD)]]+Table2[[#This Row],[Rebate Value for Controls (CAD)]],\"\"))","v":""},{"$f":"IF(Table2[[#This Row],[Lighting  Technology]]=\"Other\",\"Other - \"&Table2[[#This Row],[Other - Lighting Technology Description]],Table2[[#This Row],[BC Hydro Rebate Category ]])","v":0},{"$f":"Table2[[#This Row],[BC Hydro Rebate Category ]]&Table2[[#This Row],[Retrofit Part '# (mandatory to validate Rebates)]]","v":""}]
[null,null,null,null,null,null,{"$f":"IF(ISBLANK(Table2[[#This Row],[Prescribed Lighting Source]]), \"\", IFERROR( INDEX(Table13ExistingPrescribedWattage,MATCH(Table2[[#This Row],[Prescribed Lighting Source]],Table13ExistingLightingSource,0)), IFERROR(INDEX(Table13ExistingPrescribedWattage,MATCH(Table2[[#This Row],[Fortis Rebate Category ]],Table13NewLightingSource,0)),\"-\")))","v":""},null,{"$f":"IFERROR(INDEX(SpaceTypeHours,MATCH(Table2[[#This Row],[Space Type]],SpaceType,0)),\"\")","v":""},null,{"$f":"IFERROR(IF(Table2[[#This Row],[Lighting  Technology]]=\"Other\",Table2[[#This Row],[Existing Effective Input Wattage (W)]]*Table2[[#This Row],[Existing Luminaire Quantity]],Table2[[#This Row],[Existing Prescribed Wattage (W)]]*Table2[[#This Row],[Existing Luminaire Quantity]]),\"\")","v":""},{"$f":"IF(Table2[Lighting  Technology] = \"Other\",(Table2[[#This Row],[Existing Luminaire Quantity]]*Table2[[#This Row],[Existing Effective Input Wattage (W)]]), IF(Table2[Existing Prescribed Wattage (W)] = \"\",\"\", IF( ISBLANK(Table2[[#This Row],[Existing Effective Input Wattage (W)]]), (Table2[[#This Row],[Existing Luminaire Quantity]]*Table2[[#This Row],[Existing Prescribed Wattage (W)]]),(Table2[[#This Row],[Existing Luminaire Quantity]]*Table2[[#This Row],[Existing Effective Input Wattage (W)]]))))","v":""},{"$f":"IF( (ISBLANK(Table2[[#This Row],[Annual Usage Hours (hrs)]])), IFERROR(Table2[[#This Row],[Reference Hours (hrs)]]*Table2[[#This Row],[Total Demand (Hidden) W]]/1000,\"\"), IFERROR(Table2[[#This Row],[Annual Usage Hours (hrs)]]*Table2[[#This Row],[Total Demand (Hidden) W]]/1000,\"\"))","v":""},null,null,{"$f":"IF(Table2[[#This Row],[Lighting  Technology]]=\"Other\", 0, IF( AND(ISBLANK(Table2[[#This Row],[BC Hydro Rebate Category ]]),ISBLANK(Table2[[#This Row],[Fortis Rebate Category ]])), \"\", IF(ISTEXT(Table2[[#This Row],[Fortis Rebate Category ]]), IFERROR(INDEX(Table13[Rebate],MATCH(Table2[[#This Row],[Fortis Rebate Category ]],Table13[Fortis New Lighting source],0)),\"\"), IF(ISTEXT(Table2[[#This Row],[BC Hydro Rebate Category ]]), IFERROR(INDEX(Table13Rebate,MATCH(Table2[[#This Row],[BC Hydro Rebate Category ]],Table13BCHRebateCategory,0)),\"\"), \"\"))))","v":""},{"$f":" IF(Table2[[#This Row],[Lighting  Technology]]=\"Other\", \"per Unit\", IF( AND(ISBLANK(Table2[[#This Row],[BC Hydro Rebate Category ]]),ISBLANK(Table2[[#This Row],[Fortis Rebate Category ]])), \"\", IF(ISTEXT(Table2[[#This Row],[Fortis Rebate Category ]]), IFERROR(INDEX(Table13PerUnit,MATCH(Table2[[#This Row],[Fortis Rebate Category ]],Table13[Fortis New Lighting source],0)),\"\"), IF(ISTEXT(Table2[[#This Row],[BC Hydro Rebate Category ]]), IFERROR(INDEX(Table13PerUnit,MATCH(Table2[[#This Row],[BC Hydro Rebate Category ]],Table13BCHRebateCategory,0)),\"\"), \"\"))))","v":""},null,{"$f":"IF( AND(ISBLANK(Table2[[#This Row],[Existing Luminaire Quantity]]),ISBLANK(Table2[[#This Row],[Prescribed Lighting Source]])), \"\", IF( OR(AND(ISNUMBER(SEARCH(\"lamp fl.\",Table2[[#This Row],[Prescribed Lighting Source]])),ISNUMBER(SEARCH(\"T8 lamp\",Table2[[#This Row],[BC Hydro Rebate Category ]]))),AND(ISNUMBER(SEARCH(\"T5HO\",Table2[[#This Row],[Prescribed Lighting Source]])),ISNUMBER(SEARCH(\"T5HO\",Table2[[#This Row],[BC Hydro Rebate Category ]]))),AND(ISNUMBER(SEARCH(\"lamp fl.\",Table2[[#This Row],[Prescribed Lighting Source]])),ISNUMBER(SEARCH(\"T8 lamp\",Table2[[#This Row],[Fortis Rebate Category ]]))),AND(ISNUMBER(SEARCH(\"T5HO\",Table2[[#This Row],[Prescribed Lighting Source]])),ISNUMBER(SEARCH(\"T5HO\",Table2[[#This Row],[Fortis Rebate Category ]])))          ),  IFERROR(INDEX(Table13NumberofLamps,MATCH(Table2[[#This Row],[Prescribed Lighting Source]],Table13ExistingLightingSource,0))*Table2[[#This Row],[Existing Luminaire Quantity]], \"-\"),  IF(Table2[[#This Row],[Lighting  Technology]]=\"Other\", IFERROR(Table2[[#This Row],[Existing Luminaire Quantity]],\"-\"), IFERROR(Table2[[#This Row],[Existing Luminaire Quantity]],\"-\"))))","v":""},{"$f":"IF( AND(ISBLANK(Table2[[#This Row],[BC Hydro Rebate Category ]]),ISBLANK(Table2[[#This Row],[Fortis Rebate Category ]])), \"\", IF(ISTEXT(Table2[[#This Row],[Fortis Rebate Category ]]), IFERROR(INDEX(Table13NewPrescribedWattage,MATCH(Table2[[#This Row],[Fortis Rebate Category ]],Table13[Fortis New Lighting source],0)),\"\"), IF(ISTEXT(Table2[[#This Row],[BC Hydro Rebate Category ]]), IFERROR(INDEX(Table13NewPrescribedWattage,MATCH(Table2[[#This Row],[BC Hydro Rebate Category ]],Table13BCHRebateCategory,0)),\"\"), \"\")))","v":""},null,null,{"$f":"IF(Table2[[#This Row],[Lighting  Technology]]=\"Other\", \"-\", IF( AND(ISBLANK(Table2[[#This Row],[BC Hydro Rebate Category ]]),ISBLANK(Table2[[#This Row],[Fortis Rebate Category ]])), \"\", IF(ISTEXT(Table2[[#This Row],[Fortis Rebate Category ]]), IFERROR(INDEX(Table13BCHECM,MATCH(Table2[[#This Row],[Fortis Rebate Category ]],Table13[Fortis New Lighting source],0)),\"\"), IF(ISTEXT(Table2[[#This Row],[BC Hydro Rebate Category ]]), IFERROR(INDEX(Table13BCHECM,MATCH(Table2[[#This Row],[BC Hydro Rebate Category ]],Table13BCHRebateCategory,0)),\"\"), \"\"))))","v":""},{"$f":"IF(Table2[[#This Row],[Lighting  Technology]]=\"Other\", 0, IF( AND(ISBLANK(Table2[[#This Row],[BC Hydro Rebate Category ]]),ISBLANK(Table2[[#This Row],[Fortis Rebate Category ]])), \"\", IF(ISTEXT(Table2[[#This Row],[Fortis Rebate Category ]]), IFERROR(INDEX(Table13Persistence,MATCH(Table2[[#This Row],[Fortis Rebate Category ]],Table13[Fortis New Lighting source],0)),\"\"), IF(ISTEXT(Table2[[#This Row],[BC Hydro Rebate Category ]]), IFERROR(INDEX(Table13Persistence,MATCH(Table2[[#This Row],[BC Hydro Rebate Category ]],Table13BCHRebateCategory,0)),\"\"), \"\"))))","v":""},null,{"$f":"IFERROR(INDEX(Table5ControlRebate,MATCH(Table2[[#This Row],[Control Type]],Table5NewControl,0)),\"\")","v":""},null,{"$f":"IF(ISBLANK(Table2[[#This Row],[Control Type]]), IF(ISBLANK(Table2[[#This Row],[Annual Usage Hours (hrs)]]),Table2[[#This Row],[Reference Hours (hrs)]], Table2[[#This Row],[Annual Usage Hours (hrs)]]), IF(AND(ISBLANK(Table2[[#This Row],[Annual Usage Hours (hrs)]]), Table2[[#This Row],[Control Type]]=\"None\"), Table2[[#This Row],[Reference Hours (hrs)]], IF(Table2[[#This Row],[Control Type]]=\"None\", Table2[[#This Row],[Annual Usage Hours (hrs)]], IF(AND(ISBLANK(Table2[[#This Row],[Annual Usage Hours (hrs)]]), Table2[[#This Row],[Control Type]]<>\"None\"), IFERROR(Table2[[#This Row],[Reference Hours (hrs)]]*0.8,\"\"), IF(Table2[[#This Row],[Control Type]]<>\"None\", IFERROR( Table2[[#This Row],[Annual Usage Hours (hrs)]]*0.8,\"\"),\"\")))))","v":""},{"$f":"IF( Table2[[#This Row],[Lighting  Technology]]=\"Other\", IF(ISBLANK(Table2[[#This Row],[Retrofit Lamp/ Luminaire Wattage (see Rebate Unit)]]),\"\",IFERROR(Table2[[#This Row],[Prescribed Quantity]]*Table2[[#This Row],[Retrofit Lamp/ Luminaire Wattage (see Rebate Unit)]],\"\")), IF(ISBLANK(Table2[[#This Row],[Retrofit Lamp/ Luminaire Wattage (see Rebate Unit)]]),IFERROR(Table2[[#This Row],[Prescribed Quantity]]*Table2[[#This Row],[Prescribed Wattage (W)]],\"\"),IFERROR(Table2[[#This Row],[Prescribed Quantity]]*Table2[[#This Row],[Retrofit Lamp/ Luminaire Wattage (see Rebate Unit)]],\"\")))","v":""},{"$f":"IFERROR((IF( Table2[[#This Row],[Lighting  Technology]]=\"Other\", Table2[[#This Row],[Prescribed Quantity]]*Table2[[#This Row],[Retrofit Lamp/ Luminaire Wattage (see Rebate Unit)]], Table2[[#This Row],[Prescribed Quantity]]*Table2[[#This Row],[Prescribed Wattage (W)]] )),\"\")","v":""},{"$f":"IF(ISBLANK(Table2[[#This Row],[New Total Demand (hidden, W)]]),\"\", IF(ISBLANK(Table2[[#This Row],[New Hours (hidden, hrs)]]), \"\", IFERROR(Table2[[#This Row],[New Hours (hidden, hrs)]]*Table2[[#This Row],[New Total Demand (hidden, W)]]/1000,\"\")))","v":""},{"$f":"IF(ISBLANK(Table2[[#This Row],[Total Demand (Hidden) W]]),\"\", IF(ISBLANK(Table2[[#This Row],[New Total Demand (hidden, W)]]), \"\", IFERROR((Table2[[#This Row],[Total Demand (Hidden) W]]-Table2[[#This Row],[New Total Demand (hidden, W)]])/1000,\"\")))","v":""},{"$f":"IF( OR(ISBLANK(Table2[[#This Row],[New Total Demand (hidden, W)]]),ISBLANK(Table2[[#This Row],[Total Demand (Hidden) W]])),\"\", IF(ISBLANK(Table2[[#This Row],[Annual Usage Hours (hrs)]]), IFERROR( Table2[[#This Row],[Reference Hours (hrs)]]*(Table2[[#This Row],[Total Demand (Hidden) W]]-Table2[[#This Row],[New Total Demand (hidden, W)]])/1000,\"\"), IFERROR( Table2[[#This Row],[Annual Usage Hours (hrs)]]*(Table2[[#This Row],[Total Demand (Hidden) W]]-Table2[[#This Row],[New Total Demand (hidden, W)]])/1000,\"\")))","v":""},{"$f":"IF( OR(ISBLANK(Table2[[#This Row],[Prescribed Total Demand (hidden, W)]]),ISBLANK(Table2[[#This Row],[Total Demand (Hidden) W]])),\"\", IF(ISBLANK(Table2[[#This Row],[Annual Usage Hours (hrs)]]), IFERROR( Table2[[#This Row],[Reference Hours (hrs)]]*((Table2[Existing Prescribed Wattage (W)]*Table2[Existing Luminaire Quantity])-Table2[[#This Row],[Prescribed Total Demand (hidden, W)]])/1000,\"\"), IFERROR( Table2[[#This Row],[Annual Usage Hours (hrs)]]*((Table2[Existing Prescribed Wattage (W)]*Table2[Existing Luminaire Quantity])-Table2[[#This Row],[Prescribed Total Demand (hidden, W)]])/1000,\"\")))","v":""},{"$f":"\"\"","v":""},{"$f":"IF(OR(Table2[[#This Row],[Control Type]]=\"None\", ISBLANK(Table2[[#This Row],[Control Type]])),\"\", IF(ISBLANK(Table2[[#This Row],[New Total Demand (hidden, W)]]),\"\", IF(ISBLANK(Table2[[#This Row],[Annual Usage Hours (hrs)]]),  IFERROR( 0.2*Table2[[#This Row],[Reference Hours (hrs)]]*Table2[[#This Row],[New Total Demand (hidden, W)]]/1000,\"\"), IFERROR( 0.2*Table2[[#This Row],[Annual Usage Hours (hrs)]]*Table2[[#This Row],[New Total Demand (hidden, W)]]/1000,\"\"))))","v":""},{"$f":"IF(AND(NOT(ISNUMBER(Table2[[#This Row],[Rebate Per Unit\n(CAD)]])),ISBLANK(Table2[[#This Row],[Control Type]])), \"\", IF(OR(Table2[[#This Row],[Rebate Per Unit\n(CAD)]]=0,AND(NOT(ISNUMBER(Table2[[#This Row],[Rebate Per Unit\n(CAD)]])), ISTEXT(Table2[[#This Row],[Control Type]]))), 0, IFERROR(Table2[[#This Row],[Prescribed Quantity]]*Table2[[#This Row],[Rebate Per Unit\n(CAD)]],\"\")))","v":""},{"$f":" IF(AND(ISBLANK(Table2[[#This Row],[Control Type]]),ISNUMBER(Table2[[#This Row],[Rebate Value (CAD)]])),0, IFERROR(Table2[[#This Row],[Control Quantity]]*Table2[[#This Row],[Control Rebate per Unit\n(CAD)]],\"\"))","v":""},{"$f":"IF(AND(ISBLANK(Table2[[#This Row],[Rebate Value (CAD)]]),ISBLANK(Table2[[#This Row],[Rebate Value for Controls (CAD)]])), \"\", IFERROR(Table2[[#This Row],[Rebate Value (CAD)]]+Table2[[#This Row],[Rebate Value for Controls (CAD)]],\"\"))","v":""},{"$f":"IF(Table2[[#This Row],[Lighting  Technology]]=\"Other\",\"Other - \"&Table2[[#This Row],[Other - Lighting Technology Description]],Table2[[#This Row],[BC Hydro Rebate Category ]])","v":0},{"$f":"Table2[[#This Row],[BC Hydro Rebate Category ]]&Table2[[#This Row],[Retrofit Part '# (mandatory to validate Rebates)]]","v":""}]
[null,null,null,null,null,null,{"$f":"IF(ISBLANK(Table2[[#This Row],[Prescribed Lighting Source]]), \"\", IFERROR( INDEX(Table13ExistingPrescribedWattage,MATCH(Table2[[#This Row],[Prescribed Lighting Source]],Table13ExistingLightingSource,0)), IFERROR(INDEX(Table13ExistingPrescribedWattage,MATCH(Table2[[#This Row],[Fortis Rebate Category ]],Table13NewLightingSource,0)),\"-\")))","v":""},null,{"$f":"IFERROR(INDEX(SpaceTypeHours,MATCH(Table2[[#This Row],[Space Type]],SpaceType,0)),\"\")","v":""},null,{"$f":"IFERROR(IF(Table2[[#This Row],[Lighting  Technology]]=\"Other\",Table2[[#This Row],[Existing Effective Input Wattage (W)]]*Table2[[#This Row],[Existing Luminaire Quantity]],Table2[[#This Row],[Existing Prescribed Wattage (W)]]*Table2[[#This Row],[Existing Luminaire Quantity]]),\"\")","v":""},{"$f":"IF(Table2[Lighting  Technology] = \"Other\",(Table2[[#This Row],[Existing Luminaire Quantity]]*Table2[[#This Row],[Existing Effective Input Wattage (W)]]), IF(Table2[Existing Prescribed Wattage (W)] = \"\",\"\", IF( ISBLANK(Table2[[#This Row],[Existing Effective Input Wattage (W)]]), (Table2[[#This Row],[Existing Luminaire Quantity]]*Table2[[#This Row],[Existing Prescribed Wattage (W)]]),(Table2[[#This Row],[Existing Luminaire Quantity]]*Table2[[#This Row],[Existing Effective Input Wattage (W)]]))))","v":""},{"$f":"IF( (ISBLANK(Table2[[#This Row],[Annual Usage Hours (hrs)]])), IFERROR(Table2[[#This Row],[Reference Hours (hrs)]]*Table2[[#This Row],[Total Demand (Hidden) W]]/1000,\"\"), IFERROR(Table2[[#This Row],[Annual Usage Hours (hrs)]]*Table2[[#This Row],[Total Demand (Hidden) W]]/1000,\"\"))","v":""},null,null,{"$f":"IF(Table2[[#This Row],[Lighting  Technology]]=\"Other\", 0, IF( AND(ISBLANK(Table2[[#This Row],[BC Hydro Rebate Category ]]),ISBLANK(Table2[[#This Row],[Fortis Rebate Category ]])), \"\", IF(ISTEXT(Table2[[#This Row],[Fortis Rebate Category ]]), IFERROR(INDEX(Table13[Rebate],MATCH(Table2[[#This Row],[Fortis Rebate Category ]],Table13[Fortis New Lighting source],0)),\"\"), IF(ISTEXT(Table2[[#This Row],[BC Hydro Rebate Category ]]), IFERROR(INDEX(Table13Rebate,MATCH(Table2[[#This Row],[BC Hydro Rebate Category ]],Table13BCHRebateCategory,0)),\"\"), \"\"))))","v":""},{"$f":" IF(Table2[[#This Row],[Lighting  Technology]]=\"Other\", \"per Unit\", IF( AND(ISBLANK(Table2[[#This Row],[BC Hydro Rebate Category ]]),ISBLANK(Table2[[#This Row],[Fortis Rebate Category ]])), \"\", IF(ISTEXT(Table2[[#This Row],[Fortis Rebate Category ]]), IFERROR(INDEX(Table13PerUnit,MATCH(Table2[[#This Row],[Fortis Rebate Category ]],Table13[Fortis New Lighting source],0)),\"\"), IF(ISTEXT(Table2[[#This Row],[BC Hydro Rebate Category ]]), IFERROR(INDEX(Table13PerUnit,MATCH(Table2[[#This Row],[BC Hydro Rebate Category ]],Table13BCHRebateCategory,0)),\"\"), \"\"))))","v":""},null,{"$f":"IF( AND(ISBLANK(Table2[[#This Row],[Existing Luminaire Quantity]]),ISBLANK(Table2[[#This Row],[Prescribed Lighting Source]])), \"\", IF( OR(AND(ISNUMBER(SEARCH(\"lamp fl.\",Table2[[#This Row],[Prescribed Lighting Source]])),ISNUMBER(SEARCH(\"T8 lamp\",Table2[[#This Row],[BC Hydro Rebate Category ]]))),AND(ISNUMBER(SEARCH(\"T5HO\",Table2[[#This Row],[Prescribed Lighting Source]])),ISNUMBER(SEARCH(\"T5HO\",Table2[[#This Row],[BC Hydro Rebate Category ]]))),AND(ISNUMBER(SEARCH(\"lamp fl.\",Table2[[#This Row],[Prescribed Lighting Source]])),ISNUMBER(SEARCH(\"T8 lamp\",Table2[[#This Row],[Fortis Rebate Category ]]))),AND(ISNUMBER(SEARCH(\"T5HO\",Table2[[#This Row],[Prescribed Lighting Source]])),ISNUMBER(SEARCH(\"T5HO\",Table2[[#This Row],[Fortis Rebate Category ]])))          ),  IFERROR(INDEX(Table13NumberofLamps,MATCH(Table2[[#This Row],[Prescribed Lighting Source]],Table13ExistingLightingSource,0))*Table2[[#This Row],[Existing Luminaire Quantity]], \"-\"),  IF(Table2[[#This Row],[Lighting  Technology]]=\"Other\", IFERROR(Table2[[#This Row],[Existing Luminaire Quantity]],\"-\"), IFERROR(Table2[[#This Row],[Existing Luminaire Quantity]],\"-\"))))","v":""},{"$f":"IF( AND(ISBLANK(Table2[[#This Row],[BC Hydro Rebate Category ]]),ISBLANK(Table2[[#This Row],[Fortis Rebate Category ]])), \"\", IF(ISTEXT(Table2[[#This Row],[Fortis Rebate Category ]]), IFERROR(INDEX(Table13NewPrescribedWattage,MATCH(Table2[[#This Row],[Fortis Rebate Category ]],Table13[Fortis New Lighting source],0)),\"\"), IF(ISTEXT(Table2[[#This Row],[BC Hydro Rebate Category ]]), IFERROR(INDEX(Table13NewPrescribedWattage,MATCH(Table2[[#This Row],[BC Hydro Rebate Category ]],Table13BCHRebateCategory,0)),\"\"), \"\")))","v":""},null,null,{"$f":"IF(Table2[[#This Row],[Lighting  Technology]]=\"Other\", \"-\", IF( AND(ISBLANK(Table2[[#This Row],[BC Hydro Rebate Category ]]),ISBLANK(Table2[[#This Row],[Fortis Rebate Category ]])), \"\", IF(ISTEXT(Table2[[#This Row],[Fortis Rebate Category ]]), IFERROR(INDEX(Table13BCHECM,MATCH(Table2[[#This Row],[Fortis Rebate Category ]],Table13[Fortis New Lighting source],0)),\"\"), IF(ISTEXT(Table2[[#This Row],[BC Hydro Rebate Category ]]), IFERROR(INDEX(Table13BCHECM,MATCH(Table2[[#This Row],[BC Hydro Rebate Category ]],Table13BCHRebateCategory,0)),\"\"), \"\"))))","v":""},{"$f":"IF(Table2[[#This Row],[Lighting  Technology]]=\"Other\", 0, IF( AND(ISBLANK(Table2[[#This Row],[BC Hydro Rebate Category ]]),ISBLANK(Table2[[#This Row],[Fortis Rebate Category ]])), \"\", IF(ISTEXT(Table2[[#This Row],[Fortis Rebate Category ]]), IFERROR(INDEX(Table13Persistence,MATCH(Table2[[#This Row],[Fortis Rebate Category ]],Table13[Fortis New Lighting source],0)),\"\"), IF(ISTEXT(Table2[[#This Row],[BC Hydro Rebate Category ]]), IFERROR(INDEX(Table13Persistence,MATCH(Table2[[#This Row],[BC Hydro Rebate Category ]],Table13BCHRebateCategory,0)),\"\"), \"\"))))","v":""},null,{"$f":"IFERROR(INDEX(Table5ControlRebate,MATCH(Table2[[#This Row],[Control Type]],Table5NewControl,0)),\"\")","v":""},null,{"$f":"IF(ISBLANK(Table2[[#This Row],[Control Type]]), IF(ISBLANK(Table2[[#This Row],[Annual Usage Hours (hrs)]]),Table2[[#This Row],[Reference Hours (hrs)]], Table2[[#This Row],[Annual Usage Hours (hrs)]]), IF(AND(ISBLANK(Table2[[#This Row],[Annual Usage Hours (hrs)]]), Table2[[#This Row],[Control Type]]=\"None\"), Table2[[#This Row],[Reference Hours (hrs)]], IF(Table2[[#This Row],[Control Type]]=\"None\", Table2[[#This Row],[Annual Usage Hours (hrs)]], IF(AND(ISBLANK(Table2[[#This Row],[Annual Usage Hours (hrs)]]), Table2[[#This Row],[Control Type]]<>\"None\"), IFERROR(Table2[[#This Row],[Reference Hours (hrs)]]*0.8,\"\"), IF(Table2[[#This Row],[Control Type]]<>\"None\", IFERROR( Table2[[#This Row],[Annual Usage Hours (hrs)]]*0.8,\"\"),\"\")))))","v":""},{"$f":"IF( Table2[[#This Row],[Lighting  Technology]]=\"Other\", IF(ISBLANK(Table2[[#This Row],[Retrofit Lamp/ Luminaire Wattage (see Rebate Unit)]]),\"\",IFERROR(Table2[[#This Row],[Prescribed Quantity]]*Table2[[#This Row],[Retrofit Lamp/ Luminaire Wattage (see Rebate Unit)]],\"\")), IF(ISBLANK(Table2[[#This Row],[Retrofit Lamp/ Luminaire Wattage (see Rebate Unit)]]),IFERROR(Table2[[#This Row],[Prescribed Quantity]]*Table2[[#This Row],[Prescribed Wattage (W)]],\"\"),IFERROR(Table2[[#This Row],[Prescribed Quantity]]*Table2[[#This Row],[Retrofit Lamp/ Luminaire Wattage (see Rebate Unit)]],\"\")))","v":""},{"$f":"IFERROR((IF( Table2[[#This Row],[Lighting  Technology]]=\"Other\", Table2[[#This Row],[Prescribed Quantity]]*Table2[[#This Row],[Retrofit Lamp/ Luminaire Wattage (see Rebate Unit)]], Table2[[#This Row],[Prescribed Quantity]]*Table2[[#This Row],[Prescribed Wattage (W)]] )),\"\")","v":""},{"$f":"IF(ISBLANK(Table2[[#This Row],[New Total Demand (hidden, W)]]),\"\", IF(ISBLANK(Table2[[#This Row],[New Hours (hidden, hrs)]]), \"\", IFERROR(Table2[[#This Row],[New Hours (hidden, hrs)]]*Table2[[#This Row],[New Total Demand (hidden, W)]]/1000,\"\")))","v":""},{"$f":"IF(ISBLANK(Table2[[#This Row],[Total Demand (Hidden) W]]),\"\", IF(ISBLANK(Table2[[#This Row],[New Total Demand (hidden, W)]]), \"\", IFERROR((Table2[[#This Row],[Total Demand (Hidden) W]]-Table2[[#This Row],[New Total Demand (hidden, W)]])/1000,\"\")))","v":""},{"$f":"IF( OR(ISBLANK(Table2[[#This Row],[New Total Demand (hidden, W)]]),ISBLANK(Table2[[#This Row],[Total Demand (Hidden) W]])),\"\", IF(ISBLANK(Table2[[#This Row],[Annual Usage Hours (hrs)]]), IFERROR( Table2[[#This Row],[Reference Hours (hrs)]]*(Table2[[#This Row],[Total Demand (Hidden) W]]-Table2[[#This Row],[New Total Demand (hidden, W)]])/1000,\"\"), IFERROR( Table2[[#This Row],[Annual Usage Hours (hrs)]]*(Table2[[#This Row],[Total Demand (Hidden) W]]-Table2[[#This Row],[New Total Demand (hidden, W)]])/1000,\"\")))","v":""},{"$f":"IF( OR(ISBLANK(Table2[[#This Row],[Prescribed Total Demand (hidden, W)]]),ISBLANK(Table2[[#This Row],[Total Demand (Hidden) W]])),\"\", IF(ISBLANK(Table2[[#This Row],[Annual Usage Hours (hrs)]]), IFERROR( Table2[[#This Row],[Reference Hours (hrs)]]*((Table2[Existing Prescribed Wattage (W)]*Table2[Existing Luminaire Quantity])-Table2[[#This Row],[Prescribed Total Demand (hidden, W)]])/1000,\"\"), IFERROR( Table2[[#This Row],[Annual Usage Hours (hrs)]]*((Table2[Existing Prescribed Wattage (W)]*Table2[Existing Luminaire Quantity])-Table2[[#This Row],[Prescribed Total Demand (hidden, W)]])/1000,\"\")))","v":""},{"$f":"\"\"","v":""},{"$f":"IF(OR(Table2[[#This Row],[Control Type]]=\"None\", ISBLANK(Table2[[#This Row],[Control Type]])),\"\", IF(ISBLANK(Table2[[#This Row],[New Total Demand (hidden, W)]]),\"\", IF(ISBLANK(Table2[[#This Row],[Annual Usage Hours (hrs)]]),  IFERROR( 0.2*Table2[[#This Row],[Reference Hours (hrs)]]*Table2[[#This Row],[New Total Demand (hidden, W)]]/1000,\"\"), IFERROR( 0.2*Table2[[#This Row],[Annual Usage Hours (hrs)]]*Table2[[#This Row],[New Total Demand (hidden, W)]]/1000,\"\"))))","v":""},{"$f":"IF(AND(NOT(ISNUMBER(Table2[[#This Row],[Rebate Per Unit\n(CAD)]])),ISBLANK(Table2[[#This Row],[Control Type]])), \"\", IF(OR(Table2[[#This Row],[Rebate Per Unit\n(CAD)]]=0,AND(NOT(ISNUMBER(Table2[[#This Row],[Rebate Per Unit\n(CAD)]])), ISTEXT(Table2[[#This Row],[Control Type]]))), 0, IFERROR(Table2[[#This Row],[Prescribed Quantity]]*Table2[[#This Row],[Rebate Per Unit\n(CAD)]],\"\")))","v":""},{"$f":" IF(AND(ISBLANK(Table2[[#This Row],[Control Type]]),ISNUMBER(Table2[[#This Row],[Rebate Value (CAD)]])),0, IFERROR(Table2[[#This Row],[Control Quantity]]*Table2[[#This Row],[Control Rebate per Unit\n(CAD)]],\"\"))","v":""},{"$f":"IF(AND(ISBLANK(Table2[[#This Row],[Rebate Value (CAD)]]),ISBLANK(Table2[[#This Row],[Rebate Value for Controls (CAD)]])), \"\", IFERROR(Table2[[#This Row],[Rebate Value (CAD)]]+Table2[[#This Row],[Rebate Value for Controls (CAD)]],\"\"))","v":""},{"$f":"IF(Table2[[#This Row],[Lighting  Technology]]=\"Other\",\"Other - \"&Table2[[#This Row],[Other - Lighting Technology Description]],Table2[[#This Row],[BC Hydro Rebate Category ]])","v":0},{"$f":"Table2[[#This Row],[BC Hydro Rebate Category ]]&Table2[[#This Row],[Retrofit Part '# (mandatory to validate Rebates)]]","v":""}]
[null,null,null,null,null,null,{"$f":"IF(ISBLANK(Table2[[#This Row],[Prescribed Lighting Source]]), \"\", IFERROR( INDEX(Table13ExistingPrescribedWattage,MATCH(Table2[[#This Row],[Prescribed Lighting Source]],Table13ExistingLightingSource,0)), IFERROR(INDEX(Table13ExistingPrescribedWattage,MATCH(Table2[[#This Row],[Fortis Rebate Category ]],Table13NewLightingSource,0)),\"-\")))","v":""},null,{"$f":"IFERROR(INDEX(SpaceTypeHours,MATCH(Table2[[#This Row],[Space Type]],SpaceType,0)),\"\")","v":""},null,{"$f":"IFERROR(IF(Table2[[#This Row],[Lighting  Technology]]=\"Other\",Table2[[#This Row],[Existing Effective Input Wattage (W)]]*Table2[[#This Row],[Existing Luminaire Quantity]],Table2[[#This Row],[Existing Prescribed Wattage (W)]]*Table2[[#This Row],[Existing Luminaire Quantity]]),\"\")","v":""},{"$f":"IF(Table2[Lighting  Technology] = \"Other\",(Table2[[#This Row],[Existing Luminaire Quantity]]*Table2[[#This Row],[Existing Effective Input Wattage (W)]]), IF(Table2[Existing Prescribed Wattage (W)] = \"\",\"\", IF( ISBLANK(Table2[[#This Row],[Existing Effective Input Wattage (W)]]), (Table2[[#This Row],[Existing Luminaire Quantity]]*Table2[[#This Row],[Existing Prescribed Wattage (W)]]),(Table2[[#This Row],[Existing Luminaire Quantity]]*Table2[[#This Row],[Existing Effective Input Wattage (W)]]))))","v":""},{"$f":"IF( (ISBLANK(Table2[[#This Row],[Annual Usage Hours (hrs)]])), IFERROR(Table2[[#This Row],[Reference Hours (hrs)]]*Table2[[#This Row],[Total Demand (Hidden) W]]/1000,\"\"), IFERROR(Table2[[#This Row],[Annual Usage Hours (hrs)]]*Table2[[#This Row],[Total Demand (Hidden) W]]/1000,\"\"))","v":""},null,null,{"$f":"IF(Table2[[#This Row],[Lighting  Technology]]=\"Other\", 0, IF( AND(ISBLANK(Table2[[#This Row],[BC Hydro Rebate Category ]]),ISBLANK(Table2[[#This Row],[Fortis Rebate Category ]])), \"\", IF(ISTEXT(Table2[[#This Row],[Fortis Rebate Category ]]), IFERROR(INDEX(Table13[Rebate],MATCH(Table2[[#This Row],[Fortis Rebate Category ]],Table13[Fortis New Lighting source],0)),\"\"), IF(ISTEXT(Table2[[#This Row],[BC Hydro Rebate Category ]]), IFERROR(INDEX(Table13Rebate,MATCH(Table2[[#This Row],[BC Hydro Rebate Category ]],Table13BCHRebateCategory,0)),\"\"), \"\"))))","v":""},{"$f":" IF(Table2[[#This Row],[Lighting  Technology]]=\"Other\", \"per Unit\", IF( AND(ISBLANK(Table2[[#This Row],[BC Hydro Rebate Category ]]),ISBLANK(Table2[[#This Row],[Fortis Rebate Category ]])), \"\", IF(ISTEXT(Table2[[#This Row],[Fortis Rebate Category ]]), IFERROR(INDEX(Table13PerUnit,MATCH(Table2[[#This Row],[Fortis Rebate Category ]],Table13[Fortis New Lighting source],0)),\"\"), IF(ISTEXT(Table2[[#This Row],[BC Hydro Rebate Category ]]), IFERROR(INDEX(Table13PerUnit,MATCH(Table2[[#This Row],[BC Hydro Rebate Category ]],Table13BCHRebateCategory,0)),\"\"), \"\"))))","v":""},null,{"$f":"IF( AND(ISBLANK(Table2[[#This Row],[Existing Luminaire Quantity]]),ISBLANK(Table2[[#This Row],[Prescribed Lighting Source]])), \"\", IF( OR(AND(ISNUMBER(SEARCH(\"lamp fl.\",Table2[[#This Row],[Prescribed Lighting Source]])),ISNUMBER(SEARCH(\"T8 lamp\",Table2[[#This Row],[BC Hydro Rebate Category ]]))),AND(ISNUMBER(SEARCH(\"T5HO\",Table2[[#This Row],[Prescribed Lighting Source]])),ISNUMBER(SEARCH(\"T5HO\",Table2[[#This Row],[BC Hydro Rebate Category ]]))),AND(ISNUMBER(SEARCH(\"lamp fl.\",Table2[[#This Row],[Prescribed Lighting Source]])),ISNUMBER(SEARCH(\"T8 lamp\",Table2[[#This Row],[Fortis Rebate Category ]]))),AND(ISNUMBER(SEARCH(\"T5HO\",Table2[[#This Row],[Prescribed Lighting Source]])),ISNUMBER(SEARCH(\"T5HO\",Table2[[#This Row],[Fortis Rebate Category ]])))          ),  IFERROR(INDEX(Table13NumberofLamps,MATCH(Table2[[#This Row],[Prescribed Lighting Source]],Table13ExistingLightingSource,0))*Table2[[#This Row],[Existing Luminaire Quantity]], \"-\"),  IF(Table2[[#This Row],[Lighting  Technology]]=\"Other\", IFERROR(Table2[[#This Row],[Existing Luminaire Quantity]],\"-\"), IFERROR(Table2[[#This Row],[Existing Luminaire Quantity]],\"-\"))))","v":""},{"$f":"IF( AND(ISBLANK(Table2[[#This Row],[BC Hydro Rebate Category ]]),ISBLANK(Table2[[#This Row],[Fortis Rebate Category ]])), \"\", IF(ISTEXT(Table2[[#This Row],[Fortis Rebate Category ]]), IFERROR(INDEX(Table13NewPrescribedWattage,MATCH(Table2[[#This Row],[Fortis Rebate Category ]],Table13[Fortis New Lighting source],0)),\"\"), IF(ISTEXT(Table2[[#This Row],[BC Hydro Rebate Category ]]), IFERROR(INDEX(Table13NewPrescribedWattage,MATCH(Table2[[#This Row],[BC Hydro Rebate Category ]],Table13BCHRebateCategory,0)),\"\"), \"\")))","v":""},null,null,{"$f":"IF(Table2[[#This Row],[Lighting  Technology]]=\"Other\", \"-\", IF( AND(ISBLANK(Table2[[#This Row],[BC Hydro Rebate Category ]]),ISBLANK(Table2[[#This Row],[Fortis Rebate Category ]])), \"\", IF(ISTEXT(Table2[[#This Row],[Fortis Rebate Category ]]), IFERROR(INDEX(Table13BCHECM,MATCH(Table2[[#This Row],[Fortis Rebate Category ]],Table13[Fortis New Lighting source],0)),\"\"), IF(ISTEXT(Table2[[#This Row],[BC Hydro Rebate Category ]]), IFERROR(INDEX(Table13BCHECM,MATCH(Table2[[#This Row],[BC Hydro Rebate Category ]],Table13BCHRebateCategory,0)),\"\"), \"\"))))","v":""},{"$f":"IF(Table2[[#This Row],[Lighting  Technology]]=\"Other\", 0, IF( AND(ISBLANK(Table2[[#This Row],[BC Hydro Rebate Category ]]),ISBLANK(Table2[[#This Row],[Fortis Rebate Category ]])), \"\", IF(ISTEXT(Table2[[#This Row],[Fortis Rebate Category ]]), IFERROR(INDEX(Table13Persistence,MATCH(Table2[[#This Row],[Fortis Rebate Category ]],Table13[Fortis New Lighting source],0)),\"\"), IF(ISTEXT(Table2[[#This Row],[BC Hydro Rebate Category ]]), IFERROR(INDEX(Table13Persistence,MATCH(Table2[[#This Row],[BC Hydro Rebate Category ]],Table13BCHRebateCategory,0)),\"\"), \"\"))))","v":""},null,{"$f":"IFERROR(INDEX(Table5ControlRebate,MATCH(Table2[[#This Row],[Control Type]],Table5NewControl,0)),\"\")","v":""},null,{"$f":"IF(ISBLANK(Table2[[#This Row],[Control Type]]), IF(ISBLANK(Table2[[#This Row],[Annual Usage Hours (hrs)]]),Table2[[#This Row],[Reference Hours (hrs)]], Table2[[#This Row],[Annual Usage Hours (hrs)]]), IF(AND(ISBLANK(Table2[[#This Row],[Annual Usage Hours (hrs)]]), Table2[[#This Row],[Control Type]]=\"None\"), Table2[[#This Row],[Reference Hours (hrs)]], IF(Table2[[#This Row],[Control Type]]=\"None\", Table2[[#This Row],[Annual Usage Hours (hrs)]], IF(AND(ISBLANK(Table2[[#This Row],[Annual Usage Hours (hrs)]]), Table2[[#This Row],[Control Type]]<>\"None\"), IFERROR(Table2[[#This Row],[Reference Hours (hrs)]]*0.8,\"\"), IF(Table2[[#This Row],[Control Type]]<>\"None\", IFERROR( Table2[[#This Row],[Annual Usage Hours (hrs)]]*0.8,\"\"),\"\")))))","v":""},{"$f":"IF( Table2[[#This Row],[Lighting  Technology]]=\"Other\", IF(ISBLANK(Table2[[#This Row],[Retrofit Lamp/ Luminaire Wattage (see Rebate Unit)]]),\"\",IFERROR(Table2[[#This Row],[Prescribed Quantity]]*Table2[[#This Row],[Retrofit Lamp/ Luminaire Wattage (see Rebate Unit)]],\"\")), IF(ISBLANK(Table2[[#This Row],[Retrofit Lamp/ Luminaire Wattage (see Rebate Unit)]]),IFERROR(Table2[[#This Row],[Prescribed Quantity]]*Table2[[#This Row],[Prescribed Wattage (W)]],\"\"),IFERROR(Table2[[#This Row],[Prescribed Quantity]]*Table2[[#This Row],[Retrofit Lamp/ Luminaire Wattage (see Rebate Unit)]],\"\")))","v":""},{"$f":"IFERROR((IF( Table2[[#This Row],[Lighting  Technology]]=\"Other\", Table2[[#This Row],[Prescribed Quantity]]*Table2[[#This Row],[Retrofit Lamp/ Luminaire Wattage (see Rebate Unit)]], Table2[[#This Row],[Prescribed Quantity]]*Table2[[#This Row],[Prescribed Wattage (W)]] )),\"\")","v":""},{"$f":"IF(ISBLANK(Table2[[#This Row],[New Total Demand (hidden, W)]]),\"\", IF(ISBLANK(Table2[[#This Row],[New Hours (hidden, hrs)]]), \"\", IFERROR(Table2[[#This Row],[New Hours (hidden, hrs)]]*Table2[[#This Row],[New Total Demand (hidden, W)]]/1000,\"\")))","v":""},{"$f":"IF(ISBLANK(Table2[[#This Row],[Total Demand (Hidden) W]]),\"\", IF(ISBLANK(Table2[[#This Row],[New Total Demand (hidden, W)]]), \"\", IFERROR((Table2[[#This Row],[Total Demand (Hidden) W]]-Table2[[#This Row],[New Total Demand (hidden, W)]])/1000,\"\")))","v":""},{"$f":"IF( OR(ISBLANK(Table2[[#This Row],[New Total Demand (hidden, W)]]),ISBLANK(Table2[[#This Row],[Total Demand (Hidden) W]])),\"\", IF(ISBLANK(Table2[[#This Row],[Annual Usage Hours (hrs)]]), IFERROR( Table2[[#This Row],[Reference Hours (hrs)]]*(Table2[[#This Row],[Total Demand (Hidden) W]]-Table2[[#This Row],[New Total Demand (hidden, W)]])/1000,\"\"), IFERROR( Table2[[#This Row],[Annual Usage Hours (hrs)]]*(Table2[[#This Row],[Total Demand (Hidden) W]]-Table2[[#This Row],[New Total Demand (hidden, W)]])/1000,\"\")))","v":""},{"$f":"IF( OR(ISBLANK(Table2[[#This Row],[Prescribed Total Demand (hidden, W)]]),ISBLANK(Table2[[#This Row],[Total Demand (Hidden) W]])),\"\", IF(ISBLANK(Table2[[#This Row],[Annual Usage Hours (hrs)]]), IFERROR( Table2[[#This Row],[Reference Hours (hrs)]]*((Table2[Existing Prescribed Wattage (W)]*Table2[Existing Luminaire Quantity])-Table2[[#This Row],[Prescribed Total Demand (hidden, W)]])/1000,\"\"), IFERROR( Table2[[#This Row],[Annual Usage Hours (hrs)]]*((Table2[Existing Prescribed Wattage (W)]*Table2[Existing Luminaire Quantity])-Table2[[#This Row],[Prescribed Total Demand (hidden, W)]])/1000,\"\")))","v":""},{"$f":"\"\"","v":""},{"$f":"IF(OR(Table2[[#This Row],[Control Type]]=\"None\", ISBLANK(Table2[[#This Row],[Control Type]])),\"\", IF(ISBLANK(Table2[[#This Row],[New Total Demand (hidden, W)]]),\"\", IF(ISBLANK(Table2[[#This Row],[Annual Usage Hours (hrs)]]),  IFERROR( 0.2*Table2[[#This Row],[Reference Hours (hrs)]]*Table2[[#This Row],[New Total Demand (hidden, W)]]/1000,\"\"), IFERROR( 0.2*Table2[[#This Row],[Annual Usage Hours (hrs)]]*Table2[[#This Row],[New Total Demand (hidden, W)]]/1000,\"\"))))","v":""},{"$f":"IF(AND(NOT(ISNUMBER(Table2[[#This Row],[Rebate Per Unit\n(CAD)]])),ISBLANK(Table2[[#This Row],[Control Type]])), \"\", IF(OR(Table2[[#This Row],[Rebate Per Unit\n(CAD)]]=0,AND(NOT(ISNUMBER(Table2[[#This Row],[Rebate Per Unit\n(CAD)]])), ISTEXT(Table2[[#This Row],[Control Type]]))), 0, IFERROR(Table2[[#This Row],[Prescribed Quantity]]*Table2[[#This Row],[Rebate Per Unit\n(CAD)]],\"\")))","v":""},{"$f":" IF(AND(ISBLANK(Table2[[#This Row],[Control Type]]),ISNUMBER(Table2[[#This Row],[Rebate Value (CAD)]])),0, IFERROR(Table2[[#This Row],[Control Quantity]]*Table2[[#This Row],[Control Rebate per Unit\n(CAD)]],\"\"))","v":""},{"$f":"IF(AND(ISBLANK(Table2[[#This Row],[Rebate Value (CAD)]]),ISBLANK(Table2[[#This Row],[Rebate Value for Controls (CAD)]])), \"\", IFERROR(Table2[[#This Row],[Rebate Value (CAD)]]+Table2[[#This Row],[Rebate Value for Controls (CAD)]],\"\"))","v":""},{"$f":"IF(Table2[[#This Row],[Lighting  Technology]]=\"Other\",\"Other - \"&Table2[[#This Row],[Other - Lighting Technology Description]],Table2[[#This Row],[BC Hydro Rebate Category ]])","v":0},{"$f":"Table2[[#This Row],[BC Hydro Rebate Category ]]&Table2[[#This Row],[Retrofit Part '# (mandatory to validate Rebates)]]","v":""}]
[null,null,null,null,null,null,{"$f":"IF(ISBLANK(Table2[[#This Row],[Prescribed Lighting Source]]), \"\", IFERROR( INDEX(Table13ExistingPrescribedWattage,MATCH(Table2[[#This Row],[Prescribed Lighting Source]],Table13ExistingLightingSource,0)), IFERROR(INDEX(Table13ExistingPrescribedWattage,MATCH(Table2[[#This Row],[Fortis Rebate Category ]],Table13NewLightingSource,0)),\"-\")))","v":""},null,{"$f":"IFERROR(INDEX(SpaceTypeHours,MATCH(Table2[[#This Row],[Space Type]],SpaceType,0)),\"\")","v":""},null,{"$f":"IFERROR(IF(Table2[[#This Row],[Lighting  Technology]]=\"Other\",Table2[[#This Row],[Existing Effective Input Wattage (W)]]*Table2[[#This Row],[Existing Luminaire Quantity]],Table2[[#This Row],[Existing Prescribed Wattage (W)]]*Table2[[#This Row],[Existing Luminaire Quantity]]),\"\")","v":""},{"$f":"IF(Table2[Lighting  Technology] = \"Other\",(Table2[[#This Row],[Existing Luminaire Quantity]]*Table2[[#This Row],[Existing Effective Input Wattage (W)]]), IF(Table2[Existing Prescribed Wattage (W)] = \"\",\"\", IF( ISBLANK(Table2[[#This Row],[Existing Effective Input Wattage (W)]]), (Table2[[#This Row],[Existing Luminaire Quantity]]*Table2[[#This Row],[Existing Prescribed Wattage (W)]]),(Table2[[#This Row],[Existing Luminaire Quantity]]*Table2[[#This Row],[Existing Effective Input Wattage (W)]]))))","v":""},{"$f":"IF( (ISBLANK(Table2[[#This Row],[Annual Usage Hours (hrs)]])), IFERROR(Table2[[#This Row],[Reference Hours (hrs)]]*Table2[[#This Row],[Total Demand (Hidden) W]]/1000,\"\"), IFERROR(Table2[[#This Row],[Annual Usage Hours (hrs)]]*Table2[[#This Row],[Total Demand (Hidden) W]]/1000,\"\"))","v":""},null,null,{"$f":"IF(Table2[[#This Row],[Lighting  Technology]]=\"Other\", 0, IF( AND(ISBLANK(Table2[[#This Row],[BC Hydro Rebate Category ]]),ISBLANK(Table2[[#This Row],[Fortis Rebate Category ]])), \"\", IF(ISTEXT(Table2[[#This Row],[Fortis Rebate Category ]]), IFERROR(INDEX(Table13[Rebate],MATCH(Table2[[#This Row],[Fortis Rebate Category ]],Table13[Fortis New Lighting source],0)),\"\"), IF(ISTEXT(Table2[[#This Row],[BC Hydro Rebate Category ]]), IFERROR(INDEX(Table13Rebate,MATCH(Table2[[#This Row],[BC Hydro Rebate Category ]],Table13BCHRebateCategory,0)),\"\"), \"\"))))","v":""},{"$f":" IF(Table2[[#This Row],[Lighting  Technology]]=\"Other\", \"per Unit\", IF( AND(ISBLANK(Table2[[#This Row],[BC Hydro Rebate Category ]]),ISBLANK(Table2[[#This Row],[Fortis Rebate Category ]])), \"\", IF(ISTEXT(Table2[[#This Row],[Fortis Rebate Category ]]), IFERROR(INDEX(Table13PerUnit,MATCH(Table2[[#This Row],[Fortis Rebate Category ]],Table13[Fortis New Lighting source],0)),\"\"), IF(ISTEXT(Table2[[#This Row],[BC Hydro Rebate Category ]]), IFERROR(INDEX(Table13PerUnit,MATCH(Table2[[#This Row],[BC Hydro Rebate Category ]],Table13BCHRebateCategory,0)),\"\"), \"\"))))","v":""},null,{"$f":"IF( AND(ISBLANK(Table2[[#This Row],[Existing Luminaire Quantity]]),ISBLANK(Table2[[#This Row],[Prescribed Lighting Source]])), \"\", IF( OR(AND(ISNUMBER(SEARCH(\"lamp fl.\",Table2[[#This Row],[Prescribed Lighting Source]])),ISNUMBER(SEARCH(\"T8 lamp\",Table2[[#This Row],[BC Hydro Rebate Category ]]))),AND(ISNUMBER(SEARCH(\"T5HO\",Table2[[#This Row],[Prescribed Lighting Source]])),ISNUMBER(SEARCH(\"T5HO\",Table2[[#This Row],[BC Hydro Rebate Category ]]))),AND(ISNUMBER(SEARCH(\"lamp fl.\",Table2[[#This Row],[Prescribed Lighting Source]])),ISNUMBER(SEARCH(\"T8 lamp\",Table2[[#This Row],[Fortis Rebate Category ]]))),AND(ISNUMBER(SEARCH(\"T5HO\",Table2[[#This Row],[Prescribed Lighting Source]])),ISNUMBER(SEARCH(\"T5HO\",Table2[[#This Row],[Fortis Rebate Category ]])))          ),  IFERROR(INDEX(Table13NumberofLamps,MATCH(Table2[[#This Row],[Prescribed Lighting Source]],Table13ExistingLightingSource,0))*Table2[[#This Row],[Existing Luminaire Quantity]], \"-\"),  IF(Table2[[#This Row],[Lighting  Technology]]=\"Other\", IFERROR(Table2[[#This Row],[Existing Luminaire Quantity]],\"-\"), IFERROR(Table2[[#This Row],[Existing Luminaire Quantity]],\"-\"))))","v":""},{"$f":"IF( AND(ISBLANK(Table2[[#This Row],[BC Hydro Rebate Category ]]),ISBLANK(Table2[[#This Row],[Fortis Rebate Category ]])), \"\", IF(ISTEXT(Table2[[#This Row],[Fortis Rebate Category ]]), IFERROR(INDEX(Table13NewPrescribedWattage,MATCH(Table2[[#This Row],[Fortis Rebate Category ]],Table13[Fortis New Lighting source],0)),\"\"), IF(ISTEXT(Table2[[#This Row],[BC Hydro Rebate Category ]]), IFERROR(INDEX(Table13NewPrescribedWattage,MATCH(Table2[[#This Row],[BC Hydro Rebate Category ]],Table13BCHRebateCategory,0)),\"\"), \"\")))","v":""},null,null,{"$f":"IF(Table2[[#This Row],[Lighting  Technology]]=\"Other\", \"-\", IF( AND(ISBLANK(Table2[[#This Row],[BC Hydro Rebate Category ]]),ISBLANK(Table2[[#This Row],[Fortis Rebate Category ]])), \"\", IF(ISTEXT(Table2[[#This Row],[Fortis Rebate Category ]]), IFERROR(INDEX(Table13BCHECM,MATCH(Table2[[#This Row],[Fortis Rebate Category ]],Table13[Fortis New Lighting source],0)),\"\"), IF(ISTEXT(Table2[[#This Row],[BC Hydro Rebate Category ]]), IFERROR(INDEX(Table13BCHECM,MATCH(Table2[[#This Row],[BC Hydro Rebate Category ]],Table13BCHRebateCategory,0)),\"\"), \"\"))))","v":""},{"$f":"IF(Table2[[#This Row],[Lighting  Technology]]=\"Other\", 0, IF( AND(ISBLANK(Table2[[#This Row],[BC Hydro Rebate Category ]]),ISBLANK(Table2[[#This Row],[Fortis Rebate Category ]])), \"\", IF(ISTEXT(Table2[[#This Row],[Fortis Rebate Category ]]), IFERROR(INDEX(Table13Persistence,MATCH(Table2[[#This Row],[Fortis Rebate Category ]],Table13[Fortis New Lighting source],0)),\"\"), IF(ISTEXT(Table2[[#This Row],[BC Hydro Rebate Category ]]), IFERROR(INDEX(Table13Persistence,MATCH(Table2[[#This Row],[BC Hydro Rebate Category ]],Table13BCHRebateCategory,0)),\"\"), \"\"))))","v":""},null,{"$f":"IFERROR(INDEX(Table5ControlRebate,MATCH(Table2[[#This Row],[Control Type]],Table5NewControl,0)),\"\")","v":""},null,{"$f":"IF(ISBLANK(Table2[[#This Row],[Control Type]]), IF(ISBLANK(Table2[[#This Row],[Annual Usage Hours (hrs)]]),Table2[[#This Row],[Reference Hours (hrs)]], Table2[[#This Row],[Annual Usage Hours (hrs)]]), IF(AND(ISBLANK(Table2[[#This Row],[Annual Usage Hours (hrs)]]), Table2[[#This Row],[Control Type]]=\"None\"), Table2[[#This Row],[Reference Hours (hrs)]], IF(Table2[[#This Row],[Control Type]]=\"None\", Table2[[#This Row],[Annual Usage Hours (hrs)]], IF(AND(ISBLANK(Table2[[#This Row],[Annual Usage Hours (hrs)]]), Table2[[#This Row],[Control Type]]<>\"None\"), IFERROR(Table2[[#This Row],[Reference Hours (hrs)]]*0.8,\"\"), IF(Table2[[#This Row],[Control Type]]<>\"None\", IFERROR( Table2[[#This Row],[Annual Usage Hours (hrs)]]*0.8,\"\"),\"\")))))","v":""},{"$f":"IF( Table2[[#This Row],[Lighting  Technology]]=\"Other\", IF(ISBLANK(Table2[[#This Row],[Retrofit Lamp/ Luminaire Wattage (see Rebate Unit)]]),\"\",IFERROR(Table2[[#This Row],[Prescribed Quantity]]*Table2[[#This Row],[Retrofit Lamp/ Luminaire Wattage (see Rebate Unit)]],\"\")), IF(ISBLANK(Table2[[#This Row],[Retrofit Lamp/ Luminaire Wattage (see Rebate Unit)]]),IFERROR(Table2[[#This Row],[Prescribed Quantity]]*Table2[[#This Row],[Prescribed Wattage (W)]],\"\"),IFERROR(Table2[[#This Row],[Prescribed Quantity]]*Table2[[#This Row],[Retrofit Lamp/ Luminaire Wattage (see Rebate Unit)]],\"\")))","v":""},{"$f":"IFERROR((IF( Table2[[#This Row],[Lighting  Technology]]=\"Other\", Table2[[#This Row],[Prescribed Quantity]]*Table2[[#This Row],[Retrofit Lamp/ Luminaire Wattage (see Rebate Unit)]], Table2[[#This Row],[Prescribed Quantity]]*Table2[[#This Row],[Prescribed Wattage (W)]] )),\"\")","v":""},{"$f":"IF(ISBLANK(Table2[[#This Row],[New Total Demand (hidden, W)]]),\"\", IF(ISBLANK(Table2[[#This Row],[New Hours (hidden, hrs)]]), \"\", IFERROR(Table2[[#This Row],[New Hours (hidden, hrs)]]*Table2[[#This Row],[New Total Demand (hidden, W)]]/1000,\"\")))","v":""},{"$f":"IF(ISBLANK(Table2[[#This Row],[Total Demand (Hidden) W]]),\"\", IF(ISBLANK(Table2[[#This Row],[New Total Demand (hidden, W)]]), \"\", IFERROR((Table2[[#This Row],[Total Demand (Hidden) W]]-Table2[[#This Row],[New Total Demand (hidden, W)]])/1000,\"\")))","v":""},{"$f":"IF( OR(ISBLANK(Table2[[#This Row],[New Total Demand (hidden, W)]]),ISBLANK(Table2[[#This Row],[Total Demand (Hidden) W]])),\"\", IF(ISBLANK(Table2[[#This Row],[Annual Usage Hours (hrs)]]), IFERROR( Table2[[#This Row],[Reference Hours (hrs)]]*(Table2[[#This Row],[Total Demand (Hidden) W]]-Table2[[#This Row],[New Total Demand (hidden, W)]])/1000,\"\"), IFERROR( Table2[[#This Row],[Annual Usage Hours (hrs)]]*(Table2[[#This Row],[Total Demand (Hidden) W]]-Table2[[#This Row],[New Total Demand (hidden, W)]])/1000,\"\")))","v":""},{"$f":"IF( OR(ISBLANK(Table2[[#This Row],[Prescribed Total Demand (hidden, W)]]),ISBLANK(Table2[[#This Row],[Total Demand (Hidden) W]])),\"\", IF(ISBLANK(Table2[[#This Row],[Annual Usage Hours (hrs)]]), IFERROR( Table2[[#This Row],[Reference Hours (hrs)]]*((Table2[Existing Prescribed Wattage (W)]*Table2[Existing Luminaire Quantity])-Table2[[#This Row],[Prescribed Total Demand (hidden, W)]])/1000,\"\"), IFERROR( Table2[[#This Row],[Annual Usage Hours (hrs)]]*((Table2[Existing Prescribed Wattage (W)]*Table2[Existing Luminaire Quantity])-Table2[[#This Row],[Prescribed Total Demand (hidden, W)]])/1000,\"\")))","v":""},{"$f":"\"\"","v":""},{"$f":"IF(OR(Table2[[#This Row],[Control Type]]=\"None\", ISBLANK(Table2[[#This Row],[Control Type]])),\"\", IF(ISBLANK(Table2[[#This Row],[New Total Demand (hidden, W)]]),\"\", IF(ISBLANK(Table2[[#This Row],[Annual Usage Hours (hrs)]]),  IFERROR( 0.2*Table2[[#This Row],[Reference Hours (hrs)]]*Table2[[#This Row],[New Total Demand (hidden, W)]]/1000,\"\"), IFERROR( 0.2*Table2[[#This Row],[Annual Usage Hours (hrs)]]*Table2[[#This Row],[New Total Demand (hidden, W)]]/1000,\"\"))))","v":""},{"$f":"IF(AND(NOT(ISNUMBER(Table2[[#This Row],[Rebate Per Unit\n(CAD)]])),ISBLANK(Table2[[#This Row],[Control Type]])), \"\", IF(OR(Table2[[#This Row],[Rebate Per Unit\n(CAD)]]=0,AND(NOT(ISNUMBER(Table2[[#This Row],[Rebate Per Unit\n(CAD)]])), ISTEXT(Table2[[#This Row],[Control Type]]))), 0, IFERROR(Table2[[#This Row],[Prescribed Quantity]]*Table2[[#This Row],[Rebate Per Unit\n(CAD)]],\"\")))","v":""},{"$f":" IF(AND(ISBLANK(Table2[[#This Row],[Control Type]]),ISNUMBER(Table2[[#This Row],[Rebate Value (CAD)]])),0, IFERROR(Table2[[#This Row],[Control Quantity]]*Table2[[#This Row],[Control Rebate per Unit\n(CAD)]],\"\"))","v":""},{"$f":"IF(AND(ISBLANK(Table2[[#This Row],[Rebate Value (CAD)]]),ISBLANK(Table2[[#This Row],[Rebate Value for Controls (CAD)]])), \"\", IFERROR(Table2[[#This Row],[Rebate Value (CAD)]]+Table2[[#This Row],[Rebate Value for Controls (CAD)]],\"\"))","v":""},{"$f":"IF(Table2[[#This Row],[Lighting  Technology]]=\"Other\",\"Other - \"&Table2[[#This Row],[Other - Lighting Technology Description]],Table2[[#This Row],[BC Hydro Rebate Category ]])","v":0},{"$f":"Table2[[#This Row],[BC Hydro Rebate Category ]]&Table2[[#This Row],[Retrofit Part '# (mandatory to validate Rebates)]]","v":""}]
[null,null,null,null,null,null,{"$f":"IF(ISBLANK(Table2[[#This Row],[Prescribed Lighting Source]]), \"\", IFERROR( INDEX(Table13ExistingPrescribedWattage,MATCH(Table2[[#This Row],[Prescribed Lighting Source]],Table13ExistingLightingSource,0)), IFERROR(INDEX(Table13ExistingPrescribedWattage,MATCH(Table2[[#This Row],[Fortis Rebate Category ]],Table13NewLightingSource,0)),\"-\")))","v":""},null,{"$f":"IFERROR(INDEX(SpaceTypeHours,MATCH(Table2[[#This Row],[Space Type]],SpaceType,0)),\"\")","v":""},null,{"$f":"IFERROR(IF(Table2[[#This Row],[Lighting  Technology]]=\"Other\",Table2[[#This Row],[Existing Effective Input Wattage (W)]]*Table2[[#This Row],[Existing Luminaire Quantity]],Table2[[#This Row],[Existing Prescribed Wattage (W)]]*Table2[[#This Row],[Existing Luminaire Quantity]]),\"\")","v":""},{"$f":"IF(Table2[Lighting  Technology] = \"Other\",(Table2[[#This Row],[Existing Luminaire Quantity]]*Table2[[#This Row],[Existing Effective Input Wattage (W)]]), IF(Table2[Existing Prescribed Wattage (W)] = \"\",\"\", IF( ISBLANK(Table2[[#This Row],[Existing Effective Input Wattage (W)]]), (Table2[[#This Row],[Existing Luminaire Quantity]]*Table2[[#This Row],[Existing Prescribed Wattage (W)]]),(Table2[[#This Row],[Existing Luminaire Quantity]]*Table2[[#This Row],[Existing Effective Input Wattage (W)]]))))","v":""},{"$f":"IF( (ISBLANK(Table2[[#This Row],[Annual Usage Hours (hrs)]])), IFERROR(Table2[[#This Row],[Reference Hours (hrs)]]*Table2[[#This Row],[Total Demand (Hidden) W]]/1000,\"\"), IFERROR(Table2[[#This Row],[Annual Usage Hours (hrs)]]*Table2[[#This Row],[Total Demand (Hidden) W]]/1000,\"\"))","v":""},null,null,{"$f":"IF(Table2[[#This Row],[Lighting  Technology]]=\"Other\", 0, IF( AND(ISBLANK(Table2[[#This Row],[BC Hydro Rebate Category ]]),ISBLANK(Table2[[#This Row],[Fortis Rebate Category ]])), \"\", IF(ISTEXT(Table2[[#This Row],[Fortis Rebate Category ]]), IFERROR(INDEX(Table13[Rebate],MATCH(Table2[[#This Row],[Fortis Rebate Category ]],Table13[Fortis New Lighting source],0)),\"\"), IF(ISTEXT(Table2[[#This Row],[BC Hydro Rebate Category ]]), IFERROR(INDEX(Table13Rebate,MATCH(Table2[[#This Row],[BC Hydro Rebate Category ]],Table13BCHRebateCategory,0)),\"\"), \"\"))))","v":""},{"$f":" IF(Table2[[#This Row],[Lighting  Technology]]=\"Other\", \"per Unit\", IF( AND(ISBLANK(Table2[[#This Row],[BC Hydro Rebate Category ]]),ISBLANK(Table2[[#This Row],[Fortis Rebate Category ]])), \"\", IF(ISTEXT(Table2[[#This Row],[Fortis Rebate Category ]]), IFERROR(INDEX(Table13PerUnit,MATCH(Table2[[#This Row],[Fortis Rebate Category ]],Table13[Fortis New Lighting source],0)),\"\"), IF(ISTEXT(Table2[[#This Row],[BC Hydro Rebate Category ]]), IFERROR(INDEX(Table13PerUnit,MATCH(Table2[[#This Row],[BC Hydro Rebate Category ]],Table13BCHRebateCategory,0)),\"\"), \"\"))))","v":""},null,{"$f":"IF( AND(ISBLANK(Table2[[#This Row],[Existing Luminaire Quantity]]),ISBLANK(Table2[[#This Row],[Prescribed Lighting Source]])), \"\", IF( OR(AND(ISNUMBER(SEARCH(\"lamp fl.\",Table2[[#This Row],[Prescribed Lighting Source]])),ISNUMBER(SEARCH(\"T8 lamp\",Table2[[#This Row],[BC Hydro Rebate Category ]]))),AND(ISNUMBER(SEARCH(\"T5HO\",Table2[[#This Row],[Prescribed Lighting Source]])),ISNUMBER(SEARCH(\"T5HO\",Table2[[#This Row],[BC Hydro Rebate Category ]]))),AND(ISNUMBER(SEARCH(\"lamp fl.\",Table2[[#This Row],[Prescribed Lighting Source]])),ISNUMBER(SEARCH(\"T8 lamp\",Table2[[#This Row],[Fortis Rebate Category ]]))),AND(ISNUMBER(SEARCH(\"T5HO\",Table2[[#This Row],[Prescribed Lighting Source]])),ISNUMBER(SEARCH(\"T5HO\",Table2[[#This Row],[Fortis Rebate Category ]])))          ),  IFERROR(INDEX(Table13NumberofLamps,MATCH(Table2[[#This Row],[Prescribed Lighting Source]],Table13ExistingLightingSource,0))*Table2[[#This Row],[Existing Luminaire Quantity]], \"-\"),  IF(Table2[[#This Row],[Lighting  Technology]]=\"Other\", IFERROR(Table2[[#This Row],[Existing Luminaire Quantity]],\"-\"), IFERROR(Table2[[#This Row],[Existing Luminaire Quantity]],\"-\"))))","v":""},{"$f":"IF( AND(ISBLANK(Table2[[#This Row],[BC Hydro Rebate Category ]]),ISBLANK(Table2[[#This Row],[Fortis Rebate Category ]])), \"\", IF(ISTEXT(Table2[[#This Row],[Fortis Rebate Category ]]), IFERROR(INDEX(Table13NewPrescribedWattage,MATCH(Table2[[#This Row],[Fortis Rebate Category ]],Table13[Fortis New Lighting source],0)),\"\"), IF(ISTEXT(Table2[[#This Row],[BC Hydro Rebate Category ]]), IFERROR(INDEX(Table13NewPrescribedWattage,MATCH(Table2[[#This Row],[BC Hydro Rebate Category ]],Table13BCHRebateCategory,0)),\"\"), \"\")))","v":""},null,null,{"$f":"IF(Table2[[#This Row],[Lighting  Technology]]=\"Other\", \"-\", IF( AND(ISBLANK(Table2[[#This Row],[BC Hydro Rebate Category ]]),ISBLANK(Table2[[#This Row],[Fortis Rebate Category ]])), \"\", IF(ISTEXT(Table2[[#This Row],[Fortis Rebate Category ]]), IFERROR(INDEX(Table13BCHECM,MATCH(Table2[[#This Row],[Fortis Rebate Category ]],Table13[Fortis New Lighting source],0)),\"\"), IF(ISTEXT(Table2[[#This Row],[BC Hydro Rebate Category ]]), IFERROR(INDEX(Table13BCHECM,MATCH(Table2[[#This Row],[BC Hydro Rebate Category ]],Table13BCHRebateCategory,0)),\"\"), \"\"))))","v":""},{"$f":"IF(Table2[[#This Row],[Lighting  Technology]]=\"Other\", 0, IF( AND(ISBLANK(Table2[[#This Row],[BC Hydro Rebate Category ]]),ISBLANK(Table2[[#This Row],[Fortis Rebate Category ]])), \"\", IF(ISTEXT(Table2[[#This Row],[Fortis Rebate Category ]]), IFERROR(INDEX(Table13Persistence,MATCH(Table2[[#This Row],[Fortis Rebate Category ]],Table13[Fortis New Lighting source],0)),\"\"), IF(ISTEXT(Table2[[#This Row],[BC Hydro Rebate Category ]]), IFERROR(INDEX(Table13Persistence,MATCH(Table2[[#This Row],[BC Hydro Rebate Category ]],Table13BCHRebateCategory,0)),\"\"), \"\"))))","v":""},null,{"$f":"IFERROR(INDEX(Table5ControlRebate,MATCH(Table2[[#This Row],[Control Type]],Table5NewControl,0)),\"\")","v":""},null,{"$f":"IF(ISBLANK(Table2[[#This Row],[Control Type]]), IF(ISBLANK(Table2[[#This Row],[Annual Usage Hours (hrs)]]),Table2[[#This Row],[Reference Hours (hrs)]], Table2[[#This Row],[Annual Usage Hours (hrs)]]), IF(AND(ISBLANK(Table2[[#This Row],[Annual Usage Hours (hrs)]]), Table2[[#This Row],[Control Type]]=\"None\"), Table2[[#This Row],[Reference Hours (hrs)]], IF(Table2[[#This Row],[Control Type]]=\"None\", Table2[[#This Row],[Annual Usage Hours (hrs)]], IF(AND(ISBLANK(Table2[[#This Row],[Annual Usage Hours (hrs)]]), Table2[[#This Row],[Control Type]]<>\"None\"), IFERROR(Table2[[#This Row],[Reference Hours (hrs)]]*0.8,\"\"), IF(Table2[[#This Row],[Control Type]]<>\"None\", IFERROR( Table2[[#This Row],[Annual Usage Hours (hrs)]]*0.8,\"\"),\"\")))))","v":""},{"$f":"IF( Table2[[#This Row],[Lighting  Technology]]=\"Other\", IF(ISBLANK(Table2[[#This Row],[Retrofit Lamp/ Luminaire Wattage (see Rebate Unit)]]),\"\",IFERROR(Table2[[#This Row],[Prescribed Quantity]]*Table2[[#This Row],[Retrofit Lamp/ Luminaire Wattage (see Rebate Unit)]],\"\")), IF(ISBLANK(Table2[[#This Row],[Retrofit Lamp/ Luminaire Wattage (see Rebate Unit)]]),IFERROR(Table2[[#This Row],[Prescribed Quantity]]*Table2[[#This Row],[Prescribed Wattage (W)]],\"\"),IFERROR(Table2[[#This Row],[Prescribed Quantity]]*Table2[[#This Row],[Retrofit Lamp/ Luminaire Wattage (see Rebate Unit)]],\"\")))","v":""},{"$f":"IFERROR((IF( Table2[[#This Row],[Lighting  Technology]]=\"Other\", Table2[[#This Row],[Prescribed Quantity]]*Table2[[#This Row],[Retrofit Lamp/ Luminaire Wattage (see Rebate Unit)]], Table2[[#This Row],[Prescribed Quantity]]*Table2[[#This Row],[Prescribed Wattage (W)]] )),\"\")","v":""},{"$f":"IF(ISBLANK(Table2[[#This Row],[New Total Demand (hidden, W)]]),\"\", IF(ISBLANK(Table2[[#This Row],[New Hours (hidden, hrs)]]), \"\", IFERROR(Table2[[#This Row],[New Hours (hidden, hrs)]]*Table2[[#This Row],[New Total Demand (hidden, W)]]/1000,\"\")))","v":""},{"$f":"IF(ISBLANK(Table2[[#This Row],[Total Demand (Hidden) W]]),\"\", IF(ISBLANK(Table2[[#This Row],[New Total Demand (hidden, W)]]), \"\", IFERROR((Table2[[#This Row],[Total Demand (Hidden) W]]-Table2[[#This Row],[New Total Demand (hidden, W)]])/1000,\"\")))","v":""},{"$f":"IF( OR(ISBLANK(Table2[[#This Row],[New Total Demand (hidden, W)]]),ISBLANK(Table2[[#This Row],[Total Demand (Hidden) W]])),\"\", IF(ISBLANK(Table2[[#This Row],[Annual Usage Hours (hrs)]]), IFERROR( Table2[[#This Row],[Reference Hours (hrs)]]*(Table2[[#This Row],[Total Demand (Hidden) W]]-Table2[[#This Row],[New Total Demand (hidden, W)]])/1000,\"\"), IFERROR( Table2[[#This Row],[Annual Usage Hours (hrs)]]*(Table2[[#This Row],[Total Demand (Hidden) W]]-Table2[[#This Row],[New Total Demand (hidden, W)]])/1000,\"\")))","v":""},{"$f":"IF( OR(ISBLANK(Table2[[#This Row],[Prescribed Total Demand (hidden, W)]]),ISBLANK(Table2[[#This Row],[Total Demand (Hidden) W]])),\"\", IF(ISBLANK(Table2[[#This Row],[Annual Usage Hours (hrs)]]), IFERROR( Table2[[#This Row],[Reference Hours (hrs)]]*((Table2[Existing Prescribed Wattage (W)]*Table2[Existing Luminaire Quantity])-Table2[[#This Row],[Prescribed Total Demand (hidden, W)]])/1000,\"\"), IFERROR( Table2[[#This Row],[Annual Usage Hours (hrs)]]*((Table2[Existing Prescribed Wattage (W)]*Table2[Existing Luminaire Quantity])-Table2[[#This Row],[Prescribed Total Demand (hidden, W)]])/1000,\"\")))","v":""},{"$f":"\"\"","v":""},{"$f":"IF(OR(Table2[[#This Row],[Control Type]]=\"None\", ISBLANK(Table2[[#This Row],[Control Type]])),\"\", IF(ISBLANK(Table2[[#This Row],[New Total Demand (hidden, W)]]),\"\", IF(ISBLANK(Table2[[#This Row],[Annual Usage Hours (hrs)]]),  IFERROR( 0.2*Table2[[#This Row],[Reference Hours (hrs)]]*Table2[[#This Row],[New Total Demand (hidden, W)]]/1000,\"\"), IFERROR( 0.2*Table2[[#This Row],[Annual Usage Hours (hrs)]]*Table2[[#This Row],[New Total Demand (hidden, W)]]/1000,\"\"))))","v":""},{"$f":"IF(AND(NOT(ISNUMBER(Table2[[#This Row],[Rebate Per Unit\n(CAD)]])),ISBLANK(Table2[[#This Row],[Control Type]])), \"\", IF(OR(Table2[[#This Row],[Rebate Per Unit\n(CAD)]]=0,AND(NOT(ISNUMBER(Table2[[#This Row],[Rebate Per Unit\n(CAD)]])), ISTEXT(Table2[[#This Row],[Control Type]]))), 0, IFERROR(Table2[[#This Row],[Prescribed Quantity]]*Table2[[#This Row],[Rebate Per Unit\n(CAD)]],\"\")))","v":""},{"$f":" IF(AND(ISBLANK(Table2[[#This Row],[Control Type]]),ISNUMBER(Table2[[#This Row],[Rebate Value (CAD)]])),0, IFERROR(Table2[[#This Row],[Control Quantity]]*Table2[[#This Row],[Control Rebate per Unit\n(CAD)]],\"\"))","v":""},{"$f":"IF(AND(ISBLANK(Table2[[#This Row],[Rebate Value (CAD)]]),ISBLANK(Table2[[#This Row],[Rebate Value for Controls (CAD)]])), \"\", IFERROR(Table2[[#This Row],[Rebate Value (CAD)]]+Table2[[#This Row],[Rebate Value for Controls (CAD)]],\"\"))","v":""},{"$f":"IF(Table2[[#This Row],[Lighting  Technology]]=\"Other\",\"Other - \"&Table2[[#This Row],[Other - Lighting Technology Description]],Table2[[#This Row],[BC Hydro Rebate Category ]])","v":0},{"$f":"Table2[[#This Row],[BC Hydro Rebate Category ]]&Table2[[#This Row],[Retrofit Part '# (mandatory to validate Rebates)]]","v":""}]
[null,null,null,null,null,null,{"$f":"IF(ISBLANK(Table2[[#This Row],[Prescribed Lighting Source]]), \"\", IFERROR( INDEX(Table13ExistingPrescribedWattage,MATCH(Table2[[#This Row],[Prescribed Lighting Source]],Table13ExistingLightingSource,0)), IFERROR(INDEX(Table13ExistingPrescribedWattage,MATCH(Table2[[#This Row],[Fortis Rebate Category ]],Table13NewLightingSource,0)),\"-\")))","v":""},null,{"$f":"IFERROR(INDEX(SpaceTypeHours,MATCH(Table2[[#This Row],[Space Type]],SpaceType,0)),\"\")","v":""},null,{"$f":"IFERROR(IF(Table2[[#This Row],[Lighting  Technology]]=\"Other\",Table2[[#This Row],[Existing Effective Input Wattage (W)]]*Table2[[#This Row],[Existing Luminaire Quantity]],Table2[[#This Row],[Existing Prescribed Wattage (W)]]*Table2[[#This Row],[Existing Luminaire Quantity]]),\"\")","v":""},{"$f":"IF(Table2[Lighting  Technology] = \"Other\",(Table2[[#This Row],[Existing Luminaire Quantity]]*Table2[[#This Row],[Existing Effective Input Wattage (W)]]), IF(Table2[Existing Prescribed Wattage (W)] = \"\",\"\", IF( ISBLANK(Table2[[#This Row],[Existing Effective Input Wattage (W)]]), (Table2[[#This Row],[Existing Luminaire Quantity]]*Table2[[#This Row],[Existing Prescribed Wattage (W)]]),(Table2[[#This Row],[Existing Luminaire Quantity]]*Table2[[#This Row],[Existing Effective Input Wattage (W)]]))))","v":""},{"$f":"IF( (ISBLANK(Table2[[#This Row],[Annual Usage Hours (hrs)]])), IFERROR(Table2[[#This Row],[Reference Hours (hrs)]]*Table2[[#This Row],[Total Demand (Hidden) W]]/1000,\"\"), IFERROR(Table2[[#This Row],[Annual Usage Hours (hrs)]]*Table2[[#This Row],[Total Demand (Hidden) W]]/1000,\"\"))","v":""},null,null,{"$f":"IF(Table2[[#This Row],[Lighting  Technology]]=\"Other\", 0, IF( AND(ISBLANK(Table2[[#This Row],[BC Hydro Rebate Category ]]),ISBLANK(Table2[[#This Row],[Fortis Rebate Category ]])), \"\", IF(ISTEXT(Table2[[#This Row],[Fortis Rebate Category ]]), IFERROR(INDEX(Table13[Rebate],MATCH(Table2[[#This Row],[Fortis Rebate Category ]],Table13[Fortis New Lighting source],0)),\"\"), IF(ISTEXT(Table2[[#This Row],[BC Hydro Rebate Category ]]), IFERROR(INDEX(Table13Rebate,MATCH(Table2[[#This Row],[BC Hydro Rebate Category ]],Table13BCHRebateCategory,0)),\"\"), \"\"))))","v":""},{"$f":" IF(Table2[[#This Row],[Lighting  Technology]]=\"Other\", \"per Unit\", IF( AND(ISBLANK(Table2[[#This Row],[BC Hydro Rebate Category ]]),ISBLANK(Table2[[#This Row],[Fortis Rebate Category ]])), \"\", IF(ISTEXT(Table2[[#This Row],[Fortis Rebate Category ]]), IFERROR(INDEX(Table13PerUnit,MATCH(Table2[[#This Row],[Fortis Rebate Category ]],Table13[Fortis New Lighting source],0)),\"\"), IF(ISTEXT(Table2[[#This Row],[BC Hydro Rebate Category ]]), IFERROR(INDEX(Table13PerUnit,MATCH(Table2[[#This Row],[BC Hydro Rebate Category ]],Table13BCHRebateCategory,0)),\"\"), \"\"))))","v":""},null,{"$f":"IF( AND(ISBLANK(Table2[[#This Row],[Existing Luminaire Quantity]]),ISBLANK(Table2[[#This Row],[Prescribed Lighting Source]])), \"\", IF( OR(AND(ISNUMBER(SEARCH(\"lamp fl.\",Table2[[#This Row],[Prescribed Lighting Source]])),ISNUMBER(SEARCH(\"T8 lamp\",Table2[[#This Row],[BC Hydro Rebate Category ]]))),AND(ISNUMBER(SEARCH(\"T5HO\",Table2[[#This Row],[Prescribed Lighting Source]])),ISNUMBER(SEARCH(\"T5HO\",Table2[[#This Row],[BC Hydro Rebate Category ]]))),AND(ISNUMBER(SEARCH(\"lamp fl.\",Table2[[#This Row],[Prescribed Lighting Source]])),ISNUMBER(SEARCH(\"T8 lamp\",Table2[[#This Row],[Fortis Rebate Category ]]))),AND(ISNUMBER(SEARCH(\"T5HO\",Table2[[#This Row],[Prescribed Lighting Source]])),ISNUMBER(SEARCH(\"T5HO\",Table2[[#This Row],[Fortis Rebate Category ]])))          ),  IFERROR(INDEX(Table13NumberofLamps,MATCH(Table2[[#This Row],[Prescribed Lighting Source]],Table13ExistingLightingSource,0))*Table2[[#This Row],[Existing Luminaire Quantity]], \"-\"),  IF(Table2[[#This Row],[Lighting  Technology]]=\"Other\", IFERROR(Table2[[#This Row],[Existing Luminaire Quantity]],\"-\"), IFERROR(Table2[[#This Row],[Existing Luminaire Quantity]],\"-\"))))","v":""},{"$f":"IF( AND(ISBLANK(Table2[[#This Row],[BC Hydro Rebate Category ]]),ISBLANK(Table2[[#This Row],[Fortis Rebate Category ]])), \"\", IF(ISTEXT(Table2[[#This Row],[Fortis Rebate Category ]]), IFERROR(INDEX(Table13NewPrescribedWattage,MATCH(Table2[[#This Row],[Fortis Rebate Category ]],Table13[Fortis New Lighting source],0)),\"\"), IF(ISTEXT(Table2[[#This Row],[BC Hydro Rebate Category ]]), IFERROR(INDEX(Table13NewPrescribedWattage,MATCH(Table2[[#This Row],[BC Hydro Rebate Category ]],Table13BCHRebateCategory,0)),\"\"), \"\")))","v":""},null,null,{"$f":"IF(Table2[[#This Row],[Lighting  Technology]]=\"Other\", \"-\", IF( AND(ISBLANK(Table2[[#This Row],[BC Hydro Rebate Category ]]),ISBLANK(Table2[[#This Row],[Fortis Rebate Category ]])), \"\", IF(ISTEXT(Table2[[#This Row],[Fortis Rebate Category ]]), IFERROR(INDEX(Table13BCHECM,MATCH(Table2[[#This Row],[Fortis Rebate Category ]],Table13[Fortis New Lighting source],0)),\"\"), IF(ISTEXT(Table2[[#This Row],[BC Hydro Rebate Category ]]), IFERROR(INDEX(Table13BCHECM,MATCH(Table2[[#This Row],[BC Hydro Rebate Category ]],Table13BCHRebateCategory,0)),\"\"), \"\"))))","v":""},{"$f":"IF(Table2[[#This Row],[Lighting  Technology]]=\"Other\", 0, IF( AND(ISBLANK(Table2[[#This Row],[BC Hydro Rebate Category ]]),ISBLANK(Table2[[#This Row],[Fortis Rebate Category ]])), \"\", IF(ISTEXT(Table2[[#This Row],[Fortis Rebate Category ]]), IFERROR(INDEX(Table13Persistence,MATCH(Table2[[#This Row],[Fortis Rebate Category ]],Table13[Fortis New Lighting source],0)),\"\"), IF(ISTEXT(Table2[[#This Row],[BC Hydro Rebate Category ]]), IFERROR(INDEX(Table13Persistence,MATCH(Table2[[#This Row],[BC Hydro Rebate Category ]],Table13BCHRebateCategory,0)),\"\"), \"\"))))","v":""},null,{"$f":"IFERROR(INDEX(Table5ControlRebate,MATCH(Table2[[#This Row],[Control Type]],Table5NewControl,0)),\"\")","v":""},null,{"$f":"IF(ISBLANK(Table2[[#This Row],[Control Type]]), IF(ISBLANK(Table2[[#This Row],[Annual Usage Hours (hrs)]]),Table2[[#This Row],[Reference Hours (hrs)]], Table2[[#This Row],[Annual Usage Hours (hrs)]]), IF(AND(ISBLANK(Table2[[#This Row],[Annual Usage Hours (hrs)]]), Table2[[#This Row],[Control Type]]=\"None\"), Table2[[#This Row],[Reference Hours (hrs)]], IF(Table2[[#This Row],[Control Type]]=\"None\", Table2[[#This Row],[Annual Usage Hours (hrs)]], IF(AND(ISBLANK(Table2[[#This Row],[Annual Usage Hours (hrs)]]), Table2[[#This Row],[Control Type]]<>\"None\"), IFERROR(Table2[[#This Row],[Reference Hours (hrs)]]*0.8,\"\"), IF(Table2[[#This Row],[Control Type]]<>\"None\", IFERROR( Table2[[#This Row],[Annual Usage Hours (hrs)]]*0.8,\"\"),\"\")))))","v":""},{"$f":"IF( Table2[[#This Row],[Lighting  Technology]]=\"Other\", IF(ISBLANK(Table2[[#This Row],[Retrofit Lamp/ Luminaire Wattage (see Rebate Unit)]]),\"\",IFERROR(Table2[[#This Row],[Prescribed Quantity]]*Table2[[#This Row],[Retrofit Lamp/ Luminaire Wattage (see Rebate Unit)]],\"\")), IF(ISBLANK(Table2[[#This Row],[Retrofit Lamp/ Luminaire Wattage (see Rebate Unit)]]),IFERROR(Table2[[#This Row],[Prescribed Quantity]]*Table2[[#This Row],[Prescribed Wattage (W)]],\"\"),IFERROR(Table2[[#This Row],[Prescribed Quantity]]*Table2[[#This Row],[Retrofit Lamp/ Luminaire Wattage (see Rebate Unit)]],\"\")))","v":""},{"$f":"IFERROR((IF( Table2[[#This Row],[Lighting  Technology]]=\"Other\", Table2[[#This Row],[Prescribed Quantity]]*Table2[[#This Row],[Retrofit Lamp/ Luminaire Wattage (see Rebate Unit)]], Table2[[#This Row],[Prescribed Quantity]]*Table2[[#This Row],[Prescribed Wattage (W)]] )),\"\")","v":""},{"$f":"IF(ISBLANK(Table2[[#This Row],[New Total Demand (hidden, W)]]),\"\", IF(ISBLANK(Table2[[#This Row],[New Hours (hidden, hrs)]]), \"\", IFERROR(Table2[[#This Row],[New Hours (hidden, hrs)]]*Table2[[#This Row],[New Total Demand (hidden, W)]]/1000,\"\")))","v":""},{"$f":"IF(ISBLANK(Table2[[#This Row],[Total Demand (Hidden) W]]),\"\", IF(ISBLANK(Table2[[#This Row],[New Total Demand (hidden, W)]]), \"\", IFERROR((Table2[[#This Row],[Total Demand (Hidden) W]]-Table2[[#This Row],[New Total Demand (hidden, W)]])/1000,\"\")))","v":""},{"$f":"IF( OR(ISBLANK(Table2[[#This Row],[New Total Demand (hidden, W)]]),ISBLANK(Table2[[#This Row],[Total Demand (Hidden) W]])),\"\", IF(ISBLANK(Table2[[#This Row],[Annual Usage Hours (hrs)]]), IFERROR( Table2[[#This Row],[Reference Hours (hrs)]]*(Table2[[#This Row],[Total Demand (Hidden) W]]-Table2[[#This Row],[New Total Demand (hidden, W)]])/1000,\"\"), IFERROR( Table2[[#This Row],[Annual Usage Hours (hrs)]]*(Table2[[#This Row],[Total Demand (Hidden) W]]-Table2[[#This Row],[New Total Demand (hidden, W)]])/1000,\"\")))","v":""},{"$f":"IF( OR(ISBLANK(Table2[[#This Row],[Prescribed Total Demand (hidden, W)]]),ISBLANK(Table2[[#This Row],[Total Demand (Hidden) W]])),\"\", IF(ISBLANK(Table2[[#This Row],[Annual Usage Hours (hrs)]]), IFERROR( Table2[[#This Row],[Reference Hours (hrs)]]*((Table2[Existing Prescribed Wattage (W)]*Table2[Existing Luminaire Quantity])-Table2[[#This Row],[Prescribed Total Demand (hidden, W)]])/1000,\"\"), IFERROR( Table2[[#This Row],[Annual Usage Hours (hrs)]]*((Table2[Existing Prescribed Wattage (W)]*Table2[Existing Luminaire Quantity])-Table2[[#This Row],[Prescribed Total Demand (hidden, W)]])/1000,\"\")))","v":""},{"$f":"\"\"","v":""},{"$f":"IF(OR(Table2[[#This Row],[Control Type]]=\"None\", ISBLANK(Table2[[#This Row],[Control Type]])),\"\", IF(ISBLANK(Table2[[#This Row],[New Total Demand (hidden, W)]]),\"\", IF(ISBLANK(Table2[[#This Row],[Annual Usage Hours (hrs)]]),  IFERROR( 0.2*Table2[[#This Row],[Reference Hours (hrs)]]*Table2[[#This Row],[New Total Demand (hidden, W)]]/1000,\"\"), IFERROR( 0.2*Table2[[#This Row],[Annual Usage Hours (hrs)]]*Table2[[#This Row],[New Total Demand (hidden, W)]]/1000,\"\"))))","v":""},{"$f":"IF(AND(NOT(ISNUMBER(Table2[[#This Row],[Rebate Per Unit\n(CAD)]])),ISBLANK(Table2[[#This Row],[Control Type]])), \"\", IF(OR(Table2[[#This Row],[Rebate Per Unit\n(CAD)]]=0,AND(NOT(ISNUMBER(Table2[[#This Row],[Rebate Per Unit\n(CAD)]])), ISTEXT(Table2[[#This Row],[Control Type]]))), 0, IFERROR(Table2[[#This Row],[Prescribed Quantity]]*Table2[[#This Row],[Rebate Per Unit\n(CAD)]],\"\")))","v":""},{"$f":" IF(AND(ISBLANK(Table2[[#This Row],[Control Type]]),ISNUMBER(Table2[[#This Row],[Rebate Value (CAD)]])),0, IFERROR(Table2[[#This Row],[Control Quantity]]*Table2[[#This Row],[Control Rebate per Unit\n(CAD)]],\"\"))","v":""},{"$f":"IF(AND(ISBLANK(Table2[[#This Row],[Rebate Value (CAD)]]),ISBLANK(Table2[[#This Row],[Rebate Value for Controls (CAD)]])), \"\", IFERROR(Table2[[#This Row],[Rebate Value (CAD)]]+Table2[[#This Row],[Rebate Value for Controls (CAD)]],\"\"))","v":""},{"$f":"IF(Table2[[#This Row],[Lighting  Technology]]=\"Other\",\"Other - \"&Table2[[#This Row],[Other - Lighting Technology Description]],Table2[[#This Row],[BC Hydro Rebate Category ]])","v":0},{"$f":"Table2[[#This Row],[BC Hydro Rebate Category ]]&Table2[[#This Row],[Retrofit Part '# (mandatory to validate Rebates)]]","v":""}]
[null,null,null,null,null,null,{"$f":"IF(ISBLANK(Table2[[#This Row],[Prescribed Lighting Source]]), \"\", IFERROR( INDEX(Table13ExistingPrescribedWattage,MATCH(Table2[[#This Row],[Prescribed Lighting Source]],Table13ExistingLightingSource,0)), IFERROR(INDEX(Table13ExistingPrescribedWattage,MATCH(Table2[[#This Row],[Fortis Rebate Category ]],Table13NewLightingSource,0)),\"-\")))","v":""},null,{"$f":"IFERROR(INDEX(SpaceTypeHours,MATCH(Table2[[#This Row],[Space Type]],SpaceType,0)),\"\")","v":""},null,{"$f":"IFERROR(IF(Table2[[#This Row],[Lighting  Technology]]=\"Other\",Table2[[#This Row],[Existing Effective Input Wattage (W)]]*Table2[[#This Row],[Existing Luminaire Quantity]],Table2[[#This Row],[Existing Prescribed Wattage (W)]]*Table2[[#This Row],[Existing Luminaire Quantity]]),\"\")","v":""},{"$f":"IF(Table2[Lighting  Technology] = \"Other\",(Table2[[#This Row],[Existing Luminaire Quantity]]*Table2[[#This Row],[Existing Effective Input Wattage (W)]]), IF(Table2[Existing Prescribed Wattage (W)] = \"\",\"\", IF( ISBLANK(Table2[[#This Row],[Existing Effective Input Wattage (W)]]), (Table2[[#This Row],[Existing Luminaire Quantity]]*Table2[[#This Row],[Existing Prescribed Wattage (W)]]),(Table2[[#This Row],[Existing Luminaire Quantity]]*Table2[[#This Row],[Existing Effective Input Wattage (W)]]))))","v":""},{"$f":"IF( (ISBLANK(Table2[[#This Row],[Annual Usage Hours (hrs)]])), IFERROR(Table2[[#This Row],[Reference Hours (hrs)]]*Table2[[#This Row],[Total Demand (Hidden) W]]/1000,\"\"), IFERROR(Table2[[#This Row],[Annual Usage Hours (hrs)]]*Table2[[#This Row],[Total Demand (Hidden) W]]/1000,\"\"))","v":""},null,null,{"$f":"IF(Table2[[#This Row],[Lighting  Technology]]=\"Other\", 0, IF( AND(ISBLANK(Table2[[#This Row],[BC Hydro Rebate Category ]]),ISBLANK(Table2[[#This Row],[Fortis Rebate Category ]])), \"\", IF(ISTEXT(Table2[[#This Row],[Fortis Rebate Category ]]), IFERROR(INDEX(Table13[Rebate],MATCH(Table2[[#This Row],[Fortis Rebate Category ]],Table13[Fortis New Lighting source],0)),\"\"), IF(ISTEXT(Table2[[#This Row],[BC Hydro Rebate Category ]]), IFERROR(INDEX(Table13Rebate,MATCH(Table2[[#This Row],[BC Hydro Rebate Category ]],Table13BCHRebateCategory,0)),\"\"), \"\"))))","v":""},{"$f":" IF(Table2[[#This Row],[Lighting  Technology]]=\"Other\", \"per Unit\", IF( AND(ISBLANK(Table2[[#This Row],[BC Hydro Rebate Category ]]),ISBLANK(Table2[[#This Row],[Fortis Rebate Category ]])), \"\", IF(ISTEXT(Table2[[#This Row],[Fortis Rebate Category ]]), IFERROR(INDEX(Table13PerUnit,MATCH(Table2[[#This Row],[Fortis Rebate Category ]],Table13[Fortis New Lighting source],0)),\"\"), IF(ISTEXT(Table2[[#This Row],[BC Hydro Rebate Category ]]), IFERROR(INDEX(Table13PerUnit,MATCH(Table2[[#This Row],[BC Hydro Rebate Category ]],Table13BCHRebateCategory,0)),\"\"), \"\"))))","v":""},null,{"$f":"IF( AND(ISBLANK(Table2[[#This Row],[Existing Luminaire Quantity]]),ISBLANK(Table2[[#This Row],[Prescribed Lighting Source]])), \"\", IF( OR(AND(ISNUMBER(SEARCH(\"lamp fl.\",Table2[[#This Row],[Prescribed Lighting Source]])),ISNUMBER(SEARCH(\"T8 lamp\",Table2[[#This Row],[BC Hydro Rebate Category ]]))),AND(ISNUMBER(SEARCH(\"T5HO\",Table2[[#This Row],[Prescribed Lighting Source]])),ISNUMBER(SEARCH(\"T5HO\",Table2[[#This Row],[BC Hydro Rebate Category ]]))),AND(ISNUMBER(SEARCH(\"lamp fl.\",Table2[[#This Row],[Prescribed Lighting Source]])),ISNUMBER(SEARCH(\"T8 lamp\",Table2[[#This Row],[Fortis Rebate Category ]]))),AND(ISNUMBER(SEARCH(\"T5HO\",Table2[[#This Row],[Prescribed Lighting Source]])),ISNUMBER(SEARCH(\"T5HO\",Table2[[#This Row],[Fortis Rebate Category ]])))          ),  IFERROR(INDEX(Table13NumberofLamps,MATCH(Table2[[#This Row],[Prescribed Lighting Source]],Table13ExistingLightingSource,0))*Table2[[#This Row],[Existing Luminaire Quantity]], \"-\"),  IF(Table2[[#This Row],[Lighting  Technology]]=\"Other\", IFERROR(Table2[[#This Row],[Existing Luminaire Quantity]],\"-\"), IFERROR(Table2[[#This Row],[Existing Luminaire Quantity]],\"-\"))))","v":""},{"$f":"IF( AND(ISBLANK(Table2[[#This Row],[BC Hydro Rebate Category ]]),ISBLANK(Table2[[#This Row],[Fortis Rebate Category ]])), \"\", IF(ISTEXT(Table2[[#This Row],[Fortis Rebate Category ]]), IFERROR(INDEX(Table13NewPrescribedWattage,MATCH(Table2[[#This Row],[Fortis Rebate Category ]],Table13[Fortis New Lighting source],0)),\"\"), IF(ISTEXT(Table2[[#This Row],[BC Hydro Rebate Category ]]), IFERROR(INDEX(Table13NewPrescribedWattage,MATCH(Table2[[#This Row],[BC Hydro Rebate Category ]],Table13BCHRebateCategory,0)),\"\"), \"\")))","v":""},null,null,{"$f":"IF(Table2[[#This Row],[Lighting  Technology]]=\"Other\", \"-\", IF( AND(ISBLANK(Table2[[#This Row],[BC Hydro Rebate Category ]]),ISBLANK(Table2[[#This Row],[Fortis Rebate Category ]])), \"\", IF(ISTEXT(Table2[[#This Row],[Fortis Rebate Category ]]), IFERROR(INDEX(Table13BCHECM,MATCH(Table2[[#This Row],[Fortis Rebate Category ]],Table13[Fortis New Lighting source],0)),\"\"), IF(ISTEXT(Table2[[#This Row],[BC Hydro Rebate Category ]]), IFERROR(INDEX(Table13BCHECM,MATCH(Table2[[#This Row],[BC Hydro Rebate Category ]],Table13BCHRebateCategory,0)),\"\"), \"\"))))","v":""},{"$f":"IF(Table2[[#This Row],[Lighting  Technology]]=\"Other\", 0, IF( AND(ISBLANK(Table2[[#This Row],[BC Hydro Rebate Category ]]),ISBLANK(Table2[[#This Row],[Fortis Rebate Category ]])), \"\", IF(ISTEXT(Table2[[#This Row],[Fortis Rebate Category ]]), IFERROR(INDEX(Table13Persistence,MATCH(Table2[[#This Row],[Fortis Rebate Category ]],Table13[Fortis New Lighting source],0)),\"\"), IF(ISTEXT(Table2[[#This Row],[BC Hydro Rebate Category ]]), IFERROR(INDEX(Table13Persistence,MATCH(Table2[[#This Row],[BC Hydro Rebate Category ]],Table13BCHRebateCategory,0)),\"\"), \"\"))))","v":""},null,{"$f":"IFERROR(INDEX(Table5ControlRebate,MATCH(Table2[[#This Row],[Control Type]],Table5NewControl,0)),\"\")","v":""},null,{"$f":"IF(ISBLANK(Table2[[#This Row],[Control Type]]), IF(ISBLANK(Table2[[#This Row],[Annual Usage Hours (hrs)]]),Table2[[#This Row],[Reference Hours (hrs)]], Table2[[#This Row],[Annual Usage Hours (hrs)]]), IF(AND(ISBLANK(Table2[[#This Row],[Annual Usage Hours (hrs)]]), Table2[[#This Row],[Control Type]]=\"None\"), Table2[[#This Row],[Reference Hours (hrs)]], IF(Table2[[#This Row],[Control Type]]=\"None\", Table2[[#This Row],[Annual Usage Hours (hrs)]], IF(AND(ISBLANK(Table2[[#This Row],[Annual Usage Hours (hrs)]]), Table2[[#This Row],[Control Type]]<>\"None\"), IFERROR(Table2[[#This Row],[Reference Hours (hrs)]]*0.8,\"\"), IF(Table2[[#This Row],[Control Type]]<>\"None\", IFERROR( Table2[[#This Row],[Annual Usage Hours (hrs)]]*0.8,\"\"),\"\")))))","v":""},{"$f":"IF( Table2[[#This Row],[Lighting  Technology]]=\"Other\", IF(ISBLANK(Table2[[#This Row],[Retrofit Lamp/ Luminaire Wattage (see Rebate Unit)]]),\"\",IFERROR(Table2[[#This Row],[Prescribed Quantity]]*Table2[[#This Row],[Retrofit Lamp/ Luminaire Wattage (see Rebate Unit)]],\"\")), IF(ISBLANK(Table2[[#This Row],[Retrofit Lamp/ Luminaire Wattage (see Rebate Unit)]]),IFERROR(Table2[[#This Row],[Prescribed Quantity]]*Table2[[#This Row],[Prescribed Wattage (W)]],\"\"),IFERROR(Table2[[#This Row],[Prescribed Quantity]]*Table2[[#This Row],[Retrofit Lamp/ Luminaire Wattage (see Rebate Unit)]],\"\")))","v":""},{"$f":"IFERROR((IF( Table2[[#This Row],[Lighting  Technology]]=\"Other\", Table2[[#This Row],[Prescribed Quantity]]*Table2[[#This Row],[Retrofit Lamp/ Luminaire Wattage (see Rebate Unit)]], Table2[[#This Row],[Prescribed Quantity]]*Table2[[#This Row],[Prescribed Wattage (W)]] )),\"\")","v":""},{"$f":"IF(ISBLANK(Table2[[#This Row],[New Total Demand (hidden, W)]]),\"\", IF(ISBLANK(Table2[[#This Row],[New Hours (hidden, hrs)]]), \"\", IFERROR(Table2[[#This Row],[New Hours (hidden, hrs)]]*Table2[[#This Row],[New Total Demand (hidden, W)]]/1000,\"\")))","v":""},{"$f":"IF(ISBLANK(Table2[[#This Row],[Total Demand (Hidden) W]]),\"\", IF(ISBLANK(Table2[[#This Row],[New Total Demand (hidden, W)]]), \"\", IFERROR((Table2[[#This Row],[Total Demand (Hidden) W]]-Table2[[#This Row],[New Total Demand (hidden, W)]])/1000,\"\")))","v":""},{"$f":"IF( OR(ISBLANK(Table2[[#This Row],[New Total Demand (hidden, W)]]),ISBLANK(Table2[[#This Row],[Total Demand (Hidden) W]])),\"\", IF(ISBLANK(Table2[[#This Row],[Annual Usage Hours (hrs)]]), IFERROR( Table2[[#This Row],[Reference Hours (hrs)]]*(Table2[[#This Row],[Total Demand (Hidden) W]]-Table2[[#This Row],[New Total Demand (hidden, W)]])/1000,\"\"), IFERROR( Table2[[#This Row],[Annual Usage Hours (hrs)]]*(Table2[[#This Row],[Total Demand (Hidden) W]]-Table2[[#This Row],[New Total Demand (hidden, W)]])/1000,\"\")))","v":""},{"$f":"IF( OR(ISBLANK(Table2[[#This Row],[Prescribed Total Demand (hidden, W)]]),ISBLANK(Table2[[#This Row],[Total Demand (Hidden) W]])),\"\", IF(ISBLANK(Table2[[#This Row],[Annual Usage Hours (hrs)]]), IFERROR( Table2[[#This Row],[Reference Hours (hrs)]]*((Table2[Existing Prescribed Wattage (W)]*Table2[Existing Luminaire Quantity])-Table2[[#This Row],[Prescribed Total Demand (hidden, W)]])/1000,\"\"), IFERROR( Table2[[#This Row],[Annual Usage Hours (hrs)]]*((Table2[Existing Prescribed Wattage (W)]*Table2[Existing Luminaire Quantity])-Table2[[#This Row],[Prescribed Total Demand (hidden, W)]])/1000,\"\")))","v":""},{"$f":"\"\"","v":""},{"$f":"IF(OR(Table2[[#This Row],[Control Type]]=\"None\", ISBLANK(Table2[[#This Row],[Control Type]])),\"\", IF(ISBLANK(Table2[[#This Row],[New Total Demand (hidden, W)]]),\"\", IF(ISBLANK(Table2[[#This Row],[Annual Usage Hours (hrs)]]),  IFERROR( 0.2*Table2[[#This Row],[Reference Hours (hrs)]]*Table2[[#This Row],[New Total Demand (hidden, W)]]/1000,\"\"), IFERROR( 0.2*Table2[[#This Row],[Annual Usage Hours (hrs)]]*Table2[[#This Row],[New Total Demand (hidden, W)]]/1000,\"\"))))","v":""},{"$f":"IF(AND(NOT(ISNUMBER(Table2[[#This Row],[Rebate Per Unit\n(CAD)]])),ISBLANK(Table2[[#This Row],[Control Type]])), \"\", IF(OR(Table2[[#This Row],[Rebate Per Unit\n(CAD)]]=0,AND(NOT(ISNUMBER(Table2[[#This Row],[Rebate Per Unit\n(CAD)]])), ISTEXT(Table2[[#This Row],[Control Type]]))), 0, IFERROR(Table2[[#This Row],[Prescribed Quantity]]*Table2[[#This Row],[Rebate Per Unit\n(CAD)]],\"\")))","v":""},{"$f":" IF(AND(ISBLANK(Table2[[#This Row],[Control Type]]),ISNUMBER(Table2[[#This Row],[Rebate Value (CAD)]])),0, IFERROR(Table2[[#This Row],[Control Quantity]]*Table2[[#This Row],[Control Rebate per Unit\n(CAD)]],\"\"))","v":""},{"$f":"IF(AND(ISBLANK(Table2[[#This Row],[Rebate Value (CAD)]]),ISBLANK(Table2[[#This Row],[Rebate Value for Controls (CAD)]])), \"\", IFERROR(Table2[[#This Row],[Rebate Value (CAD)]]+Table2[[#This Row],[Rebate Value for Controls (CAD)]],\"\"))","v":""},{"$f":"IF(Table2[[#This Row],[Lighting  Technology]]=\"Other\",\"Other - \"&Table2[[#This Row],[Other - Lighting Technology Description]],Table2[[#This Row],[BC Hydro Rebate Category ]])","v":0},{"$f":"Table2[[#This Row],[BC Hydro Rebate Category ]]&Table2[[#This Row],[Retrofit Part '# (mandatory to validate Rebates)]]","v":""}]
[null,null,null,null,null,null,{"$f":"IF(ISBLANK(Table2[[#This Row],[Prescribed Lighting Source]]), \"\", IFERROR( INDEX(Table13ExistingPrescribedWattage,MATCH(Table2[[#This Row],[Prescribed Lighting Source]],Table13ExistingLightingSource,0)), IFERROR(INDEX(Table13ExistingPrescribedWattage,MATCH(Table2[[#This Row],[Fortis Rebate Category ]],Table13NewLightingSource,0)),\"-\")))","v":""},null,{"$f":"IFERROR(INDEX(SpaceTypeHours,MATCH(Table2[[#This Row],[Space Type]],SpaceType,0)),\"\")","v":""},null,{"$f":"IFERROR(IF(Table2[[#This Row],[Lighting  Technology]]=\"Other\",Table2[[#This Row],[Existing Effective Input Wattage (W)]]*Table2[[#This Row],[Existing Luminaire Quantity]],Table2[[#This Row],[Existing Prescribed Wattage (W)]]*Table2[[#This Row],[Existing Luminaire Quantity]]),\"\")","v":""},{"$f":"IF(Table2[Lighting  Technology] = \"Other\",(Table2[[#This Row],[Existing Luminaire Quantity]]*Table2[[#This Row],[Existing Effective Input Wattage (W)]]), IF(Table2[Existing Prescribed Wattage (W)] = \"\",\"\", IF( ISBLANK(Table2[[#This Row],[Existing Effective Input Wattage (W)]]), (Table2[[#This Row],[Existing Luminaire Quantity]]*Table2[[#This Row],[Existing Prescribed Wattage (W)]]),(Table2[[#This Row],[Existing Luminaire Quantity]]*Table2[[#This Row],[Existing Effective Input Wattage (W)]]))))","v":""},{"$f":"IF( (ISBLANK(Table2[[#This Row],[Annual Usage Hours (hrs)]])), IFERROR(Table2[[#This Row],[Reference Hours (hrs)]]*Table2[[#This Row],[Total Demand (Hidden) W]]/1000,\"\"), IFERROR(Table2[[#This Row],[Annual Usage Hours (hrs)]]*Table2[[#This Row],[Total Demand (Hidden) W]]/1000,\"\"))","v":""},null,null,{"$f":"IF(Table2[[#This Row],[Lighting  Technology]]=\"Other\", 0, IF( AND(ISBLANK(Table2[[#This Row],[BC Hydro Rebate Category ]]),ISBLANK(Table2[[#This Row],[Fortis Rebate Category ]])), \"\", IF(ISTEXT(Table2[[#This Row],[Fortis Rebate Category ]]), IFERROR(INDEX(Table13[Rebate],MATCH(Table2[[#This Row],[Fortis Rebate Category ]],Table13[Fortis New Lighting source],0)),\"\"), IF(ISTEXT(Table2[[#This Row],[BC Hydro Rebate Category ]]), IFERROR(INDEX(Table13Rebate,MATCH(Table2[[#This Row],[BC Hydro Rebate Category ]],Table13BCHRebateCategory,0)),\"\"), \"\"))))","v":""},{"$f":" IF(Table2[[#This Row],[Lighting  Technology]]=\"Other\", \"per Unit\", IF( AND(ISBLANK(Table2[[#This Row],[BC Hydro Rebate Category ]]),ISBLANK(Table2[[#This Row],[Fortis Rebate Category ]])), \"\", IF(ISTEXT(Table2[[#This Row],[Fortis Rebate Category ]]), IFERROR(INDEX(Table13PerUnit,MATCH(Table2[[#This Row],[Fortis Rebate Category ]],Table13[Fortis New Lighting source],0)),\"\"), IF(ISTEXT(Table2[[#This Row],[BC Hydro Rebate Category ]]), IFERROR(INDEX(Table13PerUnit,MATCH(Table2[[#This Row],[BC Hydro Rebate Category ]],Table13BCHRebateCategory,0)),\"\"), \"\"))))","v":""},null,{"$f":"IF( AND(ISBLANK(Table2[[#This Row],[Existing Luminaire Quantity]]),ISBLANK(Table2[[#This Row],[Prescribed Lighting Source]])), \"\", IF( OR(AND(ISNUMBER(SEARCH(\"lamp fl.\",Table2[[#This Row],[Prescribed Lighting Source]])),ISNUMBER(SEARCH(\"T8 lamp\",Table2[[#This Row],[BC Hydro Rebate Category ]]))),AND(ISNUMBER(SEARCH(\"T5HO\",Table2[[#This Row],[Prescribed Lighting Source]])),ISNUMBER(SEARCH(\"T5HO\",Table2[[#This Row],[BC Hydro Rebate Category ]]))),AND(ISNUMBER(SEARCH(\"lamp fl.\",Table2[[#This Row],[Prescribed Lighting Source]])),ISNUMBER(SEARCH(\"T8 lamp\",Table2[[#This Row],[Fortis Rebate Category ]]))),AND(ISNUMBER(SEARCH(\"T5HO\",Table2[[#This Row],[Prescribed Lighting Source]])),ISNUMBER(SEARCH(\"T5HO\",Table2[[#This Row],[Fortis Rebate Category ]])))          ),  IFERROR(INDEX(Table13NumberofLamps,MATCH(Table2[[#This Row],[Prescribed Lighting Source]],Table13ExistingLightingSource,0))*Table2[[#This Row],[Existing Luminaire Quantity]], \"-\"),  IF(Table2[[#This Row],[Lighting  Technology]]=\"Other\", IFERROR(Table2[[#This Row],[Existing Luminaire Quantity]],\"-\"), IFERROR(Table2[[#This Row],[Existing Luminaire Quantity]],\"-\"))))","v":""},{"$f":"IF( AND(ISBLANK(Table2[[#This Row],[BC Hydro Rebate Category ]]),ISBLANK(Table2[[#This Row],[Fortis Rebate Category ]])), \"\", IF(ISTEXT(Table2[[#This Row],[Fortis Rebate Category ]]), IFERROR(INDEX(Table13NewPrescribedWattage,MATCH(Table2[[#This Row],[Fortis Rebate Category ]],Table13[Fortis New Lighting source],0)),\"\"), IF(ISTEXT(Table2[[#This Row],[BC Hydro Rebate Category ]]), IFERROR(INDEX(Table13NewPrescribedWattage,MATCH(Table2[[#This Row],[BC Hydro Rebate Category ]],Table13BCHRebateCategory,0)),\"\"), \"\")))","v":""},null,null,{"$f":"IF(Table2[[#This Row],[Lighting  Technology]]=\"Other\", \"-\", IF( AND(ISBLANK(Table2[[#This Row],[BC Hydro Rebate Category ]]),ISBLANK(Table2[[#This Row],[Fortis Rebate Category ]])), \"\", IF(ISTEXT(Table2[[#This Row],[Fortis Rebate Category ]]), IFERROR(INDEX(Table13BCHECM,MATCH(Table2[[#This Row],[Fortis Rebate Category ]],Table13[Fortis New Lighting source],0)),\"\"), IF(ISTEXT(Table2[[#This Row],[BC Hydro Rebate Category ]]), IFERROR(INDEX(Table13BCHECM,MATCH(Table2[[#This Row],[BC Hydro Rebate Category ]],Table13BCHRebateCategory,0)),\"\"), \"\"))))","v":""},{"$f":"IF(Table2[[#This Row],[Lighting  Technology]]=\"Other\", 0, IF( AND(ISBLANK(Table2[[#This Row],[BC Hydro Rebate Category ]]),ISBLANK(Table2[[#This Row],[Fortis Rebate Category ]])), \"\", IF(ISTEXT(Table2[[#This Row],[Fortis Rebate Category ]]), IFERROR(INDEX(Table13Persistence,MATCH(Table2[[#This Row],[Fortis Rebate Category ]],Table13[Fortis New Lighting source],0)),\"\"), IF(ISTEXT(Table2[[#This Row],[BC Hydro Rebate Category ]]), IFERROR(INDEX(Table13Persistence,MATCH(Table2[[#This Row],[BC Hydro Rebate Category ]],Table13BCHRebateCategory,0)),\"\"), \"\"))))","v":""},null,{"$f":"IFERROR(INDEX(Table5ControlRebate,MATCH(Table2[[#This Row],[Control Type]],Table5NewControl,0)),\"\")","v":""},null,{"$f":"IF(ISBLANK(Table2[[#This Row],[Control Type]]), IF(ISBLANK(Table2[[#This Row],[Annual Usage Hours (hrs)]]),Table2[[#This Row],[Reference Hours (hrs)]], Table2[[#This Row],[Annual Usage Hours (hrs)]]), IF(AND(ISBLANK(Table2[[#This Row],[Annual Usage Hours (hrs)]]), Table2[[#This Row],[Control Type]]=\"None\"), Table2[[#This Row],[Reference Hours (hrs)]], IF(Table2[[#This Row],[Control Type]]=\"None\", Table2[[#This Row],[Annual Usage Hours (hrs)]], IF(AND(ISBLANK(Table2[[#This Row],[Annual Usage Hours (hrs)]]), Table2[[#This Row],[Control Type]]<>\"None\"), IFERROR(Table2[[#This Row],[Reference Hours (hrs)]]*0.8,\"\"), IF(Table2[[#This Row],[Control Type]]<>\"None\", IFERROR( Table2[[#This Row],[Annual Usage Hours (hrs)]]*0.8,\"\"),\"\")))))","v":""},{"$f":"IF( Table2[[#This Row],[Lighting  Technology]]=\"Other\", IF(ISBLANK(Table2[[#This Row],[Retrofit Lamp/ Luminaire Wattage (see Rebate Unit)]]),\"\",IFERROR(Table2[[#This Row],[Prescribed Quantity]]*Table2[[#This Row],[Retrofit Lamp/ Luminaire Wattage (see Rebate Unit)]],\"\")), IF(ISBLANK(Table2[[#This Row],[Retrofit Lamp/ Luminaire Wattage (see Rebate Unit)]]),IFERROR(Table2[[#This Row],[Prescribed Quantity]]*Table2[[#This Row],[Prescribed Wattage (W)]],\"\"),IFERROR(Table2[[#This Row],[Prescribed Quantity]]*Table2[[#This Row],[Retrofit Lamp/ Luminaire Wattage (see Rebate Unit)]],\"\")))","v":""},{"$f":"IFERROR((IF( Table2[[#This Row],[Lighting  Technology]]=\"Other\", Table2[[#This Row],[Prescribed Quantity]]*Table2[[#This Row],[Retrofit Lamp/ Luminaire Wattage (see Rebate Unit)]], Table2[[#This Row],[Prescribed Quantity]]*Table2[[#This Row],[Prescribed Wattage (W)]] )),\"\")","v":""},{"$f":"IF(ISBLANK(Table2[[#This Row],[New Total Demand (hidden, W)]]),\"\", IF(ISBLANK(Table2[[#This Row],[New Hours (hidden, hrs)]]), \"\", IFERROR(Table2[[#This Row],[New Hours (hidden, hrs)]]*Table2[[#This Row],[New Total Demand (hidden, W)]]/1000,\"\")))","v":""},{"$f":"IF(ISBLANK(Table2[[#This Row],[Total Demand (Hidden) W]]),\"\", IF(ISBLANK(Table2[[#This Row],[New Total Demand (hidden, W)]]), \"\", IFERROR((Table2[[#This Row],[Total Demand (Hidden) W]]-Table2[[#This Row],[New Total Demand (hidden, W)]])/1000,\"\")))","v":""},{"$f":"IF( OR(ISBLANK(Table2[[#This Row],[New Total Demand (hidden, W)]]),ISBLANK(Table2[[#This Row],[Total Demand (Hidden) W]])),\"\", IF(ISBLANK(Table2[[#This Row],[Annual Usage Hours (hrs)]]), IFERROR( Table2[[#This Row],[Reference Hours (hrs)]]*(Table2[[#This Row],[Total Demand (Hidden) W]]-Table2[[#This Row],[New Total Demand (hidden, W)]])/1000,\"\"), IFERROR( Table2[[#This Row],[Annual Usage Hours (hrs)]]*(Table2[[#This Row],[Total Demand (Hidden) W]]-Table2[[#This Row],[New Total Demand (hidden, W)]])/1000,\"\")))","v":""},{"$f":"IF( OR(ISBLANK(Table2[[#This Row],[Prescribed Total Demand (hidden, W)]]),ISBLANK(Table2[[#This Row],[Total Demand (Hidden) W]])),\"\", IF(ISBLANK(Table2[[#This Row],[Annual Usage Hours (hrs)]]), IFERROR( Table2[[#This Row],[Reference Hours (hrs)]]*((Table2[Existing Prescribed Wattage (W)]*Table2[Existing Luminaire Quantity])-Table2[[#This Row],[Prescribed Total Demand (hidden, W)]])/1000,\"\"), IFERROR( Table2[[#This Row],[Annual Usage Hours (hrs)]]*((Table2[Existing Prescribed Wattage (W)]*Table2[Existing Luminaire Quantity])-Table2[[#This Row],[Prescribed Total Demand (hidden, W)]])/1000,\"\")))","v":""},{"$f":"\"\"","v":""},{"$f":"IF(OR(Table2[[#This Row],[Control Type]]=\"None\", ISBLANK(Table2[[#This Row],[Control Type]])),\"\", IF(ISBLANK(Table2[[#This Row],[New Total Demand (hidden, W)]]),\"\", IF(ISBLANK(Table2[[#This Row],[Annual Usage Hours (hrs)]]),  IFERROR( 0.2*Table2[[#This Row],[Reference Hours (hrs)]]*Table2[[#This Row],[New Total Demand (hidden, W)]]/1000,\"\"), IFERROR( 0.2*Table2[[#This Row],[Annual Usage Hours (hrs)]]*Table2[[#This Row],[New Total Demand (hidden, W)]]/1000,\"\"))))","v":""},{"$f":"IF(AND(NOT(ISNUMBER(Table2[[#This Row],[Rebate Per Unit\n(CAD)]])),ISBLANK(Table2[[#This Row],[Control Type]])), \"\", IF(OR(Table2[[#This Row],[Rebate Per Unit\n(CAD)]]=0,AND(NOT(ISNUMBER(Table2[[#This Row],[Rebate Per Unit\n(CAD)]])), ISTEXT(Table2[[#This Row],[Control Type]]))), 0, IFERROR(Table2[[#This Row],[Prescribed Quantity]]*Table2[[#This Row],[Rebate Per Unit\n(CAD)]],\"\")))","v":""},{"$f":" IF(AND(ISBLANK(Table2[[#This Row],[Control Type]]),ISNUMBER(Table2[[#This Row],[Rebate Value (CAD)]])),0, IFERROR(Table2[[#This Row],[Control Quantity]]*Table2[[#This Row],[Control Rebate per Unit\n(CAD)]],\"\"))","v":""},{"$f":"IF(AND(ISBLANK(Table2[[#This Row],[Rebate Value (CAD)]]),ISBLANK(Table2[[#This Row],[Rebate Value for Controls (CAD)]])), \"\", IFERROR(Table2[[#This Row],[Rebate Value (CAD)]]+Table2[[#This Row],[Rebate Value for Controls (CAD)]],\"\"))","v":""},{"$f":"IF(Table2[[#This Row],[Lighting  Technology]]=\"Other\",\"Other - \"&Table2[[#This Row],[Other - Lighting Technology Description]],Table2[[#This Row],[BC Hydro Rebate Category ]])","v":0},{"$f":"Table2[[#This Row],[BC Hydro Rebate Category ]]&Table2[[#This Row],[Retrofit Part '# (mandatory to validate Rebates)]]","v":""}]
[null,null,null,null,null,null,{"$f":"IF(ISBLANK(Table2[[#This Row],[Prescribed Lighting Source]]), \"\", IFERROR( INDEX(Table13ExistingPrescribedWattage,MATCH(Table2[[#This Row],[Prescribed Lighting Source]],Table13ExistingLightingSource,0)), IFERROR(INDEX(Table13ExistingPrescribedWattage,MATCH(Table2[[#This Row],[Fortis Rebate Category ]],Table13NewLightingSource,0)),\"-\")))","v":""},null,{"$f":"IFERROR(INDEX(SpaceTypeHours,MATCH(Table2[[#This Row],[Space Type]],SpaceType,0)),\"\")","v":""},null,{"$f":"IFERROR(IF(Table2[[#This Row],[Lighting  Technology]]=\"Other\",Table2[[#This Row],[Existing Effective Input Wattage (W)]]*Table2[[#This Row],[Existing Luminaire Quantity]],Table2[[#This Row],[Existing Prescribed Wattage (W)]]*Table2[[#This Row],[Existing Luminaire Quantity]]),\"\")","v":""},{"$f":"IF(Table2[Lighting  Technology] = \"Other\",(Table2[[#This Row],[Existing Luminaire Quantity]]*Table2[[#This Row],[Existing Effective Input Wattage (W)]]), IF(Table2[Existing Prescribed Wattage (W)] = \"\",\"\", IF( ISBLANK(Table2[[#This Row],[Existing Effective Input Wattage (W)]]), (Table2[[#This Row],[Existing Luminaire Quantity]]*Table2[[#This Row],[Existing Prescribed Wattage (W)]]),(Table2[[#This Row],[Existing Luminaire Quantity]]*Table2[[#This Row],[Existing Effective Input Wattage (W)]]))))","v":""},{"$f":"IF( (ISBLANK(Table2[[#This Row],[Annual Usage Hours (hrs)]])), IFERROR(Table2[[#This Row],[Reference Hours (hrs)]]*Table2[[#This Row],[Total Demand (Hidden) W]]/1000,\"\"), IFERROR(Table2[[#This Row],[Annual Usage Hours (hrs)]]*Table2[[#This Row],[Total Demand (Hidden) W]]/1000,\"\"))","v":""},null,null,{"$f":"IF(Table2[[#This Row],[Lighting  Technology]]=\"Other\", 0, IF( AND(ISBLANK(Table2[[#This Row],[BC Hydro Rebate Category ]]),ISBLANK(Table2[[#This Row],[Fortis Rebate Category ]])), \"\", IF(ISTEXT(Table2[[#This Row],[Fortis Rebate Category ]]), IFERROR(INDEX(Table13[Rebate],MATCH(Table2[[#This Row],[Fortis Rebate Category ]],Table13[Fortis New Lighting source],0)),\"\"), IF(ISTEXT(Table2[[#This Row],[BC Hydro Rebate Category ]]), IFERROR(INDEX(Table13Rebate,MATCH(Table2[[#This Row],[BC Hydro Rebate Category ]],Table13BCHRebateCategory,0)),\"\"), \"\"))))","v":""},{"$f":" IF(Table2[[#This Row],[Lighting  Technology]]=\"Other\", \"per Unit\", IF( AND(ISBLANK(Table2[[#This Row],[BC Hydro Rebate Category ]]),ISBLANK(Table2[[#This Row],[Fortis Rebate Category ]])), \"\", IF(ISTEXT(Table2[[#This Row],[Fortis Rebate Category ]]), IFERROR(INDEX(Table13PerUnit,MATCH(Table2[[#This Row],[Fortis Rebate Category ]],Table13[Fortis New Lighting source],0)),\"\"), IF(ISTEXT(Table2[[#This Row],[BC Hydro Rebate Category ]]), IFERROR(INDEX(Table13PerUnit,MATCH(Table2[[#This Row],[BC Hydro Rebate Category ]],Table13BCHRebateCategory,0)),\"\"), \"\"))))","v":""},null,{"$f":"IF( AND(ISBLANK(Table2[[#This Row],[Existing Luminaire Quantity]]),ISBLANK(Table2[[#This Row],[Prescribed Lighting Source]])), \"\", IF( OR(AND(ISNUMBER(SEARCH(\"lamp fl.\",Table2[[#This Row],[Prescribed Lighting Source]])),ISNUMBER(SEARCH(\"T8 lamp\",Table2[[#This Row],[BC Hydro Rebate Category ]]))),AND(ISNUMBER(SEARCH(\"T5HO\",Table2[[#This Row],[Prescribed Lighting Source]])),ISNUMBER(SEARCH(\"T5HO\",Table2[[#This Row],[BC Hydro Rebate Category ]]))),AND(ISNUMBER(SEARCH(\"lamp fl.\",Table2[[#This Row],[Prescribed Lighting Source]])),ISNUMBER(SEARCH(\"T8 lamp\",Table2[[#This Row],[Fortis Rebate Category ]]))),AND(ISNUMBER(SEARCH(\"T5HO\",Table2[[#This Row],[Prescribed Lighting Source]])),ISNUMBER(SEARCH(\"T5HO\",Table2[[#This Row],[Fortis Rebate Category ]])))          ),  IFERROR(INDEX(Table13NumberofLamps,MATCH(Table2[[#This Row],[Prescribed Lighting Source]],Table13ExistingLightingSource,0))*Table2[[#This Row],[Existing Luminaire Quantity]], \"-\"),  IF(Table2[[#This Row],[Lighting  Technology]]=\"Other\", IFERROR(Table2[[#This Row],[Existing Luminaire Quantity]],\"-\"), IFERROR(Table2[[#This Row],[Existing Luminaire Quantity]],\"-\"))))","v":""},{"$f":"IF( AND(ISBLANK(Table2[[#This Row],[BC Hydro Rebate Category ]]),ISBLANK(Table2[[#This Row],[Fortis Rebate Category ]])), \"\", IF(ISTEXT(Table2[[#This Row],[Fortis Rebate Category ]]), IFERROR(INDEX(Table13NewPrescribedWattage,MATCH(Table2[[#This Row],[Fortis Rebate Category ]],Table13[Fortis New Lighting source],0)),\"\"), IF(ISTEXT(Table2[[#This Row],[BC Hydro Rebate Category ]]), IFERROR(INDEX(Table13NewPrescribedWattage,MATCH(Table2[[#This Row],[BC Hydro Rebate Category ]],Table13BCHRebateCategory,0)),\"\"), \"\")))","v":""},null,null,{"$f":"IF(Table2[[#This Row],[Lighting  Technology]]=\"Other\", \"-\", IF( AND(ISBLANK(Table2[[#This Row],[BC Hydro Rebate Category ]]),ISBLANK(Table2[[#This Row],[Fortis Rebate Category ]])), \"\", IF(ISTEXT(Table2[[#This Row],[Fortis Rebate Category ]]), IFERROR(INDEX(Table13BCHECM,MATCH(Table2[[#This Row],[Fortis Rebate Category ]],Table13[Fortis New Lighting source],0)),\"\"), IF(ISTEXT(Table2[[#This Row],[BC Hydro Rebate Category ]]), IFERROR(INDEX(Table13BCHECM,MATCH(Table2[[#This Row],[BC Hydro Rebate Category ]],Table13BCHRebateCategory,0)),\"\"), \"\"))))","v":""},{"$f":"IF(Table2[[#This Row],[Lighting  Technology]]=\"Other\", 0, IF( AND(ISBLANK(Table2[[#This Row],[BC Hydro Rebate Category ]]),ISBLANK(Table2[[#This Row],[Fortis Rebate Category ]])), \"\", IF(ISTEXT(Table2[[#This Row],[Fortis Rebate Category ]]), IFERROR(INDEX(Table13Persistence,MATCH(Table2[[#This Row],[Fortis Rebate Category ]],Table13[Fortis New Lighting source],0)),\"\"), IF(ISTEXT(Table2[[#This Row],[BC Hydro Rebate Category ]]), IFERROR(INDEX(Table13Persistence,MATCH(Table2[[#This Row],[BC Hydro Rebate Category ]],Table13BCHRebateCategory,0)),\"\"), \"\"))))","v":""},null,{"$f":"IFERROR(INDEX(Table5ControlRebate,MATCH(Table2[[#This Row],[Control Type]],Table5NewControl,0)),\"\")","v":""},null,{"$f":"IF(ISBLANK(Table2[[#This Row],[Control Type]]), IF(ISBLANK(Table2[[#This Row],[Annual Usage Hours (hrs)]]),Table2[[#This Row],[Reference Hours (hrs)]], Table2[[#This Row],[Annual Usage Hours (hrs)]]), IF(AND(ISBLANK(Table2[[#This Row],[Annual Usage Hours (hrs)]]), Table2[[#This Row],[Control Type]]=\"None\"), Table2[[#This Row],[Reference Hours (hrs)]], IF(Table2[[#This Row],[Control Type]]=\"None\", Table2[[#This Row],[Annual Usage Hours (hrs)]], IF(AND(ISBLANK(Table2[[#This Row],[Annual Usage Hours (hrs)]]), Table2[[#This Row],[Control Type]]<>\"None\"), IFERROR(Table2[[#This Row],[Reference Hours (hrs)]]*0.8,\"\"), IF(Table2[[#This Row],[Control Type]]<>\"None\", IFERROR( Table2[[#This Row],[Annual Usage Hours (hrs)]]*0.8,\"\"),\"\")))))","v":""},{"$f":"IF( Table2[[#This Row],[Lighting  Technology]]=\"Other\", IF(ISBLANK(Table2[[#This Row],[Retrofit Lamp/ Luminaire Wattage (see Rebate Unit)]]),\"\",IFERROR(Table2[[#This Row],[Prescribed Quantity]]*Table2[[#This Row],[Retrofit Lamp/ Luminaire Wattage (see Rebate Unit)]],\"\")), IF(ISBLANK(Table2[[#This Row],[Retrofit Lamp/ Luminaire Wattage (see Rebate Unit)]]),IFERROR(Table2[[#This Row],[Prescribed Quantity]]*Table2[[#This Row],[Prescribed Wattage (W)]],\"\"),IFERROR(Table2[[#This Row],[Prescribed Quantity]]*Table2[[#This Row],[Retrofit Lamp/ Luminaire Wattage (see Rebate Unit)]],\"\")))","v":""},{"$f":"IFERROR((IF( Table2[[#This Row],[Lighting  Technology]]=\"Other\", Table2[[#This Row],[Prescribed Quantity]]*Table2[[#This Row],[Retrofit Lamp/ Luminaire Wattage (see Rebate Unit)]], Table2[[#This Row],[Prescribed Quantity]]*Table2[[#This Row],[Prescribed Wattage (W)]] )),\"\")","v":""},{"$f":"IF(ISBLANK(Table2[[#This Row],[New Total Demand (hidden, W)]]),\"\", IF(ISBLANK(Table2[[#This Row],[New Hours (hidden, hrs)]]), \"\", IFERROR(Table2[[#This Row],[New Hours (hidden, hrs)]]*Table2[[#This Row],[New Total Demand (hidden, W)]]/1000,\"\")))","v":""},{"$f":"IF(ISBLANK(Table2[[#This Row],[Total Demand (Hidden) W]]),\"\", IF(ISBLANK(Table2[[#This Row],[New Total Demand (hidden, W)]]), \"\", IFERROR((Table2[[#This Row],[Total Demand (Hidden) W]]-Table2[[#This Row],[New Total Demand (hidden, W)]])/1000,\"\")))","v":""},{"$f":"IF( OR(ISBLANK(Table2[[#This Row],[New Total Demand (hidden, W)]]),ISBLANK(Table2[[#This Row],[Total Demand (Hidden) W]])),\"\", IF(ISBLANK(Table2[[#This Row],[Annual Usage Hours (hrs)]]), IFERROR( Table2[[#This Row],[Reference Hours (hrs)]]*(Table2[[#This Row],[Total Demand (Hidden) W]]-Table2[[#This Row],[New Total Demand (hidden, W)]])/1000,\"\"), IFERROR( Table2[[#This Row],[Annual Usage Hours (hrs)]]*(Table2[[#This Row],[Total Demand (Hidden) W]]-Table2[[#This Row],[New Total Demand (hidden, W)]])/1000,\"\")))","v":""},{"$f":"IF( OR(ISBLANK(Table2[[#This Row],[Prescribed Total Demand (hidden, W)]]),ISBLANK(Table2[[#This Row],[Total Demand (Hidden) W]])),\"\", IF(ISBLANK(Table2[[#This Row],[Annual Usage Hours (hrs)]]), IFERROR( Table2[[#This Row],[Reference Hours (hrs)]]*((Table2[Existing Prescribed Wattage (W)]*Table2[Existing Luminaire Quantity])-Table2[[#This Row],[Prescribed Total Demand (hidden, W)]])/1000,\"\"), IFERROR( Table2[[#This Row],[Annual Usage Hours (hrs)]]*((Table2[Existing Prescribed Wattage (W)]*Table2[Existing Luminaire Quantity])-Table2[[#This Row],[Prescribed Total Demand (hidden, W)]])/1000,\"\")))","v":""},{"$f":"\"\"","v":""},{"$f":"IF(OR(Table2[[#This Row],[Control Type]]=\"None\", ISBLANK(Table2[[#This Row],[Control Type]])),\"\", IF(ISBLANK(Table2[[#This Row],[New Total Demand (hidden, W)]]),\"\", IF(ISBLANK(Table2[[#This Row],[Annual Usage Hours (hrs)]]),  IFERROR( 0.2*Table2[[#This Row],[Reference Hours (hrs)]]*Table2[[#This Row],[New Total Demand (hidden, W)]]/1000,\"\"), IFERROR( 0.2*Table2[[#This Row],[Annual Usage Hours (hrs)]]*Table2[[#This Row],[New Total Demand (hidden, W)]]/1000,\"\"))))","v":""},{"$f":"IF(AND(NOT(ISNUMBER(Table2[[#This Row],[Rebate Per Unit\n(CAD)]])),ISBLANK(Table2[[#This Row],[Control Type]])), \"\", IF(OR(Table2[[#This Row],[Rebate Per Unit\n(CAD)]]=0,AND(NOT(ISNUMBER(Table2[[#This Row],[Rebate Per Unit\n(CAD)]])), ISTEXT(Table2[[#This Row],[Control Type]]))), 0, IFERROR(Table2[[#This Row],[Prescribed Quantity]]*Table2[[#This Row],[Rebate Per Unit\n(CAD)]],\"\")))","v":""},{"$f":" IF(AND(ISBLANK(Table2[[#This Row],[Control Type]]),ISNUMBER(Table2[[#This Row],[Rebate Value (CAD)]])),0, IFERROR(Table2[[#This Row],[Control Quantity]]*Table2[[#This Row],[Control Rebate per Unit\n(CAD)]],\"\"))","v":""},{"$f":"IF(AND(ISBLANK(Table2[[#This Row],[Rebate Value (CAD)]]),ISBLANK(Table2[[#This Row],[Rebate Value for Controls (CAD)]])), \"\", IFERROR(Table2[[#This Row],[Rebate Value (CAD)]]+Table2[[#This Row],[Rebate Value for Controls (CAD)]],\"\"))","v":""},{"$f":"IF(Table2[[#This Row],[Lighting  Technology]]=\"Other\",\"Other - \"&Table2[[#This Row],[Other - Lighting Technology Description]],Table2[[#This Row],[BC Hydro Rebate Category ]])","v":0},{"$f":"Table2[[#This Row],[BC Hydro Rebate Category ]]&Table2[[#This Row],[Retrofit Part '# (mandatory to validate Rebates)]]","v":""}]
[null,null,null,null,null,null,{"$f":"IF(ISBLANK(Table2[[#This Row],[Prescribed Lighting Source]]), \"\", IFERROR( INDEX(Table13ExistingPrescribedWattage,MATCH(Table2[[#This Row],[Prescribed Lighting Source]],Table13ExistingLightingSource,0)), IFERROR(INDEX(Table13ExistingPrescribedWattage,MATCH(Table2[[#This Row],[Fortis Rebate Category ]],Table13NewLightingSource,0)),\"-\")))","v":""},null,{"$f":"IFERROR(INDEX(SpaceTypeHours,MATCH(Table2[[#This Row],[Space Type]],SpaceType,0)),\"\")","v":""},null,{"$f":"IFERROR(IF(Table2[[#This Row],[Lighting  Technology]]=\"Other\",Table2[[#This Row],[Existing Effective Input Wattage (W)]]*Table2[[#This Row],[Existing Luminaire Quantity]],Table2[[#This Row],[Existing Prescribed Wattage (W)]]*Table2[[#This Row],[Existing Luminaire Quantity]]),\"\")","v":""},{"$f":"IF(Table2[Lighting  Technology] = \"Other\",(Table2[[#This Row],[Existing Luminaire Quantity]]*Table2[[#This Row],[Existing Effective Input Wattage (W)]]), IF(Table2[Existing Prescribed Wattage (W)] = \"\",\"\", IF( ISBLANK(Table2[[#This Row],[Existing Effective Input Wattage (W)]]), (Table2[[#This Row],[Existing Luminaire Quantity]]*Table2[[#This Row],[Existing Prescribed Wattage (W)]]),(Table2[[#This Row],[Existing Luminaire Quantity]]*Table2[[#This Row],[Existing Effective Input Wattage (W)]]))))","v":""},{"$f":"IF( (ISBLANK(Table2[[#This Row],[Annual Usage Hours (hrs)]])), IFERROR(Table2[[#This Row],[Reference Hours (hrs)]]*Table2[[#This Row],[Total Demand (Hidden) W]]/1000,\"\"), IFERROR(Table2[[#This Row],[Annual Usage Hours (hrs)]]*Table2[[#This Row],[Total Demand (Hidden) W]]/1000,\"\"))","v":""},null,null,{"$f":"IF(Table2[[#This Row],[Lighting  Technology]]=\"Other\", 0, IF( AND(ISBLANK(Table2[[#This Row],[BC Hydro Rebate Category ]]),ISBLANK(Table2[[#This Row],[Fortis Rebate Category ]])), \"\", IF(ISTEXT(Table2[[#This Row],[Fortis Rebate Category ]]), IFERROR(INDEX(Table13[Rebate],MATCH(Table2[[#This Row],[Fortis Rebate Category ]],Table13[Fortis New Lighting source],0)),\"\"), IF(ISTEXT(Table2[[#This Row],[BC Hydro Rebate Category ]]), IFERROR(INDEX(Table13Rebate,MATCH(Table2[[#This Row],[BC Hydro Rebate Category ]],Table13BCHRebateCategory,0)),\"\"), \"\"))))","v":""},{"$f":" IF(Table2[[#This Row],[Lighting  Technology]]=\"Other\", \"per Unit\", IF( AND(ISBLANK(Table2[[#This Row],[BC Hydro Rebate Category ]]),ISBLANK(Table2[[#This Row],[Fortis Rebate Category ]])), \"\", IF(ISTEXT(Table2[[#This Row],[Fortis Rebate Category ]]), IFERROR(INDEX(Table13PerUnit,MATCH(Table2[[#This Row],[Fortis Rebate Category ]],Table13[Fortis New Lighting source],0)),\"\"), IF(ISTEXT(Table2[[#This Row],[BC Hydro Rebate Category ]]), IFERROR(INDEX(Table13PerUnit,MATCH(Table2[[#This Row],[BC Hydro Rebate Category ]],Table13BCHRebateCategory,0)),\"\"), \"\"))))","v":""},null,{"$f":"IF( AND(ISBLANK(Table2[[#This Row],[Existing Luminaire Quantity]]),ISBLANK(Table2[[#This Row],[Prescribed Lighting Source]])), \"\", IF( OR(AND(ISNUMBER(SEARCH(\"lamp fl.\",Table2[[#This Row],[Prescribed Lighting Source]])),ISNUMBER(SEARCH(\"T8 lamp\",Table2[[#This Row],[BC Hydro Rebate Category ]]))),AND(ISNUMBER(SEARCH(\"T5HO\",Table2[[#This Row],[Prescribed Lighting Source]])),ISNUMBER(SEARCH(\"T5HO\",Table2[[#This Row],[BC Hydro Rebate Category ]]))),AND(ISNUMBER(SEARCH(\"lamp fl.\",Table2[[#This Row],[Prescribed Lighting Source]])),ISNUMBER(SEARCH(\"T8 lamp\",Table2[[#This Row],[Fortis Rebate Category ]]))),AND(ISNUMBER(SEARCH(\"T5HO\",Table2[[#This Row],[Prescribed Lighting Source]])),ISNUMBER(SEARCH(\"T5HO\",Table2[[#This Row],[Fortis Rebate Category ]])))          ),  IFERROR(INDEX(Table13NumberofLamps,MATCH(Table2[[#This Row],[Prescribed Lighting Source]],Table13ExistingLightingSource,0))*Table2[[#This Row],[Existing Luminaire Quantity]], \"-\"),  IF(Table2[[#This Row],[Lighting  Technology]]=\"Other\", IFERROR(Table2[[#This Row],[Existing Luminaire Quantity]],\"-\"), IFERROR(Table2[[#This Row],[Existing Luminaire Quantity]],\"-\"))))","v":""},{"$f":"IF( AND(ISBLANK(Table2[[#This Row],[BC Hydro Rebate Category ]]),ISBLANK(Table2[[#This Row],[Fortis Rebate Category ]])), \"\", IF(ISTEXT(Table2[[#This Row],[Fortis Rebate Category ]]), IFERROR(INDEX(Table13NewPrescribedWattage,MATCH(Table2[[#This Row],[Fortis Rebate Category ]],Table13[Fortis New Lighting source],0)),\"\"), IF(ISTEXT(Table2[[#This Row],[BC Hydro Rebate Category ]]), IFERROR(INDEX(Table13NewPrescribedWattage,MATCH(Table2[[#This Row],[BC Hydro Rebate Category ]],Table13BCHRebateCategory,0)),\"\"), \"\")))","v":""},null,null,{"$f":"IF(Table2[[#This Row],[Lighting  Technology]]=\"Other\", \"-\", IF( AND(ISBLANK(Table2[[#This Row],[BC Hydro Rebate Category ]]),ISBLANK(Table2[[#This Row],[Fortis Rebate Category ]])), \"\", IF(ISTEXT(Table2[[#This Row],[Fortis Rebate Category ]]), IFERROR(INDEX(Table13BCHECM,MATCH(Table2[[#This Row],[Fortis Rebate Category ]],Table13[Fortis New Lighting source],0)),\"\"), IF(ISTEXT(Table2[[#This Row],[BC Hydro Rebate Category ]]), IFERROR(INDEX(Table13BCHECM,MATCH(Table2[[#This Row],[BC Hydro Rebate Category ]],Table13BCHRebateCategory,0)),\"\"), \"\"))))","v":""},{"$f":"IF(Table2[[#This Row],[Lighting  Technology]]=\"Other\", 0, IF( AND(ISBLANK(Table2[[#This Row],[BC Hydro Rebate Category ]]),ISBLANK(Table2[[#This Row],[Fortis Rebate Category ]])), \"\", IF(ISTEXT(Table2[[#This Row],[Fortis Rebate Category ]]), IFERROR(INDEX(Table13Persistence,MATCH(Table2[[#This Row],[Fortis Rebate Category ]],Table13[Fortis New Lighting source],0)),\"\"), IF(ISTEXT(Table2[[#This Row],[BC Hydro Rebate Category ]]), IFERROR(INDEX(Table13Persistence,MATCH(Table2[[#This Row],[BC Hydro Rebate Category ]],Table13BCHRebateCategory,0)),\"\"), \"\"))))","v":""},null,{"$f":"IFERROR(INDEX(Table5ControlRebate,MATCH(Table2[[#This Row],[Control Type]],Table5NewControl,0)),\"\")","v":""},null,{"$f":"IF(ISBLANK(Table2[[#This Row],[Control Type]]), IF(ISBLANK(Table2[[#This Row],[Annual Usage Hours (hrs)]]),Table2[[#This Row],[Reference Hours (hrs)]], Table2[[#This Row],[Annual Usage Hours (hrs)]]), IF(AND(ISBLANK(Table2[[#This Row],[Annual Usage Hours (hrs)]]), Table2[[#This Row],[Control Type]]=\"None\"), Table2[[#This Row],[Reference Hours (hrs)]], IF(Table2[[#This Row],[Control Type]]=\"None\", Table2[[#This Row],[Annual Usage Hours (hrs)]], IF(AND(ISBLANK(Table2[[#This Row],[Annual Usage Hours (hrs)]]), Table2[[#This Row],[Control Type]]<>\"None\"), IFERROR(Table2[[#This Row],[Reference Hours (hrs)]]*0.8,\"\"), IF(Table2[[#This Row],[Control Type]]<>\"None\", IFERROR( Table2[[#This Row],[Annual Usage Hours (hrs)]]*0.8,\"\"),\"\")))))","v":""},{"$f":"IF( Table2[[#This Row],[Lighting  Technology]]=\"Other\", IF(ISBLANK(Table2[[#This Row],[Retrofit Lamp/ Luminaire Wattage (see Rebate Unit)]]),\"\",IFERROR(Table2[[#This Row],[Prescribed Quantity]]*Table2[[#This Row],[Retrofit Lamp/ Luminaire Wattage (see Rebate Unit)]],\"\")), IF(ISBLANK(Table2[[#This Row],[Retrofit Lamp/ Luminaire Wattage (see Rebate Unit)]]),IFERROR(Table2[[#This Row],[Prescribed Quantity]]*Table2[[#This Row],[Prescribed Wattage (W)]],\"\"),IFERROR(Table2[[#This Row],[Prescribed Quantity]]*Table2[[#This Row],[Retrofit Lamp/ Luminaire Wattage (see Rebate Unit)]],\"\")))","v":""},{"$f":"IFERROR((IF( Table2[[#This Row],[Lighting  Technology]]=\"Other\", Table2[[#This Row],[Prescribed Quantity]]*Table2[[#This Row],[Retrofit Lamp/ Luminaire Wattage (see Rebate Unit)]], Table2[[#This Row],[Prescribed Quantity]]*Table2[[#This Row],[Prescribed Wattage (W)]] )),\"\")","v":""},{"$f":"IF(ISBLANK(Table2[[#This Row],[New Total Demand (hidden, W)]]),\"\", IF(ISBLANK(Table2[[#This Row],[New Hours (hidden, hrs)]]), \"\", IFERROR(Table2[[#This Row],[New Hours (hidden, hrs)]]*Table2[[#This Row],[New Total Demand (hidden, W)]]/1000,\"\")))","v":""},{"$f":"IF(ISBLANK(Table2[[#This Row],[Total Demand (Hidden) W]]),\"\", IF(ISBLANK(Table2[[#This Row],[New Total Demand (hidden, W)]]), \"\", IFERROR((Table2[[#This Row],[Total Demand (Hidden) W]]-Table2[[#This Row],[New Total Demand (hidden, W)]])/1000,\"\")))","v":""},{"$f":"IF( OR(ISBLANK(Table2[[#This Row],[New Total Demand (hidden, W)]]),ISBLANK(Table2[[#This Row],[Total Demand (Hidden) W]])),\"\", IF(ISBLANK(Table2[[#This Row],[Annual Usage Hours (hrs)]]), IFERROR( Table2[[#This Row],[Reference Hours (hrs)]]*(Table2[[#This Row],[Total Demand (Hidden) W]]-Table2[[#This Row],[New Total Demand (hidden, W)]])/1000,\"\"), IFERROR( Table2[[#This Row],[Annual Usage Hours (hrs)]]*(Table2[[#This Row],[Total Demand (Hidden) W]]-Table2[[#This Row],[New Total Demand (hidden, W)]])/1000,\"\")))","v":""},{"$f":"IF( OR(ISBLANK(Table2[[#This Row],[Prescribed Total Demand (hidden, W)]]),ISBLANK(Table2[[#This Row],[Total Demand (Hidden) W]])),\"\", IF(ISBLANK(Table2[[#This Row],[Annual Usage Hours (hrs)]]), IFERROR( Table2[[#This Row],[Reference Hours (hrs)]]*((Table2[Existing Prescribed Wattage (W)]*Table2[Existing Luminaire Quantity])-Table2[[#This Row],[Prescribed Total Demand (hidden, W)]])/1000,\"\"), IFERROR( Table2[[#This Row],[Annual Usage Hours (hrs)]]*((Table2[Existing Prescribed Wattage (W)]*Table2[Existing Luminaire Quantity])-Table2[[#This Row],[Prescribed Total Demand (hidden, W)]])/1000,\"\")))","v":""},{"$f":"\"\"","v":""},{"$f":"IF(OR(Table2[[#This Row],[Control Type]]=\"None\", ISBLANK(Table2[[#This Row],[Control Type]])),\"\", IF(ISBLANK(Table2[[#This Row],[New Total Demand (hidden, W)]]),\"\", IF(ISBLANK(Table2[[#This Row],[Annual Usage Hours (hrs)]]),  IFERROR( 0.2*Table2[[#This Row],[Reference Hours (hrs)]]*Table2[[#This Row],[New Total Demand (hidden, W)]]/1000,\"\"), IFERROR( 0.2*Table2[[#This Row],[Annual Usage Hours (hrs)]]*Table2[[#This Row],[New Total Demand (hidden, W)]]/1000,\"\"))))","v":""},{"$f":"IF(AND(NOT(ISNUMBER(Table2[[#This Row],[Rebate Per Unit\n(CAD)]])),ISBLANK(Table2[[#This Row],[Control Type]])), \"\", IF(OR(Table2[[#This Row],[Rebate Per Unit\n(CAD)]]=0,AND(NOT(ISNUMBER(Table2[[#This Row],[Rebate Per Unit\n(CAD)]])), ISTEXT(Table2[[#This Row],[Control Type]]))), 0, IFERROR(Table2[[#This Row],[Prescribed Quantity]]*Table2[[#This Row],[Rebate Per Unit\n(CAD)]],\"\")))","v":""},{"$f":" IF(AND(ISBLANK(Table2[[#This Row],[Control Type]]),ISNUMBER(Table2[[#This Row],[Rebate Value (CAD)]])),0, IFERROR(Table2[[#This Row],[Control Quantity]]*Table2[[#This Row],[Control Rebate per Unit\n(CAD)]],\"\"))","v":""},{"$f":"IF(AND(ISBLANK(Table2[[#This Row],[Rebate Value (CAD)]]),ISBLANK(Table2[[#This Row],[Rebate Value for Controls (CAD)]])), \"\", IFERROR(Table2[[#This Row],[Rebate Value (CAD)]]+Table2[[#This Row],[Rebate Value for Controls (CAD)]],\"\"))","v":""},{"$f":"IF(Table2[[#This Row],[Lighting  Technology]]=\"Other\",\"Other - \"&Table2[[#This Row],[Other - Lighting Technology Description]],Table2[[#This Row],[BC Hydro Rebate Category ]])","v":0},{"$f":"Table2[[#This Row],[BC Hydro Rebate Category ]]&Table2[[#This Row],[Retrofit Part '# (mandatory to validate Rebates)]]","v":""}]
[null,null,null,null,null,null,{"$f":"IF(ISBLANK(Table2[[#This Row],[Prescribed Lighting Source]]), \"\", IFERROR( INDEX(Table13ExistingPrescribedWattage,MATCH(Table2[[#This Row],[Prescribed Lighting Source]],Table13ExistingLightingSource,0)), IFERROR(INDEX(Table13ExistingPrescribedWattage,MATCH(Table2[[#This Row],[Fortis Rebate Category ]],Table13NewLightingSource,0)),\"-\")))","v":""},null,{"$f":"IFERROR(INDEX(SpaceTypeHours,MATCH(Table2[[#This Row],[Space Type]],SpaceType,0)),\"\")","v":""},null,{"$f":"IFERROR(IF(Table2[[#This Row],[Lighting  Technology]]=\"Other\",Table2[[#This Row],[Existing Effective Input Wattage (W)]]*Table2[[#This Row],[Existing Luminaire Quantity]],Table2[[#This Row],[Existing Prescribed Wattage (W)]]*Table2[[#This Row],[Existing Luminaire Quantity]]),\"\")","v":""},{"$f":"IF(Table2[Lighting  Technology] = \"Other\",(Table2[[#This Row],[Existing Luminaire Quantity]]*Table2[[#This Row],[Existing Effective Input Wattage (W)]]), IF(Table2[Existing Prescribed Wattage (W)] = \"\",\"\", IF( ISBLANK(Table2[[#This Row],[Existing Effective Input Wattage (W)]]), (Table2[[#This Row],[Existing Luminaire Quantity]]*Table2[[#This Row],[Existing Prescribed Wattage (W)]]),(Table2[[#This Row],[Existing Luminaire Quantity]]*Table2[[#This Row],[Existing Effective Input Wattage (W)]]))))","v":""},{"$f":"IF( (ISBLANK(Table2[[#This Row],[Annual Usage Hours (hrs)]])), IFERROR(Table2[[#This Row],[Reference Hours (hrs)]]*Table2[[#This Row],[Total Demand (Hidden) W]]/1000,\"\"), IFERROR(Table2[[#This Row],[Annual Usage Hours (hrs)]]*Table2[[#This Row],[Total Demand (Hidden) W]]/1000,\"\"))","v":""},null,null,{"$f":"IF(Table2[[#This Row],[Lighting  Technology]]=\"Other\", 0, IF( AND(ISBLANK(Table2[[#This Row],[BC Hydro Rebate Category ]]),ISBLANK(Table2[[#This Row],[Fortis Rebate Category ]])), \"\", IF(ISTEXT(Table2[[#This Row],[Fortis Rebate Category ]]), IFERROR(INDEX(Table13[Rebate],MATCH(Table2[[#This Row],[Fortis Rebate Category ]],Table13[Fortis New Lighting source],0)),\"\"), IF(ISTEXT(Table2[[#This Row],[BC Hydro Rebate Category ]]), IFERROR(INDEX(Table13Rebate,MATCH(Table2[[#This Row],[BC Hydro Rebate Category ]],Table13BCHRebateCategory,0)),\"\"), \"\"))))","v":""},{"$f":" IF(Table2[[#This Row],[Lighting  Technology]]=\"Other\", \"per Unit\", IF( AND(ISBLANK(Table2[[#This Row],[BC Hydro Rebate Category ]]),ISBLANK(Table2[[#This Row],[Fortis Rebate Category ]])), \"\", IF(ISTEXT(Table2[[#This Row],[Fortis Rebate Category ]]), IFERROR(INDEX(Table13PerUnit,MATCH(Table2[[#This Row],[Fortis Rebate Category ]],Table13[Fortis New Lighting source],0)),\"\"), IF(ISTEXT(Table2[[#This Row],[BC Hydro Rebate Category ]]), IFERROR(INDEX(Table13PerUnit,MATCH(Table2[[#This Row],[BC Hydro Rebate Category ]],Table13BCHRebateCategory,0)),\"\"), \"\"))))","v":""},null,{"$f":"IF( AND(ISBLANK(Table2[[#This Row],[Existing Luminaire Quantity]]),ISBLANK(Table2[[#This Row],[Prescribed Lighting Source]])), \"\", IF( OR(AND(ISNUMBER(SEARCH(\"lamp fl.\",Table2[[#This Row],[Prescribed Lighting Source]])),ISNUMBER(SEARCH(\"T8 lamp\",Table2[[#This Row],[BC Hydro Rebate Category ]]))),AND(ISNUMBER(SEARCH(\"T5HO\",Table2[[#This Row],[Prescribed Lighting Source]])),ISNUMBER(SEARCH(\"T5HO\",Table2[[#This Row],[BC Hydro Rebate Category ]]))),AND(ISNUMBER(SEARCH(\"lamp fl.\",Table2[[#This Row],[Prescribed Lighting Source]])),ISNUMBER(SEARCH(\"T8 lamp\",Table2[[#This Row],[Fortis Rebate Category ]]))),AND(ISNUMBER(SEARCH(\"T5HO\",Table2[[#This Row],[Prescribed Lighting Source]])),ISNUMBER(SEARCH(\"T5HO\",Table2[[#This Row],[Fortis Rebate Category ]])))          ),  IFERROR(INDEX(Table13NumberofLamps,MATCH(Table2[[#This Row],[Prescribed Lighting Source]],Table13ExistingLightingSource,0))*Table2[[#This Row],[Existing Luminaire Quantity]], \"-\"),  IF(Table2[[#This Row],[Lighting  Technology]]=\"Other\", IFERROR(Table2[[#This Row],[Existing Luminaire Quantity]],\"-\"), IFERROR(Table2[[#This Row],[Existing Luminaire Quantity]],\"-\"))))","v":""},{"$f":"IF( AND(ISBLANK(Table2[[#This Row],[BC Hydro Rebate Category ]]),ISBLANK(Table2[[#This Row],[Fortis Rebate Category ]])), \"\", IF(ISTEXT(Table2[[#This Row],[Fortis Rebate Category ]]), IFERROR(INDEX(Table13NewPrescribedWattage,MATCH(Table2[[#This Row],[Fortis Rebate Category ]],Table13[Fortis New Lighting source],0)),\"\"), IF(ISTEXT(Table2[[#This Row],[BC Hydro Rebate Category ]]), IFERROR(INDEX(Table13NewPrescribedWattage,MATCH(Table2[[#This Row],[BC Hydro Rebate Category ]],Table13BCHRebateCategory,0)),\"\"), \"\")))","v":""},null,null,{"$f":"IF(Table2[[#This Row],[Lighting  Technology]]=\"Other\", \"-\", IF( AND(ISBLANK(Table2[[#This Row],[BC Hydro Rebate Category ]]),ISBLANK(Table2[[#This Row],[Fortis Rebate Category ]])), \"\", IF(ISTEXT(Table2[[#This Row],[Fortis Rebate Category ]]), IFERROR(INDEX(Table13BCHECM,MATCH(Table2[[#This Row],[Fortis Rebate Category ]],Table13[Fortis New Lighting source],0)),\"\"), IF(ISTEXT(Table2[[#This Row],[BC Hydro Rebate Category ]]), IFERROR(INDEX(Table13BCHECM,MATCH(Table2[[#This Row],[BC Hydro Rebate Category ]],Table13BCHRebateCategory,0)),\"\"), \"\"))))","v":""},{"$f":"IF(Table2[[#This Row],[Lighting  Technology]]=\"Other\", 0, IF( AND(ISBLANK(Table2[[#This Row],[BC Hydro Rebate Category ]]),ISBLANK(Table2[[#This Row],[Fortis Rebate Category ]])), \"\", IF(ISTEXT(Table2[[#This Row],[Fortis Rebate Category ]]), IFERROR(INDEX(Table13Persistence,MATCH(Table2[[#This Row],[Fortis Rebate Category ]],Table13[Fortis New Lighting source],0)),\"\"), IF(ISTEXT(Table2[[#This Row],[BC Hydro Rebate Category ]]), IFERROR(INDEX(Table13Persistence,MATCH(Table2[[#This Row],[BC Hydro Rebate Category ]],Table13BCHRebateCategory,0)),\"\"), \"\"))))","v":""},null,{"$f":"IFERROR(INDEX(Table5ControlRebate,MATCH(Table2[[#This Row],[Control Type]],Table5NewControl,0)),\"\")","v":""},null,{"$f":"IF(ISBLANK(Table2[[#This Row],[Control Type]]), IF(ISBLANK(Table2[[#This Row],[Annual Usage Hours (hrs)]]),Table2[[#This Row],[Reference Hours (hrs)]], Table2[[#This Row],[Annual Usage Hours (hrs)]]), IF(AND(ISBLANK(Table2[[#This Row],[Annual Usage Hours (hrs)]]), Table2[[#This Row],[Control Type]]=\"None\"), Table2[[#This Row],[Reference Hours (hrs)]], IF(Table2[[#This Row],[Control Type]]=\"None\", Table2[[#This Row],[Annual Usage Hours (hrs)]], IF(AND(ISBLANK(Table2[[#This Row],[Annual Usage Hours (hrs)]]), Table2[[#This Row],[Control Type]]<>\"None\"), IFERROR(Table2[[#This Row],[Reference Hours (hrs)]]*0.8,\"\"), IF(Table2[[#This Row],[Control Type]]<>\"None\", IFERROR( Table2[[#This Row],[Annual Usage Hours (hrs)]]*0.8,\"\"),\"\")))))","v":""},{"$f":"IF( Table2[[#This Row],[Lighting  Technology]]=\"Other\", IF(ISBLANK(Table2[[#This Row],[Retrofit Lamp/ Luminaire Wattage (see Rebate Unit)]]),\"\",IFERROR(Table2[[#This Row],[Prescribed Quantity]]*Table2[[#This Row],[Retrofit Lamp/ Luminaire Wattage (see Rebate Unit)]],\"\")), IF(ISBLANK(Table2[[#This Row],[Retrofit Lamp/ Luminaire Wattage (see Rebate Unit)]]),IFERROR(Table2[[#This Row],[Prescribed Quantity]]*Table2[[#This Row],[Prescribed Wattage (W)]],\"\"),IFERROR(Table2[[#This Row],[Prescribed Quantity]]*Table2[[#This Row],[Retrofit Lamp/ Luminaire Wattage (see Rebate Unit)]],\"\")))","v":""},{"$f":"IFERROR((IF( Table2[[#This Row],[Lighting  Technology]]=\"Other\", Table2[[#This Row],[Prescribed Quantity]]*Table2[[#This Row],[Retrofit Lamp/ Luminaire Wattage (see Rebate Unit)]], Table2[[#This Row],[Prescribed Quantity]]*Table2[[#This Row],[Prescribed Wattage (W)]] )),\"\")","v":""},{"$f":"IF(ISBLANK(Table2[[#This Row],[New Total Demand (hidden, W)]]),\"\", IF(ISBLANK(Table2[[#This Row],[New Hours (hidden, hrs)]]), \"\", IFERROR(Table2[[#This Row],[New Hours (hidden, hrs)]]*Table2[[#This Row],[New Total Demand (hidden, W)]]/1000,\"\")))","v":""},{"$f":"IF(ISBLANK(Table2[[#This Row],[Total Demand (Hidden) W]]),\"\", IF(ISBLANK(Table2[[#This Row],[New Total Demand (hidden, W)]]), \"\", IFERROR((Table2[[#This Row],[Total Demand (Hidden) W]]-Table2[[#This Row],[New Total Demand (hidden, W)]])/1000,\"\")))","v":""},{"$f":"IF( OR(ISBLANK(Table2[[#This Row],[New Total Demand (hidden, W)]]),ISBLANK(Table2[[#This Row],[Total Demand (Hidden) W]])),\"\", IF(ISBLANK(Table2[[#This Row],[Annual Usage Hours (hrs)]]), IFERROR( Table2[[#This Row],[Reference Hours (hrs)]]*(Table2[[#This Row],[Total Demand (Hidden) W]]-Table2[[#This Row],[New Total Demand (hidden, W)]])/1000,\"\"), IFERROR( Table2[[#This Row],[Annual Usage Hours (hrs)]]*(Table2[[#This Row],[Total Demand (Hidden) W]]-Table2[[#This Row],[New Total Demand (hidden, W)]])/1000,\"\")))","v":""},{"$f":"IF( OR(ISBLANK(Table2[[#This Row],[Prescribed Total Demand (hidden, W)]]),ISBLANK(Table2[[#This Row],[Total Demand (Hidden) W]])),\"\", IF(ISBLANK(Table2[[#This Row],[Annual Usage Hours (hrs)]]), IFERROR( Table2[[#This Row],[Reference Hours (hrs)]]*((Table2[Existing Prescribed Wattage (W)]*Table2[Existing Luminaire Quantity])-Table2[[#This Row],[Prescribed Total Demand (hidden, W)]])/1000,\"\"), IFERROR( Table2[[#This Row],[Annual Usage Hours (hrs)]]*((Table2[Existing Prescribed Wattage (W)]*Table2[Existing Luminaire Quantity])-Table2[[#This Row],[Prescribed Total Demand (hidden, W)]])/1000,\"\")))","v":""},{"$f":"\"\"","v":""},{"$f":"IF(OR(Table2[[#This Row],[Control Type]]=\"None\", ISBLANK(Table2[[#This Row],[Control Type]])),\"\", IF(ISBLANK(Table2[[#This Row],[New Total Demand (hidden, W)]]),\"\", IF(ISBLANK(Table2[[#This Row],[Annual Usage Hours (hrs)]]),  IFERROR( 0.2*Table2[[#This Row],[Reference Hours (hrs)]]*Table2[[#This Row],[New Total Demand (hidden, W)]]/1000,\"\"), IFERROR( 0.2*Table2[[#This Row],[Annual Usage Hours (hrs)]]*Table2[[#This Row],[New Total Demand (hidden, W)]]/1000,\"\"))))","v":""},{"$f":"IF(AND(NOT(ISNUMBER(Table2[[#This Row],[Rebate Per Unit\n(CAD)]])),ISBLANK(Table2[[#This Row],[Control Type]])), \"\", IF(OR(Table2[[#This Row],[Rebate Per Unit\n(CAD)]]=0,AND(NOT(ISNUMBER(Table2[[#This Row],[Rebate Per Unit\n(CAD)]])), ISTEXT(Table2[[#This Row],[Control Type]]))), 0, IFERROR(Table2[[#This Row],[Prescribed Quantity]]*Table2[[#This Row],[Rebate Per Unit\n(CAD)]],\"\")))","v":""},{"$f":" IF(AND(ISBLANK(Table2[[#This Row],[Control Type]]),ISNUMBER(Table2[[#This Row],[Rebate Value (CAD)]])),0, IFERROR(Table2[[#This Row],[Control Quantity]]*Table2[[#This Row],[Control Rebate per Unit\n(CAD)]],\"\"))","v":""},{"$f":"IF(AND(ISBLANK(Table2[[#This Row],[Rebate Value (CAD)]]),ISBLANK(Table2[[#This Row],[Rebate Value for Controls (CAD)]])), \"\", IFERROR(Table2[[#This Row],[Rebate Value (CAD)]]+Table2[[#This Row],[Rebate Value for Controls (CAD)]],\"\"))","v":""},{"$f":"IF(Table2[[#This Row],[Lighting  Technology]]=\"Other\",\"Other - \"&Table2[[#This Row],[Other - Lighting Technology Description]],Table2[[#This Row],[BC Hydro Rebate Category ]])","v":0},{"$f":"Table2[[#This Row],[BC Hydro Rebate Category ]]&Table2[[#This Row],[Retrofit Part '# (mandatory to validate Rebates)]]","v":""}]
[null,null,null,null,null,null,{"$f":"IF(ISBLANK(Table2[[#This Row],[Prescribed Lighting Source]]), \"\", IFERROR( INDEX(Table13ExistingPrescribedWattage,MATCH(Table2[[#This Row],[Prescribed Lighting Source]],Table13ExistingLightingSource,0)), IFERROR(INDEX(Table13ExistingPrescribedWattage,MATCH(Table2[[#This Row],[Fortis Rebate Category ]],Table13NewLightingSource,0)),\"-\")))","v":""},null,{"$f":"IFERROR(INDEX(SpaceTypeHours,MATCH(Table2[[#This Row],[Space Type]],SpaceType,0)),\"\")","v":""},null,{"$f":"IFERROR(IF(Table2[[#This Row],[Lighting  Technology]]=\"Other\",Table2[[#This Row],[Existing Effective Input Wattage (W)]]*Table2[[#This Row],[Existing Luminaire Quantity]],Table2[[#This Row],[Existing Prescribed Wattage (W)]]*Table2[[#This Row],[Existing Luminaire Quantity]]),\"\")","v":""},{"$f":"IF(Table2[Lighting  Technology] = \"Other\",(Table2[[#This Row],[Existing Luminaire Quantity]]*Table2[[#This Row],[Existing Effective Input Wattage (W)]]), IF(Table2[Existing Prescribed Wattage (W)] = \"\",\"\", IF( ISBLANK(Table2[[#This Row],[Existing Effective Input Wattage (W)]]), (Table2[[#This Row],[Existing Luminaire Quantity]]*Table2[[#This Row],[Existing Prescribed Wattage (W)]]),(Table2[[#This Row],[Existing Luminaire Quantity]]*Table2[[#This Row],[Existing Effective Input Wattage (W)]]))))","v":""},{"$f":"IF( (ISBLANK(Table2[[#This Row],[Annual Usage Hours (hrs)]])), IFERROR(Table2[[#This Row],[Reference Hours (hrs)]]*Table2[[#This Row],[Total Demand (Hidden) W]]/1000,\"\"), IFERROR(Table2[[#This Row],[Annual Usage Hours (hrs)]]*Table2[[#This Row],[Total Demand (Hidden) W]]/1000,\"\"))","v":""},null,null,{"$f":"IF(Table2[[#This Row],[Lighting  Technology]]=\"Other\", 0, IF( AND(ISBLANK(Table2[[#This Row],[BC Hydro Rebate Category ]]),ISBLANK(Table2[[#This Row],[Fortis Rebate Category ]])), \"\", IF(ISTEXT(Table2[[#This Row],[Fortis Rebate Category ]]), IFERROR(INDEX(Table13[Rebate],MATCH(Table2[[#This Row],[Fortis Rebate Category ]],Table13[Fortis New Lighting source],0)),\"\"), IF(ISTEXT(Table2[[#This Row],[BC Hydro Rebate Category ]]), IFERROR(INDEX(Table13Rebate,MATCH(Table2[[#This Row],[BC Hydro Rebate Category ]],Table13BCHRebateCategory,0)),\"\"), \"\"))))","v":""},{"$f":" IF(Table2[[#This Row],[Lighting  Technology]]=\"Other\", \"per Unit\", IF( AND(ISBLANK(Table2[[#This Row],[BC Hydro Rebate Category ]]),ISBLANK(Table2[[#This Row],[Fortis Rebate Category ]])), \"\", IF(ISTEXT(Table2[[#This Row],[Fortis Rebate Category ]]), IFERROR(INDEX(Table13PerUnit,MATCH(Table2[[#This Row],[Fortis Rebate Category ]],Table13[Fortis New Lighting source],0)),\"\"), IF(ISTEXT(Table2[[#This Row],[BC Hydro Rebate Category ]]), IFERROR(INDEX(Table13PerUnit,MATCH(Table2[[#This Row],[BC Hydro Rebate Category ]],Table13BCHRebateCategory,0)),\"\"), \"\"))))","v":""},null,{"$f":"IF( AND(ISBLANK(Table2[[#This Row],[Existing Luminaire Quantity]]),ISBLANK(Table2[[#This Row],[Prescribed Lighting Source]])), \"\", IF( OR(AND(ISNUMBER(SEARCH(\"lamp fl.\",Table2[[#This Row],[Prescribed Lighting Source]])),ISNUMBER(SEARCH(\"T8 lamp\",Table2[[#This Row],[BC Hydro Rebate Category ]]))),AND(ISNUMBER(SEARCH(\"T5HO\",Table2[[#This Row],[Prescribed Lighting Source]])),ISNUMBER(SEARCH(\"T5HO\",Table2[[#This Row],[BC Hydro Rebate Category ]]))),AND(ISNUMBER(SEARCH(\"lamp fl.\",Table2[[#This Row],[Prescribed Lighting Source]])),ISNUMBER(SEARCH(\"T8 lamp\",Table2[[#This Row],[Fortis Rebate Category ]]))),AND(ISNUMBER(SEARCH(\"T5HO\",Table2[[#This Row],[Prescribed Lighting Source]])),ISNUMBER(SEARCH(\"T5HO\",Table2[[#This Row],[Fortis Rebate Category ]])))          ),  IFERROR(INDEX(Table13NumberofLamps,MATCH(Table2[[#This Row],[Prescribed Lighting Source]],Table13ExistingLightingSource,0))*Table2[[#This Row],[Existing Luminaire Quantity]], \"-\"),  IF(Table2[[#This Row],[Lighting  Technology]]=\"Other\", IFERROR(Table2[[#This Row],[Existing Luminaire Quantity]],\"-\"), IFERROR(Table2[[#This Row],[Existing Luminaire Quantity]],\"-\"))))","v":""},{"$f":"IF( AND(ISBLANK(Table2[[#This Row],[BC Hydro Rebate Category ]]),ISBLANK(Table2[[#This Row],[Fortis Rebate Category ]])), \"\", IF(ISTEXT(Table2[[#This Row],[Fortis Rebate Category ]]), IFERROR(INDEX(Table13NewPrescribedWattage,MATCH(Table2[[#This Row],[Fortis Rebate Category ]],Table13[Fortis New Lighting source],0)),\"\"), IF(ISTEXT(Table2[[#This Row],[BC Hydro Rebate Category ]]), IFERROR(INDEX(Table13NewPrescribedWattage,MATCH(Table2[[#This Row],[BC Hydro Rebate Category ]],Table13BCHRebateCategory,0)),\"\"), \"\")))","v":""},null,null,{"$f":"IF(Table2[[#This Row],[Lighting  Technology]]=\"Other\", \"-\", IF( AND(ISBLANK(Table2[[#This Row],[BC Hydro Rebate Category ]]),ISBLANK(Table2[[#This Row],[Fortis Rebate Category ]])), \"\", IF(ISTEXT(Table2[[#This Row],[Fortis Rebate Category ]]), IFERROR(INDEX(Table13BCHECM,MATCH(Table2[[#This Row],[Fortis Rebate Category ]],Table13[Fortis New Lighting source],0)),\"\"), IF(ISTEXT(Table2[[#This Row],[BC Hydro Rebate Category ]]), IFERROR(INDEX(Table13BCHECM,MATCH(Table2[[#This Row],[BC Hydro Rebate Category ]],Table13BCHRebateCategory,0)),\"\"), \"\"))))","v":""},{"$f":"IF(Table2[[#This Row],[Lighting  Technology]]=\"Other\", 0, IF( AND(ISBLANK(Table2[[#This Row],[BC Hydro Rebate Category ]]),ISBLANK(Table2[[#This Row],[Fortis Rebate Category ]])), \"\", IF(ISTEXT(Table2[[#This Row],[Fortis Rebate Category ]]), IFERROR(INDEX(Table13Persistence,MATCH(Table2[[#This Row],[Fortis Rebate Category ]],Table13[Fortis New Lighting source],0)),\"\"), IF(ISTEXT(Table2[[#This Row],[BC Hydro Rebate Category ]]), IFERROR(INDEX(Table13Persistence,MATCH(Table2[[#This Row],[BC Hydro Rebate Category ]],Table13BCHRebateCategory,0)),\"\"), \"\"))))","v":""},null,{"$f":"IFERROR(INDEX(Table5ControlRebate,MATCH(Table2[[#This Row],[Control Type]],Table5NewControl,0)),\"\")","v":""},null,{"$f":"IF(ISBLANK(Table2[[#This Row],[Control Type]]), IF(ISBLANK(Table2[[#This Row],[Annual Usage Hours (hrs)]]),Table2[[#This Row],[Reference Hours (hrs)]], Table2[[#This Row],[Annual Usage Hours (hrs)]]), IF(AND(ISBLANK(Table2[[#This Row],[Annual Usage Hours (hrs)]]), Table2[[#This Row],[Control Type]]=\"None\"), Table2[[#This Row],[Reference Hours (hrs)]], IF(Table2[[#This Row],[Control Type]]=\"None\", Table2[[#This Row],[Annual Usage Hours (hrs)]], IF(AND(ISBLANK(Table2[[#This Row],[Annual Usage Hours (hrs)]]), Table2[[#This Row],[Control Type]]<>\"None\"), IFERROR(Table2[[#This Row],[Reference Hours (hrs)]]*0.8,\"\"), IF(Table2[[#This Row],[Control Type]]<>\"None\", IFERROR( Table2[[#This Row],[Annual Usage Hours (hrs)]]*0.8,\"\"),\"\")))))","v":""},{"$f":"IF( Table2[[#This Row],[Lighting  Technology]]=\"Other\", IF(ISBLANK(Table2[[#This Row],[Retrofit Lamp/ Luminaire Wattage (see Rebate Unit)]]),\"\",IFERROR(Table2[[#This Row],[Prescribed Quantity]]*Table2[[#This Row],[Retrofit Lamp/ Luminaire Wattage (see Rebate Unit)]],\"\")), IF(ISBLANK(Table2[[#This Row],[Retrofit Lamp/ Luminaire Wattage (see Rebate Unit)]]),IFERROR(Table2[[#This Row],[Prescribed Quantity]]*Table2[[#This Row],[Prescribed Wattage (W)]],\"\"),IFERROR(Table2[[#This Row],[Prescribed Quantity]]*Table2[[#This Row],[Retrofit Lamp/ Luminaire Wattage (see Rebate Unit)]],\"\")))","v":""},{"$f":"IFERROR((IF( Table2[[#This Row],[Lighting  Technology]]=\"Other\", Table2[[#This Row],[Prescribed Quantity]]*Table2[[#This Row],[Retrofit Lamp/ Luminaire Wattage (see Rebate Unit)]], Table2[[#This Row],[Prescribed Quantity]]*Table2[[#This Row],[Prescribed Wattage (W)]] )),\"\")","v":""},{"$f":"IF(ISBLANK(Table2[[#This Row],[New Total Demand (hidden, W)]]),\"\", IF(ISBLANK(Table2[[#This Row],[New Hours (hidden, hrs)]]), \"\", IFERROR(Table2[[#This Row],[New Hours (hidden, hrs)]]*Table2[[#This Row],[New Total Demand (hidden, W)]]/1000,\"\")))","v":""},{"$f":"IF(ISBLANK(Table2[[#This Row],[Total Demand (Hidden) W]]),\"\", IF(ISBLANK(Table2[[#This Row],[New Total Demand (hidden, W)]]), \"\", IFERROR((Table2[[#This Row],[Total Demand (Hidden) W]]-Table2[[#This Row],[New Total Demand (hidden, W)]])/1000,\"\")))","v":""},{"$f":"IF( OR(ISBLANK(Table2[[#This Row],[New Total Demand (hidden, W)]]),ISBLANK(Table2[[#This Row],[Total Demand (Hidden) W]])),\"\", IF(ISBLANK(Table2[[#This Row],[Annual Usage Hours (hrs)]]), IFERROR( Table2[[#This Row],[Reference Hours (hrs)]]*(Table2[[#This Row],[Total Demand (Hidden) W]]-Table2[[#This Row],[New Total Demand (hidden, W)]])/1000,\"\"), IFERROR( Table2[[#This Row],[Annual Usage Hours (hrs)]]*(Table2[[#This Row],[Total Demand (Hidden) W]]-Table2[[#This Row],[New Total Demand (hidden, W)]])/1000,\"\")))","v":""},{"$f":"IF( OR(ISBLANK(Table2[[#This Row],[Prescribed Total Demand (hidden, W)]]),ISBLANK(Table2[[#This Row],[Total Demand (Hidden) W]])),\"\", IF(ISBLANK(Table2[[#This Row],[Annual Usage Hours (hrs)]]), IFERROR( Table2[[#This Row],[Reference Hours (hrs)]]*((Table2[Existing Prescribed Wattage (W)]*Table2[Existing Luminaire Quantity])-Table2[[#This Row],[Prescribed Total Demand (hidden, W)]])/1000,\"\"), IFERROR( Table2[[#This Row],[Annual Usage Hours (hrs)]]*((Table2[Existing Prescribed Wattage (W)]*Table2[Existing Luminaire Quantity])-Table2[[#This Row],[Prescribed Total Demand (hidden, W)]])/1000,\"\")))","v":""},{"$f":"\"\"","v":""},{"$f":"IF(OR(Table2[[#This Row],[Control Type]]=\"None\", ISBLANK(Table2[[#This Row],[Control Type]])),\"\", IF(ISBLANK(Table2[[#This Row],[New Total Demand (hidden, W)]]),\"\", IF(ISBLANK(Table2[[#This Row],[Annual Usage Hours (hrs)]]),  IFERROR( 0.2*Table2[[#This Row],[Reference Hours (hrs)]]*Table2[[#This Row],[New Total Demand (hidden, W)]]/1000,\"\"), IFERROR( 0.2*Table2[[#This Row],[Annual Usage Hours (hrs)]]*Table2[[#This Row],[New Total Demand (hidden, W)]]/1000,\"\"))))","v":""},{"$f":"IF(AND(NOT(ISNUMBER(Table2[[#This Row],[Rebate Per Unit\n(CAD)]])),ISBLANK(Table2[[#This Row],[Control Type]])), \"\", IF(OR(Table2[[#This Row],[Rebate Per Unit\n(CAD)]]=0,AND(NOT(ISNUMBER(Table2[[#This Row],[Rebate Per Unit\n(CAD)]])), ISTEXT(Table2[[#This Row],[Control Type]]))), 0, IFERROR(Table2[[#This Row],[Prescribed Quantity]]*Table2[[#This Row],[Rebate Per Unit\n(CAD)]],\"\")))","v":""},{"$f":" IF(AND(ISBLANK(Table2[[#This Row],[Control Type]]),ISNUMBER(Table2[[#This Row],[Rebate Value (CAD)]])),0, IFERROR(Table2[[#This Row],[Control Quantity]]*Table2[[#This Row],[Control Rebate per Unit\n(CAD)]],\"\"))","v":""},{"$f":"IF(AND(ISBLANK(Table2[[#This Row],[Rebate Value (CAD)]]),ISBLANK(Table2[[#This Row],[Rebate Value for Controls (CAD)]])), \"\", IFERROR(Table2[[#This Row],[Rebate Value (CAD)]]+Table2[[#This Row],[Rebate Value for Controls (CAD)]],\"\"))","v":""},{"$f":"IF(Table2[[#This Row],[Lighting  Technology]]=\"Other\",\"Other - \"&Table2[[#This Row],[Other - Lighting Technology Description]],Table2[[#This Row],[BC Hydro Rebate Category ]])","v":0},{"$f":"Table2[[#This Row],[BC Hydro Rebate Category ]]&Table2[[#This Row],[Retrofit Part '# (mandatory to validate Rebates)]]","v":""}]
[null,null,null,null,null,null,{"$f":"IF(ISBLANK(Table2[[#This Row],[Prescribed Lighting Source]]), \"\", IFERROR( INDEX(Table13ExistingPrescribedWattage,MATCH(Table2[[#This Row],[Prescribed Lighting Source]],Table13ExistingLightingSource,0)), IFERROR(INDEX(Table13ExistingPrescribedWattage,MATCH(Table2[[#This Row],[Fortis Rebate Category ]],Table13NewLightingSource,0)),\"-\")))","v":""},null,{"$f":"IFERROR(INDEX(SpaceTypeHours,MATCH(Table2[[#This Row],[Space Type]],SpaceType,0)),\"\")","v":""},null,{"$f":"IFERROR(IF(Table2[[#This Row],[Lighting  Technology]]=\"Other\",Table2[[#This Row],[Existing Effective Input Wattage (W)]]*Table2[[#This Row],[Existing Luminaire Quantity]],Table2[[#This Row],[Existing Prescribed Wattage (W)]]*Table2[[#This Row],[Existing Luminaire Quantity]]),\"\")","v":""},{"$f":"IF(Table2[Lighting  Technology] = \"Other\",(Table2[[#This Row],[Existing Luminaire Quantity]]*Table2[[#This Row],[Existing Effective Input Wattage (W)]]), IF(Table2[Existing Prescribed Wattage (W)] = \"\",\"\", IF( ISBLANK(Table2[[#This Row],[Existing Effective Input Wattage (W)]]), (Table2[[#This Row],[Existing Luminaire Quantity]]*Table2[[#This Row],[Existing Prescribed Wattage (W)]]),(Table2[[#This Row],[Existing Luminaire Quantity]]*Table2[[#This Row],[Existing Effective Input Wattage (W)]]))))","v":""},{"$f":"IF( (ISBLANK(Table2[[#This Row],[Annual Usage Hours (hrs)]])), IFERROR(Table2[[#This Row],[Reference Hours (hrs)]]*Table2[[#This Row],[Total Demand (Hidden) W]]/1000,\"\"), IFERROR(Table2[[#This Row],[Annual Usage Hours (hrs)]]*Table2[[#This Row],[Total Demand (Hidden) W]]/1000,\"\"))","v":""},null,null,{"$f":"IF(Table2[[#This Row],[Lighting  Technology]]=\"Other\", 0, IF( AND(ISBLANK(Table2[[#This Row],[BC Hydro Rebate Category ]]),ISBLANK(Table2[[#This Row],[Fortis Rebate Category ]])), \"\", IF(ISTEXT(Table2[[#This Row],[Fortis Rebate Category ]]), IFERROR(INDEX(Table13[Rebate],MATCH(Table2[[#This Row],[Fortis Rebate Category ]],Table13[Fortis New Lighting source],0)),\"\"), IF(ISTEXT(Table2[[#This Row],[BC Hydro Rebate Category ]]), IFERROR(INDEX(Table13Rebate,MATCH(Table2[[#This Row],[BC Hydro Rebate Category ]],Table13BCHRebateCategory,0)),\"\"), \"\"))))","v":""},{"$f":" IF(Table2[[#This Row],[Lighting  Technology]]=\"Other\", \"per Unit\", IF( AND(ISBLANK(Table2[[#This Row],[BC Hydro Rebate Category ]]),ISBLANK(Table2[[#This Row],[Fortis Rebate Category ]])), \"\", IF(ISTEXT(Table2[[#This Row],[Fortis Rebate Category ]]), IFERROR(INDEX(Table13PerUnit,MATCH(Table2[[#This Row],[Fortis Rebate Category ]],Table13[Fortis New Lighting source],0)),\"\"), IF(ISTEXT(Table2[[#This Row],[BC Hydro Rebate Category ]]), IFERROR(INDEX(Table13PerUnit,MATCH(Table2[[#This Row],[BC Hydro Rebate Category ]],Table13BCHRebateCategory,0)),\"\"), \"\"))))","v":""},null,{"$f":"IF( AND(ISBLANK(Table2[[#This Row],[Existing Luminaire Quantity]]),ISBLANK(Table2[[#This Row],[Prescribed Lighting Source]])), \"\", IF( OR(AND(ISNUMBER(SEARCH(\"lamp fl.\",Table2[[#This Row],[Prescribed Lighting Source]])),ISNUMBER(SEARCH(\"T8 lamp\",Table2[[#This Row],[BC Hydro Rebate Category ]]))),AND(ISNUMBER(SEARCH(\"T5HO\",Table2[[#This Row],[Prescribed Lighting Source]])),ISNUMBER(SEARCH(\"T5HO\",Table2[[#This Row],[BC Hydro Rebate Category ]]))),AND(ISNUMBER(SEARCH(\"lamp fl.\",Table2[[#This Row],[Prescribed Lighting Source]])),ISNUMBER(SEARCH(\"T8 lamp\",Table2[[#This Row],[Fortis Rebate Category ]]))),AND(ISNUMBER(SEARCH(\"T5HO\",Table2[[#This Row],[Prescribed Lighting Source]])),ISNUMBER(SEARCH(\"T5HO\",Table2[[#This Row],[Fortis Rebate Category ]])))          ),  IFERROR(INDEX(Table13NumberofLamps,MATCH(Table2[[#This Row],[Prescribed Lighting Source]],Table13ExistingLightingSource,0))*Table2[[#This Row],[Existing Luminaire Quantity]], \"-\"),  IF(Table2[[#This Row],[Lighting  Technology]]=\"Other\", IFERROR(Table2[[#This Row],[Existing Luminaire Quantity]],\"-\"), IFERROR(Table2[[#This Row],[Existing Luminaire Quantity]],\"-\"))))","v":""},{"$f":"IF( AND(ISBLANK(Table2[[#This Row],[BC Hydro Rebate Category ]]),ISBLANK(Table2[[#This Row],[Fortis Rebate Category ]])), \"\", IF(ISTEXT(Table2[[#This Row],[Fortis Rebate Category ]]), IFERROR(INDEX(Table13NewPrescribedWattage,MATCH(Table2[[#This Row],[Fortis Rebate Category ]],Table13[Fortis New Lighting source],0)),\"\"), IF(ISTEXT(Table2[[#This Row],[BC Hydro Rebate Category ]]), IFERROR(INDEX(Table13NewPrescribedWattage,MATCH(Table2[[#This Row],[BC Hydro Rebate Category ]],Table13BCHRebateCategory,0)),\"\"), \"\")))","v":""},null,null,{"$f":"IF(Table2[[#This Row],[Lighting  Technology]]=\"Other\", \"-\", IF( AND(ISBLANK(Table2[[#This Row],[BC Hydro Rebate Category ]]),ISBLANK(Table2[[#This Row],[Fortis Rebate Category ]])), \"\", IF(ISTEXT(Table2[[#This Row],[Fortis Rebate Category ]]), IFERROR(INDEX(Table13BCHECM,MATCH(Table2[[#This Row],[Fortis Rebate Category ]],Table13[Fortis New Lighting source],0)),\"\"), IF(ISTEXT(Table2[[#This Row],[BC Hydro Rebate Category ]]), IFERROR(INDEX(Table13BCHECM,MATCH(Table2[[#This Row],[BC Hydro Rebate Category ]],Table13BCHRebateCategory,0)),\"\"), \"\"))))","v":""},{"$f":"IF(Table2[[#This Row],[Lighting  Technology]]=\"Other\", 0, IF( AND(ISBLANK(Table2[[#This Row],[BC Hydro Rebate Category ]]),ISBLANK(Table2[[#This Row],[Fortis Rebate Category ]])), \"\", IF(ISTEXT(Table2[[#This Row],[Fortis Rebate Category ]]), IFERROR(INDEX(Table13Persistence,MATCH(Table2[[#This Row],[Fortis Rebate Category ]],Table13[Fortis New Lighting source],0)),\"\"), IF(ISTEXT(Table2[[#This Row],[BC Hydro Rebate Category ]]), IFERROR(INDEX(Table13Persistence,MATCH(Table2[[#This Row],[BC Hydro Rebate Category ]],Table13BCHRebateCategory,0)),\"\"), \"\"))))","v":""},null,{"$f":"IFERROR(INDEX(Table5ControlRebate,MATCH(Table2[[#This Row],[Control Type]],Table5NewControl,0)),\"\")","v":""},null,{"$f":"IF(ISBLANK(Table2[[#This Row],[Control Type]]), IF(ISBLANK(Table2[[#This Row],[Annual Usage Hours (hrs)]]),Table2[[#This Row],[Reference Hours (hrs)]], Table2[[#This Row],[Annual Usage Hours (hrs)]]), IF(AND(ISBLANK(Table2[[#This Row],[Annual Usage Hours (hrs)]]), Table2[[#This Row],[Control Type]]=\"None\"), Table2[[#This Row],[Reference Hours (hrs)]], IF(Table2[[#This Row],[Control Type]]=\"None\", Table2[[#This Row],[Annual Usage Hours (hrs)]], IF(AND(ISBLANK(Table2[[#This Row],[Annual Usage Hours (hrs)]]), Table2[[#This Row],[Control Type]]<>\"None\"), IFERROR(Table2[[#This Row],[Reference Hours (hrs)]]*0.8,\"\"), IF(Table2[[#This Row],[Control Type]]<>\"None\", IFERROR( Table2[[#This Row],[Annual Usage Hours (hrs)]]*0.8,\"\"),\"\")))))","v":""},{"$f":"IF( Table2[[#This Row],[Lighting  Technology]]=\"Other\", IF(ISBLANK(Table2[[#This Row],[Retrofit Lamp/ Luminaire Wattage (see Rebate Unit)]]),\"\",IFERROR(Table2[[#This Row],[Prescribed Quantity]]*Table2[[#This Row],[Retrofit Lamp/ Luminaire Wattage (see Rebate Unit)]],\"\")), IF(ISBLANK(Table2[[#This Row],[Retrofit Lamp/ Luminaire Wattage (see Rebate Unit)]]),IFERROR(Table2[[#This Row],[Prescribed Quantity]]*Table2[[#This Row],[Prescribed Wattage (W)]],\"\"),IFERROR(Table2[[#This Row],[Prescribed Quantity]]*Table2[[#This Row],[Retrofit Lamp/ Luminaire Wattage (see Rebate Unit)]],\"\")))","v":""},{"$f":"IFERROR((IF( Table2[[#This Row],[Lighting  Technology]]=\"Other\", Table2[[#This Row],[Prescribed Quantity]]*Table2[[#This Row],[Retrofit Lamp/ Luminaire Wattage (see Rebate Unit)]], Table2[[#This Row],[Prescribed Quantity]]*Table2[[#This Row],[Prescribed Wattage (W)]] )),\"\")","v":""},{"$f":"IF(ISBLANK(Table2[[#This Row],[New Total Demand (hidden, W)]]),\"\", IF(ISBLANK(Table2[[#This Row],[New Hours (hidden, hrs)]]), \"\", IFERROR(Table2[[#This Row],[New Hours (hidden, hrs)]]*Table2[[#This Row],[New Total Demand (hidden, W)]]/1000,\"\")))","v":""},{"$f":"IF(ISBLANK(Table2[[#This Row],[Total Demand (Hidden) W]]),\"\", IF(ISBLANK(Table2[[#This Row],[New Total Demand (hidden, W)]]), \"\", IFERROR((Table2[[#This Row],[Total Demand (Hidden) W]]-Table2[[#This Row],[New Total Demand (hidden, W)]])/1000,\"\")))","v":""},{"$f":"IF( OR(ISBLANK(Table2[[#This Row],[New Total Demand (hidden, W)]]),ISBLANK(Table2[[#This Row],[Total Demand (Hidden) W]])),\"\", IF(ISBLANK(Table2[[#This Row],[Annual Usage Hours (hrs)]]), IFERROR( Table2[[#This Row],[Reference Hours (hrs)]]*(Table2[[#This Row],[Total Demand (Hidden) W]]-Table2[[#This Row],[New Total Demand (hidden, W)]])/1000,\"\"), IFERROR( Table2[[#This Row],[Annual Usage Hours (hrs)]]*(Table2[[#This Row],[Total Demand (Hidden) W]]-Table2[[#This Row],[New Total Demand (hidden, W)]])/1000,\"\")))","v":""},{"$f":"IF( OR(ISBLANK(Table2[[#This Row],[Prescribed Total Demand (hidden, W)]]),ISBLANK(Table2[[#This Row],[Total Demand (Hidden) W]])),\"\", IF(ISBLANK(Table2[[#This Row],[Annual Usage Hours (hrs)]]), IFERROR( Table2[[#This Row],[Reference Hours (hrs)]]*((Table2[Existing Prescribed Wattage (W)]*Table2[Existing Luminaire Quantity])-Table2[[#This Row],[Prescribed Total Demand (hidden, W)]])/1000,\"\"), IFERROR( Table2[[#This Row],[Annual Usage Hours (hrs)]]*((Table2[Existing Prescribed Wattage (W)]*Table2[Existing Luminaire Quantity])-Table2[[#This Row],[Prescribed Total Demand (hidden, W)]])/1000,\"\")))","v":""},{"$f":"\"\"","v":""},{"$f":"IF(OR(Table2[[#This Row],[Control Type]]=\"None\", ISBLANK(Table2[[#This Row],[Control Type]])),\"\", IF(ISBLANK(Table2[[#This Row],[New Total Demand (hidden, W)]]),\"\", IF(ISBLANK(Table2[[#This Row],[Annual Usage Hours (hrs)]]),  IFERROR( 0.2*Table2[[#This Row],[Reference Hours (hrs)]]*Table2[[#This Row],[New Total Demand (hidden, W)]]/1000,\"\"), IFERROR( 0.2*Table2[[#This Row],[Annual Usage Hours (hrs)]]*Table2[[#This Row],[New Total Demand (hidden, W)]]/1000,\"\"))))","v":""},{"$f":"IF(AND(NOT(ISNUMBER(Table2[[#This Row],[Rebate Per Unit\n(CAD)]])),ISBLANK(Table2[[#This Row],[Control Type]])), \"\", IF(OR(Table2[[#This Row],[Rebate Per Unit\n(CAD)]]=0,AND(NOT(ISNUMBER(Table2[[#This Row],[Rebate Per Unit\n(CAD)]])), ISTEXT(Table2[[#This Row],[Control Type]]))), 0, IFERROR(Table2[[#This Row],[Prescribed Quantity]]*Table2[[#This Row],[Rebate Per Unit\n(CAD)]],\"\")))","v":""},{"$f":" IF(AND(ISBLANK(Table2[[#This Row],[Control Type]]),ISNUMBER(Table2[[#This Row],[Rebate Value (CAD)]])),0, IFERROR(Table2[[#This Row],[Control Quantity]]*Table2[[#This Row],[Control Rebate per Unit\n(CAD)]],\"\"))","v":""},{"$f":"IF(AND(ISBLANK(Table2[[#This Row],[Rebate Value (CAD)]]),ISBLANK(Table2[[#This Row],[Rebate Value for Controls (CAD)]])), \"\", IFERROR(Table2[[#This Row],[Rebate Value (CAD)]]+Table2[[#This Row],[Rebate Value for Controls (CAD)]],\"\"))","v":""},{"$f":"IF(Table2[[#This Row],[Lighting  Technology]]=\"Other\",\"Other - \"&Table2[[#This Row],[Other - Lighting Technology Description]],Table2[[#This Row],[BC Hydro Rebate Category ]])","v":0},{"$f":"Table2[[#This Row],[BC Hydro Rebate Category ]]&Table2[[#This Row],[Retrofit Part '# (mandatory to validate Rebates)]]","v":""}]
[null,null,null,null,null,null,{"$f":"IF(ISBLANK(Table2[[#This Row],[Prescribed Lighting Source]]), \"\", IFERROR( INDEX(Table13ExistingPrescribedWattage,MATCH(Table2[[#This Row],[Prescribed Lighting Source]],Table13ExistingLightingSource,0)), IFERROR(INDEX(Table13ExistingPrescribedWattage,MATCH(Table2[[#This Row],[Fortis Rebate Category ]],Table13NewLightingSource,0)),\"-\")))","v":""},null,{"$f":"IFERROR(INDEX(SpaceTypeHours,MATCH(Table2[[#This Row],[Space Type]],SpaceType,0)),\"\")","v":""},null,{"$f":"IFERROR(IF(Table2[[#This Row],[Lighting  Technology]]=\"Other\",Table2[[#This Row],[Existing Effective Input Wattage (W)]]*Table2[[#This Row],[Existing Luminaire Quantity]],Table2[[#This Row],[Existing Prescribed Wattage (W)]]*Table2[[#This Row],[Existing Luminaire Quantity]]),\"\")","v":""},{"$f":"IF(Table2[Lighting  Technology] = \"Other\",(Table2[[#This Row],[Existing Luminaire Quantity]]*Table2[[#This Row],[Existing Effective Input Wattage (W)]]), IF(Table2[Existing Prescribed Wattage (W)] = \"\",\"\", IF( ISBLANK(Table2[[#This Row],[Existing Effective Input Wattage (W)]]), (Table2[[#This Row],[Existing Luminaire Quantity]]*Table2[[#This Row],[Existing Prescribed Wattage (W)]]),(Table2[[#This Row],[Existing Luminaire Quantity]]*Table2[[#This Row],[Existing Effective Input Wattage (W)]]))))","v":""},{"$f":"IF( (ISBLANK(Table2[[#This Row],[Annual Usage Hours (hrs)]])), IFERROR(Table2[[#This Row],[Reference Hours (hrs)]]*Table2[[#This Row],[Total Demand (Hidden) W]]/1000,\"\"), IFERROR(Table2[[#This Row],[Annual Usage Hours (hrs)]]*Table2[[#This Row],[Total Demand (Hidden) W]]/1000,\"\"))","v":""},null,null,{"$f":"IF(Table2[[#This Row],[Lighting  Technology]]=\"Other\", 0, IF( AND(ISBLANK(Table2[[#This Row],[BC Hydro Rebate Category ]]),ISBLANK(Table2[[#This Row],[Fortis Rebate Category ]])), \"\", IF(ISTEXT(Table2[[#This Row],[Fortis Rebate Category ]]), IFERROR(INDEX(Table13[Rebate],MATCH(Table2[[#This Row],[Fortis Rebate Category ]],Table13[Fortis New Lighting source],0)),\"\"), IF(ISTEXT(Table2[[#This Row],[BC Hydro Rebate Category ]]), IFERROR(INDEX(Table13Rebate,MATCH(Table2[[#This Row],[BC Hydro Rebate Category ]],Table13BCHRebateCategory,0)),\"\"), \"\"))))","v":""},{"$f":" IF(Table2[[#This Row],[Lighting  Technology]]=\"Other\", \"per Unit\", IF( AND(ISBLANK(Table2[[#This Row],[BC Hydro Rebate Category ]]),ISBLANK(Table2[[#This Row],[Fortis Rebate Category ]])), \"\", IF(ISTEXT(Table2[[#This Row],[Fortis Rebate Category ]]), IFERROR(INDEX(Table13PerUnit,MATCH(Table2[[#This Row],[Fortis Rebate Category ]],Table13[Fortis New Lighting source],0)),\"\"), IF(ISTEXT(Table2[[#This Row],[BC Hydro Rebate Category ]]), IFERROR(INDEX(Table13PerUnit,MATCH(Table2[[#This Row],[BC Hydro Rebate Category ]],Table13BCHRebateCategory,0)),\"\"), \"\"))))","v":""},null,{"$f":"IF( AND(ISBLANK(Table2[[#This Row],[Existing Luminaire Quantity]]),ISBLANK(Table2[[#This Row],[Prescribed Lighting Source]])), \"\", IF( OR(AND(ISNUMBER(SEARCH(\"lamp fl.\",Table2[[#This Row],[Prescribed Lighting Source]])),ISNUMBER(SEARCH(\"T8 lamp\",Table2[[#This Row],[BC Hydro Rebate Category ]]))),AND(ISNUMBER(SEARCH(\"T5HO\",Table2[[#This Row],[Prescribed Lighting Source]])),ISNUMBER(SEARCH(\"T5HO\",Table2[[#This Row],[BC Hydro Rebate Category ]]))),AND(ISNUMBER(SEARCH(\"lamp fl.\",Table2[[#This Row],[Prescribed Lighting Source]])),ISNUMBER(SEARCH(\"T8 lamp\",Table2[[#This Row],[Fortis Rebate Category ]]))),AND(ISNUMBER(SEARCH(\"T5HO\",Table2[[#This Row],[Prescribed Lighting Source]])),ISNUMBER(SEARCH(\"T5HO\",Table2[[#This Row],[Fortis Rebate Category ]])))          ),  IFERROR(INDEX(Table13NumberofLamps,MATCH(Table2[[#This Row],[Prescribed Lighting Source]],Table13ExistingLightingSource,0))*Table2[[#This Row],[Existing Luminaire Quantity]], \"-\"),  IF(Table2[[#This Row],[Lighting  Technology]]=\"Other\", IFERROR(Table2[[#This Row],[Existing Luminaire Quantity]],\"-\"), IFERROR(Table2[[#This Row],[Existing Luminaire Quantity]],\"-\"))))","v":""},{"$f":"IF( AND(ISBLANK(Table2[[#This Row],[BC Hydro Rebate Category ]]),ISBLANK(Table2[[#This Row],[Fortis Rebate Category ]])), \"\", IF(ISTEXT(Table2[[#This Row],[Fortis Rebate Category ]]), IFERROR(INDEX(Table13NewPrescribedWattage,MATCH(Table2[[#This Row],[Fortis Rebate Category ]],Table13[Fortis New Lighting source],0)),\"\"), IF(ISTEXT(Table2[[#This Row],[BC Hydro Rebate Category ]]), IFERROR(INDEX(Table13NewPrescribedWattage,MATCH(Table2[[#This Row],[BC Hydro Rebate Category ]],Table13BCHRebateCategory,0)),\"\"), \"\")))","v":""},null,null,{"$f":"IF(Table2[[#This Row],[Lighting  Technology]]=\"Other\", \"-\", IF( AND(ISBLANK(Table2[[#This Row],[BC Hydro Rebate Category ]]),ISBLANK(Table2[[#This Row],[Fortis Rebate Category ]])), \"\", IF(ISTEXT(Table2[[#This Row],[Fortis Rebate Category ]]), IFERROR(INDEX(Table13BCHECM,MATCH(Table2[[#This Row],[Fortis Rebate Category ]],Table13[Fortis New Lighting source],0)),\"\"), IF(ISTEXT(Table2[[#This Row],[BC Hydro Rebate Category ]]), IFERROR(INDEX(Table13BCHECM,MATCH(Table2[[#This Row],[BC Hydro Rebate Category ]],Table13BCHRebateCategory,0)),\"\"), \"\"))))","v":""},{"$f":"IF(Table2[[#This Row],[Lighting  Technology]]=\"Other\", 0, IF( AND(ISBLANK(Table2[[#This Row],[BC Hydro Rebate Category ]]),ISBLANK(Table2[[#This Row],[Fortis Rebate Category ]])), \"\", IF(ISTEXT(Table2[[#This Row],[Fortis Rebate Category ]]), IFERROR(INDEX(Table13Persistence,MATCH(Table2[[#This Row],[Fortis Rebate Category ]],Table13[Fortis New Lighting source],0)),\"\"), IF(ISTEXT(Table2[[#This Row],[BC Hydro Rebate Category ]]), IFERROR(INDEX(Table13Persistence,MATCH(Table2[[#This Row],[BC Hydro Rebate Category ]],Table13BCHRebateCategory,0)),\"\"), \"\"))))","v":""},null,{"$f":"IFERROR(INDEX(Table5ControlRebate,MATCH(Table2[[#This Row],[Control Type]],Table5NewControl,0)),\"\")","v":""},null,{"$f":"IF(ISBLANK(Table2[[#This Row],[Control Type]]), IF(ISBLANK(Table2[[#This Row],[Annual Usage Hours (hrs)]]),Table2[[#This Row],[Reference Hours (hrs)]], Table2[[#This Row],[Annual Usage Hours (hrs)]]), IF(AND(ISBLANK(Table2[[#This Row],[Annual Usage Hours (hrs)]]), Table2[[#This Row],[Control Type]]=\"None\"), Table2[[#This Row],[Reference Hours (hrs)]], IF(Table2[[#This Row],[Control Type]]=\"None\", Table2[[#This Row],[Annual Usage Hours (hrs)]], IF(AND(ISBLANK(Table2[[#This Row],[Annual Usage Hours (hrs)]]), Table2[[#This Row],[Control Type]]<>\"None\"), IFERROR(Table2[[#This Row],[Reference Hours (hrs)]]*0.8,\"\"), IF(Table2[[#This Row],[Control Type]]<>\"None\", IFERROR( Table2[[#This Row],[Annual Usage Hours (hrs)]]*0.8,\"\"),\"\")))))","v":""},{"$f":"IF( Table2[[#This Row],[Lighting  Technology]]=\"Other\", IF(ISBLANK(Table2[[#This Row],[Retrofit Lamp/ Luminaire Wattage (see Rebate Unit)]]),\"\",IFERROR(Table2[[#This Row],[Prescribed Quantity]]*Table2[[#This Row],[Retrofit Lamp/ Luminaire Wattage (see Rebate Unit)]],\"\")), IF(ISBLANK(Table2[[#This Row],[Retrofit Lamp/ Luminaire Wattage (see Rebate Unit)]]),IFERROR(Table2[[#This Row],[Prescribed Quantity]]*Table2[[#This Row],[Prescribed Wattage (W)]],\"\"),IFERROR(Table2[[#This Row],[Prescribed Quantity]]*Table2[[#This Row],[Retrofit Lamp/ Luminaire Wattage (see Rebate Unit)]],\"\")))","v":""},{"$f":"IFERROR((IF( Table2[[#This Row],[Lighting  Technology]]=\"Other\", Table2[[#This Row],[Prescribed Quantity]]*Table2[[#This Row],[Retrofit Lamp/ Luminaire Wattage (see Rebate Unit)]], Table2[[#This Row],[Prescribed Quantity]]*Table2[[#This Row],[Prescribed Wattage (W)]] )),\"\")","v":""},{"$f":"IF(ISBLANK(Table2[[#This Row],[New Total Demand (hidden, W)]]),\"\", IF(ISBLANK(Table2[[#This Row],[New Hours (hidden, hrs)]]), \"\", IFERROR(Table2[[#This Row],[New Hours (hidden, hrs)]]*Table2[[#This Row],[New Total Demand (hidden, W)]]/1000,\"\")))","v":""},{"$f":"IF(ISBLANK(Table2[[#This Row],[Total Demand (Hidden) W]]),\"\", IF(ISBLANK(Table2[[#This Row],[New Total Demand (hidden, W)]]), \"\", IFERROR((Table2[[#This Row],[Total Demand (Hidden) W]]-Table2[[#This Row],[New Total Demand (hidden, W)]])/1000,\"\")))","v":""},{"$f":"IF( OR(ISBLANK(Table2[[#This Row],[New Total Demand (hidden, W)]]),ISBLANK(Table2[[#This Row],[Total Demand (Hidden) W]])),\"\", IF(ISBLANK(Table2[[#This Row],[Annual Usage Hours (hrs)]]), IFERROR( Table2[[#This Row],[Reference Hours (hrs)]]*(Table2[[#This Row],[Total Demand (Hidden) W]]-Table2[[#This Row],[New Total Demand (hidden, W)]])/1000,\"\"), IFERROR( Table2[[#This Row],[Annual Usage Hours (hrs)]]*(Table2[[#This Row],[Total Demand (Hidden) W]]-Table2[[#This Row],[New Total Demand (hidden, W)]])/1000,\"\")))","v":""},{"$f":"IF( OR(ISBLANK(Table2[[#This Row],[Prescribed Total Demand (hidden, W)]]),ISBLANK(Table2[[#This Row],[Total Demand (Hidden) W]])),\"\", IF(ISBLANK(Table2[[#This Row],[Annual Usage Hours (hrs)]]), IFERROR( Table2[[#This Row],[Reference Hours (hrs)]]*((Table2[Existing Prescribed Wattage (W)]*Table2[Existing Luminaire Quantity])-Table2[[#This Row],[Prescribed Total Demand (hidden, W)]])/1000,\"\"), IFERROR( Table2[[#This Row],[Annual Usage Hours (hrs)]]*((Table2[Existing Prescribed Wattage (W)]*Table2[Existing Luminaire Quantity])-Table2[[#This Row],[Prescribed Total Demand (hidden, W)]])/1000,\"\")))","v":""},{"$f":"\"\"","v":""},{"$f":"IF(OR(Table2[[#This Row],[Control Type]]=\"None\", ISBLANK(Table2[[#This Row],[Control Type]])),\"\", IF(ISBLANK(Table2[[#This Row],[New Total Demand (hidden, W)]]),\"\", IF(ISBLANK(Table2[[#This Row],[Annual Usage Hours (hrs)]]),  IFERROR( 0.2*Table2[[#This Row],[Reference Hours (hrs)]]*Table2[[#This Row],[New Total Demand (hidden, W)]]/1000,\"\"), IFERROR( 0.2*Table2[[#This Row],[Annual Usage Hours (hrs)]]*Table2[[#This Row],[New Total Demand (hidden, W)]]/1000,\"\"))))","v":""},{"$f":"IF(AND(NOT(ISNUMBER(Table2[[#This Row],[Rebate Per Unit\n(CAD)]])),ISBLANK(Table2[[#This Row],[Control Type]])), \"\", IF(OR(Table2[[#This Row],[Rebate Per Unit\n(CAD)]]=0,AND(NOT(ISNUMBER(Table2[[#This Row],[Rebate Per Unit\n(CAD)]])), ISTEXT(Table2[[#This Row],[Control Type]]))), 0, IFERROR(Table2[[#This Row],[Prescribed Quantity]]*Table2[[#This Row],[Rebate Per Unit\n(CAD)]],\"\")))","v":""},{"$f":" IF(AND(ISBLANK(Table2[[#This Row],[Control Type]]),ISNUMBER(Table2[[#This Row],[Rebate Value (CAD)]])),0, IFERROR(Table2[[#This Row],[Control Quantity]]*Table2[[#This Row],[Control Rebate per Unit\n(CAD)]],\"\"))","v":""},{"$f":"IF(AND(ISBLANK(Table2[[#This Row],[Rebate Value (CAD)]]),ISBLANK(Table2[[#This Row],[Rebate Value for Controls (CAD)]])), \"\", IFERROR(Table2[[#This Row],[Rebate Value (CAD)]]+Table2[[#This Row],[Rebate Value for Controls (CAD)]],\"\"))","v":""},{"$f":"IF(Table2[[#This Row],[Lighting  Technology]]=\"Other\",\"Other - \"&Table2[[#This Row],[Other - Lighting Technology Description]],Table2[[#This Row],[BC Hydro Rebate Category ]])","v":0},{"$f":"Table2[[#This Row],[BC Hydro Rebate Category ]]&Table2[[#This Row],[Retrofit Part '# (mandatory to validate Rebates)]]","v":""}]
[null,null,null,null,null,null,{"$f":"IF(ISBLANK(Table2[[#This Row],[Prescribed Lighting Source]]), \"\", IFERROR( INDEX(Table13ExistingPrescribedWattage,MATCH(Table2[[#This Row],[Prescribed Lighting Source]],Table13ExistingLightingSource,0)), IFERROR(INDEX(Table13ExistingPrescribedWattage,MATCH(Table2[[#This Row],[Fortis Rebate Category ]],Table13NewLightingSource,0)),\"-\")))","v":""},null,{"$f":"IFERROR(INDEX(SpaceTypeHours,MATCH(Table2[[#This Row],[Space Type]],SpaceType,0)),\"\")","v":""},null,{"$f":"IFERROR(IF(Table2[[#This Row],[Lighting  Technology]]=\"Other\",Table2[[#This Row],[Existing Effective Input Wattage (W)]]*Table2[[#This Row],[Existing Luminaire Quantity]],Table2[[#This Row],[Existing Prescribed Wattage (W)]]*Table2[[#This Row],[Existing Luminaire Quantity]]),\"\")","v":""},{"$f":"IF(Table2[Lighting  Technology] = \"Other\",(Table2[[#This Row],[Existing Luminaire Quantity]]*Table2[[#This Row],[Existing Effective Input Wattage (W)]]), IF(Table2[Existing Prescribed Wattage (W)] = \"\",\"\", IF( ISBLANK(Table2[[#This Row],[Existing Effective Input Wattage (W)]]), (Table2[[#This Row],[Existing Luminaire Quantity]]*Table2[[#This Row],[Existing Prescribed Wattage (W)]]),(Table2[[#This Row],[Existing Luminaire Quantity]]*Table2[[#This Row],[Existing Effective Input Wattage (W)]]))))","v":""},{"$f":"IF( (ISBLANK(Table2[[#This Row],[Annual Usage Hours (hrs)]])), IFERROR(Table2[[#This Row],[Reference Hours (hrs)]]*Table2[[#This Row],[Total Demand (Hidden) W]]/1000,\"\"), IFERROR(Table2[[#This Row],[Annual Usage Hours (hrs)]]*Table2[[#This Row],[Total Demand (Hidden) W]]/1000,\"\"))","v":""},null,null,{"$f":"IF(Table2[[#This Row],[Lighting  Technology]]=\"Other\", 0, IF( AND(ISBLANK(Table2[[#This Row],[BC Hydro Rebate Category ]]),ISBLANK(Table2[[#This Row],[Fortis Rebate Category ]])), \"\", IF(ISTEXT(Table2[[#This Row],[Fortis Rebate Category ]]), IFERROR(INDEX(Table13[Rebate],MATCH(Table2[[#This Row],[Fortis Rebate Category ]],Table13[Fortis New Lighting source],0)),\"\"), IF(ISTEXT(Table2[[#This Row],[BC Hydro Rebate Category ]]), IFERROR(INDEX(Table13Rebate,MATCH(Table2[[#This Row],[BC Hydro Rebate Category ]],Table13BCHRebateCategory,0)),\"\"), \"\"))))","v":""},{"$f":" IF(Table2[[#This Row],[Lighting  Technology]]=\"Other\", \"per Unit\", IF( AND(ISBLANK(Table2[[#This Row],[BC Hydro Rebate Category ]]),ISBLANK(Table2[[#This Row],[Fortis Rebate Category ]])), \"\", IF(ISTEXT(Table2[[#This Row],[Fortis Rebate Category ]]), IFERROR(INDEX(Table13PerUnit,MATCH(Table2[[#This Row],[Fortis Rebate Category ]],Table13[Fortis New Lighting source],0)),\"\"), IF(ISTEXT(Table2[[#This Row],[BC Hydro Rebate Category ]]), IFERROR(INDEX(Table13PerUnit,MATCH(Table2[[#This Row],[BC Hydro Rebate Category ]],Table13BCHRebateCategory,0)),\"\"), \"\"))))","v":""},null,{"$f":"IF( AND(ISBLANK(Table2[[#This Row],[Existing Luminaire Quantity]]),ISBLANK(Table2[[#This Row],[Prescribed Lighting Source]])), \"\", IF( OR(AND(ISNUMBER(SEARCH(\"lamp fl.\",Table2[[#This Row],[Prescribed Lighting Source]])),ISNUMBER(SEARCH(\"T8 lamp\",Table2[[#This Row],[BC Hydro Rebate Category ]]))),AND(ISNUMBER(SEARCH(\"T5HO\",Table2[[#This Row],[Prescribed Lighting Source]])),ISNUMBER(SEARCH(\"T5HO\",Table2[[#This Row],[BC Hydro Rebate Category ]]))),AND(ISNUMBER(SEARCH(\"lamp fl.\",Table2[[#This Row],[Prescribed Lighting Source]])),ISNUMBER(SEARCH(\"T8 lamp\",Table2[[#This Row],[Fortis Rebate Category ]]))),AND(ISNUMBER(SEARCH(\"T5HO\",Table2[[#This Row],[Prescribed Lighting Source]])),ISNUMBER(SEARCH(\"T5HO\",Table2[[#This Row],[Fortis Rebate Category ]])))          ),  IFERROR(INDEX(Table13NumberofLamps,MATCH(Table2[[#This Row],[Prescribed Lighting Source]],Table13ExistingLightingSource,0))*Table2[[#This Row],[Existing Luminaire Quantity]], \"-\"),  IF(Table2[[#This Row],[Lighting  Technology]]=\"Other\", IFERROR(Table2[[#This Row],[Existing Luminaire Quantity]],\"-\"), IFERROR(Table2[[#This Row],[Existing Luminaire Quantity]],\"-\"))))","v":""},{"$f":"IF( AND(ISBLANK(Table2[[#This Row],[BC Hydro Rebate Category ]]),ISBLANK(Table2[[#This Row],[Fortis Rebate Category ]])), \"\", IF(ISTEXT(Table2[[#This Row],[Fortis Rebate Category ]]), IFERROR(INDEX(Table13NewPrescribedWattage,MATCH(Table2[[#This Row],[Fortis Rebate Category ]],Table13[Fortis New Lighting source],0)),\"\"), IF(ISTEXT(Table2[[#This Row],[BC Hydro Rebate Category ]]), IFERROR(INDEX(Table13NewPrescribedWattage,MATCH(Table2[[#This Row],[BC Hydro Rebate Category ]],Table13BCHRebateCategory,0)),\"\"), \"\")))","v":""},null,null,{"$f":"IF(Table2[[#This Row],[Lighting  Technology]]=\"Other\", \"-\", IF( AND(ISBLANK(Table2[[#This Row],[BC Hydro Rebate Category ]]),ISBLANK(Table2[[#This Row],[Fortis Rebate Category ]])), \"\", IF(ISTEXT(Table2[[#This Row],[Fortis Rebate Category ]]), IFERROR(INDEX(Table13BCHECM,MATCH(Table2[[#This Row],[Fortis Rebate Category ]],Table13[Fortis New Lighting source],0)),\"\"), IF(ISTEXT(Table2[[#This Row],[BC Hydro Rebate Category ]]), IFERROR(INDEX(Table13BCHECM,MATCH(Table2[[#This Row],[BC Hydro Rebate Category ]],Table13BCHRebateCategory,0)),\"\"), \"\"))))","v":""},{"$f":"IF(Table2[[#This Row],[Lighting  Technology]]=\"Other\", 0, IF( AND(ISBLANK(Table2[[#This Row],[BC Hydro Rebate Category ]]),ISBLANK(Table2[[#This Row],[Fortis Rebate Category ]])), \"\", IF(ISTEXT(Table2[[#This Row],[Fortis Rebate Category ]]), IFERROR(INDEX(Table13Persistence,MATCH(Table2[[#This Row],[Fortis Rebate Category ]],Table13[Fortis New Lighting source],0)),\"\"), IF(ISTEXT(Table2[[#This Row],[BC Hydro Rebate Category ]]), IFERROR(INDEX(Table13Persistence,MATCH(Table2[[#This Row],[BC Hydro Rebate Category ]],Table13BCHRebateCategory,0)),\"\"), \"\"))))","v":""},null,{"$f":"IFERROR(INDEX(Table5ControlRebate,MATCH(Table2[[#This Row],[Control Type]],Table5NewControl,0)),\"\")","v":""},null,{"$f":"IF(ISBLANK(Table2[[#This Row],[Control Type]]), IF(ISBLANK(Table2[[#This Row],[Annual Usage Hours (hrs)]]),Table2[[#This Row],[Reference Hours (hrs)]], Table2[[#This Row],[Annual Usage Hours (hrs)]]), IF(AND(ISBLANK(Table2[[#This Row],[Annual Usage Hours (hrs)]]), Table2[[#This Row],[Control Type]]=\"None\"), Table2[[#This Row],[Reference Hours (hrs)]], IF(Table2[[#This Row],[Control Type]]=\"None\", Table2[[#This Row],[Annual Usage Hours (hrs)]], IF(AND(ISBLANK(Table2[[#This Row],[Annual Usage Hours (hrs)]]), Table2[[#This Row],[Control Type]]<>\"None\"), IFERROR(Table2[[#This Row],[Reference Hours (hrs)]]*0.8,\"\"), IF(Table2[[#This Row],[Control Type]]<>\"None\", IFERROR( Table2[[#This Row],[Annual Usage Hours (hrs)]]*0.8,\"\"),\"\")))))","v":""},{"$f":"IF( Table2[[#This Row],[Lighting  Technology]]=\"Other\", IF(ISBLANK(Table2[[#This Row],[Retrofit Lamp/ Luminaire Wattage (see Rebate Unit)]]),\"\",IFERROR(Table2[[#This Row],[Prescribed Quantity]]*Table2[[#This Row],[Retrofit Lamp/ Luminaire Wattage (see Rebate Unit)]],\"\")), IF(ISBLANK(Table2[[#This Row],[Retrofit Lamp/ Luminaire Wattage (see Rebate Unit)]]),IFERROR(Table2[[#This Row],[Prescribed Quantity]]*Table2[[#This Row],[Prescribed Wattage (W)]],\"\"),IFERROR(Table2[[#This Row],[Prescribed Quantity]]*Table2[[#This Row],[Retrofit Lamp/ Luminaire Wattage (see Rebate Unit)]],\"\")))","v":""},{"$f":"IFERROR((IF( Table2[[#This Row],[Lighting  Technology]]=\"Other\", Table2[[#This Row],[Prescribed Quantity]]*Table2[[#This Row],[Retrofit Lamp/ Luminaire Wattage (see Rebate Unit)]], Table2[[#This Row],[Prescribed Quantity]]*Table2[[#This Row],[Prescribed Wattage (W)]] )),\"\")","v":""},{"$f":"IF(ISBLANK(Table2[[#This Row],[New Total Demand (hidden, W)]]),\"\", IF(ISBLANK(Table2[[#This Row],[New Hours (hidden, hrs)]]), \"\", IFERROR(Table2[[#This Row],[New Hours (hidden, hrs)]]*Table2[[#This Row],[New Total Demand (hidden, W)]]/1000,\"\")))","v":""},{"$f":"IF(ISBLANK(Table2[[#This Row],[Total Demand (Hidden) W]]),\"\", IF(ISBLANK(Table2[[#This Row],[New Total Demand (hidden, W)]]), \"\", IFERROR((Table2[[#This Row],[Total Demand (Hidden) W]]-Table2[[#This Row],[New Total Demand (hidden, W)]])/1000,\"\")))","v":""},{"$f":"IF( OR(ISBLANK(Table2[[#This Row],[New Total Demand (hidden, W)]]),ISBLANK(Table2[[#This Row],[Total Demand (Hidden) W]])),\"\", IF(ISBLANK(Table2[[#This Row],[Annual Usage Hours (hrs)]]), IFERROR( Table2[[#This Row],[Reference Hours (hrs)]]*(Table2[[#This Row],[Total Demand (Hidden) W]]-Table2[[#This Row],[New Total Demand (hidden, W)]])/1000,\"\"), IFERROR( Table2[[#This Row],[Annual Usage Hours (hrs)]]*(Table2[[#This Row],[Total Demand (Hidden) W]]-Table2[[#This Row],[New Total Demand (hidden, W)]])/1000,\"\")))","v":""},{"$f":"IF( OR(ISBLANK(Table2[[#This Row],[Prescribed Total Demand (hidden, W)]]),ISBLANK(Table2[[#This Row],[Total Demand (Hidden) W]])),\"\", IF(ISBLANK(Table2[[#This Row],[Annual Usage Hours (hrs)]]), IFERROR( Table2[[#This Row],[Reference Hours (hrs)]]*((Table2[Existing Prescribed Wattage (W)]*Table2[Existing Luminaire Quantity])-Table2[[#This Row],[Prescribed Total Demand (hidden, W)]])/1000,\"\"), IFERROR( Table2[[#This Row],[Annual Usage Hours (hrs)]]*((Table2[Existing Prescribed Wattage (W)]*Table2[Existing Luminaire Quantity])-Table2[[#This Row],[Prescribed Total Demand (hidden, W)]])/1000,\"\")))","v":""},{"$f":"\"\"","v":""},{"$f":"IF(OR(Table2[[#This Row],[Control Type]]=\"None\", ISBLANK(Table2[[#This Row],[Control Type]])),\"\", IF(ISBLANK(Table2[[#This Row],[New Total Demand (hidden, W)]]),\"\", IF(ISBLANK(Table2[[#This Row],[Annual Usage Hours (hrs)]]),  IFERROR( 0.2*Table2[[#This Row],[Reference Hours (hrs)]]*Table2[[#This Row],[New Total Demand (hidden, W)]]/1000,\"\"), IFERROR( 0.2*Table2[[#This Row],[Annual Usage Hours (hrs)]]*Table2[[#This Row],[New Total Demand (hidden, W)]]/1000,\"\"))))","v":""},{"$f":"IF(AND(NOT(ISNUMBER(Table2[[#This Row],[Rebate Per Unit\n(CAD)]])),ISBLANK(Table2[[#This Row],[Control Type]])), \"\", IF(OR(Table2[[#This Row],[Rebate Per Unit\n(CAD)]]=0,AND(NOT(ISNUMBER(Table2[[#This Row],[Rebate Per Unit\n(CAD)]])), ISTEXT(Table2[[#This Row],[Control Type]]))), 0, IFERROR(Table2[[#This Row],[Prescribed Quantity]]*Table2[[#This Row],[Rebate Per Unit\n(CAD)]],\"\")))","v":""},{"$f":" IF(AND(ISBLANK(Table2[[#This Row],[Control Type]]),ISNUMBER(Table2[[#This Row],[Rebate Value (CAD)]])),0, IFERROR(Table2[[#This Row],[Control Quantity]]*Table2[[#This Row],[Control Rebate per Unit\n(CAD)]],\"\"))","v":""},{"$f":"IF(AND(ISBLANK(Table2[[#This Row],[Rebate Value (CAD)]]),ISBLANK(Table2[[#This Row],[Rebate Value for Controls (CAD)]])), \"\", IFERROR(Table2[[#This Row],[Rebate Value (CAD)]]+Table2[[#This Row],[Rebate Value for Controls (CAD)]],\"\"))","v":""},{"$f":"IF(Table2[[#This Row],[Lighting  Technology]]=\"Other\",\"Other - \"&Table2[[#This Row],[Other - Lighting Technology Description]],Table2[[#This Row],[BC Hydro Rebate Category ]])","v":0},{"$f":"Table2[[#This Row],[BC Hydro Rebate Category ]]&Table2[[#This Row],[Retrofit Part '# (mandatory to validate Rebates)]]","v":""}]
[null,null,null,null,null,null,{"$f":"IF(ISBLANK(Table2[[#This Row],[Prescribed Lighting Source]]), \"\", IFERROR( INDEX(Table13ExistingPrescribedWattage,MATCH(Table2[[#This Row],[Prescribed Lighting Source]],Table13ExistingLightingSource,0)), IFERROR(INDEX(Table13ExistingPrescribedWattage,MATCH(Table2[[#This Row],[Fortis Rebate Category ]],Table13NewLightingSource,0)),\"-\")))","v":""},null,{"$f":"IFERROR(INDEX(SpaceTypeHours,MATCH(Table2[[#This Row],[Space Type]],SpaceType,0)),\"\")","v":""},null,{"$f":"IFERROR(IF(Table2[[#This Row],[Lighting  Technology]]=\"Other\",Table2[[#This Row],[Existing Effective Input Wattage (W)]]*Table2[[#This Row],[Existing Luminaire Quantity]],Table2[[#This Row],[Existing Prescribed Wattage (W)]]*Table2[[#This Row],[Existing Luminaire Quantity]]),\"\")","v":""},{"$f":"IF(Table2[Lighting  Technology] = \"Other\",(Table2[[#This Row],[Existing Luminaire Quantity]]*Table2[[#This Row],[Existing Effective Input Wattage (W)]]), IF(Table2[Existing Prescribed Wattage (W)] = \"\",\"\", IF( ISBLANK(Table2[[#This Row],[Existing Effective Input Wattage (W)]]), (Table2[[#This Row],[Existing Luminaire Quantity]]*Table2[[#This Row],[Existing Prescribed Wattage (W)]]),(Table2[[#This Row],[Existing Luminaire Quantity]]*Table2[[#This Row],[Existing Effective Input Wattage (W)]]))))","v":""},{"$f":"IF( (ISBLANK(Table2[[#This Row],[Annual Usage Hours (hrs)]])), IFERROR(Table2[[#This Row],[Reference Hours (hrs)]]*Table2[[#This Row],[Total Demand (Hidden) W]]/1000,\"\"), IFERROR(Table2[[#This Row],[Annual Usage Hours (hrs)]]*Table2[[#This Row],[Total Demand (Hidden) W]]/1000,\"\"))","v":""},null,null,{"$f":"IF(Table2[[#This Row],[Lighting  Technology]]=\"Other\", 0, IF( AND(ISBLANK(Table2[[#This Row],[BC Hydro Rebate Category ]]),ISBLANK(Table2[[#This Row],[Fortis Rebate Category ]])), \"\", IF(ISTEXT(Table2[[#This Row],[Fortis Rebate Category ]]), IFERROR(INDEX(Table13[Rebate],MATCH(Table2[[#This Row],[Fortis Rebate Category ]],Table13[Fortis New Lighting source],0)),\"\"), IF(ISTEXT(Table2[[#This Row],[BC Hydro Rebate Category ]]), IFERROR(INDEX(Table13Rebate,MATCH(Table2[[#This Row],[BC Hydro Rebate Category ]],Table13BCHRebateCategory,0)),\"\"), \"\"))))","v":""},{"$f":" IF(Table2[[#This Row],[Lighting  Technology]]=\"Other\", \"per Unit\", IF( AND(ISBLANK(Table2[[#This Row],[BC Hydro Rebate Category ]]),ISBLANK(Table2[[#This Row],[Fortis Rebate Category ]])), \"\", IF(ISTEXT(Table2[[#This Row],[Fortis Rebate Category ]]), IFERROR(INDEX(Table13PerUnit,MATCH(Table2[[#This Row],[Fortis Rebate Category ]],Table13[Fortis New Lighting source],0)),\"\"), IF(ISTEXT(Table2[[#This Row],[BC Hydro Rebate Category ]]), IFERROR(INDEX(Table13PerUnit,MATCH(Table2[[#This Row],[BC Hydro Rebate Category ]],Table13BCHRebateCategory,0)),\"\"), \"\"))))","v":""},null,{"$f":"IF( AND(ISBLANK(Table2[[#This Row],[Existing Luminaire Quantity]]),ISBLANK(Table2[[#This Row],[Prescribed Lighting Source]])), \"\", IF( OR(AND(ISNUMBER(SEARCH(\"lamp fl.\",Table2[[#This Row],[Prescribed Lighting Source]])),ISNUMBER(SEARCH(\"T8 lamp\",Table2[[#This Row],[BC Hydro Rebate Category ]]))),AND(ISNUMBER(SEARCH(\"T5HO\",Table2[[#This Row],[Prescribed Lighting Source]])),ISNUMBER(SEARCH(\"T5HO\",Table2[[#This Row],[BC Hydro Rebate Category ]]))),AND(ISNUMBER(SEARCH(\"lamp fl.\",Table2[[#This Row],[Prescribed Lighting Source]])),ISNUMBER(SEARCH(\"T8 lamp\",Table2[[#This Row],[Fortis Rebate Category ]]))),AND(ISNUMBER(SEARCH(\"T5HO\",Table2[[#This Row],[Prescribed Lighting Source]])),ISNUMBER(SEARCH(\"T5HO\",Table2[[#This Row],[Fortis Rebate Category ]])))          ),  IFERROR(INDEX(Table13NumberofLamps,MATCH(Table2[[#This Row],[Prescribed Lighting Source]],Table13ExistingLightingSource,0))*Table2[[#This Row],[Existing Luminaire Quantity]], \"-\"),  IF(Table2[[#This Row],[Lighting  Technology]]=\"Other\", IFERROR(Table2[[#This Row],[Existing Luminaire Quantity]],\"-\"), IFERROR(Table2[[#This Row],[Existing Luminaire Quantity]],\"-\"))))","v":""},{"$f":"IF( AND(ISBLANK(Table2[[#This Row],[BC Hydro Rebate Category ]]),ISBLANK(Table2[[#This Row],[Fortis Rebate Category ]])), \"\", IF(ISTEXT(Table2[[#This Row],[Fortis Rebate Category ]]), IFERROR(INDEX(Table13NewPrescribedWattage,MATCH(Table2[[#This Row],[Fortis Rebate Category ]],Table13[Fortis New Lighting source],0)),\"\"), IF(ISTEXT(Table2[[#This Row],[BC Hydro Rebate Category ]]), IFERROR(INDEX(Table13NewPrescribedWattage,MATCH(Table2[[#This Row],[BC Hydro Rebate Category ]],Table13BCHRebateCategory,0)),\"\"), \"\")))","v":""},null,null,{"$f":"IF(Table2[[#This Row],[Lighting  Technology]]=\"Other\", \"-\", IF( AND(ISBLANK(Table2[[#This Row],[BC Hydro Rebate Category ]]),ISBLANK(Table2[[#This Row],[Fortis Rebate Category ]])), \"\", IF(ISTEXT(Table2[[#This Row],[Fortis Rebate Category ]]), IFERROR(INDEX(Table13BCHECM,MATCH(Table2[[#This Row],[Fortis Rebate Category ]],Table13[Fortis New Lighting source],0)),\"\"), IF(ISTEXT(Table2[[#This Row],[BC Hydro Rebate Category ]]), IFERROR(INDEX(Table13BCHECM,MATCH(Table2[[#This Row],[BC Hydro Rebate Category ]],Table13BCHRebateCategory,0)),\"\"), \"\"))))","v":""},{"$f":"IF(Table2[[#This Row],[Lighting  Technology]]=\"Other\", 0, IF( AND(ISBLANK(Table2[[#This Row],[BC Hydro Rebate Category ]]),ISBLANK(Table2[[#This Row],[Fortis Rebate Category ]])), \"\", IF(ISTEXT(Table2[[#This Row],[Fortis Rebate Category ]]), IFERROR(INDEX(Table13Persistence,MATCH(Table2[[#This Row],[Fortis Rebate Category ]],Table13[Fortis New Lighting source],0)),\"\"), IF(ISTEXT(Table2[[#This Row],[BC Hydro Rebate Category ]]), IFERROR(INDEX(Table13Persistence,MATCH(Table2[[#This Row],[BC Hydro Rebate Category ]],Table13BCHRebateCategory,0)),\"\"), \"\"))))","v":""},null,{"$f":"IFERROR(INDEX(Table5ControlRebate,MATCH(Table2[[#This Row],[Control Type]],Table5NewControl,0)),\"\")","v":""},null,{"$f":"IF(ISBLANK(Table2[[#This Row],[Control Type]]), IF(ISBLANK(Table2[[#This Row],[Annual Usage Hours (hrs)]]),Table2[[#This Row],[Reference Hours (hrs)]], Table2[[#This Row],[Annual Usage Hours (hrs)]]), IF(AND(ISBLANK(Table2[[#This Row],[Annual Usage Hours (hrs)]]), Table2[[#This Row],[Control Type]]=\"None\"), Table2[[#This Row],[Reference Hours (hrs)]], IF(Table2[[#This Row],[Control Type]]=\"None\", Table2[[#This Row],[Annual Usage Hours (hrs)]], IF(AND(ISBLANK(Table2[[#This Row],[Annual Usage Hours (hrs)]]), Table2[[#This Row],[Control Type]]<>\"None\"), IFERROR(Table2[[#This Row],[Reference Hours (hrs)]]*0.8,\"\"), IF(Table2[[#This Row],[Control Type]]<>\"None\", IFERROR( Table2[[#This Row],[Annual Usage Hours (hrs)]]*0.8,\"\"),\"\")))))","v":""},{"$f":"IF( Table2[[#This Row],[Lighting  Technology]]=\"Other\", IF(ISBLANK(Table2[[#This Row],[Retrofit Lamp/ Luminaire Wattage (see Rebate Unit)]]),\"\",IFERROR(Table2[[#This Row],[Prescribed Quantity]]*Table2[[#This Row],[Retrofit Lamp/ Luminaire Wattage (see Rebate Unit)]],\"\")), IF(ISBLANK(Table2[[#This Row],[Retrofit Lamp/ Luminaire Wattage (see Rebate Unit)]]),IFERROR(Table2[[#This Row],[Prescribed Quantity]]*Table2[[#This Row],[Prescribed Wattage (W)]],\"\"),IFERROR(Table2[[#This Row],[Prescribed Quantity]]*Table2[[#This Row],[Retrofit Lamp/ Luminaire Wattage (see Rebate Unit)]],\"\")))","v":""},{"$f":"IFERROR((IF( Table2[[#This Row],[Lighting  Technology]]=\"Other\", Table2[[#This Row],[Prescribed Quantity]]*Table2[[#This Row],[Retrofit Lamp/ Luminaire Wattage (see Rebate Unit)]], Table2[[#This Row],[Prescribed Quantity]]*Table2[[#This Row],[Prescribed Wattage (W)]] )),\"\")","v":""},{"$f":"IF(ISBLANK(Table2[[#This Row],[New Total Demand (hidden, W)]]),\"\", IF(ISBLANK(Table2[[#This Row],[New Hours (hidden, hrs)]]), \"\", IFERROR(Table2[[#This Row],[New Hours (hidden, hrs)]]*Table2[[#This Row],[New Total Demand (hidden, W)]]/1000,\"\")))","v":""},{"$f":"IF(ISBLANK(Table2[[#This Row],[Total Demand (Hidden) W]]),\"\", IF(ISBLANK(Table2[[#This Row],[New Total Demand (hidden, W)]]), \"\", IFERROR((Table2[[#This Row],[Total Demand (Hidden) W]]-Table2[[#This Row],[New Total Demand (hidden, W)]])/1000,\"\")))","v":""},{"$f":"IF( OR(ISBLANK(Table2[[#This Row],[New Total Demand (hidden, W)]]),ISBLANK(Table2[[#This Row],[Total Demand (Hidden) W]])),\"\", IF(ISBLANK(Table2[[#This Row],[Annual Usage Hours (hrs)]]), IFERROR( Table2[[#This Row],[Reference Hours (hrs)]]*(Table2[[#This Row],[Total Demand (Hidden) W]]-Table2[[#This Row],[New Total Demand (hidden, W)]])/1000,\"\"), IFERROR( Table2[[#This Row],[Annual Usage Hours (hrs)]]*(Table2[[#This Row],[Total Demand (Hidden) W]]-Table2[[#This Row],[New Total Demand (hidden, W)]])/1000,\"\")))","v":""},{"$f":"IF( OR(ISBLANK(Table2[[#This Row],[Prescribed Total Demand (hidden, W)]]),ISBLANK(Table2[[#This Row],[Total Demand (Hidden) W]])),\"\", IF(ISBLANK(Table2[[#This Row],[Annual Usage Hours (hrs)]]), IFERROR( Table2[[#This Row],[Reference Hours (hrs)]]*((Table2[Existing Prescribed Wattage (W)]*Table2[Existing Luminaire Quantity])-Table2[[#This Row],[Prescribed Total Demand (hidden, W)]])/1000,\"\"), IFERROR( Table2[[#This Row],[Annual Usage Hours (hrs)]]*((Table2[Existing Prescribed Wattage (W)]*Table2[Existing Luminaire Quantity])-Table2[[#This Row],[Prescribed Total Demand (hidden, W)]])/1000,\"\")))","v":""},{"$f":"\"\"","v":""},{"$f":"IF(OR(Table2[[#This Row],[Control Type]]=\"None\", ISBLANK(Table2[[#This Row],[Control Type]])),\"\", IF(ISBLANK(Table2[[#This Row],[New Total Demand (hidden, W)]]),\"\", IF(ISBLANK(Table2[[#This Row],[Annual Usage Hours (hrs)]]),  IFERROR( 0.2*Table2[[#This Row],[Reference Hours (hrs)]]*Table2[[#This Row],[New Total Demand (hidden, W)]]/1000,\"\"), IFERROR( 0.2*Table2[[#This Row],[Annual Usage Hours (hrs)]]*Table2[[#This Row],[New Total Demand (hidden, W)]]/1000,\"\"))))","v":""},{"$f":"IF(AND(NOT(ISNUMBER(Table2[[#This Row],[Rebate Per Unit\n(CAD)]])),ISBLANK(Table2[[#This Row],[Control Type]])), \"\", IF(OR(Table2[[#This Row],[Rebate Per Unit\n(CAD)]]=0,AND(NOT(ISNUMBER(Table2[[#This Row],[Rebate Per Unit\n(CAD)]])), ISTEXT(Table2[[#This Row],[Control Type]]))), 0, IFERROR(Table2[[#This Row],[Prescribed Quantity]]*Table2[[#This Row],[Rebate Per Unit\n(CAD)]],\"\")))","v":""},{"$f":" IF(AND(ISBLANK(Table2[[#This Row],[Control Type]]),ISNUMBER(Table2[[#This Row],[Rebate Value (CAD)]])),0, IFERROR(Table2[[#This Row],[Control Quantity]]*Table2[[#This Row],[Control Rebate per Unit\n(CAD)]],\"\"))","v":""},{"$f":"IF(AND(ISBLANK(Table2[[#This Row],[Rebate Value (CAD)]]),ISBLANK(Table2[[#This Row],[Rebate Value for Controls (CAD)]])), \"\", IFERROR(Table2[[#This Row],[Rebate Value (CAD)]]+Table2[[#This Row],[Rebate Value for Controls (CAD)]],\"\"))","v":""},{"$f":"IF(Table2[[#This Row],[Lighting  Technology]]=\"Other\",\"Other - \"&Table2[[#This Row],[Other - Lighting Technology Description]],Table2[[#This Row],[BC Hydro Rebate Category ]])","v":0},{"$f":"Table2[[#This Row],[BC Hydro Rebate Category ]]&Table2[[#This Row],[Retrofit Part '# (mandatory to validate Rebates)]]","v":""}]
[null,null,null,null,null,null,{"$f":"IF(ISBLANK(Table2[[#This Row],[Prescribed Lighting Source]]), \"\", IFERROR( INDEX(Table13ExistingPrescribedWattage,MATCH(Table2[[#This Row],[Prescribed Lighting Source]],Table13ExistingLightingSource,0)), IFERROR(INDEX(Table13ExistingPrescribedWattage,MATCH(Table2[[#This Row],[Fortis Rebate Category ]],Table13NewLightingSource,0)),\"-\")))","v":""},null,{"$f":"IFERROR(INDEX(SpaceTypeHours,MATCH(Table2[[#This Row],[Space Type]],SpaceType,0)),\"\")","v":""},null,{"$f":"IFERROR(IF(Table2[[#This Row],[Lighting  Technology]]=\"Other\",Table2[[#This Row],[Existing Effective Input Wattage (W)]]*Table2[[#This Row],[Existing Luminaire Quantity]],Table2[[#This Row],[Existing Prescribed Wattage (W)]]*Table2[[#This Row],[Existing Luminaire Quantity]]),\"\")","v":""},{"$f":"IF(Table2[Lighting  Technology] = \"Other\",(Table2[[#This Row],[Existing Luminaire Quantity]]*Table2[[#This Row],[Existing Effective Input Wattage (W)]]), IF(Table2[Existing Prescribed Wattage (W)] = \"\",\"\", IF( ISBLANK(Table2[[#This Row],[Existing Effective Input Wattage (W)]]), (Table2[[#This Row],[Existing Luminaire Quantity]]*Table2[[#This Row],[Existing Prescribed Wattage (W)]]),(Table2[[#This Row],[Existing Luminaire Quantity]]*Table2[[#This Row],[Existing Effective Input Wattage (W)]]))))","v":""},{"$f":"IF( (ISBLANK(Table2[[#This Row],[Annual Usage Hours (hrs)]])), IFERROR(Table2[[#This Row],[Reference Hours (hrs)]]*Table2[[#This Row],[Total Demand (Hidden) W]]/1000,\"\"), IFERROR(Table2[[#This Row],[Annual Usage Hours (hrs)]]*Table2[[#This Row],[Total Demand (Hidden) W]]/1000,\"\"))","v":""},null,null,{"$f":"IF(Table2[[#This Row],[Lighting  Technology]]=\"Other\", 0, IF( AND(ISBLANK(Table2[[#This Row],[BC Hydro Rebate Category ]]),ISBLANK(Table2[[#This Row],[Fortis Rebate Category ]])), \"\", IF(ISTEXT(Table2[[#This Row],[Fortis Rebate Category ]]), IFERROR(INDEX(Table13[Rebate],MATCH(Table2[[#This Row],[Fortis Rebate Category ]],Table13[Fortis New Lighting source],0)),\"\"), IF(ISTEXT(Table2[[#This Row],[BC Hydro Rebate Category ]]), IFERROR(INDEX(Table13Rebate,MATCH(Table2[[#This Row],[BC Hydro Rebate Category ]],Table13BCHRebateCategory,0)),\"\"), \"\"))))","v":""},{"$f":" IF(Table2[[#This Row],[Lighting  Technology]]=\"Other\", \"per Unit\", IF( AND(ISBLANK(Table2[[#This Row],[BC Hydro Rebate Category ]]),ISBLANK(Table2[[#This Row],[Fortis Rebate Category ]])), \"\", IF(ISTEXT(Table2[[#This Row],[Fortis Rebate Category ]]), IFERROR(INDEX(Table13PerUnit,MATCH(Table2[[#This Row],[Fortis Rebate Category ]],Table13[Fortis New Lighting source],0)),\"\"), IF(ISTEXT(Table2[[#This Row],[BC Hydro Rebate Category ]]), IFERROR(INDEX(Table13PerUnit,MATCH(Table2[[#This Row],[BC Hydro Rebate Category ]],Table13BCHRebateCategory,0)),\"\"), \"\"))))","v":""},null,{"$f":"IF( AND(ISBLANK(Table2[[#This Row],[Existing Luminaire Quantity]]),ISBLANK(Table2[[#This Row],[Prescribed Lighting Source]])), \"\", IF( OR(AND(ISNUMBER(SEARCH(\"lamp fl.\",Table2[[#This Row],[Prescribed Lighting Source]])),ISNUMBER(SEARCH(\"T8 lamp\",Table2[[#This Row],[BC Hydro Rebate Category ]]))),AND(ISNUMBER(SEARCH(\"T5HO\",Table2[[#This Row],[Prescribed Lighting Source]])),ISNUMBER(SEARCH(\"T5HO\",Table2[[#This Row],[BC Hydro Rebate Category ]]))),AND(ISNUMBER(SEARCH(\"lamp fl.\",Table2[[#This Row],[Prescribed Lighting Source]])),ISNUMBER(SEARCH(\"T8 lamp\",Table2[[#This Row],[Fortis Rebate Category ]]))),AND(ISNUMBER(SEARCH(\"T5HO\",Table2[[#This Row],[Prescribed Lighting Source]])),ISNUMBER(SEARCH(\"T5HO\",Table2[[#This Row],[Fortis Rebate Category ]])))          ),  IFERROR(INDEX(Table13NumberofLamps,MATCH(Table2[[#This Row],[Prescribed Lighting Source]],Table13ExistingLightingSource,0))*Table2[[#This Row],[Existing Luminaire Quantity]], \"-\"),  IF(Table2[[#This Row],[Lighting  Technology]]=\"Other\", IFERROR(Table2[[#This Row],[Existing Luminaire Quantity]],\"-\"), IFERROR(Table2[[#This Row],[Existing Luminaire Quantity]],\"-\"))))","v":""},{"$f":"IF( AND(ISBLANK(Table2[[#This Row],[BC Hydro Rebate Category ]]),ISBLANK(Table2[[#This Row],[Fortis Rebate Category ]])), \"\", IF(ISTEXT(Table2[[#This Row],[Fortis Rebate Category ]]), IFERROR(INDEX(Table13NewPrescribedWattage,MATCH(Table2[[#This Row],[Fortis Rebate Category ]],Table13[Fortis New Lighting source],0)),\"\"), IF(ISTEXT(Table2[[#This Row],[BC Hydro Rebate Category ]]), IFERROR(INDEX(Table13NewPrescribedWattage,MATCH(Table2[[#This Row],[BC Hydro Rebate Category ]],Table13BCHRebateCategory,0)),\"\"), \"\")))","v":""},null,null,{"$f":"IF(Table2[[#This Row],[Lighting  Technology]]=\"Other\", \"-\", IF( AND(ISBLANK(Table2[[#This Row],[BC Hydro Rebate Category ]]),ISBLANK(Table2[[#This Row],[Fortis Rebate Category ]])), \"\", IF(ISTEXT(Table2[[#This Row],[Fortis Rebate Category ]]), IFERROR(INDEX(Table13BCHECM,MATCH(Table2[[#This Row],[Fortis Rebate Category ]],Table13[Fortis New Lighting source],0)),\"\"), IF(ISTEXT(Table2[[#This Row],[BC Hydro Rebate Category ]]), IFERROR(INDEX(Table13BCHECM,MATCH(Table2[[#This Row],[BC Hydro Rebate Category ]],Table13BCHRebateCategory,0)),\"\"), \"\"))))","v":""},{"$f":"IF(Table2[[#This Row],[Lighting  Technology]]=\"Other\", 0, IF( AND(ISBLANK(Table2[[#This Row],[BC Hydro Rebate Category ]]),ISBLANK(Table2[[#This Row],[Fortis Rebate Category ]])), \"\", IF(ISTEXT(Table2[[#This Row],[Fortis Rebate Category ]]), IFERROR(INDEX(Table13Persistence,MATCH(Table2[[#This Row],[Fortis Rebate Category ]],Table13[Fortis New Lighting source],0)),\"\"), IF(ISTEXT(Table2[[#This Row],[BC Hydro Rebate Category ]]), IFERROR(INDEX(Table13Persistence,MATCH(Table2[[#This Row],[BC Hydro Rebate Category ]],Table13BCHRebateCategory,0)),\"\"), \"\"))))","v":""},null,{"$f":"IFERROR(INDEX(Table5ControlRebate,MATCH(Table2[[#This Row],[Control Type]],Table5NewControl,0)),\"\")","v":""},null,{"$f":"IF(ISBLANK(Table2[[#This Row],[Control Type]]), IF(ISBLANK(Table2[[#This Row],[Annual Usage Hours (hrs)]]),Table2[[#This Row],[Reference Hours (hrs)]], Table2[[#This Row],[Annual Usage Hours (hrs)]]), IF(AND(ISBLANK(Table2[[#This Row],[Annual Usage Hours (hrs)]]), Table2[[#This Row],[Control Type]]=\"None\"), Table2[[#This Row],[Reference Hours (hrs)]], IF(Table2[[#This Row],[Control Type]]=\"None\", Table2[[#This Row],[Annual Usage Hours (hrs)]], IF(AND(ISBLANK(Table2[[#This Row],[Annual Usage Hours (hrs)]]), Table2[[#This Row],[Control Type]]<>\"None\"), IFERROR(Table2[[#This Row],[Reference Hours (hrs)]]*0.8,\"\"), IF(Table2[[#This Row],[Control Type]]<>\"None\", IFERROR( Table2[[#This Row],[Annual Usage Hours (hrs)]]*0.8,\"\"),\"\")))))","v":""},{"$f":"IF( Table2[[#This Row],[Lighting  Technology]]=\"Other\", IF(ISBLANK(Table2[[#This Row],[Retrofit Lamp/ Luminaire Wattage (see Rebate Unit)]]),\"\",IFERROR(Table2[[#This Row],[Prescribed Quantity]]*Table2[[#This Row],[Retrofit Lamp/ Luminaire Wattage (see Rebate Unit)]],\"\")), IF(ISBLANK(Table2[[#This Row],[Retrofit Lamp/ Luminaire Wattage (see Rebate Unit)]]),IFERROR(Table2[[#This Row],[Prescribed Quantity]]*Table2[[#This Row],[Prescribed Wattage (W)]],\"\"),IFERROR(Table2[[#This Row],[Prescribed Quantity]]*Table2[[#This Row],[Retrofit Lamp/ Luminaire Wattage (see Rebate Unit)]],\"\")))","v":""},{"$f":"IFERROR((IF( Table2[[#This Row],[Lighting  Technology]]=\"Other\", Table2[[#This Row],[Prescribed Quantity]]*Table2[[#This Row],[Retrofit Lamp/ Luminaire Wattage (see Rebate Unit)]], Table2[[#This Row],[Prescribed Quantity]]*Table2[[#This Row],[Prescribed Wattage (W)]] )),\"\")","v":""},{"$f":"IF(ISBLANK(Table2[[#This Row],[New Total Demand (hidden, W)]]),\"\", IF(ISBLANK(Table2[[#This Row],[New Hours (hidden, hrs)]]), \"\", IFERROR(Table2[[#This Row],[New Hours (hidden, hrs)]]*Table2[[#This Row],[New Total Demand (hidden, W)]]/1000,\"\")))","v":""},{"$f":"IF(ISBLANK(Table2[[#This Row],[Total Demand (Hidden) W]]),\"\", IF(ISBLANK(Table2[[#This Row],[New Total Demand (hidden, W)]]), \"\", IFERROR((Table2[[#This Row],[Total Demand (Hidden) W]]-Table2[[#This Row],[New Total Demand (hidden, W)]])/1000,\"\")))","v":""},{"$f":"IF( OR(ISBLANK(Table2[[#This Row],[New Total Demand (hidden, W)]]),ISBLANK(Table2[[#This Row],[Total Demand (Hidden) W]])),\"\", IF(ISBLANK(Table2[[#This Row],[Annual Usage Hours (hrs)]]), IFERROR( Table2[[#This Row],[Reference Hours (hrs)]]*(Table2[[#This Row],[Total Demand (Hidden) W]]-Table2[[#This Row],[New Total Demand (hidden, W)]])/1000,\"\"), IFERROR( Table2[[#This Row],[Annual Usage Hours (hrs)]]*(Table2[[#This Row],[Total Demand (Hidden) W]]-Table2[[#This Row],[New Total Demand (hidden, W)]])/1000,\"\")))","v":""},{"$f":"IF( OR(ISBLANK(Table2[[#This Row],[Prescribed Total Demand (hidden, W)]]),ISBLANK(Table2[[#This Row],[Total Demand (Hidden) W]])),\"\", IF(ISBLANK(Table2[[#This Row],[Annual Usage Hours (hrs)]]), IFERROR( Table2[[#This Row],[Reference Hours (hrs)]]*((Table2[Existing Prescribed Wattage (W)]*Table2[Existing Luminaire Quantity])-Table2[[#This Row],[Prescribed Total Demand (hidden, W)]])/1000,\"\"), IFERROR( Table2[[#This Row],[Annual Usage Hours (hrs)]]*((Table2[Existing Prescribed Wattage (W)]*Table2[Existing Luminaire Quantity])-Table2[[#This Row],[Prescribed Total Demand (hidden, W)]])/1000,\"\")))","v":""},{"$f":"\"\"","v":""},{"$f":"IF(OR(Table2[[#This Row],[Control Type]]=\"None\", ISBLANK(Table2[[#This Row],[Control Type]])),\"\", IF(ISBLANK(Table2[[#This Row],[New Total Demand (hidden, W)]]),\"\", IF(ISBLANK(Table2[[#This Row],[Annual Usage Hours (hrs)]]),  IFERROR( 0.2*Table2[[#This Row],[Reference Hours (hrs)]]*Table2[[#This Row],[New Total Demand (hidden, W)]]/1000,\"\"), IFERROR( 0.2*Table2[[#This Row],[Annual Usage Hours (hrs)]]*Table2[[#This Row],[New Total Demand (hidden, W)]]/1000,\"\"))))","v":""},{"$f":"IF(AND(NOT(ISNUMBER(Table2[[#This Row],[Rebate Per Unit\n(CAD)]])),ISBLANK(Table2[[#This Row],[Control Type]])), \"\", IF(OR(Table2[[#This Row],[Rebate Per Unit\n(CAD)]]=0,AND(NOT(ISNUMBER(Table2[[#This Row],[Rebate Per Unit\n(CAD)]])), ISTEXT(Table2[[#This Row],[Control Type]]))), 0, IFERROR(Table2[[#This Row],[Prescribed Quantity]]*Table2[[#This Row],[Rebate Per Unit\n(CAD)]],\"\")))","v":""},{"$f":" IF(AND(ISBLANK(Table2[[#This Row],[Control Type]]),ISNUMBER(Table2[[#This Row],[Rebate Value (CAD)]])),0, IFERROR(Table2[[#This Row],[Control Quantity]]*Table2[[#This Row],[Control Rebate per Unit\n(CAD)]],\"\"))","v":""},{"$f":"IF(AND(ISBLANK(Table2[[#This Row],[Rebate Value (CAD)]]),ISBLANK(Table2[[#This Row],[Rebate Value for Controls (CAD)]])), \"\", IFERROR(Table2[[#This Row],[Rebate Value (CAD)]]+Table2[[#This Row],[Rebate Value for Controls (CAD)]],\"\"))","v":""},{"$f":"IF(Table2[[#This Row],[Lighting  Technology]]=\"Other\",\"Other - \"&Table2[[#This Row],[Other - Lighting Technology Description]],Table2[[#This Row],[BC Hydro Rebate Category ]])","v":0},{"$f":"Table2[[#This Row],[BC Hydro Rebate Category ]]&Table2[[#This Row],[Retrofit Part '# (mandatory to validate Rebates)]]","v":""}]
[null,null,null,null,null,null,{"$f":"IF(ISBLANK(Table2[[#This Row],[Prescribed Lighting Source]]), \"\", IFERROR( INDEX(Table13ExistingPrescribedWattage,MATCH(Table2[[#This Row],[Prescribed Lighting Source]],Table13ExistingLightingSource,0)), IFERROR(INDEX(Table13ExistingPrescribedWattage,MATCH(Table2[[#This Row],[Fortis Rebate Category ]],Table13NewLightingSource,0)),\"-\")))","v":""},null,{"$f":"IFERROR(INDEX(SpaceTypeHours,MATCH(Table2[[#This Row],[Space Type]],SpaceType,0)),\"\")","v":""},null,{"$f":"IFERROR(IF(Table2[[#This Row],[Lighting  Technology]]=\"Other\",Table2[[#This Row],[Existing Effective Input Wattage (W)]]*Table2[[#This Row],[Existing Luminaire Quantity]],Table2[[#This Row],[Existing Prescribed Wattage (W)]]*Table2[[#This Row],[Existing Luminaire Quantity]]),\"\")","v":""},{"$f":"IF(Table2[Lighting  Technology] = \"Other\",(Table2[[#This Row],[Existing Luminaire Quantity]]*Table2[[#This Row],[Existing Effective Input Wattage (W)]]), IF(Table2[Existing Prescribed Wattage (W)] = \"\",\"\", IF( ISBLANK(Table2[[#This Row],[Existing Effective Input Wattage (W)]]), (Table2[[#This Row],[Existing Luminaire Quantity]]*Table2[[#This Row],[Existing Prescribed Wattage (W)]]),(Table2[[#This Row],[Existing Luminaire Quantity]]*Table2[[#This Row],[Existing Effective Input Wattage (W)]]))))","v":""},{"$f":"IF( (ISBLANK(Table2[[#This Row],[Annual Usage Hours (hrs)]])), IFERROR(Table2[[#This Row],[Reference Hours (hrs)]]*Table2[[#This Row],[Total Demand (Hidden) W]]/1000,\"\"), IFERROR(Table2[[#This Row],[Annual Usage Hours (hrs)]]*Table2[[#This Row],[Total Demand (Hidden) W]]/1000,\"\"))","v":""},null,null,{"$f":"IF(Table2[[#This Row],[Lighting  Technology]]=\"Other\", 0, IF( AND(ISBLANK(Table2[[#This Row],[BC Hydro Rebate Category ]]),ISBLANK(Table2[[#This Row],[Fortis Rebate Category ]])), \"\", IF(ISTEXT(Table2[[#This Row],[Fortis Rebate Category ]]), IFERROR(INDEX(Table13[Rebate],MATCH(Table2[[#This Row],[Fortis Rebate Category ]],Table13[Fortis New Lighting source],0)),\"\"), IF(ISTEXT(Table2[[#This Row],[BC Hydro Rebate Category ]]), IFERROR(INDEX(Table13Rebate,MATCH(Table2[[#This Row],[BC Hydro Rebate Category ]],Table13BCHRebateCategory,0)),\"\"), \"\"))))","v":""},{"$f":" IF(Table2[[#This Row],[Lighting  Technology]]=\"Other\", \"per Unit\", IF( AND(ISBLANK(Table2[[#This Row],[BC Hydro Rebate Category ]]),ISBLANK(Table2[[#This Row],[Fortis Rebate Category ]])), \"\", IF(ISTEXT(Table2[[#This Row],[Fortis Rebate Category ]]), IFERROR(INDEX(Table13PerUnit,MATCH(Table2[[#This Row],[Fortis Rebate Category ]],Table13[Fortis New Lighting source],0)),\"\"), IF(ISTEXT(Table2[[#This Row],[BC Hydro Rebate Category ]]), IFERROR(INDEX(Table13PerUnit,MATCH(Table2[[#This Row],[BC Hydro Rebate Category ]],Table13BCHRebateCategory,0)),\"\"), \"\"))))","v":""},null,{"$f":"IF( AND(ISBLANK(Table2[[#This Row],[Existing Luminaire Quantity]]),ISBLANK(Table2[[#This Row],[Prescribed Lighting Source]])), \"\", IF( OR(AND(ISNUMBER(SEARCH(\"lamp fl.\",Table2[[#This Row],[Prescribed Lighting Source]])),ISNUMBER(SEARCH(\"T8 lamp\",Table2[[#This Row],[BC Hydro Rebate Category ]]))),AND(ISNUMBER(SEARCH(\"T5HO\",Table2[[#This Row],[Prescribed Lighting Source]])),ISNUMBER(SEARCH(\"T5HO\",Table2[[#This Row],[BC Hydro Rebate Category ]]))),AND(ISNUMBER(SEARCH(\"lamp fl.\",Table2[[#This Row],[Prescribed Lighting Source]])),ISNUMBER(SEARCH(\"T8 lamp\",Table2[[#This Row],[Fortis Rebate Category ]]))),AND(ISNUMBER(SEARCH(\"T5HO\",Table2[[#This Row],[Prescribed Lighting Source]])),ISNUMBER(SEARCH(\"T5HO\",Table2[[#This Row],[Fortis Rebate Category ]])))          ),  IFERROR(INDEX(Table13NumberofLamps,MATCH(Table2[[#This Row],[Prescribed Lighting Source]],Table13ExistingLightingSource,0))*Table2[[#This Row],[Existing Luminaire Quantity]], \"-\"),  IF(Table2[[#This Row],[Lighting  Technology]]=\"Other\", IFERROR(Table2[[#This Row],[Existing Luminaire Quantity]],\"-\"), IFERROR(Table2[[#This Row],[Existing Luminaire Quantity]],\"-\"))))","v":""},{"$f":"IF( AND(ISBLANK(Table2[[#This Row],[BC Hydro Rebate Category ]]),ISBLANK(Table2[[#This Row],[Fortis Rebate Category ]])), \"\", IF(ISTEXT(Table2[[#This Row],[Fortis Rebate Category ]]), IFERROR(INDEX(Table13NewPrescribedWattage,MATCH(Table2[[#This Row],[Fortis Rebate Category ]],Table13[Fortis New Lighting source],0)),\"\"), IF(ISTEXT(Table2[[#This Row],[BC Hydro Rebate Category ]]), IFERROR(INDEX(Table13NewPrescribedWattage,MATCH(Table2[[#This Row],[BC Hydro Rebate Category ]],Table13BCHRebateCategory,0)),\"\"), \"\")))","v":""},null,null,{"$f":"IF(Table2[[#This Row],[Lighting  Technology]]=\"Other\", \"-\", IF( AND(ISBLANK(Table2[[#This Row],[BC Hydro Rebate Category ]]),ISBLANK(Table2[[#This Row],[Fortis Rebate Category ]])), \"\", IF(ISTEXT(Table2[[#This Row],[Fortis Rebate Category ]]), IFERROR(INDEX(Table13BCHECM,MATCH(Table2[[#This Row],[Fortis Rebate Category ]],Table13[Fortis New Lighting source],0)),\"\"), IF(ISTEXT(Table2[[#This Row],[BC Hydro Rebate Category ]]), IFERROR(INDEX(Table13BCHECM,MATCH(Table2[[#This Row],[BC Hydro Rebate Category ]],Table13BCHRebateCategory,0)),\"\"), \"\"))))","v":""},{"$f":"IF(Table2[[#This Row],[Lighting  Technology]]=\"Other\", 0, IF( AND(ISBLANK(Table2[[#This Row],[BC Hydro Rebate Category ]]),ISBLANK(Table2[[#This Row],[Fortis Rebate Category ]])), \"\", IF(ISTEXT(Table2[[#This Row],[Fortis Rebate Category ]]), IFERROR(INDEX(Table13Persistence,MATCH(Table2[[#This Row],[Fortis Rebate Category ]],Table13[Fortis New Lighting source],0)),\"\"), IF(ISTEXT(Table2[[#This Row],[BC Hydro Rebate Category ]]), IFERROR(INDEX(Table13Persistence,MATCH(Table2[[#This Row],[BC Hydro Rebate Category ]],Table13BCHRebateCategory,0)),\"\"), \"\"))))","v":""},null,{"$f":"IFERROR(INDEX(Table5ControlRebate,MATCH(Table2[[#This Row],[Control Type]],Table5NewControl,0)),\"\")","v":""},null,{"$f":"IF(ISBLANK(Table2[[#This Row],[Control Type]]), IF(ISBLANK(Table2[[#This Row],[Annual Usage Hours (hrs)]]),Table2[[#This Row],[Reference Hours (hrs)]], Table2[[#This Row],[Annual Usage Hours (hrs)]]), IF(AND(ISBLANK(Table2[[#This Row],[Annual Usage Hours (hrs)]]), Table2[[#This Row],[Control Type]]=\"None\"), Table2[[#This Row],[Reference Hours (hrs)]], IF(Table2[[#This Row],[Control Type]]=\"None\", Table2[[#This Row],[Annual Usage Hours (hrs)]], IF(AND(ISBLANK(Table2[[#This Row],[Annual Usage Hours (hrs)]]), Table2[[#This Row],[Control Type]]<>\"None\"), IFERROR(Table2[[#This Row],[Reference Hours (hrs)]]*0.8,\"\"), IF(Table2[[#This Row],[Control Type]]<>\"None\", IFERROR( Table2[[#This Row],[Annual Usage Hours (hrs)]]*0.8,\"\"),\"\")))))","v":""},{"$f":"IF( Table2[[#This Row],[Lighting  Technology]]=\"Other\", IF(ISBLANK(Table2[[#This Row],[Retrofit Lamp/ Luminaire Wattage (see Rebate Unit)]]),\"\",IFERROR(Table2[[#This Row],[Prescribed Quantity]]*Table2[[#This Row],[Retrofit Lamp/ Luminaire Wattage (see Rebate Unit)]],\"\")), IF(ISBLANK(Table2[[#This Row],[Retrofit Lamp/ Luminaire Wattage (see Rebate Unit)]]),IFERROR(Table2[[#This Row],[Prescribed Quantity]]*Table2[[#This Row],[Prescribed Wattage (W)]],\"\"),IFERROR(Table2[[#This Row],[Prescribed Quantity]]*Table2[[#This Row],[Retrofit Lamp/ Luminaire Wattage (see Rebate Unit)]],\"\")))","v":""},{"$f":"IFERROR((IF( Table2[[#This Row],[Lighting  Technology]]=\"Other\", Table2[[#This Row],[Prescribed Quantity]]*Table2[[#This Row],[Retrofit Lamp/ Luminaire Wattage (see Rebate Unit)]], Table2[[#This Row],[Prescribed Quantity]]*Table2[[#This Row],[Prescribed Wattage (W)]] )),\"\")","v":""},{"$f":"IF(ISBLANK(Table2[[#This Row],[New Total Demand (hidden, W)]]),\"\", IF(ISBLANK(Table2[[#This Row],[New Hours (hidden, hrs)]]), \"\", IFERROR(Table2[[#This Row],[New Hours (hidden, hrs)]]*Table2[[#This Row],[New Total Demand (hidden, W)]]/1000,\"\")))","v":""},{"$f":"IF(ISBLANK(Table2[[#This Row],[Total Demand (Hidden) W]]),\"\", IF(ISBLANK(Table2[[#This Row],[New Total Demand (hidden, W)]]), \"\", IFERROR((Table2[[#This Row],[Total Demand (Hidden) W]]-Table2[[#This Row],[New Total Demand (hidden, W)]])/1000,\"\")))","v":""},{"$f":"IF( OR(ISBLANK(Table2[[#This Row],[New Total Demand (hidden, W)]]),ISBLANK(Table2[[#This Row],[Total Demand (Hidden) W]])),\"\", IF(ISBLANK(Table2[[#This Row],[Annual Usage Hours (hrs)]]), IFERROR( Table2[[#This Row],[Reference Hours (hrs)]]*(Table2[[#This Row],[Total Demand (Hidden) W]]-Table2[[#This Row],[New Total Demand (hidden, W)]])/1000,\"\"), IFERROR( Table2[[#This Row],[Annual Usage Hours (hrs)]]*(Table2[[#This Row],[Total Demand (Hidden) W]]-Table2[[#This Row],[New Total Demand (hidden, W)]])/1000,\"\")))","v":""},{"$f":"IF( OR(ISBLANK(Table2[[#This Row],[Prescribed Total Demand (hidden, W)]]),ISBLANK(Table2[[#This Row],[Total Demand (Hidden) W]])),\"\", IF(ISBLANK(Table2[[#This Row],[Annual Usage Hours (hrs)]]), IFERROR( Table2[[#This Row],[Reference Hours (hrs)]]*((Table2[Existing Prescribed Wattage (W)]*Table2[Existing Luminaire Quantity])-Table2[[#This Row],[Prescribed Total Demand (hidden, W)]])/1000,\"\"), IFERROR( Table2[[#This Row],[Annual Usage Hours (hrs)]]*((Table2[Existing Prescribed Wattage (W)]*Table2[Existing Luminaire Quantity])-Table2[[#This Row],[Prescribed Total Demand (hidden, W)]])/1000,\"\")))","v":""},{"$f":"\"\"","v":""},{"$f":"IF(OR(Table2[[#This Row],[Control Type]]=\"None\", ISBLANK(Table2[[#This Row],[Control Type]])),\"\", IF(ISBLANK(Table2[[#This Row],[New Total Demand (hidden, W)]]),\"\", IF(ISBLANK(Table2[[#This Row],[Annual Usage Hours (hrs)]]),  IFERROR( 0.2*Table2[[#This Row],[Reference Hours (hrs)]]*Table2[[#This Row],[New Total Demand (hidden, W)]]/1000,\"\"), IFERROR( 0.2*Table2[[#This Row],[Annual Usage Hours (hrs)]]*Table2[[#This Row],[New Total Demand (hidden, W)]]/1000,\"\"))))","v":""},{"$f":"IF(AND(NOT(ISNUMBER(Table2[[#This Row],[Rebate Per Unit\n(CAD)]])),ISBLANK(Table2[[#This Row],[Control Type]])), \"\", IF(OR(Table2[[#This Row],[Rebate Per Unit\n(CAD)]]=0,AND(NOT(ISNUMBER(Table2[[#This Row],[Rebate Per Unit\n(CAD)]])), ISTEXT(Table2[[#This Row],[Control Type]]))), 0, IFERROR(Table2[[#This Row],[Prescribed Quantity]]*Table2[[#This Row],[Rebate Per Unit\n(CAD)]],\"\")))","v":""},{"$f":" IF(AND(ISBLANK(Table2[[#This Row],[Control Type]]),ISNUMBER(Table2[[#This Row],[Rebate Value (CAD)]])),0, IFERROR(Table2[[#This Row],[Control Quantity]]*Table2[[#This Row],[Control Rebate per Unit\n(CAD)]],\"\"))","v":""},{"$f":"IF(AND(ISBLANK(Table2[[#This Row],[Rebate Value (CAD)]]),ISBLANK(Table2[[#This Row],[Rebate Value for Controls (CAD)]])), \"\", IFERROR(Table2[[#This Row],[Rebate Value (CAD)]]+Table2[[#This Row],[Rebate Value for Controls (CAD)]],\"\"))","v":""},{"$f":"IF(Table2[[#This Row],[Lighting  Technology]]=\"Other\",\"Other - \"&Table2[[#This Row],[Other - Lighting Technology Description]],Table2[[#This Row],[BC Hydro Rebate Category ]])","v":0},{"$f":"Table2[[#This Row],[BC Hydro Rebate Category ]]&Table2[[#This Row],[Retrofit Part '# (mandatory to validate Rebates)]]","v":""}]
[null,null,null,null,null,null,{"$f":"IF(ISBLANK(Table2[[#This Row],[Prescribed Lighting Source]]), \"\", IFERROR( INDEX(Table13ExistingPrescribedWattage,MATCH(Table2[[#This Row],[Prescribed Lighting Source]],Table13ExistingLightingSource,0)), IFERROR(INDEX(Table13ExistingPrescribedWattage,MATCH(Table2[[#This Row],[Fortis Rebate Category ]],Table13NewLightingSource,0)),\"-\")))","v":""},null,{"$f":"IFERROR(INDEX(SpaceTypeHours,MATCH(Table2[[#This Row],[Space Type]],SpaceType,0)),\"\")","v":""},null,{"$f":"IFERROR(IF(Table2[[#This Row],[Lighting  Technology]]=\"Other\",Table2[[#This Row],[Existing Effective Input Wattage (W)]]*Table2[[#This Row],[Existing Luminaire Quantity]],Table2[[#This Row],[Existing Prescribed Wattage (W)]]*Table2[[#This Row],[Existing Luminaire Quantity]]),\"\")","v":""},{"$f":"IF(Table2[Lighting  Technology] = \"Other\",(Table2[[#This Row],[Existing Luminaire Quantity]]*Table2[[#This Row],[Existing Effective Input Wattage (W)]]), IF(Table2[Existing Prescribed Wattage (W)] = \"\",\"\", IF( ISBLANK(Table2[[#This Row],[Existing Effective Input Wattage (W)]]), (Table2[[#This Row],[Existing Luminaire Quantity]]*Table2[[#This Row],[Existing Prescribed Wattage (W)]]),(Table2[[#This Row],[Existing Luminaire Quantity]]*Table2[[#This Row],[Existing Effective Input Wattage (W)]]))))","v":""},{"$f":"IF( (ISBLANK(Table2[[#This Row],[Annual Usage Hours (hrs)]])), IFERROR(Table2[[#This Row],[Reference Hours (hrs)]]*Table2[[#This Row],[Total Demand (Hidden) W]]/1000,\"\"), IFERROR(Table2[[#This Row],[Annual Usage Hours (hrs)]]*Table2[[#This Row],[Total Demand (Hidden) W]]/1000,\"\"))","v":""},null,null,{"$f":"IF(Table2[[#This Row],[Lighting  Technology]]=\"Other\", 0, IF( AND(ISBLANK(Table2[[#This Row],[BC Hydro Rebate Category ]]),ISBLANK(Table2[[#This Row],[Fortis Rebate Category ]])), \"\", IF(ISTEXT(Table2[[#This Row],[Fortis Rebate Category ]]), IFERROR(INDEX(Table13[Rebate],MATCH(Table2[[#This Row],[Fortis Rebate Category ]],Table13[Fortis New Lighting source],0)),\"\"), IF(ISTEXT(Table2[[#This Row],[BC Hydro Rebate Category ]]), IFERROR(INDEX(Table13Rebate,MATCH(Table2[[#This Row],[BC Hydro Rebate Category ]],Table13BCHRebateCategory,0)),\"\"), \"\"))))","v":""},{"$f":" IF(Table2[[#This Row],[Lighting  Technology]]=\"Other\", \"per Unit\", IF( AND(ISBLANK(Table2[[#This Row],[BC Hydro Rebate Category ]]),ISBLANK(Table2[[#This Row],[Fortis Rebate Category ]])), \"\", IF(ISTEXT(Table2[[#This Row],[Fortis Rebate Category ]]), IFERROR(INDEX(Table13PerUnit,MATCH(Table2[[#This Row],[Fortis Rebate Category ]],Table13[Fortis New Lighting source],0)),\"\"), IF(ISTEXT(Table2[[#This Row],[BC Hydro Rebate Category ]]), IFERROR(INDEX(Table13PerUnit,MATCH(Table2[[#This Row],[BC Hydro Rebate Category ]],Table13BCHRebateCategory,0)),\"\"), \"\"))))","v":""},null,{"$f":"IF( AND(ISBLANK(Table2[[#This Row],[Existing Luminaire Quantity]]),ISBLANK(Table2[[#This Row],[Prescribed Lighting Source]])), \"\", IF( OR(AND(ISNUMBER(SEARCH(\"lamp fl.\",Table2[[#This Row],[Prescribed Lighting Source]])),ISNUMBER(SEARCH(\"T8 lamp\",Table2[[#This Row],[BC Hydro Rebate Category ]]))),AND(ISNUMBER(SEARCH(\"T5HO\",Table2[[#This Row],[Prescribed Lighting Source]])),ISNUMBER(SEARCH(\"T5HO\",Table2[[#This Row],[BC Hydro Rebate Category ]]))),AND(ISNUMBER(SEARCH(\"lamp fl.\",Table2[[#This Row],[Prescribed Lighting Source]])),ISNUMBER(SEARCH(\"T8 lamp\",Table2[[#This Row],[Fortis Rebate Category ]]))),AND(ISNUMBER(SEARCH(\"T5HO\",Table2[[#This Row],[Prescribed Lighting Source]])),ISNUMBER(SEARCH(\"T5HO\",Table2[[#This Row],[Fortis Rebate Category ]])))          ),  IFERROR(INDEX(Table13NumberofLamps,MATCH(Table2[[#This Row],[Prescribed Lighting Source]],Table13ExistingLightingSource,0))*Table2[[#This Row],[Existing Luminaire Quantity]], \"-\"),  IF(Table2[[#This Row],[Lighting  Technology]]=\"Other\", IFERROR(Table2[[#This Row],[Existing Luminaire Quantity]],\"-\"), IFERROR(Table2[[#This Row],[Existing Luminaire Quantity]],\"-\"))))","v":""},{"$f":"IF( AND(ISBLANK(Table2[[#This Row],[BC Hydro Rebate Category ]]),ISBLANK(Table2[[#This Row],[Fortis Rebate Category ]])), \"\", IF(ISTEXT(Table2[[#This Row],[Fortis Rebate Category ]]), IFERROR(INDEX(Table13NewPrescribedWattage,MATCH(Table2[[#This Row],[Fortis Rebate Category ]],Table13[Fortis New Lighting source],0)),\"\"), IF(ISTEXT(Table2[[#This Row],[BC Hydro Rebate Category ]]), IFERROR(INDEX(Table13NewPrescribedWattage,MATCH(Table2[[#This Row],[BC Hydro Rebate Category ]],Table13BCHRebateCategory,0)),\"\"), \"\")))","v":""},null,null,{"$f":"IF(Table2[[#This Row],[Lighting  Technology]]=\"Other\", \"-\", IF( AND(ISBLANK(Table2[[#This Row],[BC Hydro Rebate Category ]]),ISBLANK(Table2[[#This Row],[Fortis Rebate Category ]])), \"\", IF(ISTEXT(Table2[[#This Row],[Fortis Rebate Category ]]), IFERROR(INDEX(Table13BCHECM,MATCH(Table2[[#This Row],[Fortis Rebate Category ]],Table13[Fortis New Lighting source],0)),\"\"), IF(ISTEXT(Table2[[#This Row],[BC Hydro Rebate Category ]]), IFERROR(INDEX(Table13BCHECM,MATCH(Table2[[#This Row],[BC Hydro Rebate Category ]],Table13BCHRebateCategory,0)),\"\"), \"\"))))","v":""},{"$f":"IF(Table2[[#This Row],[Lighting  Technology]]=\"Other\", 0, IF( AND(ISBLANK(Table2[[#This Row],[BC Hydro Rebate Category ]]),ISBLANK(Table2[[#This Row],[Fortis Rebate Category ]])), \"\", IF(ISTEXT(Table2[[#This Row],[Fortis Rebate Category ]]), IFERROR(INDEX(Table13Persistence,MATCH(Table2[[#This Row],[Fortis Rebate Category ]],Table13[Fortis New Lighting source],0)),\"\"), IF(ISTEXT(Table2[[#This Row],[BC Hydro Rebate Category ]]), IFERROR(INDEX(Table13Persistence,MATCH(Table2[[#This Row],[BC Hydro Rebate Category ]],Table13BCHRebateCategory,0)),\"\"), \"\"))))","v":""},null,{"$f":"IFERROR(INDEX(Table5ControlRebate,MATCH(Table2[[#This Row],[Control Type]],Table5NewControl,0)),\"\")","v":""},null,{"$f":"IF(ISBLANK(Table2[[#This Row],[Control Type]]), IF(ISBLANK(Table2[[#This Row],[Annual Usage Hours (hrs)]]),Table2[[#This Row],[Reference Hours (hrs)]], Table2[[#This Row],[Annual Usage Hours (hrs)]]), IF(AND(ISBLANK(Table2[[#This Row],[Annual Usage Hours (hrs)]]), Table2[[#This Row],[Control Type]]=\"None\"), Table2[[#This Row],[Reference Hours (hrs)]], IF(Table2[[#This Row],[Control Type]]=\"None\", Table2[[#This Row],[Annual Usage Hours (hrs)]], IF(AND(ISBLANK(Table2[[#This Row],[Annual Usage Hours (hrs)]]), Table2[[#This Row],[Control Type]]<>\"None\"), IFERROR(Table2[[#This Row],[Reference Hours (hrs)]]*0.8,\"\"), IF(Table2[[#This Row],[Control Type]]<>\"None\", IFERROR( Table2[[#This Row],[Annual Usage Hours (hrs)]]*0.8,\"\"),\"\")))))","v":""},{"$f":"IF( Table2[[#This Row],[Lighting  Technology]]=\"Other\", IF(ISBLANK(Table2[[#This Row],[Retrofit Lamp/ Luminaire Wattage (see Rebate Unit)]]),\"\",IFERROR(Table2[[#This Row],[Prescribed Quantity]]*Table2[[#This Row],[Retrofit Lamp/ Luminaire Wattage (see Rebate Unit)]],\"\")), IF(ISBLANK(Table2[[#This Row],[Retrofit Lamp/ Luminaire Wattage (see Rebate Unit)]]),IFERROR(Table2[[#This Row],[Prescribed Quantity]]*Table2[[#This Row],[Prescribed Wattage (W)]],\"\"),IFERROR(Table2[[#This Row],[Prescribed Quantity]]*Table2[[#This Row],[Retrofit Lamp/ Luminaire Wattage (see Rebate Unit)]],\"\")))","v":""},{"$f":"IFERROR((IF( Table2[[#This Row],[Lighting  Technology]]=\"Other\", Table2[[#This Row],[Prescribed Quantity]]*Table2[[#This Row],[Retrofit Lamp/ Luminaire Wattage (see Rebate Unit)]], Table2[[#This Row],[Prescribed Quantity]]*Table2[[#This Row],[Prescribed Wattage (W)]] )),\"\")","v":""},{"$f":"IF(ISBLANK(Table2[[#This Row],[New Total Demand (hidden, W)]]),\"\", IF(ISBLANK(Table2[[#This Row],[New Hours (hidden, hrs)]]), \"\", IFERROR(Table2[[#This Row],[New Hours (hidden, hrs)]]*Table2[[#This Row],[New Total Demand (hidden, W)]]/1000,\"\")))","v":""},{"$f":"IF(ISBLANK(Table2[[#This Row],[Total Demand (Hidden) W]]),\"\", IF(ISBLANK(Table2[[#This Row],[New Total Demand (hidden, W)]]), \"\", IFERROR((Table2[[#This Row],[Total Demand (Hidden) W]]-Table2[[#This Row],[New Total Demand (hidden, W)]])/1000,\"\")))","v":""},{"$f":"IF( OR(ISBLANK(Table2[[#This Row],[New Total Demand (hidden, W)]]),ISBLANK(Table2[[#This Row],[Total Demand (Hidden) W]])),\"\", IF(ISBLANK(Table2[[#This Row],[Annual Usage Hours (hrs)]]), IFERROR( Table2[[#This Row],[Reference Hours (hrs)]]*(Table2[[#This Row],[Total Demand (Hidden) W]]-Table2[[#This Row],[New Total Demand (hidden, W)]])/1000,\"\"), IFERROR( Table2[[#This Row],[Annual Usage Hours (hrs)]]*(Table2[[#This Row],[Total Demand (Hidden) W]]-Table2[[#This Row],[New Total Demand (hidden, W)]])/1000,\"\")))","v":""},{"$f":"IF( OR(ISBLANK(Table2[[#This Row],[Prescribed Total Demand (hidden, W)]]),ISBLANK(Table2[[#This Row],[Total Demand (Hidden) W]])),\"\", IF(ISBLANK(Table2[[#This Row],[Annual Usage Hours (hrs)]]), IFERROR( Table2[[#This Row],[Reference Hours (hrs)]]*((Table2[Existing Prescribed Wattage (W)]*Table2[Existing Luminaire Quantity])-Table2[[#This Row],[Prescribed Total Demand (hidden, W)]])/1000,\"\"), IFERROR( Table2[[#This Row],[Annual Usage Hours (hrs)]]*((Table2[Existing Prescribed Wattage (W)]*Table2[Existing Luminaire Quantity])-Table2[[#This Row],[Prescribed Total Demand (hidden, W)]])/1000,\"\")))","v":""},{"$f":"\"\"","v":""},{"$f":"IF(OR(Table2[[#This Row],[Control Type]]=\"None\", ISBLANK(Table2[[#This Row],[Control Type]])),\"\", IF(ISBLANK(Table2[[#This Row],[New Total Demand (hidden, W)]]),\"\", IF(ISBLANK(Table2[[#This Row],[Annual Usage Hours (hrs)]]),  IFERROR( 0.2*Table2[[#This Row],[Reference Hours (hrs)]]*Table2[[#This Row],[New Total Demand (hidden, W)]]/1000,\"\"), IFERROR( 0.2*Table2[[#This Row],[Annual Usage Hours (hrs)]]*Table2[[#This Row],[New Total Demand (hidden, W)]]/1000,\"\"))))","v":""},{"$f":"IF(AND(NOT(ISNUMBER(Table2[[#This Row],[Rebate Per Unit\n(CAD)]])),ISBLANK(Table2[[#This Row],[Control Type]])), \"\", IF(OR(Table2[[#This Row],[Rebate Per Unit\n(CAD)]]=0,AND(NOT(ISNUMBER(Table2[[#This Row],[Rebate Per Unit\n(CAD)]])), ISTEXT(Table2[[#This Row],[Control Type]]))), 0, IFERROR(Table2[[#This Row],[Prescribed Quantity]]*Table2[[#This Row],[Rebate Per Unit\n(CAD)]],\"\")))","v":""},{"$f":" IF(AND(ISBLANK(Table2[[#This Row],[Control Type]]),ISNUMBER(Table2[[#This Row],[Rebate Value (CAD)]])),0, IFERROR(Table2[[#This Row],[Control Quantity]]*Table2[[#This Row],[Control Rebate per Unit\n(CAD)]],\"\"))","v":""},{"$f":"IF(AND(ISBLANK(Table2[[#This Row],[Rebate Value (CAD)]]),ISBLANK(Table2[[#This Row],[Rebate Value for Controls (CAD)]])), \"\", IFERROR(Table2[[#This Row],[Rebate Value (CAD)]]+Table2[[#This Row],[Rebate Value for Controls (CAD)]],\"\"))","v":""},{"$f":"IF(Table2[[#This Row],[Lighting  Technology]]=\"Other\",\"Other - \"&Table2[[#This Row],[Other - Lighting Technology Description]],Table2[[#This Row],[BC Hydro Rebate Category ]])","v":0},{"$f":"Table2[[#This Row],[BC Hydro Rebate Category ]]&Table2[[#This Row],[Retrofit Part '# (mandatory to validate Rebates)]]","v":""}]
[null,null,null,null,null,null,{"$f":"IF(ISBLANK(Table2[[#This Row],[Prescribed Lighting Source]]), \"\", IFERROR( INDEX(Table13ExistingPrescribedWattage,MATCH(Table2[[#This Row],[Prescribed Lighting Source]],Table13ExistingLightingSource,0)), IFERROR(INDEX(Table13ExistingPrescribedWattage,MATCH(Table2[[#This Row],[Fortis Rebate Category ]],Table13NewLightingSource,0)),\"-\")))","v":""},null,{"$f":"IFERROR(INDEX(SpaceTypeHours,MATCH(Table2[[#This Row],[Space Type]],SpaceType,0)),\"\")","v":""},null,{"$f":"IFERROR(IF(Table2[[#This Row],[Lighting  Technology]]=\"Other\",Table2[[#This Row],[Existing Effective Input Wattage (W)]]*Table2[[#This Row],[Existing Luminaire Quantity]],Table2[[#This Row],[Existing Prescribed Wattage (W)]]*Table2[[#This Row],[Existing Luminaire Quantity]]),\"\")","v":""},{"$f":"IF(Table2[Lighting  Technology] = \"Other\",(Table2[[#This Row],[Existing Luminaire Quantity]]*Table2[[#This Row],[Existing Effective Input Wattage (W)]]), IF(Table2[Existing Prescribed Wattage (W)] = \"\",\"\", IF( ISBLANK(Table2[[#This Row],[Existing Effective Input Wattage (W)]]), (Table2[[#This Row],[Existing Luminaire Quantity]]*Table2[[#This Row],[Existing Prescribed Wattage (W)]]),(Table2[[#This Row],[Existing Luminaire Quantity]]*Table2[[#This Row],[Existing Effective Input Wattage (W)]]))))","v":""},{"$f":"IF( (ISBLANK(Table2[[#This Row],[Annual Usage Hours (hrs)]])), IFERROR(Table2[[#This Row],[Reference Hours (hrs)]]*Table2[[#This Row],[Total Demand (Hidden) W]]/1000,\"\"), IFERROR(Table2[[#This Row],[Annual Usage Hours (hrs)]]*Table2[[#This Row],[Total Demand (Hidden) W]]/1000,\"\"))","v":""},null,null,{"$f":"IF(Table2[[#This Row],[Lighting  Technology]]=\"Other\", 0, IF( AND(ISBLANK(Table2[[#This Row],[BC Hydro Rebate Category ]]),ISBLANK(Table2[[#This Row],[Fortis Rebate Category ]])), \"\", IF(ISTEXT(Table2[[#This Row],[Fortis Rebate Category ]]), IFERROR(INDEX(Table13[Rebate],MATCH(Table2[[#This Row],[Fortis Rebate Category ]],Table13[Fortis New Lighting source],0)),\"\"), IF(ISTEXT(Table2[[#This Row],[BC Hydro Rebate Category ]]), IFERROR(INDEX(Table13Rebate,MATCH(Table2[[#This Row],[BC Hydro Rebate Category ]],Table13BCHRebateCategory,0)),\"\"), \"\"))))","v":""},{"$f":" IF(Table2[[#This Row],[Lighting  Technology]]=\"Other\", \"per Unit\", IF( AND(ISBLANK(Table2[[#This Row],[BC Hydro Rebate Category ]]),ISBLANK(Table2[[#This Row],[Fortis Rebate Category ]])), \"\", IF(ISTEXT(Table2[[#This Row],[Fortis Rebate Category ]]), IFERROR(INDEX(Table13PerUnit,MATCH(Table2[[#This Row],[Fortis Rebate Category ]],Table13[Fortis New Lighting source],0)),\"\"), IF(ISTEXT(Table2[[#This Row],[BC Hydro Rebate Category ]]), IFERROR(INDEX(Table13PerUnit,MATCH(Table2[[#This Row],[BC Hydro Rebate Category ]],Table13BCHRebateCategory,0)),\"\"), \"\"))))","v":""},null,{"$f":"IF( AND(ISBLANK(Table2[[#This Row],[Existing Luminaire Quantity]]),ISBLANK(Table2[[#This Row],[Prescribed Lighting Source]])), \"\", IF( OR(AND(ISNUMBER(SEARCH(\"lamp fl.\",Table2[[#This Row],[Prescribed Lighting Source]])),ISNUMBER(SEARCH(\"T8 lamp\",Table2[[#This Row],[BC Hydro Rebate Category ]]))),AND(ISNUMBER(SEARCH(\"T5HO\",Table2[[#This Row],[Prescribed Lighting Source]])),ISNUMBER(SEARCH(\"T5HO\",Table2[[#This Row],[BC Hydro Rebate Category ]]))),AND(ISNUMBER(SEARCH(\"lamp fl.\",Table2[[#This Row],[Prescribed Lighting Source]])),ISNUMBER(SEARCH(\"T8 lamp\",Table2[[#This Row],[Fortis Rebate Category ]]))),AND(ISNUMBER(SEARCH(\"T5HO\",Table2[[#This Row],[Prescribed Lighting Source]])),ISNUMBER(SEARCH(\"T5HO\",Table2[[#This Row],[Fortis Rebate Category ]])))          ),  IFERROR(INDEX(Table13NumberofLamps,MATCH(Table2[[#This Row],[Prescribed Lighting Source]],Table13ExistingLightingSource,0))*Table2[[#This Row],[Existing Luminaire Quantity]], \"-\"),  IF(Table2[[#This Row],[Lighting  Technology]]=\"Other\", IFERROR(Table2[[#This Row],[Existing Luminaire Quantity]],\"-\"), IFERROR(Table2[[#This Row],[Existing Luminaire Quantity]],\"-\"))))","v":""},{"$f":"IF( AND(ISBLANK(Table2[[#This Row],[BC Hydro Rebate Category ]]),ISBLANK(Table2[[#This Row],[Fortis Rebate Category ]])), \"\", IF(ISTEXT(Table2[[#This Row],[Fortis Rebate Category ]]), IFERROR(INDEX(Table13NewPrescribedWattage,MATCH(Table2[[#This Row],[Fortis Rebate Category ]],Table13[Fortis New Lighting source],0)),\"\"), IF(ISTEXT(Table2[[#This Row],[BC Hydro Rebate Category ]]), IFERROR(INDEX(Table13NewPrescribedWattage,MATCH(Table2[[#This Row],[BC Hydro Rebate Category ]],Table13BCHRebateCategory,0)),\"\"), \"\")))","v":""},null,null,{"$f":"IF(Table2[[#This Row],[Lighting  Technology]]=\"Other\", \"-\", IF( AND(ISBLANK(Table2[[#This Row],[BC Hydro Rebate Category ]]),ISBLANK(Table2[[#This Row],[Fortis Rebate Category ]])), \"\", IF(ISTEXT(Table2[[#This Row],[Fortis Rebate Category ]]), IFERROR(INDEX(Table13BCHECM,MATCH(Table2[[#This Row],[Fortis Rebate Category ]],Table13[Fortis New Lighting source],0)),\"\"), IF(ISTEXT(Table2[[#This Row],[BC Hydro Rebate Category ]]), IFERROR(INDEX(Table13BCHECM,MATCH(Table2[[#This Row],[BC Hydro Rebate Category ]],Table13BCHRebateCategory,0)),\"\"), \"\"))))","v":""},{"$f":"IF(Table2[[#This Row],[Lighting  Technology]]=\"Other\", 0, IF( AND(ISBLANK(Table2[[#This Row],[BC Hydro Rebate Category ]]),ISBLANK(Table2[[#This Row],[Fortis Rebate Category ]])), \"\", IF(ISTEXT(Table2[[#This Row],[Fortis Rebate Category ]]), IFERROR(INDEX(Table13Persistence,MATCH(Table2[[#This Row],[Fortis Rebate Category ]],Table13[Fortis New Lighting source],0)),\"\"), IF(ISTEXT(Table2[[#This Row],[BC Hydro Rebate Category ]]), IFERROR(INDEX(Table13Persistence,MATCH(Table2[[#This Row],[BC Hydro Rebate Category ]],Table13BCHRebateCategory,0)),\"\"), \"\"))))","v":""},null,{"$f":"IFERROR(INDEX(Table5ControlRebate,MATCH(Table2[[#This Row],[Control Type]],Table5NewControl,0)),\"\")","v":""},null,{"$f":"IF(ISBLANK(Table2[[#This Row],[Control Type]]), IF(ISBLANK(Table2[[#This Row],[Annual Usage Hours (hrs)]]),Table2[[#This Row],[Reference Hours (hrs)]], Table2[[#This Row],[Annual Usage Hours (hrs)]]), IF(AND(ISBLANK(Table2[[#This Row],[Annual Usage Hours (hrs)]]), Table2[[#This Row],[Control Type]]=\"None\"), Table2[[#This Row],[Reference Hours (hrs)]], IF(Table2[[#This Row],[Control Type]]=\"None\", Table2[[#This Row],[Annual Usage Hours (hrs)]], IF(AND(ISBLANK(Table2[[#This Row],[Annual Usage Hours (hrs)]]), Table2[[#This Row],[Control Type]]<>\"None\"), IFERROR(Table2[[#This Row],[Reference Hours (hrs)]]*0.8,\"\"), IF(Table2[[#This Row],[Control Type]]<>\"None\", IFERROR( Table2[[#This Row],[Annual Usage Hours (hrs)]]*0.8,\"\"),\"\")))))","v":""},{"$f":"IF( Table2[[#This Row],[Lighting  Technology]]=\"Other\", IF(ISBLANK(Table2[[#This Row],[Retrofit Lamp/ Luminaire Wattage (see Rebate Unit)]]),\"\",IFERROR(Table2[[#This Row],[Prescribed Quantity]]*Table2[[#This Row],[Retrofit Lamp/ Luminaire Wattage (see Rebate Unit)]],\"\")), IF(ISBLANK(Table2[[#This Row],[Retrofit Lamp/ Luminaire Wattage (see Rebate Unit)]]),IFERROR(Table2[[#This Row],[Prescribed Quantity]]*Table2[[#This Row],[Prescribed Wattage (W)]],\"\"),IFERROR(Table2[[#This Row],[Prescribed Quantity]]*Table2[[#This Row],[Retrofit Lamp/ Luminaire Wattage (see Rebate Unit)]],\"\")))","v":""},{"$f":"IFERROR((IF( Table2[[#This Row],[Lighting  Technology]]=\"Other\", Table2[[#This Row],[Prescribed Quantity]]*Table2[[#This Row],[Retrofit Lamp/ Luminaire Wattage (see Rebate Unit)]], Table2[[#This Row],[Prescribed Quantity]]*Table2[[#This Row],[Prescribed Wattage (W)]] )),\"\")","v":""},{"$f":"IF(ISBLANK(Table2[[#This Row],[New Total Demand (hidden, W)]]),\"\", IF(ISBLANK(Table2[[#This Row],[New Hours (hidden, hrs)]]), \"\", IFERROR(Table2[[#This Row],[New Hours (hidden, hrs)]]*Table2[[#This Row],[New Total Demand (hidden, W)]]/1000,\"\")))","v":""},{"$f":"IF(ISBLANK(Table2[[#This Row],[Total Demand (Hidden) W]]),\"\", IF(ISBLANK(Table2[[#This Row],[New Total Demand (hidden, W)]]), \"\", IFERROR((Table2[[#This Row],[Total Demand (Hidden) W]]-Table2[[#This Row],[New Total Demand (hidden, W)]])/1000,\"\")))","v":""},{"$f":"IF( OR(ISBLANK(Table2[[#This Row],[New Total Demand (hidden, W)]]),ISBLANK(Table2[[#This Row],[Total Demand (Hidden) W]])),\"\", IF(ISBLANK(Table2[[#This Row],[Annual Usage Hours (hrs)]]), IFERROR( Table2[[#This Row],[Reference Hours (hrs)]]*(Table2[[#This Row],[Total Demand (Hidden) W]]-Table2[[#This Row],[New Total Demand (hidden, W)]])/1000,\"\"), IFERROR( Table2[[#This Row],[Annual Usage Hours (hrs)]]*(Table2[[#This Row],[Total Demand (Hidden) W]]-Table2[[#This Row],[New Total Demand (hidden, W)]])/1000,\"\")))","v":""},{"$f":"IF( OR(ISBLANK(Table2[[#This Row],[Prescribed Total Demand (hidden, W)]]),ISBLANK(Table2[[#This Row],[Total Demand (Hidden) W]])),\"\", IF(ISBLANK(Table2[[#This Row],[Annual Usage Hours (hrs)]]), IFERROR( Table2[[#This Row],[Reference Hours (hrs)]]*((Table2[Existing Prescribed Wattage (W)]*Table2[Existing Luminaire Quantity])-Table2[[#This Row],[Prescribed Total Demand (hidden, W)]])/1000,\"\"), IFERROR( Table2[[#This Row],[Annual Usage Hours (hrs)]]*((Table2[Existing Prescribed Wattage (W)]*Table2[Existing Luminaire Quantity])-Table2[[#This Row],[Prescribed Total Demand (hidden, W)]])/1000,\"\")))","v":""},{"$f":"\"\"","v":""},{"$f":"IF(OR(Table2[[#This Row],[Control Type]]=\"None\", ISBLANK(Table2[[#This Row],[Control Type]])),\"\", IF(ISBLANK(Table2[[#This Row],[New Total Demand (hidden, W)]]),\"\", IF(ISBLANK(Table2[[#This Row],[Annual Usage Hours (hrs)]]),  IFERROR( 0.2*Table2[[#This Row],[Reference Hours (hrs)]]*Table2[[#This Row],[New Total Demand (hidden, W)]]/1000,\"\"), IFERROR( 0.2*Table2[[#This Row],[Annual Usage Hours (hrs)]]*Table2[[#This Row],[New Total Demand (hidden, W)]]/1000,\"\"))))","v":""},{"$f":"IF(AND(NOT(ISNUMBER(Table2[[#This Row],[Rebate Per Unit\n(CAD)]])),ISBLANK(Table2[[#This Row],[Control Type]])), \"\", IF(OR(Table2[[#This Row],[Rebate Per Unit\n(CAD)]]=0,AND(NOT(ISNUMBER(Table2[[#This Row],[Rebate Per Unit\n(CAD)]])), ISTEXT(Table2[[#This Row],[Control Type]]))), 0, IFERROR(Table2[[#This Row],[Prescribed Quantity]]*Table2[[#This Row],[Rebate Per Unit\n(CAD)]],\"\")))","v":""},{"$f":" IF(AND(ISBLANK(Table2[[#This Row],[Control Type]]),ISNUMBER(Table2[[#This Row],[Rebate Value (CAD)]])),0, IFERROR(Table2[[#This Row],[Control Quantity]]*Table2[[#This Row],[Control Rebate per Unit\n(CAD)]],\"\"))","v":""},{"$f":"IF(AND(ISBLANK(Table2[[#This Row],[Rebate Value (CAD)]]),ISBLANK(Table2[[#This Row],[Rebate Value for Controls (CAD)]])), \"\", IFERROR(Table2[[#This Row],[Rebate Value (CAD)]]+Table2[[#This Row],[Rebate Value for Controls (CAD)]],\"\"))","v":""},{"$f":"IF(Table2[[#This Row],[Lighting  Technology]]=\"Other\",\"Other - \"&Table2[[#This Row],[Other - Lighting Technology Description]],Table2[[#This Row],[BC Hydro Rebate Category ]])","v":0},{"$f":"Table2[[#This Row],[BC Hydro Rebate Category ]]&Table2[[#This Row],[Retrofit Part '# (mandatory to validate Rebates)]]","v":""}]
[null,null,null,null,null,null,{"$f":"IF(ISBLANK(Table2[[#This Row],[Prescribed Lighting Source]]), \"\", IFERROR( INDEX(Table13ExistingPrescribedWattage,MATCH(Table2[[#This Row],[Prescribed Lighting Source]],Table13ExistingLightingSource,0)), IFERROR(INDEX(Table13ExistingPrescribedWattage,MATCH(Table2[[#This Row],[Fortis Rebate Category ]],Table13NewLightingSource,0)),\"-\")))","v":""},null,{"$f":"IFERROR(INDEX(SpaceTypeHours,MATCH(Table2[[#This Row],[Space Type]],SpaceType,0)),\"\")","v":""},null,{"$f":"IFERROR(IF(Table2[[#This Row],[Lighting  Technology]]=\"Other\",Table2[[#This Row],[Existing Effective Input Wattage (W)]]*Table2[[#This Row],[Existing Luminaire Quantity]],Table2[[#This Row],[Existing Prescribed Wattage (W)]]*Table2[[#This Row],[Existing Luminaire Quantity]]),\"\")","v":""},{"$f":"IF(Table2[Lighting  Technology] = \"Other\",(Table2[[#This Row],[Existing Luminaire Quantity]]*Table2[[#This Row],[Existing Effective Input Wattage (W)]]), IF(Table2[Existing Prescribed Wattage (W)] = \"\",\"\", IF( ISBLANK(Table2[[#This Row],[Existing Effective Input Wattage (W)]]), (Table2[[#This Row],[Existing Luminaire Quantity]]*Table2[[#This Row],[Existing Prescribed Wattage (W)]]),(Table2[[#This Row],[Existing Luminaire Quantity]]*Table2[[#This Row],[Existing Effective Input Wattage (W)]]))))","v":""},{"$f":"IF( (ISBLANK(Table2[[#This Row],[Annual Usage Hours (hrs)]])), IFERROR(Table2[[#This Row],[Reference Hours (hrs)]]*Table2[[#This Row],[Total Demand (Hidden) W]]/1000,\"\"), IFERROR(Table2[[#This Row],[Annual Usage Hours (hrs)]]*Table2[[#This Row],[Total Demand (Hidden) W]]/1000,\"\"))","v":""},null,null,{"$f":"IF(Table2[[#This Row],[Lighting  Technology]]=\"Other\", 0, IF( AND(ISBLANK(Table2[[#This Row],[BC Hydro Rebate Category ]]),ISBLANK(Table2[[#This Row],[Fortis Rebate Category ]])), \"\", IF(ISTEXT(Table2[[#This Row],[Fortis Rebate Category ]]), IFERROR(INDEX(Table13[Rebate],MATCH(Table2[[#This Row],[Fortis Rebate Category ]],Table13[Fortis New Lighting source],0)),\"\"), IF(ISTEXT(Table2[[#This Row],[BC Hydro Rebate Category ]]), IFERROR(INDEX(Table13Rebate,MATCH(Table2[[#This Row],[BC Hydro Rebate Category ]],Table13BCHRebateCategory,0)),\"\"), \"\"))))","v":""},{"$f":" IF(Table2[[#This Row],[Lighting  Technology]]=\"Other\", \"per Unit\", IF( AND(ISBLANK(Table2[[#This Row],[BC Hydro Rebate Category ]]),ISBLANK(Table2[[#This Row],[Fortis Rebate Category ]])), \"\", IF(ISTEXT(Table2[[#This Row],[Fortis Rebate Category ]]), IFERROR(INDEX(Table13PerUnit,MATCH(Table2[[#This Row],[Fortis Rebate Category ]],Table13[Fortis New Lighting source],0)),\"\"), IF(ISTEXT(Table2[[#This Row],[BC Hydro Rebate Category ]]), IFERROR(INDEX(Table13PerUnit,MATCH(Table2[[#This Row],[BC Hydro Rebate Category ]],Table13BCHRebateCategory,0)),\"\"), \"\"))))","v":""},null,{"$f":"IF( AND(ISBLANK(Table2[[#This Row],[Existing Luminaire Quantity]]),ISBLANK(Table2[[#This Row],[Prescribed Lighting Source]])), \"\", IF( OR(AND(ISNUMBER(SEARCH(\"lamp fl.\",Table2[[#This Row],[Prescribed Lighting Source]])),ISNUMBER(SEARCH(\"T8 lamp\",Table2[[#This Row],[BC Hydro Rebate Category ]]))),AND(ISNUMBER(SEARCH(\"T5HO\",Table2[[#This Row],[Prescribed Lighting Source]])),ISNUMBER(SEARCH(\"T5HO\",Table2[[#This Row],[BC Hydro Rebate Category ]]))),AND(ISNUMBER(SEARCH(\"lamp fl.\",Table2[[#This Row],[Prescribed Lighting Source]])),ISNUMBER(SEARCH(\"T8 lamp\",Table2[[#This Row],[Fortis Rebate Category ]]))),AND(ISNUMBER(SEARCH(\"T5HO\",Table2[[#This Row],[Prescribed Lighting Source]])),ISNUMBER(SEARCH(\"T5HO\",Table2[[#This Row],[Fortis Rebate Category ]])))          ),  IFERROR(INDEX(Table13NumberofLamps,MATCH(Table2[[#This Row],[Prescribed Lighting Source]],Table13ExistingLightingSource,0))*Table2[[#This Row],[Existing Luminaire Quantity]], \"-\"),  IF(Table2[[#This Row],[Lighting  Technology]]=\"Other\", IFERROR(Table2[[#This Row],[Existing Luminaire Quantity]],\"-\"), IFERROR(Table2[[#This Row],[Existing Luminaire Quantity]],\"-\"))))","v":""},{"$f":"IF( AND(ISBLANK(Table2[[#This Row],[BC Hydro Rebate Category ]]),ISBLANK(Table2[[#This Row],[Fortis Rebate Category ]])), \"\", IF(ISTEXT(Table2[[#This Row],[Fortis Rebate Category ]]), IFERROR(INDEX(Table13NewPrescribedWattage,MATCH(Table2[[#This Row],[Fortis Rebate Category ]],Table13[Fortis New Lighting source],0)),\"\"), IF(ISTEXT(Table2[[#This Row],[BC Hydro Rebate Category ]]), IFERROR(INDEX(Table13NewPrescribedWattage,MATCH(Table2[[#This Row],[BC Hydro Rebate Category ]],Table13BCHRebateCategory,0)),\"\"), \"\")))","v":""},null,null,{"$f":"IF(Table2[[#This Row],[Lighting  Technology]]=\"Other\", \"-\", IF( AND(ISBLANK(Table2[[#This Row],[BC Hydro Rebate Category ]]),ISBLANK(Table2[[#This Row],[Fortis Rebate Category ]])), \"\", IF(ISTEXT(Table2[[#This Row],[Fortis Rebate Category ]]), IFERROR(INDEX(Table13BCHECM,MATCH(Table2[[#This Row],[Fortis Rebate Category ]],Table13[Fortis New Lighting source],0)),\"\"), IF(ISTEXT(Table2[[#This Row],[BC Hydro Rebate Category ]]), IFERROR(INDEX(Table13BCHECM,MATCH(Table2[[#This Row],[BC Hydro Rebate Category ]],Table13BCHRebateCategory,0)),\"\"), \"\"))))","v":""},{"$f":"IF(Table2[[#This Row],[Lighting  Technology]]=\"Other\", 0, IF( AND(ISBLANK(Table2[[#This Row],[BC Hydro Rebate Category ]]),ISBLANK(Table2[[#This Row],[Fortis Rebate Category ]])), \"\", IF(ISTEXT(Table2[[#This Row],[Fortis Rebate Category ]]), IFERROR(INDEX(Table13Persistence,MATCH(Table2[[#This Row],[Fortis Rebate Category ]],Table13[Fortis New Lighting source],0)),\"\"), IF(ISTEXT(Table2[[#This Row],[BC Hydro Rebate Category ]]), IFERROR(INDEX(Table13Persistence,MATCH(Table2[[#This Row],[BC Hydro Rebate Category ]],Table13BCHRebateCategory,0)),\"\"), \"\"))))","v":""},null,{"$f":"IFERROR(INDEX(Table5ControlRebate,MATCH(Table2[[#This Row],[Control Type]],Table5NewControl,0)),\"\")","v":""},null,{"$f":"IF(ISBLANK(Table2[[#This Row],[Control Type]]), IF(ISBLANK(Table2[[#This Row],[Annual Usage Hours (hrs)]]),Table2[[#This Row],[Reference Hours (hrs)]], Table2[[#This Row],[Annual Usage Hours (hrs)]]), IF(AND(ISBLANK(Table2[[#This Row],[Annual Usage Hours (hrs)]]), Table2[[#This Row],[Control Type]]=\"None\"), Table2[[#This Row],[Reference Hours (hrs)]], IF(Table2[[#This Row],[Control Type]]=\"None\", Table2[[#This Row],[Annual Usage Hours (hrs)]], IF(AND(ISBLANK(Table2[[#This Row],[Annual Usage Hours (hrs)]]), Table2[[#This Row],[Control Type]]<>\"None\"), IFERROR(Table2[[#This Row],[Reference Hours (hrs)]]*0.8,\"\"), IF(Table2[[#This Row],[Control Type]]<>\"None\", IFERROR( Table2[[#This Row],[Annual Usage Hours (hrs)]]*0.8,\"\"),\"\")))))","v":""},{"$f":"IF( Table2[[#This Row],[Lighting  Technology]]=\"Other\", IF(ISBLANK(Table2[[#This Row],[Retrofit Lamp/ Luminaire Wattage (see Rebate Unit)]]),\"\",IFERROR(Table2[[#This Row],[Prescribed Quantity]]*Table2[[#This Row],[Retrofit Lamp/ Luminaire Wattage (see Rebate Unit)]],\"\")), IF(ISBLANK(Table2[[#This Row],[Retrofit Lamp/ Luminaire Wattage (see Rebate Unit)]]),IFERROR(Table2[[#This Row],[Prescribed Quantity]]*Table2[[#This Row],[Prescribed Wattage (W)]],\"\"),IFERROR(Table2[[#This Row],[Prescribed Quantity]]*Table2[[#This Row],[Retrofit Lamp/ Luminaire Wattage (see Rebate Unit)]],\"\")))","v":""},{"$f":"IFERROR((IF( Table2[[#This Row],[Lighting  Technology]]=\"Other\", Table2[[#This Row],[Prescribed Quantity]]*Table2[[#This Row],[Retrofit Lamp/ Luminaire Wattage (see Rebate Unit)]], Table2[[#This Row],[Prescribed Quantity]]*Table2[[#This Row],[Prescribed Wattage (W)]] )),\"\")","v":""},{"$f":"IF(ISBLANK(Table2[[#This Row],[New Total Demand (hidden, W)]]),\"\", IF(ISBLANK(Table2[[#This Row],[New Hours (hidden, hrs)]]), \"\", IFERROR(Table2[[#This Row],[New Hours (hidden, hrs)]]*Table2[[#This Row],[New Total Demand (hidden, W)]]/1000,\"\")))","v":""},{"$f":"IF(ISBLANK(Table2[[#This Row],[Total Demand (Hidden) W]]),\"\", IF(ISBLANK(Table2[[#This Row],[New Total Demand (hidden, W)]]), \"\", IFERROR((Table2[[#This Row],[Total Demand (Hidden) W]]-Table2[[#This Row],[New Total Demand (hidden, W)]])/1000,\"\")))","v":""},{"$f":"IF( OR(ISBLANK(Table2[[#This Row],[New Total Demand (hidden, W)]]),ISBLANK(Table2[[#This Row],[Total Demand (Hidden) W]])),\"\", IF(ISBLANK(Table2[[#This Row],[Annual Usage Hours (hrs)]]), IFERROR( Table2[[#This Row],[Reference Hours (hrs)]]*(Table2[[#This Row],[Total Demand (Hidden) W]]-Table2[[#This Row],[New Total Demand (hidden, W)]])/1000,\"\"), IFERROR( Table2[[#This Row],[Annual Usage Hours (hrs)]]*(Table2[[#This Row],[Total Demand (Hidden) W]]-Table2[[#This Row],[New Total Demand (hidden, W)]])/1000,\"\")))","v":""},{"$f":"IF( OR(ISBLANK(Table2[[#This Row],[Prescribed Total Demand (hidden, W)]]),ISBLANK(Table2[[#This Row],[Total Demand (Hidden) W]])),\"\", IF(ISBLANK(Table2[[#This Row],[Annual Usage Hours (hrs)]]), IFERROR( Table2[[#This Row],[Reference Hours (hrs)]]*((Table2[Existing Prescribed Wattage (W)]*Table2[Existing Luminaire Quantity])-Table2[[#This Row],[Prescribed Total Demand (hidden, W)]])/1000,\"\"), IFERROR( Table2[[#This Row],[Annual Usage Hours (hrs)]]*((Table2[Existing Prescribed Wattage (W)]*Table2[Existing Luminaire Quantity])-Table2[[#This Row],[Prescribed Total Demand (hidden, W)]])/1000,\"\")))","v":""},{"$f":"\"\"","v":""},{"$f":"IF(OR(Table2[[#This Row],[Control Type]]=\"None\", ISBLANK(Table2[[#This Row],[Control Type]])),\"\", IF(ISBLANK(Table2[[#This Row],[New Total Demand (hidden, W)]]),\"\", IF(ISBLANK(Table2[[#This Row],[Annual Usage Hours (hrs)]]),  IFERROR( 0.2*Table2[[#This Row],[Reference Hours (hrs)]]*Table2[[#This Row],[New Total Demand (hidden, W)]]/1000,\"\"), IFERROR( 0.2*Table2[[#This Row],[Annual Usage Hours (hrs)]]*Table2[[#This Row],[New Total Demand (hidden, W)]]/1000,\"\"))))","v":""},{"$f":"IF(AND(NOT(ISNUMBER(Table2[[#This Row],[Rebate Per Unit\n(CAD)]])),ISBLANK(Table2[[#This Row],[Control Type]])), \"\", IF(OR(Table2[[#This Row],[Rebate Per Unit\n(CAD)]]=0,AND(NOT(ISNUMBER(Table2[[#This Row],[Rebate Per Unit\n(CAD)]])), ISTEXT(Table2[[#This Row],[Control Type]]))), 0, IFERROR(Table2[[#This Row],[Prescribed Quantity]]*Table2[[#This Row],[Rebate Per Unit\n(CAD)]],\"\")))","v":""},{"$f":" IF(AND(ISBLANK(Table2[[#This Row],[Control Type]]),ISNUMBER(Table2[[#This Row],[Rebate Value (CAD)]])),0, IFERROR(Table2[[#This Row],[Control Quantity]]*Table2[[#This Row],[Control Rebate per Unit\n(CAD)]],\"\"))","v":""},{"$f":"IF(AND(ISBLANK(Table2[[#This Row],[Rebate Value (CAD)]]),ISBLANK(Table2[[#This Row],[Rebate Value for Controls (CAD)]])), \"\", IFERROR(Table2[[#This Row],[Rebate Value (CAD)]]+Table2[[#This Row],[Rebate Value for Controls (CAD)]],\"\"))","v":""},{"$f":"IF(Table2[[#This Row],[Lighting  Technology]]=\"Other\",\"Other - \"&Table2[[#This Row],[Other - Lighting Technology Description]],Table2[[#This Row],[BC Hydro Rebate Category ]])","v":0},{"$f":"Table2[[#This Row],[BC Hydro Rebate Category ]]&Table2[[#This Row],[Retrofit Part '# (mandatory to validate Rebates)]]","v":""}]
[null,null,null,null,null,null,{"$f":"IF(ISBLANK(Table2[[#This Row],[Prescribed Lighting Source]]), \"\", IFERROR( INDEX(Table13ExistingPrescribedWattage,MATCH(Table2[[#This Row],[Prescribed Lighting Source]],Table13ExistingLightingSource,0)), IFERROR(INDEX(Table13ExistingPrescribedWattage,MATCH(Table2[[#This Row],[Fortis Rebate Category ]],Table13NewLightingSource,0)),\"-\")))","v":""},null,{"$f":"IFERROR(INDEX(SpaceTypeHours,MATCH(Table2[[#This Row],[Space Type]],SpaceType,0)),\"\")","v":""},null,{"$f":"IFERROR(IF(Table2[[#This Row],[Lighting  Technology]]=\"Other\",Table2[[#This Row],[Existing Effective Input Wattage (W)]]*Table2[[#This Row],[Existing Luminaire Quantity]],Table2[[#This Row],[Existing Prescribed Wattage (W)]]*Table2[[#This Row],[Existing Luminaire Quantity]]),\"\")","v":""},{"$f":"IF(Table2[Lighting  Technology] = \"Other\",(Table2[[#This Row],[Existing Luminaire Quantity]]*Table2[[#This Row],[Existing Effective Input Wattage (W)]]), IF(Table2[Existing Prescribed Wattage (W)] = \"\",\"\", IF( ISBLANK(Table2[[#This Row],[Existing Effective Input Wattage (W)]]), (Table2[[#This Row],[Existing Luminaire Quantity]]*Table2[[#This Row],[Existing Prescribed Wattage (W)]]),(Table2[[#This Row],[Existing Luminaire Quantity]]*Table2[[#This Row],[Existing Effective Input Wattage (W)]]))))","v":""},{"$f":"IF( (ISBLANK(Table2[[#This Row],[Annual Usage Hours (hrs)]])), IFERROR(Table2[[#This Row],[Reference Hours (hrs)]]*Table2[[#This Row],[Total Demand (Hidden) W]]/1000,\"\"), IFERROR(Table2[[#This Row],[Annual Usage Hours (hrs)]]*Table2[[#This Row],[Total Demand (Hidden) W]]/1000,\"\"))","v":""},null,null,{"$f":"IF(Table2[[#This Row],[Lighting  Technology]]=\"Other\", 0, IF( AND(ISBLANK(Table2[[#This Row],[BC Hydro Rebate Category ]]),ISBLANK(Table2[[#This Row],[Fortis Rebate Category ]])), \"\", IF(ISTEXT(Table2[[#This Row],[Fortis Rebate Category ]]), IFERROR(INDEX(Table13[Rebate],MATCH(Table2[[#This Row],[Fortis Rebate Category ]],Table13[Fortis New Lighting source],0)),\"\"), IF(ISTEXT(Table2[[#This Row],[BC Hydro Rebate Category ]]), IFERROR(INDEX(Table13Rebate,MATCH(Table2[[#This Row],[BC Hydro Rebate Category ]],Table13BCHRebateCategory,0)),\"\"), \"\"))))","v":""},{"$f":" IF(Table2[[#This Row],[Lighting  Technology]]=\"Other\", \"per Unit\", IF( AND(ISBLANK(Table2[[#This Row],[BC Hydro Rebate Category ]]),ISBLANK(Table2[[#This Row],[Fortis Rebate Category ]])), \"\", IF(ISTEXT(Table2[[#This Row],[Fortis Rebate Category ]]), IFERROR(INDEX(Table13PerUnit,MATCH(Table2[[#This Row],[Fortis Rebate Category ]],Table13[Fortis New Lighting source],0)),\"\"), IF(ISTEXT(Table2[[#This Row],[BC Hydro Rebate Category ]]), IFERROR(INDEX(Table13PerUnit,MATCH(Table2[[#This Row],[BC Hydro Rebate Category ]],Table13BCHRebateCategory,0)),\"\"), \"\"))))","v":""},null,{"$f":"IF( AND(ISBLANK(Table2[[#This Row],[Existing Luminaire Quantity]]),ISBLANK(Table2[[#This Row],[Prescribed Lighting Source]])), \"\", IF( OR(AND(ISNUMBER(SEARCH(\"lamp fl.\",Table2[[#This Row],[Prescribed Lighting Source]])),ISNUMBER(SEARCH(\"T8 lamp\",Table2[[#This Row],[BC Hydro Rebate Category ]]))),AND(ISNUMBER(SEARCH(\"T5HO\",Table2[[#This Row],[Prescribed Lighting Source]])),ISNUMBER(SEARCH(\"T5HO\",Table2[[#This Row],[BC Hydro Rebate Category ]]))),AND(ISNUMBER(SEARCH(\"lamp fl.\",Table2[[#This Row],[Prescribed Lighting Source]])),ISNUMBER(SEARCH(\"T8 lamp\",Table2[[#This Row],[Fortis Rebate Category ]]))),AND(ISNUMBER(SEARCH(\"T5HO\",Table2[[#This Row],[Prescribed Lighting Source]])),ISNUMBER(SEARCH(\"T5HO\",Table2[[#This Row],[Fortis Rebate Category ]])))          ),  IFERROR(INDEX(Table13NumberofLamps,MATCH(Table2[[#This Row],[Prescribed Lighting Source]],Table13ExistingLightingSource,0))*Table2[[#This Row],[Existing Luminaire Quantity]], \"-\"),  IF(Table2[[#This Row],[Lighting  Technology]]=\"Other\", IFERROR(Table2[[#This Row],[Existing Luminaire Quantity]],\"-\"), IFERROR(Table2[[#This Row],[Existing Luminaire Quantity]],\"-\"))))","v":""},{"$f":"IF( AND(ISBLANK(Table2[[#This Row],[BC Hydro Rebate Category ]]),ISBLANK(Table2[[#This Row],[Fortis Rebate Category ]])), \"\", IF(ISTEXT(Table2[[#This Row],[Fortis Rebate Category ]]), IFERROR(INDEX(Table13NewPrescribedWattage,MATCH(Table2[[#This Row],[Fortis Rebate Category ]],Table13[Fortis New Lighting source],0)),\"\"), IF(ISTEXT(Table2[[#This Row],[BC Hydro Rebate Category ]]), IFERROR(INDEX(Table13NewPrescribedWattage,MATCH(Table2[[#This Row],[BC Hydro Rebate Category ]],Table13BCHRebateCategory,0)),\"\"), \"\")))","v":""},null,null,{"$f":"IF(Table2[[#This Row],[Lighting  Technology]]=\"Other\", \"-\", IF( AND(ISBLANK(Table2[[#This Row],[BC Hydro Rebate Category ]]),ISBLANK(Table2[[#This Row],[Fortis Rebate Category ]])), \"\", IF(ISTEXT(Table2[[#This Row],[Fortis Rebate Category ]]), IFERROR(INDEX(Table13BCHECM,MATCH(Table2[[#This Row],[Fortis Rebate Category ]],Table13[Fortis New Lighting source],0)),\"\"), IF(ISTEXT(Table2[[#This Row],[BC Hydro Rebate Category ]]), IFERROR(INDEX(Table13BCHECM,MATCH(Table2[[#This Row],[BC Hydro Rebate Category ]],Table13BCHRebateCategory,0)),\"\"), \"\"))))","v":""},{"$f":"IF(Table2[[#This Row],[Lighting  Technology]]=\"Other\", 0, IF( AND(ISBLANK(Table2[[#This Row],[BC Hydro Rebate Category ]]),ISBLANK(Table2[[#This Row],[Fortis Rebate Category ]])), \"\", IF(ISTEXT(Table2[[#This Row],[Fortis Rebate Category ]]), IFERROR(INDEX(Table13Persistence,MATCH(Table2[[#This Row],[Fortis Rebate Category ]],Table13[Fortis New Lighting source],0)),\"\"), IF(ISTEXT(Table2[[#This Row],[BC Hydro Rebate Category ]]), IFERROR(INDEX(Table13Persistence,MATCH(Table2[[#This Row],[BC Hydro Rebate Category ]],Table13BCHRebateCategory,0)),\"\"), \"\"))))","v":""},null,{"$f":"IFERROR(INDEX(Table5ControlRebate,MATCH(Table2[[#This Row],[Control Type]],Table5NewControl,0)),\"\")","v":""},null,{"$f":"IF(ISBLANK(Table2[[#This Row],[Control Type]]), IF(ISBLANK(Table2[[#This Row],[Annual Usage Hours (hrs)]]),Table2[[#This Row],[Reference Hours (hrs)]], Table2[[#This Row],[Annual Usage Hours (hrs)]]), IF(AND(ISBLANK(Table2[[#This Row],[Annual Usage Hours (hrs)]]), Table2[[#This Row],[Control Type]]=\"None\"), Table2[[#This Row],[Reference Hours (hrs)]], IF(Table2[[#This Row],[Control Type]]=\"None\", Table2[[#This Row],[Annual Usage Hours (hrs)]], IF(AND(ISBLANK(Table2[[#This Row],[Annual Usage Hours (hrs)]]), Table2[[#This Row],[Control Type]]<>\"None\"), IFERROR(Table2[[#This Row],[Reference Hours (hrs)]]*0.8,\"\"), IF(Table2[[#This Row],[Control Type]]<>\"None\", IFERROR( Table2[[#This Row],[Annual Usage Hours (hrs)]]*0.8,\"\"),\"\")))))","v":""},{"$f":"IF( Table2[[#This Row],[Lighting  Technology]]=\"Other\", IF(ISBLANK(Table2[[#This Row],[Retrofit Lamp/ Luminaire Wattage (see Rebate Unit)]]),\"\",IFERROR(Table2[[#This Row],[Prescribed Quantity]]*Table2[[#This Row],[Retrofit Lamp/ Luminaire Wattage (see Rebate Unit)]],\"\")), IF(ISBLANK(Table2[[#This Row],[Retrofit Lamp/ Luminaire Wattage (see Rebate Unit)]]),IFERROR(Table2[[#This Row],[Prescribed Quantity]]*Table2[[#This Row],[Prescribed Wattage (W)]],\"\"),IFERROR(Table2[[#This Row],[Prescribed Quantity]]*Table2[[#This Row],[Retrofit Lamp/ Luminaire Wattage (see Rebate Unit)]],\"\")))","v":""},{"$f":"IFERROR((IF( Table2[[#This Row],[Lighting  Technology]]=\"Other\", Table2[[#This Row],[Prescribed Quantity]]*Table2[[#This Row],[Retrofit Lamp/ Luminaire Wattage (see Rebate Unit)]], Table2[[#This Row],[Prescribed Quantity]]*Table2[[#This Row],[Prescribed Wattage (W)]] )),\"\")","v":""},{"$f":"IF(ISBLANK(Table2[[#This Row],[New Total Demand (hidden, W)]]),\"\", IF(ISBLANK(Table2[[#This Row],[New Hours (hidden, hrs)]]), \"\", IFERROR(Table2[[#This Row],[New Hours (hidden, hrs)]]*Table2[[#This Row],[New Total Demand (hidden, W)]]/1000,\"\")))","v":""},{"$f":"IF(ISBLANK(Table2[[#This Row],[Total Demand (Hidden) W]]),\"\", IF(ISBLANK(Table2[[#This Row],[New Total Demand (hidden, W)]]), \"\", IFERROR((Table2[[#This Row],[Total Demand (Hidden) W]]-Table2[[#This Row],[New Total Demand (hidden, W)]])/1000,\"\")))","v":""},{"$f":"IF( OR(ISBLANK(Table2[[#This Row],[New Total Demand (hidden, W)]]),ISBLANK(Table2[[#This Row],[Total Demand (Hidden) W]])),\"\", IF(ISBLANK(Table2[[#This Row],[Annual Usage Hours (hrs)]]), IFERROR( Table2[[#This Row],[Reference Hours (hrs)]]*(Table2[[#This Row],[Total Demand (Hidden) W]]-Table2[[#This Row],[New Total Demand (hidden, W)]])/1000,\"\"), IFERROR( Table2[[#This Row],[Annual Usage Hours (hrs)]]*(Table2[[#This Row],[Total Demand (Hidden) W]]-Table2[[#This Row],[New Total Demand (hidden, W)]])/1000,\"\")))","v":""},{"$f":"IF( OR(ISBLANK(Table2[[#This Row],[Prescribed Total Demand (hidden, W)]]),ISBLANK(Table2[[#This Row],[Total Demand (Hidden) W]])),\"\", IF(ISBLANK(Table2[[#This Row],[Annual Usage Hours (hrs)]]), IFERROR( Table2[[#This Row],[Reference Hours (hrs)]]*((Table2[Existing Prescribed Wattage (W)]*Table2[Existing Luminaire Quantity])-Table2[[#This Row],[Prescribed Total Demand (hidden, W)]])/1000,\"\"), IFERROR( Table2[[#This Row],[Annual Usage Hours (hrs)]]*((Table2[Existing Prescribed Wattage (W)]*Table2[Existing Luminaire Quantity])-Table2[[#This Row],[Prescribed Total Demand (hidden, W)]])/1000,\"\")))","v":""},{"$f":"\"\"","v":""},{"$f":"IF(OR(Table2[[#This Row],[Control Type]]=\"None\", ISBLANK(Table2[[#This Row],[Control Type]])),\"\", IF(ISBLANK(Table2[[#This Row],[New Total Demand (hidden, W)]]),\"\", IF(ISBLANK(Table2[[#This Row],[Annual Usage Hours (hrs)]]),  IFERROR( 0.2*Table2[[#This Row],[Reference Hours (hrs)]]*Table2[[#This Row],[New Total Demand (hidden, W)]]/1000,\"\"), IFERROR( 0.2*Table2[[#This Row],[Annual Usage Hours (hrs)]]*Table2[[#This Row],[New Total Demand (hidden, W)]]/1000,\"\"))))","v":""},{"$f":"IF(AND(NOT(ISNUMBER(Table2[[#This Row],[Rebate Per Unit\n(CAD)]])),ISBLANK(Table2[[#This Row],[Control Type]])), \"\", IF(OR(Table2[[#This Row],[Rebate Per Unit\n(CAD)]]=0,AND(NOT(ISNUMBER(Table2[[#This Row],[Rebate Per Unit\n(CAD)]])), ISTEXT(Table2[[#This Row],[Control Type]]))), 0, IFERROR(Table2[[#This Row],[Prescribed Quantity]]*Table2[[#This Row],[Rebate Per Unit\n(CAD)]],\"\")))","v":""},{"$f":" IF(AND(ISBLANK(Table2[[#This Row],[Control Type]]),ISNUMBER(Table2[[#This Row],[Rebate Value (CAD)]])),0, IFERROR(Table2[[#This Row],[Control Quantity]]*Table2[[#This Row],[Control Rebate per Unit\n(CAD)]],\"\"))","v":""},{"$f":"IF(AND(ISBLANK(Table2[[#This Row],[Rebate Value (CAD)]]),ISBLANK(Table2[[#This Row],[Rebate Value for Controls (CAD)]])), \"\", IFERROR(Table2[[#This Row],[Rebate Value (CAD)]]+Table2[[#This Row],[Rebate Value for Controls (CAD)]],\"\"))","v":""},{"$f":"IF(Table2[[#This Row],[Lighting  Technology]]=\"Other\",\"Other - \"&Table2[[#This Row],[Other - Lighting Technology Description]],Table2[[#This Row],[BC Hydro Rebate Category ]])","v":0},{"$f":"Table2[[#This Row],[BC Hydro Rebate Category ]]&Table2[[#This Row],[Retrofit Part '# (mandatory to validate Rebates)]]","v":""}]
[null,null,null,null,null,null,{"$f":"IF(ISBLANK(Table2[[#This Row],[Prescribed Lighting Source]]), \"\", IFERROR( INDEX(Table13ExistingPrescribedWattage,MATCH(Table2[[#This Row],[Prescribed Lighting Source]],Table13ExistingLightingSource,0)), IFERROR(INDEX(Table13ExistingPrescribedWattage,MATCH(Table2[[#This Row],[Fortis Rebate Category ]],Table13NewLightingSource,0)),\"-\")))","v":""},null,{"$f":"IFERROR(INDEX(SpaceTypeHours,MATCH(Table2[[#This Row],[Space Type]],SpaceType,0)),\"\")","v":""},null,{"$f":"IFERROR(IF(Table2[[#This Row],[Lighting  Technology]]=\"Other\",Table2[[#This Row],[Existing Effective Input Wattage (W)]]*Table2[[#This Row],[Existing Luminaire Quantity]],Table2[[#This Row],[Existing Prescribed Wattage (W)]]*Table2[[#This Row],[Existing Luminaire Quantity]]),\"\")","v":""},{"$f":"IF(Table2[Lighting  Technology] = \"Other\",(Table2[[#This Row],[Existing Luminaire Quantity]]*Table2[[#This Row],[Existing Effective Input Wattage (W)]]), IF(Table2[Existing Prescribed Wattage (W)] = \"\",\"\", IF( ISBLANK(Table2[[#This Row],[Existing Effective Input Wattage (W)]]), (Table2[[#This Row],[Existing Luminaire Quantity]]*Table2[[#This Row],[Existing Prescribed Wattage (W)]]),(Table2[[#This Row],[Existing Luminaire Quantity]]*Table2[[#This Row],[Existing Effective Input Wattage (W)]]))))","v":""},{"$f":"IF( (ISBLANK(Table2[[#This Row],[Annual Usage Hours (hrs)]])), IFERROR(Table2[[#This Row],[Reference Hours (hrs)]]*Table2[[#This Row],[Total Demand (Hidden) W]]/1000,\"\"), IFERROR(Table2[[#This Row],[Annual Usage Hours (hrs)]]*Table2[[#This Row],[Total Demand (Hidden) W]]/1000,\"\"))","v":""},null,null,{"$f":"IF(Table2[[#This Row],[Lighting  Technology]]=\"Other\", 0, IF( AND(ISBLANK(Table2[[#This Row],[BC Hydro Rebate Category ]]),ISBLANK(Table2[[#This Row],[Fortis Rebate Category ]])), \"\", IF(ISTEXT(Table2[[#This Row],[Fortis Rebate Category ]]), IFERROR(INDEX(Table13[Rebate],MATCH(Table2[[#This Row],[Fortis Rebate Category ]],Table13[Fortis New Lighting source],0)),\"\"), IF(ISTEXT(Table2[[#This Row],[BC Hydro Rebate Category ]]), IFERROR(INDEX(Table13Rebate,MATCH(Table2[[#This Row],[BC Hydro Rebate Category ]],Table13BCHRebateCategory,0)),\"\"), \"\"))))","v":""},{"$f":" IF(Table2[[#This Row],[Lighting  Technology]]=\"Other\", \"per Unit\", IF( AND(ISBLANK(Table2[[#This Row],[BC Hydro Rebate Category ]]),ISBLANK(Table2[[#This Row],[Fortis Rebate Category ]])), \"\", IF(ISTEXT(Table2[[#This Row],[Fortis Rebate Category ]]), IFERROR(INDEX(Table13PerUnit,MATCH(Table2[[#This Row],[Fortis Rebate Category ]],Table13[Fortis New Lighting source],0)),\"\"), IF(ISTEXT(Table2[[#This Row],[BC Hydro Rebate Category ]]), IFERROR(INDEX(Table13PerUnit,MATCH(Table2[[#This Row],[BC Hydro Rebate Category ]],Table13BCHRebateCategory,0)),\"\"), \"\"))))","v":""},null,{"$f":"IF( AND(ISBLANK(Table2[[#This Row],[Existing Luminaire Quantity]]),ISBLANK(Table2[[#This Row],[Prescribed Lighting Source]])), \"\", IF( OR(AND(ISNUMBER(SEARCH(\"lamp fl.\",Table2[[#This Row],[Prescribed Lighting Source]])),ISNUMBER(SEARCH(\"T8 lamp\",Table2[[#This Row],[BC Hydro Rebate Category ]]))),AND(ISNUMBER(SEARCH(\"T5HO\",Table2[[#This Row],[Prescribed Lighting Source]])),ISNUMBER(SEARCH(\"T5HO\",Table2[[#This Row],[BC Hydro Rebate Category ]]))),AND(ISNUMBER(SEARCH(\"lamp fl.\",Table2[[#This Row],[Prescribed Lighting Source]])),ISNUMBER(SEARCH(\"T8 lamp\",Table2[[#This Row],[Fortis Rebate Category ]]))),AND(ISNUMBER(SEARCH(\"T5HO\",Table2[[#This Row],[Prescribed Lighting Source]])),ISNUMBER(SEARCH(\"T5HO\",Table2[[#This Row],[Fortis Rebate Category ]])))          ),  IFERROR(INDEX(Table13NumberofLamps,MATCH(Table2[[#This Row],[Prescribed Lighting Source]],Table13ExistingLightingSource,0))*Table2[[#This Row],[Existing Luminaire Quantity]], \"-\"),  IF(Table2[[#This Row],[Lighting  Technology]]=\"Other\", IFERROR(Table2[[#This Row],[Existing Luminaire Quantity]],\"-\"), IFERROR(Table2[[#This Row],[Existing Luminaire Quantity]],\"-\"))))","v":""},{"$f":"IF( AND(ISBLANK(Table2[[#This Row],[BC Hydro Rebate Category ]]),ISBLANK(Table2[[#This Row],[Fortis Rebate Category ]])), \"\", IF(ISTEXT(Table2[[#This Row],[Fortis Rebate Category ]]), IFERROR(INDEX(Table13NewPrescribedWattage,MATCH(Table2[[#This Row],[Fortis Rebate Category ]],Table13[Fortis New Lighting source],0)),\"\"), IF(ISTEXT(Table2[[#This Row],[BC Hydro Rebate Category ]]), IFERROR(INDEX(Table13NewPrescribedWattage,MATCH(Table2[[#This Row],[BC Hydro Rebate Category ]],Table13BCHRebateCategory,0)),\"\"), \"\")))","v":""},null,null,{"$f":"IF(Table2[[#This Row],[Lighting  Technology]]=\"Other\", \"-\", IF( AND(ISBLANK(Table2[[#This Row],[BC Hydro Rebate Category ]]),ISBLANK(Table2[[#This Row],[Fortis Rebate Category ]])), \"\", IF(ISTEXT(Table2[[#This Row],[Fortis Rebate Category ]]), IFERROR(INDEX(Table13BCHECM,MATCH(Table2[[#This Row],[Fortis Rebate Category ]],Table13[Fortis New Lighting source],0)),\"\"), IF(ISTEXT(Table2[[#This Row],[BC Hydro Rebate Category ]]), IFERROR(INDEX(Table13BCHECM,MATCH(Table2[[#This Row],[BC Hydro Rebate Category ]],Table13BCHRebateCategory,0)),\"\"), \"\"))))","v":""},{"$f":"IF(Table2[[#This Row],[Lighting  Technology]]=\"Other\", 0, IF( AND(ISBLANK(Table2[[#This Row],[BC Hydro Rebate Category ]]),ISBLANK(Table2[[#This Row],[Fortis Rebate Category ]])), \"\", IF(ISTEXT(Table2[[#This Row],[Fortis Rebate Category ]]), IFERROR(INDEX(Table13Persistence,MATCH(Table2[[#This Row],[Fortis Rebate Category ]],Table13[Fortis New Lighting source],0)),\"\"), IF(ISTEXT(Table2[[#This Row],[BC Hydro Rebate Category ]]), IFERROR(INDEX(Table13Persistence,MATCH(Table2[[#This Row],[BC Hydro Rebate Category ]],Table13BCHRebateCategory,0)),\"\"), \"\"))))","v":""},null,{"$f":"IFERROR(INDEX(Table5ControlRebate,MATCH(Table2[[#This Row],[Control Type]],Table5NewControl,0)),\"\")","v":""},null,{"$f":"IF(ISBLANK(Table2[[#This Row],[Control Type]]), IF(ISBLANK(Table2[[#This Row],[Annual Usage Hours (hrs)]]),Table2[[#This Row],[Reference Hours (hrs)]], Table2[[#This Row],[Annual Usage Hours (hrs)]]), IF(AND(ISBLANK(Table2[[#This Row],[Annual Usage Hours (hrs)]]), Table2[[#This Row],[Control Type]]=\"None\"), Table2[[#This Row],[Reference Hours (hrs)]], IF(Table2[[#This Row],[Control Type]]=\"None\", Table2[[#This Row],[Annual Usage Hours (hrs)]], IF(AND(ISBLANK(Table2[[#This Row],[Annual Usage Hours (hrs)]]), Table2[[#This Row],[Control Type]]<>\"None\"), IFERROR(Table2[[#This Row],[Reference Hours (hrs)]]*0.8,\"\"), IF(Table2[[#This Row],[Control Type]]<>\"None\", IFERROR( Table2[[#This Row],[Annual Usage Hours (hrs)]]*0.8,\"\"),\"\")))))","v":""},{"$f":"IF( Table2[[#This Row],[Lighting  Technology]]=\"Other\", IF(ISBLANK(Table2[[#This Row],[Retrofit Lamp/ Luminaire Wattage (see Rebate Unit)]]),\"\",IFERROR(Table2[[#This Row],[Prescribed Quantity]]*Table2[[#This Row],[Retrofit Lamp/ Luminaire Wattage (see Rebate Unit)]],\"\")), IF(ISBLANK(Table2[[#This Row],[Retrofit Lamp/ Luminaire Wattage (see Rebate Unit)]]),IFERROR(Table2[[#This Row],[Prescribed Quantity]]*Table2[[#This Row],[Prescribed Wattage (W)]],\"\"),IFERROR(Table2[[#This Row],[Prescribed Quantity]]*Table2[[#This Row],[Retrofit Lamp/ Luminaire Wattage (see Rebate Unit)]],\"\")))","v":""},{"$f":"IFERROR((IF( Table2[[#This Row],[Lighting  Technology]]=\"Other\", Table2[[#This Row],[Prescribed Quantity]]*Table2[[#This Row],[Retrofit Lamp/ Luminaire Wattage (see Rebate Unit)]], Table2[[#This Row],[Prescribed Quantity]]*Table2[[#This Row],[Prescribed Wattage (W)]] )),\"\")","v":""},{"$f":"IF(ISBLANK(Table2[[#This Row],[New Total Demand (hidden, W)]]),\"\", IF(ISBLANK(Table2[[#This Row],[New Hours (hidden, hrs)]]), \"\", IFERROR(Table2[[#This Row],[New Hours (hidden, hrs)]]*Table2[[#This Row],[New Total Demand (hidden, W)]]/1000,\"\")))","v":""},{"$f":"IF(ISBLANK(Table2[[#This Row],[Total Demand (Hidden) W]]),\"\", IF(ISBLANK(Table2[[#This Row],[New Total Demand (hidden, W)]]), \"\", IFERROR((Table2[[#This Row],[Total Demand (Hidden) W]]-Table2[[#This Row],[New Total Demand (hidden, W)]])/1000,\"\")))","v":""},{"$f":"IF( OR(ISBLANK(Table2[[#This Row],[New Total Demand (hidden, W)]]),ISBLANK(Table2[[#This Row],[Total Demand (Hidden) W]])),\"\", IF(ISBLANK(Table2[[#This Row],[Annual Usage Hours (hrs)]]), IFERROR( Table2[[#This Row],[Reference Hours (hrs)]]*(Table2[[#This Row],[Total Demand (Hidden) W]]-Table2[[#This Row],[New Total Demand (hidden, W)]])/1000,\"\"), IFERROR( Table2[[#This Row],[Annual Usage Hours (hrs)]]*(Table2[[#This Row],[Total Demand (Hidden) W]]-Table2[[#This Row],[New Total Demand (hidden, W)]])/1000,\"\")))","v":""},{"$f":"IF( OR(ISBLANK(Table2[[#This Row],[Prescribed Total Demand (hidden, W)]]),ISBLANK(Table2[[#This Row],[Total Demand (Hidden) W]])),\"\", IF(ISBLANK(Table2[[#This Row],[Annual Usage Hours (hrs)]]), IFERROR( Table2[[#This Row],[Reference Hours (hrs)]]*((Table2[Existing Prescribed Wattage (W)]*Table2[Existing Luminaire Quantity])-Table2[[#This Row],[Prescribed Total Demand (hidden, W)]])/1000,\"\"), IFERROR( Table2[[#This Row],[Annual Usage Hours (hrs)]]*((Table2[Existing Prescribed Wattage (W)]*Table2[Existing Luminaire Quantity])-Table2[[#This Row],[Prescribed Total Demand (hidden, W)]])/1000,\"\")))","v":""},{"$f":"\"\"","v":""},{"$f":"IF(OR(Table2[[#This Row],[Control Type]]=\"None\", ISBLANK(Table2[[#This Row],[Control Type]])),\"\", IF(ISBLANK(Table2[[#This Row],[New Total Demand (hidden, W)]]),\"\", IF(ISBLANK(Table2[[#This Row],[Annual Usage Hours (hrs)]]),  IFERROR( 0.2*Table2[[#This Row],[Reference Hours (hrs)]]*Table2[[#This Row],[New Total Demand (hidden, W)]]/1000,\"\"), IFERROR( 0.2*Table2[[#This Row],[Annual Usage Hours (hrs)]]*Table2[[#This Row],[New Total Demand (hidden, W)]]/1000,\"\"))))","v":""},{"$f":"IF(AND(NOT(ISNUMBER(Table2[[#This Row],[Rebate Per Unit\n(CAD)]])),ISBLANK(Table2[[#This Row],[Control Type]])), \"\", IF(OR(Table2[[#This Row],[Rebate Per Unit\n(CAD)]]=0,AND(NOT(ISNUMBER(Table2[[#This Row],[Rebate Per Unit\n(CAD)]])), ISTEXT(Table2[[#This Row],[Control Type]]))), 0, IFERROR(Table2[[#This Row],[Prescribed Quantity]]*Table2[[#This Row],[Rebate Per Unit\n(CAD)]],\"\")))","v":""},{"$f":" IF(AND(ISBLANK(Table2[[#This Row],[Control Type]]),ISNUMBER(Table2[[#This Row],[Rebate Value (CAD)]])),0, IFERROR(Table2[[#This Row],[Control Quantity]]*Table2[[#This Row],[Control Rebate per Unit\n(CAD)]],\"\"))","v":""},{"$f":"IF(AND(ISBLANK(Table2[[#This Row],[Rebate Value (CAD)]]),ISBLANK(Table2[[#This Row],[Rebate Value for Controls (CAD)]])), \"\", IFERROR(Table2[[#This Row],[Rebate Value (CAD)]]+Table2[[#This Row],[Rebate Value for Controls (CAD)]],\"\"))","v":""},{"$f":"IF(Table2[[#This Row],[Lighting  Technology]]=\"Other\",\"Other - \"&Table2[[#This Row],[Other - Lighting Technology Description]],Table2[[#This Row],[BC Hydro Rebate Category ]])","v":0},{"$f":"Table2[[#This Row],[BC Hydro Rebate Category ]]&Table2[[#This Row],[Retrofit Part '# (mandatory to validate Rebates)]]","v":""}]
[null,null,null,null,null,null,{"$f":"IF(ISBLANK(Table2[[#This Row],[Prescribed Lighting Source]]), \"\", IFERROR( INDEX(Table13ExistingPrescribedWattage,MATCH(Table2[[#This Row],[Prescribed Lighting Source]],Table13ExistingLightingSource,0)), IFERROR(INDEX(Table13ExistingPrescribedWattage,MATCH(Table2[[#This Row],[Fortis Rebate Category ]],Table13NewLightingSource,0)),\"-\")))","v":""},null,{"$f":"IFERROR(INDEX(SpaceTypeHours,MATCH(Table2[[#This Row],[Space Type]],SpaceType,0)),\"\")","v":""},null,{"$f":"IFERROR(IF(Table2[[#This Row],[Lighting  Technology]]=\"Other\",Table2[[#This Row],[Existing Effective Input Wattage (W)]]*Table2[[#This Row],[Existing Luminaire Quantity]],Table2[[#This Row],[Existing Prescribed Wattage (W)]]*Table2[[#This Row],[Existing Luminaire Quantity]]),\"\")","v":""},{"$f":"IF(Table2[Lighting  Technology] = \"Other\",(Table2[[#This Row],[Existing Luminaire Quantity]]*Table2[[#This Row],[Existing Effective Input Wattage (W)]]), IF(Table2[Existing Prescribed Wattage (W)] = \"\",\"\", IF( ISBLANK(Table2[[#This Row],[Existing Effective Input Wattage (W)]]), (Table2[[#This Row],[Existing Luminaire Quantity]]*Table2[[#This Row],[Existing Prescribed Wattage (W)]]),(Table2[[#This Row],[Existing Luminaire Quantity]]*Table2[[#This Row],[Existing Effective Input Wattage (W)]]))))","v":""},{"$f":"IF( (ISBLANK(Table2[[#This Row],[Annual Usage Hours (hrs)]])), IFERROR(Table2[[#This Row],[Reference Hours (hrs)]]*Table2[[#This Row],[Total Demand (Hidden) W]]/1000,\"\"), IFERROR(Table2[[#This Row],[Annual Usage Hours (hrs)]]*Table2[[#This Row],[Total Demand (Hidden) W]]/1000,\"\"))","v":""},null,null,{"$f":"IF(Table2[[#This Row],[Lighting  Technology]]=\"Other\", 0, IF( AND(ISBLANK(Table2[[#This Row],[BC Hydro Rebate Category ]]),ISBLANK(Table2[[#This Row],[Fortis Rebate Category ]])), \"\", IF(ISTEXT(Table2[[#This Row],[Fortis Rebate Category ]]), IFERROR(INDEX(Table13[Rebate],MATCH(Table2[[#This Row],[Fortis Rebate Category ]],Table13[Fortis New Lighting source],0)),\"\"), IF(ISTEXT(Table2[[#This Row],[BC Hydro Rebate Category ]]), IFERROR(INDEX(Table13Rebate,MATCH(Table2[[#This Row],[BC Hydro Rebate Category ]],Table13BCHRebateCategory,0)),\"\"), \"\"))))","v":""},{"$f":" IF(Table2[[#This Row],[Lighting  Technology]]=\"Other\", \"per Unit\", IF( AND(ISBLANK(Table2[[#This Row],[BC Hydro Rebate Category ]]),ISBLANK(Table2[[#This Row],[Fortis Rebate Category ]])), \"\", IF(ISTEXT(Table2[[#This Row],[Fortis Rebate Category ]]), IFERROR(INDEX(Table13PerUnit,MATCH(Table2[[#This Row],[Fortis Rebate Category ]],Table13[Fortis New Lighting source],0)),\"\"), IF(ISTEXT(Table2[[#This Row],[BC Hydro Rebate Category ]]), IFERROR(INDEX(Table13PerUnit,MATCH(Table2[[#This Row],[BC Hydro Rebate Category ]],Table13BCHRebateCategory,0)),\"\"), \"\"))))","v":""},null,{"$f":"IF( AND(ISBLANK(Table2[[#This Row],[Existing Luminaire Quantity]]),ISBLANK(Table2[[#This Row],[Prescribed Lighting Source]])), \"\", IF( OR(AND(ISNUMBER(SEARCH(\"lamp fl.\",Table2[[#This Row],[Prescribed Lighting Source]])),ISNUMBER(SEARCH(\"T8 lamp\",Table2[[#This Row],[BC Hydro Rebate Category ]]))),AND(ISNUMBER(SEARCH(\"T5HO\",Table2[[#This Row],[Prescribed Lighting Source]])),ISNUMBER(SEARCH(\"T5HO\",Table2[[#This Row],[BC Hydro Rebate Category ]]))),AND(ISNUMBER(SEARCH(\"lamp fl.\",Table2[[#This Row],[Prescribed Lighting Source]])),ISNUMBER(SEARCH(\"T8 lamp\",Table2[[#This Row],[Fortis Rebate Category ]]))),AND(ISNUMBER(SEARCH(\"T5HO\",Table2[[#This Row],[Prescribed Lighting Source]])),ISNUMBER(SEARCH(\"T5HO\",Table2[[#This Row],[Fortis Rebate Category ]])))          ),  IFERROR(INDEX(Table13NumberofLamps,MATCH(Table2[[#This Row],[Prescribed Lighting Source]],Table13ExistingLightingSource,0))*Table2[[#This Row],[Existing Luminaire Quantity]], \"-\"),  IF(Table2[[#This Row],[Lighting  Technology]]=\"Other\", IFERROR(Table2[[#This Row],[Existing Luminaire Quantity]],\"-\"), IFERROR(Table2[[#This Row],[Existing Luminaire Quantity]],\"-\"))))","v":""},{"$f":"IF( AND(ISBLANK(Table2[[#This Row],[BC Hydro Rebate Category ]]),ISBLANK(Table2[[#This Row],[Fortis Rebate Category ]])), \"\", IF(ISTEXT(Table2[[#This Row],[Fortis Rebate Category ]]), IFERROR(INDEX(Table13NewPrescribedWattage,MATCH(Table2[[#This Row],[Fortis Rebate Category ]],Table13[Fortis New Lighting source],0)),\"\"), IF(ISTEXT(Table2[[#This Row],[BC Hydro Rebate Category ]]), IFERROR(INDEX(Table13NewPrescribedWattage,MATCH(Table2[[#This Row],[BC Hydro Rebate Category ]],Table13BCHRebateCategory,0)),\"\"), \"\")))","v":""},null,null,{"$f":"IF(Table2[[#This Row],[Lighting  Technology]]=\"Other\", \"-\", IF( AND(ISBLANK(Table2[[#This Row],[BC Hydro Rebate Category ]]),ISBLANK(Table2[[#This Row],[Fortis Rebate Category ]])), \"\", IF(ISTEXT(Table2[[#This Row],[Fortis Rebate Category ]]), IFERROR(INDEX(Table13BCHECM,MATCH(Table2[[#This Row],[Fortis Rebate Category ]],Table13[Fortis New Lighting source],0)),\"\"), IF(ISTEXT(Table2[[#This Row],[BC Hydro Rebate Category ]]), IFERROR(INDEX(Table13BCHECM,MATCH(Table2[[#This Row],[BC Hydro Rebate Category ]],Table13BCHRebateCategory,0)),\"\"), \"\"))))","v":""},{"$f":"IF(Table2[[#This Row],[Lighting  Technology]]=\"Other\", 0, IF( AND(ISBLANK(Table2[[#This Row],[BC Hydro Rebate Category ]]),ISBLANK(Table2[[#This Row],[Fortis Rebate Category ]])), \"\", IF(ISTEXT(Table2[[#This Row],[Fortis Rebate Category ]]), IFERROR(INDEX(Table13Persistence,MATCH(Table2[[#This Row],[Fortis Rebate Category ]],Table13[Fortis New Lighting source],0)),\"\"), IF(ISTEXT(Table2[[#This Row],[BC Hydro Rebate Category ]]), IFERROR(INDEX(Table13Persistence,MATCH(Table2[[#This Row],[BC Hydro Rebate Category ]],Table13BCHRebateCategory,0)),\"\"), \"\"))))","v":""},null,{"$f":"IFERROR(INDEX(Table5ControlRebate,MATCH(Table2[[#This Row],[Control Type]],Table5NewControl,0)),\"\")","v":""},null,{"$f":"IF(ISBLANK(Table2[[#This Row],[Control Type]]), IF(ISBLANK(Table2[[#This Row],[Annual Usage Hours (hrs)]]),Table2[[#This Row],[Reference Hours (hrs)]], Table2[[#This Row],[Annual Usage Hours (hrs)]]), IF(AND(ISBLANK(Table2[[#This Row],[Annual Usage Hours (hrs)]]), Table2[[#This Row],[Control Type]]=\"None\"), Table2[[#This Row],[Reference Hours (hrs)]], IF(Table2[[#This Row],[Control Type]]=\"None\", Table2[[#This Row],[Annual Usage Hours (hrs)]], IF(AND(ISBLANK(Table2[[#This Row],[Annual Usage Hours (hrs)]]), Table2[[#This Row],[Control Type]]<>\"None\"), IFERROR(Table2[[#This Row],[Reference Hours (hrs)]]*0.8,\"\"), IF(Table2[[#This Row],[Control Type]]<>\"None\", IFERROR( Table2[[#This Row],[Annual Usage Hours (hrs)]]*0.8,\"\"),\"\")))))","v":""},{"$f":"IF( Table2[[#This Row],[Lighting  Technology]]=\"Other\", IF(ISBLANK(Table2[[#This Row],[Retrofit Lamp/ Luminaire Wattage (see Rebate Unit)]]),\"\",IFERROR(Table2[[#This Row],[Prescribed Quantity]]*Table2[[#This Row],[Retrofit Lamp/ Luminaire Wattage (see Rebate Unit)]],\"\")), IF(ISBLANK(Table2[[#This Row],[Retrofit Lamp/ Luminaire Wattage (see Rebate Unit)]]),IFERROR(Table2[[#This Row],[Prescribed Quantity]]*Table2[[#This Row],[Prescribed Wattage (W)]],\"\"),IFERROR(Table2[[#This Row],[Prescribed Quantity]]*Table2[[#This Row],[Retrofit Lamp/ Luminaire Wattage (see Rebate Unit)]],\"\")))","v":""},{"$f":"IFERROR((IF( Table2[[#This Row],[Lighting  Technology]]=\"Other\", Table2[[#This Row],[Prescribed Quantity]]*Table2[[#This Row],[Retrofit Lamp/ Luminaire Wattage (see Rebate Unit)]], Table2[[#This Row],[Prescribed Quantity]]*Table2[[#This Row],[Prescribed Wattage (W)]] )),\"\")","v":""},{"$f":"IF(ISBLANK(Table2[[#This Row],[New Total Demand (hidden, W)]]),\"\", IF(ISBLANK(Table2[[#This Row],[New Hours (hidden, hrs)]]), \"\", IFERROR(Table2[[#This Row],[New Hours (hidden, hrs)]]*Table2[[#This Row],[New Total Demand (hidden, W)]]/1000,\"\")))","v":""},{"$f":"IF(ISBLANK(Table2[[#This Row],[Total Demand (Hidden) W]]),\"\", IF(ISBLANK(Table2[[#This Row],[New Total Demand (hidden, W)]]), \"\", IFERROR((Table2[[#This Row],[Total Demand (Hidden) W]]-Table2[[#This Row],[New Total Demand (hidden, W)]])/1000,\"\")))","v":""},{"$f":"IF( OR(ISBLANK(Table2[[#This Row],[New Total Demand (hidden, W)]]),ISBLANK(Table2[[#This Row],[Total Demand (Hidden) W]])),\"\", IF(ISBLANK(Table2[[#This Row],[Annual Usage Hours (hrs)]]), IFERROR( Table2[[#This Row],[Reference Hours (hrs)]]*(Table2[[#This Row],[Total Demand (Hidden) W]]-Table2[[#This Row],[New Total Demand (hidden, W)]])/1000,\"\"), IFERROR( Table2[[#This Row],[Annual Usage Hours (hrs)]]*(Table2[[#This Row],[Total Demand (Hidden) W]]-Table2[[#This Row],[New Total Demand (hidden, W)]])/1000,\"\")))","v":""},{"$f":"IF( OR(ISBLANK(Table2[[#This Row],[Prescribed Total Demand (hidden, W)]]),ISBLANK(Table2[[#This Row],[Total Demand (Hidden) W]])),\"\", IF(ISBLANK(Table2[[#This Row],[Annual Usage Hours (hrs)]]), IFERROR( Table2[[#This Row],[Reference Hours (hrs)]]*((Table2[Existing Prescribed Wattage (W)]*Table2[Existing Luminaire Quantity])-Table2[[#This Row],[Prescribed Total Demand (hidden, W)]])/1000,\"\"), IFERROR( Table2[[#This Row],[Annual Usage Hours (hrs)]]*((Table2[Existing Prescribed Wattage (W)]*Table2[Existing Luminaire Quantity])-Table2[[#This Row],[Prescribed Total Demand (hidden, W)]])/1000,\"\")))","v":""},{"$f":"\"\"","v":""},{"$f":"IF(OR(Table2[[#This Row],[Control Type]]=\"None\", ISBLANK(Table2[[#This Row],[Control Type]])),\"\", IF(ISBLANK(Table2[[#This Row],[New Total Demand (hidden, W)]]),\"\", IF(ISBLANK(Table2[[#This Row],[Annual Usage Hours (hrs)]]),  IFERROR( 0.2*Table2[[#This Row],[Reference Hours (hrs)]]*Table2[[#This Row],[New Total Demand (hidden, W)]]/1000,\"\"), IFERROR( 0.2*Table2[[#This Row],[Annual Usage Hours (hrs)]]*Table2[[#This Row],[New Total Demand (hidden, W)]]/1000,\"\"))))","v":""},{"$f":"IF(AND(NOT(ISNUMBER(Table2[[#This Row],[Rebate Per Unit\n(CAD)]])),ISBLANK(Table2[[#This Row],[Control Type]])), \"\", IF(OR(Table2[[#This Row],[Rebate Per Unit\n(CAD)]]=0,AND(NOT(ISNUMBER(Table2[[#This Row],[Rebate Per Unit\n(CAD)]])), ISTEXT(Table2[[#This Row],[Control Type]]))), 0, IFERROR(Table2[[#This Row],[Prescribed Quantity]]*Table2[[#This Row],[Rebate Per Unit\n(CAD)]],\"\")))","v":""},{"$f":" IF(AND(ISBLANK(Table2[[#This Row],[Control Type]]),ISNUMBER(Table2[[#This Row],[Rebate Value (CAD)]])),0, IFERROR(Table2[[#This Row],[Control Quantity]]*Table2[[#This Row],[Control Rebate per Unit\n(CAD)]],\"\"))","v":""},{"$f":"IF(AND(ISBLANK(Table2[[#This Row],[Rebate Value (CAD)]]),ISBLANK(Table2[[#This Row],[Rebate Value for Controls (CAD)]])), \"\", IFERROR(Table2[[#This Row],[Rebate Value (CAD)]]+Table2[[#This Row],[Rebate Value for Controls (CAD)]],\"\"))","v":""},{"$f":"IF(Table2[[#This Row],[Lighting  Technology]]=\"Other\",\"Other - \"&Table2[[#This Row],[Other - Lighting Technology Description]],Table2[[#This Row],[BC Hydro Rebate Category ]])","v":0},{"$f":"Table2[[#This Row],[BC Hydro Rebate Category ]]&Table2[[#This Row],[Retrofit Part '# (mandatory to validate Rebates)]]","v":""}]
[null,null,null,null,null,null,{"$f":"IF(ISBLANK(Table2[[#This Row],[Prescribed Lighting Source]]), \"\", IFERROR( INDEX(Table13ExistingPrescribedWattage,MATCH(Table2[[#This Row],[Prescribed Lighting Source]],Table13ExistingLightingSource,0)), IFERROR(INDEX(Table13ExistingPrescribedWattage,MATCH(Table2[[#This Row],[Fortis Rebate Category ]],Table13NewLightingSource,0)),\"-\")))","v":""},null,{"$f":"IFERROR(INDEX(SpaceTypeHours,MATCH(Table2[[#This Row],[Space Type]],SpaceType,0)),\"\")","v":""},null,{"$f":"IFERROR(IF(Table2[[#This Row],[Lighting  Technology]]=\"Other\",Table2[[#This Row],[Existing Effective Input Wattage (W)]]*Table2[[#This Row],[Existing Luminaire Quantity]],Table2[[#This Row],[Existing Prescribed Wattage (W)]]*Table2[[#This Row],[Existing Luminaire Quantity]]),\"\")","v":""},{"$f":"IF(Table2[Lighting  Technology] = \"Other\",(Table2[[#This Row],[Existing Luminaire Quantity]]*Table2[[#This Row],[Existing Effective Input Wattage (W)]]), IF(Table2[Existing Prescribed Wattage (W)] = \"\",\"\", IF( ISBLANK(Table2[[#This Row],[Existing Effective Input Wattage (W)]]), (Table2[[#This Row],[Existing Luminaire Quantity]]*Table2[[#This Row],[Existing Prescribed Wattage (W)]]),(Table2[[#This Row],[Existing Luminaire Quantity]]*Table2[[#This Row],[Existing Effective Input Wattage (W)]]))))","v":""},{"$f":"IF( (ISBLANK(Table2[[#This Row],[Annual Usage Hours (hrs)]])), IFERROR(Table2[[#This Row],[Reference Hours (hrs)]]*Table2[[#This Row],[Total Demand (Hidden) W]]/1000,\"\"), IFERROR(Table2[[#This Row],[Annual Usage Hours (hrs)]]*Table2[[#This Row],[Total Demand (Hidden) W]]/1000,\"\"))","v":""},null,null,{"$f":"IF(Table2[[#This Row],[Lighting  Technology]]=\"Other\", 0, IF( AND(ISBLANK(Table2[[#This Row],[BC Hydro Rebate Category ]]),ISBLANK(Table2[[#This Row],[Fortis Rebate Category ]])), \"\", IF(ISTEXT(Table2[[#This Row],[Fortis Rebate Category ]]), IFERROR(INDEX(Table13[Rebate],MATCH(Table2[[#This Row],[Fortis Rebate Category ]],Table13[Fortis New Lighting source],0)),\"\"), IF(ISTEXT(Table2[[#This Row],[BC Hydro Rebate Category ]]), IFERROR(INDEX(Table13Rebate,MATCH(Table2[[#This Row],[BC Hydro Rebate Category ]],Table13BCHRebateCategory,0)),\"\"), \"\"))))","v":""},{"$f":" IF(Table2[[#This Row],[Lighting  Technology]]=\"Other\", \"per Unit\", IF( AND(ISBLANK(Table2[[#This Row],[BC Hydro Rebate Category ]]),ISBLANK(Table2[[#This Row],[Fortis Rebate Category ]])), \"\", IF(ISTEXT(Table2[[#This Row],[Fortis Rebate Category ]]), IFERROR(INDEX(Table13PerUnit,MATCH(Table2[[#This Row],[Fortis Rebate Category ]],Table13[Fortis New Lighting source],0)),\"\"), IF(ISTEXT(Table2[[#This Row],[BC Hydro Rebate Category ]]), IFERROR(INDEX(Table13PerUnit,MATCH(Table2[[#This Row],[BC Hydro Rebate Category ]],Table13BCHRebateCategory,0)),\"\"), \"\"))))","v":""},null,{"$f":"IF( AND(ISBLANK(Table2[[#This Row],[Existing Luminaire Quantity]]),ISBLANK(Table2[[#This Row],[Prescribed Lighting Source]])), \"\", IF( OR(AND(ISNUMBER(SEARCH(\"lamp fl.\",Table2[[#This Row],[Prescribed Lighting Source]])),ISNUMBER(SEARCH(\"T8 lamp\",Table2[[#This Row],[BC Hydro Rebate Category ]]))),AND(ISNUMBER(SEARCH(\"T5HO\",Table2[[#This Row],[Prescribed Lighting Source]])),ISNUMBER(SEARCH(\"T5HO\",Table2[[#This Row],[BC Hydro Rebate Category ]]))),AND(ISNUMBER(SEARCH(\"lamp fl.\",Table2[[#This Row],[Prescribed Lighting Source]])),ISNUMBER(SEARCH(\"T8 lamp\",Table2[[#This Row],[Fortis Rebate Category ]]))),AND(ISNUMBER(SEARCH(\"T5HO\",Table2[[#This Row],[Prescribed Lighting Source]])),ISNUMBER(SEARCH(\"T5HO\",Table2[[#This Row],[Fortis Rebate Category ]])))          ),  IFERROR(INDEX(Table13NumberofLamps,MATCH(Table2[[#This Row],[Prescribed Lighting Source]],Table13ExistingLightingSource,0))*Table2[[#This Row],[Existing Luminaire Quantity]], \"-\"),  IF(Table2[[#This Row],[Lighting  Technology]]=\"Other\", IFERROR(Table2[[#This Row],[Existing Luminaire Quantity]],\"-\"), IFERROR(Table2[[#This Row],[Existing Luminaire Quantity]],\"-\"))))","v":""},{"$f":"IF( AND(ISBLANK(Table2[[#This Row],[BC Hydro Rebate Category ]]),ISBLANK(Table2[[#This Row],[Fortis Rebate Category ]])), \"\", IF(ISTEXT(Table2[[#This Row],[Fortis Rebate Category ]]), IFERROR(INDEX(Table13NewPrescribedWattage,MATCH(Table2[[#This Row],[Fortis Rebate Category ]],Table13[Fortis New Lighting source],0)),\"\"), IF(ISTEXT(Table2[[#This Row],[BC Hydro Rebate Category ]]), IFERROR(INDEX(Table13NewPrescribedWattage,MATCH(Table2[[#This Row],[BC Hydro Rebate Category ]],Table13BCHRebateCategory,0)),\"\"), \"\")))","v":""},null,null,{"$f":"IF(Table2[[#This Row],[Lighting  Technology]]=\"Other\", \"-\", IF( AND(ISBLANK(Table2[[#This Row],[BC Hydro Rebate Category ]]),ISBLANK(Table2[[#This Row],[Fortis Rebate Category ]])), \"\", IF(ISTEXT(Table2[[#This Row],[Fortis Rebate Category ]]), IFERROR(INDEX(Table13BCHECM,MATCH(Table2[[#This Row],[Fortis Rebate Category ]],Table13[Fortis New Lighting source],0)),\"\"), IF(ISTEXT(Table2[[#This Row],[BC Hydro Rebate Category ]]), IFERROR(INDEX(Table13BCHECM,MATCH(Table2[[#This Row],[BC Hydro Rebate Category ]],Table13BCHRebateCategory,0)),\"\"), \"\"))))","v":""},{"$f":"IF(Table2[[#This Row],[Lighting  Technology]]=\"Other\", 0, IF( AND(ISBLANK(Table2[[#This Row],[BC Hydro Rebate Category ]]),ISBLANK(Table2[[#This Row],[Fortis Rebate Category ]])), \"\", IF(ISTEXT(Table2[[#This Row],[Fortis Rebate Category ]]), IFERROR(INDEX(Table13Persistence,MATCH(Table2[[#This Row],[Fortis Rebate Category ]],Table13[Fortis New Lighting source],0)),\"\"), IF(ISTEXT(Table2[[#This Row],[BC Hydro Rebate Category ]]), IFERROR(INDEX(Table13Persistence,MATCH(Table2[[#This Row],[BC Hydro Rebate Category ]],Table13BCHRebateCategory,0)),\"\"), \"\"))))","v":""},null,{"$f":"IFERROR(INDEX(Table5ControlRebate,MATCH(Table2[[#This Row],[Control Type]],Table5NewControl,0)),\"\")","v":""},null,{"$f":"IF(ISBLANK(Table2[[#This Row],[Control Type]]), IF(ISBLANK(Table2[[#This Row],[Annual Usage Hours (hrs)]]),Table2[[#This Row],[Reference Hours (hrs)]], Table2[[#This Row],[Annual Usage Hours (hrs)]]), IF(AND(ISBLANK(Table2[[#This Row],[Annual Usage Hours (hrs)]]), Table2[[#This Row],[Control Type]]=\"None\"), Table2[[#This Row],[Reference Hours (hrs)]], IF(Table2[[#This Row],[Control Type]]=\"None\", Table2[[#This Row],[Annual Usage Hours (hrs)]], IF(AND(ISBLANK(Table2[[#This Row],[Annual Usage Hours (hrs)]]), Table2[[#This Row],[Control Type]]<>\"None\"), IFERROR(Table2[[#This Row],[Reference Hours (hrs)]]*0.8,\"\"), IF(Table2[[#This Row],[Control Type]]<>\"None\", IFERROR( Table2[[#This Row],[Annual Usage Hours (hrs)]]*0.8,\"\"),\"\")))))","v":""},{"$f":"IF( Table2[[#This Row],[Lighting  Technology]]=\"Other\", IF(ISBLANK(Table2[[#This Row],[Retrofit Lamp/ Luminaire Wattage (see Rebate Unit)]]),\"\",IFERROR(Table2[[#This Row],[Prescribed Quantity]]*Table2[[#This Row],[Retrofit Lamp/ Luminaire Wattage (see Rebate Unit)]],\"\")), IF(ISBLANK(Table2[[#This Row],[Retrofit Lamp/ Luminaire Wattage (see Rebate Unit)]]),IFERROR(Table2[[#This Row],[Prescribed Quantity]]*Table2[[#This Row],[Prescribed Wattage (W)]],\"\"),IFERROR(Table2[[#This Row],[Prescribed Quantity]]*Table2[[#This Row],[Retrofit Lamp/ Luminaire Wattage (see Rebate Unit)]],\"\")))","v":""},{"$f":"IFERROR((IF( Table2[[#This Row],[Lighting  Technology]]=\"Other\", Table2[[#This Row],[Prescribed Quantity]]*Table2[[#This Row],[Retrofit Lamp/ Luminaire Wattage (see Rebate Unit)]], Table2[[#This Row],[Prescribed Quantity]]*Table2[[#This Row],[Prescribed Wattage (W)]] )),\"\")","v":""},{"$f":"IF(ISBLANK(Table2[[#This Row],[New Total Demand (hidden, W)]]),\"\", IF(ISBLANK(Table2[[#This Row],[New Hours (hidden, hrs)]]), \"\", IFERROR(Table2[[#This Row],[New Hours (hidden, hrs)]]*Table2[[#This Row],[New Total Demand (hidden, W)]]/1000,\"\")))","v":""},{"$f":"IF(ISBLANK(Table2[[#This Row],[Total Demand (Hidden) W]]),\"\", IF(ISBLANK(Table2[[#This Row],[New Total Demand (hidden, W)]]), \"\", IFERROR((Table2[[#This Row],[Total Demand (Hidden) W]]-Table2[[#This Row],[New Total Demand (hidden, W)]])/1000,\"\")))","v":""},{"$f":"IF( OR(ISBLANK(Table2[[#This Row],[New Total Demand (hidden, W)]]),ISBLANK(Table2[[#This Row],[Total Demand (Hidden) W]])),\"\", IF(ISBLANK(Table2[[#This Row],[Annual Usage Hours (hrs)]]), IFERROR( Table2[[#This Row],[Reference Hours (hrs)]]*(Table2[[#This Row],[Total Demand (Hidden) W]]-Table2[[#This Row],[New Total Demand (hidden, W)]])/1000,\"\"), IFERROR( Table2[[#This Row],[Annual Usage Hours (hrs)]]*(Table2[[#This Row],[Total Demand (Hidden) W]]-Table2[[#This Row],[New Total Demand (hidden, W)]])/1000,\"\")))","v":""},{"$f":"IF( OR(ISBLANK(Table2[[#This Row],[Prescribed Total Demand (hidden, W)]]),ISBLANK(Table2[[#This Row],[Total Demand (Hidden) W]])),\"\", IF(ISBLANK(Table2[[#This Row],[Annual Usage Hours (hrs)]]), IFERROR( Table2[[#This Row],[Reference Hours (hrs)]]*((Table2[Existing Prescribed Wattage (W)]*Table2[Existing Luminaire Quantity])-Table2[[#This Row],[Prescribed Total Demand (hidden, W)]])/1000,\"\"), IFERROR( Table2[[#This Row],[Annual Usage Hours (hrs)]]*((Table2[Existing Prescribed Wattage (W)]*Table2[Existing Luminaire Quantity])-Table2[[#This Row],[Prescribed Total Demand (hidden, W)]])/1000,\"\")))","v":""},{"$f":"\"\"","v":""},{"$f":"IF(OR(Table2[[#This Row],[Control Type]]=\"None\", ISBLANK(Table2[[#This Row],[Control Type]])),\"\", IF(ISBLANK(Table2[[#This Row],[New Total Demand (hidden, W)]]),\"\", IF(ISBLANK(Table2[[#This Row],[Annual Usage Hours (hrs)]]),  IFERROR( 0.2*Table2[[#This Row],[Reference Hours (hrs)]]*Table2[[#This Row],[New Total Demand (hidden, W)]]/1000,\"\"), IFERROR( 0.2*Table2[[#This Row],[Annual Usage Hours (hrs)]]*Table2[[#This Row],[New Total Demand (hidden, W)]]/1000,\"\"))))","v":""},{"$f":"IF(AND(NOT(ISNUMBER(Table2[[#This Row],[Rebate Per Unit\n(CAD)]])),ISBLANK(Table2[[#This Row],[Control Type]])), \"\", IF(OR(Table2[[#This Row],[Rebate Per Unit\n(CAD)]]=0,AND(NOT(ISNUMBER(Table2[[#This Row],[Rebate Per Unit\n(CAD)]])), ISTEXT(Table2[[#This Row],[Control Type]]))), 0, IFERROR(Table2[[#This Row],[Prescribed Quantity]]*Table2[[#This Row],[Rebate Per Unit\n(CAD)]],\"\")))","v":""},{"$f":" IF(AND(ISBLANK(Table2[[#This Row],[Control Type]]),ISNUMBER(Table2[[#This Row],[Rebate Value (CAD)]])),0, IFERROR(Table2[[#This Row],[Control Quantity]]*Table2[[#This Row],[Control Rebate per Unit\n(CAD)]],\"\"))","v":""},{"$f":"IF(AND(ISBLANK(Table2[[#This Row],[Rebate Value (CAD)]]),ISBLANK(Table2[[#This Row],[Rebate Value for Controls (CAD)]])), \"\", IFERROR(Table2[[#This Row],[Rebate Value (CAD)]]+Table2[[#This Row],[Rebate Value for Controls (CAD)]],\"\"))","v":""},{"$f":"IF(Table2[[#This Row],[Lighting  Technology]]=\"Other\",\"Other - \"&Table2[[#This Row],[Other - Lighting Technology Description]],Table2[[#This Row],[BC Hydro Rebate Category ]])","v":0},{"$f":"Table2[[#This Row],[BC Hydro Rebate Category ]]&Table2[[#This Row],[Retrofit Part '# (mandatory to validate Rebates)]]","v":""}]
[null,null,null,null,null,null,{"$f":"IF(ISBLANK(Table2[[#This Row],[Prescribed Lighting Source]]), \"\", IFERROR( INDEX(Table13ExistingPrescribedWattage,MATCH(Table2[[#This Row],[Prescribed Lighting Source]],Table13ExistingLightingSource,0)), IFERROR(INDEX(Table13ExistingPrescribedWattage,MATCH(Table2[[#This Row],[Fortis Rebate Category ]],Table13NewLightingSource,0)),\"-\")))","v":""},null,{"$f":"IFERROR(INDEX(SpaceTypeHours,MATCH(Table2[[#This Row],[Space Type]],SpaceType,0)),\"\")","v":""},null,{"$f":"IFERROR(IF(Table2[[#This Row],[Lighting  Technology]]=\"Other\",Table2[[#This Row],[Existing Effective Input Wattage (W)]]*Table2[[#This Row],[Existing Luminaire Quantity]],Table2[[#This Row],[Existing Prescribed Wattage (W)]]*Table2[[#This Row],[Existing Luminaire Quantity]]),\"\")","v":""},{"$f":"IF(Table2[Lighting  Technology] = \"Other\",(Table2[[#This Row],[Existing Luminaire Quantity]]*Table2[[#This Row],[Existing Effective Input Wattage (W)]]), IF(Table2[Existing Prescribed Wattage (W)] = \"\",\"\", IF( ISBLANK(Table2[[#This Row],[Existing Effective Input Wattage (W)]]), (Table2[[#This Row],[Existing Luminaire Quantity]]*Table2[[#This Row],[Existing Prescribed Wattage (W)]]),(Table2[[#This Row],[Existing Luminaire Quantity]]*Table2[[#This Row],[Existing Effective Input Wattage (W)]]))))","v":""},{"$f":"IF( (ISBLANK(Table2[[#This Row],[Annual Usage Hours (hrs)]])), IFERROR(Table2[[#This Row],[Reference Hours (hrs)]]*Table2[[#This Row],[Total Demand (Hidden) W]]/1000,\"\"), IFERROR(Table2[[#This Row],[Annual Usage Hours (hrs)]]*Table2[[#This Row],[Total Demand (Hidden) W]]/1000,\"\"))","v":""},null,null,{"$f":"IF(Table2[[#This Row],[Lighting  Technology]]=\"Other\", 0, IF( AND(ISBLANK(Table2[[#This Row],[BC Hydro Rebate Category ]]),ISBLANK(Table2[[#This Row],[Fortis Rebate Category ]])), \"\", IF(ISTEXT(Table2[[#This Row],[Fortis Rebate Category ]]), IFERROR(INDEX(Table13[Rebate],MATCH(Table2[[#This Row],[Fortis Rebate Category ]],Table13[Fortis New Lighting source],0)),\"\"), IF(ISTEXT(Table2[[#This Row],[BC Hydro Rebate Category ]]), IFERROR(INDEX(Table13Rebate,MATCH(Table2[[#This Row],[BC Hydro Rebate Category ]],Table13BCHRebateCategory,0)),\"\"), \"\"))))","v":""},{"$f":" IF(Table2[[#This Row],[Lighting  Technology]]=\"Other\", \"per Unit\", IF( AND(ISBLANK(Table2[[#This Row],[BC Hydro Rebate Category ]]),ISBLANK(Table2[[#This Row],[Fortis Rebate Category ]])), \"\", IF(ISTEXT(Table2[[#This Row],[Fortis Rebate Category ]]), IFERROR(INDEX(Table13PerUnit,MATCH(Table2[[#This Row],[Fortis Rebate Category ]],Table13[Fortis New Lighting source],0)),\"\"), IF(ISTEXT(Table2[[#This Row],[BC Hydro Rebate Category ]]), IFERROR(INDEX(Table13PerUnit,MATCH(Table2[[#This Row],[BC Hydro Rebate Category ]],Table13BCHRebateCategory,0)),\"\"), \"\"))))","v":""},null,{"$f":"IF( AND(ISBLANK(Table2[[#This Row],[Existing Luminaire Quantity]]),ISBLANK(Table2[[#This Row],[Prescribed Lighting Source]])), \"\", IF( OR(AND(ISNUMBER(SEARCH(\"lamp fl.\",Table2[[#This Row],[Prescribed Lighting Source]])),ISNUMBER(SEARCH(\"T8 lamp\",Table2[[#This Row],[BC Hydro Rebate Category ]]))),AND(ISNUMBER(SEARCH(\"T5HO\",Table2[[#This Row],[Prescribed Lighting Source]])),ISNUMBER(SEARCH(\"T5HO\",Table2[[#This Row],[BC Hydro Rebate Category ]]))),AND(ISNUMBER(SEARCH(\"lamp fl.\",Table2[[#This Row],[Prescribed Lighting Source]])),ISNUMBER(SEARCH(\"T8 lamp\",Table2[[#This Row],[Fortis Rebate Category ]]))),AND(ISNUMBER(SEARCH(\"T5HO\",Table2[[#This Row],[Prescribed Lighting Source]])),ISNUMBER(SEARCH(\"T5HO\",Table2[[#This Row],[Fortis Rebate Category ]])))          ),  IFERROR(INDEX(Table13NumberofLamps,MATCH(Table2[[#This Row],[Prescribed Lighting Source]],Table13ExistingLightingSource,0))*Table2[[#This Row],[Existing Luminaire Quantity]], \"-\"),  IF(Table2[[#This Row],[Lighting  Technology]]=\"Other\", IFERROR(Table2[[#This Row],[Existing Luminaire Quantity]],\"-\"), IFERROR(Table2[[#This Row],[Existing Luminaire Quantity]],\"-\"))))","v":""},{"$f":"IF( AND(ISBLANK(Table2[[#This Row],[BC Hydro Rebate Category ]]),ISBLANK(Table2[[#This Row],[Fortis Rebate Category ]])), \"\", IF(ISTEXT(Table2[[#This Row],[Fortis Rebate Category ]]), IFERROR(INDEX(Table13NewPrescribedWattage,MATCH(Table2[[#This Row],[Fortis Rebate Category ]],Table13[Fortis New Lighting source],0)),\"\"), IF(ISTEXT(Table2[[#This Row],[BC Hydro Rebate Category ]]), IFERROR(INDEX(Table13NewPrescribedWattage,MATCH(Table2[[#This Row],[BC Hydro Rebate Category ]],Table13BCHRebateCategory,0)),\"\"), \"\")))","v":""},null,null,{"$f":"IF(Table2[[#This Row],[Lighting  Technology]]=\"Other\", \"-\", IF( AND(ISBLANK(Table2[[#This Row],[BC Hydro Rebate Category ]]),ISBLANK(Table2[[#This Row],[Fortis Rebate Category ]])), \"\", IF(ISTEXT(Table2[[#This Row],[Fortis Rebate Category ]]), IFERROR(INDEX(Table13BCHECM,MATCH(Table2[[#This Row],[Fortis Rebate Category ]],Table13[Fortis New Lighting source],0)),\"\"), IF(ISTEXT(Table2[[#This Row],[BC Hydro Rebate Category ]]), IFERROR(INDEX(Table13BCHECM,MATCH(Table2[[#This Row],[BC Hydro Rebate Category ]],Table13BCHRebateCategory,0)),\"\"), \"\"))))","v":""},{"$f":"IF(Table2[[#This Row],[Lighting  Technology]]=\"Other\", 0, IF( AND(ISBLANK(Table2[[#This Row],[BC Hydro Rebate Category ]]),ISBLANK(Table2[[#This Row],[Fortis Rebate Category ]])), \"\", IF(ISTEXT(Table2[[#This Row],[Fortis Rebate Category ]]), IFERROR(INDEX(Table13Persistence,MATCH(Table2[[#This Row],[Fortis Rebate Category ]],Table13[Fortis New Lighting source],0)),\"\"), IF(ISTEXT(Table2[[#This Row],[BC Hydro Rebate Category ]]), IFERROR(INDEX(Table13Persistence,MATCH(Table2[[#This Row],[BC Hydro Rebate Category ]],Table13BCHRebateCategory,0)),\"\"), \"\"))))","v":""},null,{"$f":"IFERROR(INDEX(Table5ControlRebate,MATCH(Table2[[#This Row],[Control Type]],Table5NewControl,0)),\"\")","v":""},null,{"$f":"IF(ISBLANK(Table2[[#This Row],[Control Type]]), IF(ISBLANK(Table2[[#This Row],[Annual Usage Hours (hrs)]]),Table2[[#This Row],[Reference Hours (hrs)]], Table2[[#This Row],[Annual Usage Hours (hrs)]]), IF(AND(ISBLANK(Table2[[#This Row],[Annual Usage Hours (hrs)]]), Table2[[#This Row],[Control Type]]=\"None\"), Table2[[#This Row],[Reference Hours (hrs)]], IF(Table2[[#This Row],[Control Type]]=\"None\", Table2[[#This Row],[Annual Usage Hours (hrs)]], IF(AND(ISBLANK(Table2[[#This Row],[Annual Usage Hours (hrs)]]), Table2[[#This Row],[Control Type]]<>\"None\"), IFERROR(Table2[[#This Row],[Reference Hours (hrs)]]*0.8,\"\"), IF(Table2[[#This Row],[Control Type]]<>\"None\", IFERROR( Table2[[#This Row],[Annual Usage Hours (hrs)]]*0.8,\"\"),\"\")))))","v":""},{"$f":"IF( Table2[[#This Row],[Lighting  Technology]]=\"Other\", IF(ISBLANK(Table2[[#This Row],[Retrofit Lamp/ Luminaire Wattage (see Rebate Unit)]]),\"\",IFERROR(Table2[[#This Row],[Prescribed Quantity]]*Table2[[#This Row],[Retrofit Lamp/ Luminaire Wattage (see Rebate Unit)]],\"\")), IF(ISBLANK(Table2[[#This Row],[Retrofit Lamp/ Luminaire Wattage (see Rebate Unit)]]),IFERROR(Table2[[#This Row],[Prescribed Quantity]]*Table2[[#This Row],[Prescribed Wattage (W)]],\"\"),IFERROR(Table2[[#This Row],[Prescribed Quantity]]*Table2[[#This Row],[Retrofit Lamp/ Luminaire Wattage (see Rebate Unit)]],\"\")))","v":""},{"$f":"IFERROR((IF( Table2[[#This Row],[Lighting  Technology]]=\"Other\", Table2[[#This Row],[Prescribed Quantity]]*Table2[[#This Row],[Retrofit Lamp/ Luminaire Wattage (see Rebate Unit)]], Table2[[#This Row],[Prescribed Quantity]]*Table2[[#This Row],[Prescribed Wattage (W)]] )),\"\")","v":""},{"$f":"IF(ISBLANK(Table2[[#This Row],[New Total Demand (hidden, W)]]),\"\", IF(ISBLANK(Table2[[#This Row],[New Hours (hidden, hrs)]]), \"\", IFERROR(Table2[[#This Row],[New Hours (hidden, hrs)]]*Table2[[#This Row],[New Total Demand (hidden, W)]]/1000,\"\")))","v":""},{"$f":"IF(ISBLANK(Table2[[#This Row],[Total Demand (Hidden) W]]),\"\", IF(ISBLANK(Table2[[#This Row],[New Total Demand (hidden, W)]]), \"\", IFERROR((Table2[[#This Row],[Total Demand (Hidden) W]]-Table2[[#This Row],[New Total Demand (hidden, W)]])/1000,\"\")))","v":""},{"$f":"IF( OR(ISBLANK(Table2[[#This Row],[New Total Demand (hidden, W)]]),ISBLANK(Table2[[#This Row],[Total Demand (Hidden) W]])),\"\", IF(ISBLANK(Table2[[#This Row],[Annual Usage Hours (hrs)]]), IFERROR( Table2[[#This Row],[Reference Hours (hrs)]]*(Table2[[#This Row],[Total Demand (Hidden) W]]-Table2[[#This Row],[New Total Demand (hidden, W)]])/1000,\"\"), IFERROR( Table2[[#This Row],[Annual Usage Hours (hrs)]]*(Table2[[#This Row],[Total Demand (Hidden) W]]-Table2[[#This Row],[New Total Demand (hidden, W)]])/1000,\"\")))","v":""},{"$f":"IF( OR(ISBLANK(Table2[[#This Row],[Prescribed Total Demand (hidden, W)]]),ISBLANK(Table2[[#This Row],[Total Demand (Hidden) W]])),\"\", IF(ISBLANK(Table2[[#This Row],[Annual Usage Hours (hrs)]]), IFERROR( Table2[[#This Row],[Reference Hours (hrs)]]*((Table2[Existing Prescribed Wattage (W)]*Table2[Existing Luminaire Quantity])-Table2[[#This Row],[Prescribed Total Demand (hidden, W)]])/1000,\"\"), IFERROR( Table2[[#This Row],[Annual Usage Hours (hrs)]]*((Table2[Existing Prescribed Wattage (W)]*Table2[Existing Luminaire Quantity])-Table2[[#This Row],[Prescribed Total Demand (hidden, W)]])/1000,\"\")))","v":""},{"$f":"\"\"","v":""},{"$f":"IF(OR(Table2[[#This Row],[Control Type]]=\"None\", ISBLANK(Table2[[#This Row],[Control Type]])),\"\", IF(ISBLANK(Table2[[#This Row],[New Total Demand (hidden, W)]]),\"\", IF(ISBLANK(Table2[[#This Row],[Annual Usage Hours (hrs)]]),  IFERROR( 0.2*Table2[[#This Row],[Reference Hours (hrs)]]*Table2[[#This Row],[New Total Demand (hidden, W)]]/1000,\"\"), IFERROR( 0.2*Table2[[#This Row],[Annual Usage Hours (hrs)]]*Table2[[#This Row],[New Total Demand (hidden, W)]]/1000,\"\"))))","v":""},{"$f":"IF(AND(NOT(ISNUMBER(Table2[[#This Row],[Rebate Per Unit\n(CAD)]])),ISBLANK(Table2[[#This Row],[Control Type]])), \"\", IF(OR(Table2[[#This Row],[Rebate Per Unit\n(CAD)]]=0,AND(NOT(ISNUMBER(Table2[[#This Row],[Rebate Per Unit\n(CAD)]])), ISTEXT(Table2[[#This Row],[Control Type]]))), 0, IFERROR(Table2[[#This Row],[Prescribed Quantity]]*Table2[[#This Row],[Rebate Per Unit\n(CAD)]],\"\")))","v":""},{"$f":" IF(AND(ISBLANK(Table2[[#This Row],[Control Type]]),ISNUMBER(Table2[[#This Row],[Rebate Value (CAD)]])),0, IFERROR(Table2[[#This Row],[Control Quantity]]*Table2[[#This Row],[Control Rebate per Unit\n(CAD)]],\"\"))","v":""},{"$f":"IF(AND(ISBLANK(Table2[[#This Row],[Rebate Value (CAD)]]),ISBLANK(Table2[[#This Row],[Rebate Value for Controls (CAD)]])), \"\", IFERROR(Table2[[#This Row],[Rebate Value (CAD)]]+Table2[[#This Row],[Rebate Value for Controls (CAD)]],\"\"))","v":""},{"$f":"IF(Table2[[#This Row],[Lighting  Technology]]=\"Other\",\"Other - \"&Table2[[#This Row],[Other - Lighting Technology Description]],Table2[[#This Row],[BC Hydro Rebate Category ]])","v":0},{"$f":"Table2[[#This Row],[BC Hydro Rebate Category ]]&Table2[[#This Row],[Retrofit Part '# (mandatory to validate Rebates)]]","v":""}]
[null,null,null,null,null,null,{"$f":"IF(ISBLANK(Table2[[#This Row],[Prescribed Lighting Source]]), \"\", IFERROR( INDEX(Table13ExistingPrescribedWattage,MATCH(Table2[[#This Row],[Prescribed Lighting Source]],Table13ExistingLightingSource,0)), IFERROR(INDEX(Table13ExistingPrescribedWattage,MATCH(Table2[[#This Row],[Fortis Rebate Category ]],Table13NewLightingSource,0)),\"-\")))","v":""},null,{"$f":"IFERROR(INDEX(SpaceTypeHours,MATCH(Table2[[#This Row],[Space Type]],SpaceType,0)),\"\")","v":""},null,{"$f":"IFERROR(IF(Table2[[#This Row],[Lighting  Technology]]=\"Other\",Table2[[#This Row],[Existing Effective Input Wattage (W)]]*Table2[[#This Row],[Existing Luminaire Quantity]],Table2[[#This Row],[Existing Prescribed Wattage (W)]]*Table2[[#This Row],[Existing Luminaire Quantity]]),\"\")","v":""},{"$f":"IF(Table2[Lighting  Technology] = \"Other\",(Table2[[#This Row],[Existing Luminaire Quantity]]*Table2[[#This Row],[Existing Effective Input Wattage (W)]]), IF(Table2[Existing Prescribed Wattage (W)] = \"\",\"\", IF( ISBLANK(Table2[[#This Row],[Existing Effective Input Wattage (W)]]), (Table2[[#This Row],[Existing Luminaire Quantity]]*Table2[[#This Row],[Existing Prescribed Wattage (W)]]),(Table2[[#This Row],[Existing Luminaire Quantity]]*Table2[[#This Row],[Existing Effective Input Wattage (W)]]))))","v":""},{"$f":"IF( (ISBLANK(Table2[[#This Row],[Annual Usage Hours (hrs)]])), IFERROR(Table2[[#This Row],[Reference Hours (hrs)]]*Table2[[#This Row],[Total Demand (Hidden) W]]/1000,\"\"), IFERROR(Table2[[#This Row],[Annual Usage Hours (hrs)]]*Table2[[#This Row],[Total Demand (Hidden) W]]/1000,\"\"))","v":""},null,null,{"$f":"IF(Table2[[#This Row],[Lighting  Technology]]=\"Other\", 0, IF( AND(ISBLANK(Table2[[#This Row],[BC Hydro Rebate Category ]]),ISBLANK(Table2[[#This Row],[Fortis Rebate Category ]])), \"\", IF(ISTEXT(Table2[[#This Row],[Fortis Rebate Category ]]), IFERROR(INDEX(Table13[Rebate],MATCH(Table2[[#This Row],[Fortis Rebate Category ]],Table13[Fortis New Lighting source],0)),\"\"), IF(ISTEXT(Table2[[#This Row],[BC Hydro Rebate Category ]]), IFERROR(INDEX(Table13Rebate,MATCH(Table2[[#This Row],[BC Hydro Rebate Category ]],Table13BCHRebateCategory,0)),\"\"), \"\"))))","v":""},{"$f":" IF(Table2[[#This Row],[Lighting  Technology]]=\"Other\", \"per Unit\", IF( AND(ISBLANK(Table2[[#This Row],[BC Hydro Rebate Category ]]),ISBLANK(Table2[[#This Row],[Fortis Rebate Category ]])), \"\", IF(ISTEXT(Table2[[#This Row],[Fortis Rebate Category ]]), IFERROR(INDEX(Table13PerUnit,MATCH(Table2[[#This Row],[Fortis Rebate Category ]],Table13[Fortis New Lighting source],0)),\"\"), IF(ISTEXT(Table2[[#This Row],[BC Hydro Rebate Category ]]), IFERROR(INDEX(Table13PerUnit,MATCH(Table2[[#This Row],[BC Hydro Rebate Category ]],Table13BCHRebateCategory,0)),\"\"), \"\"))))","v":""},null,{"$f":"IF( AND(ISBLANK(Table2[[#This Row],[Existing Luminaire Quantity]]),ISBLANK(Table2[[#This Row],[Prescribed Lighting Source]])), \"\", IF( OR(AND(ISNUMBER(SEARCH(\"lamp fl.\",Table2[[#This Row],[Prescribed Lighting Source]])),ISNUMBER(SEARCH(\"T8 lamp\",Table2[[#This Row],[BC Hydro Rebate Category ]]))),AND(ISNUMBER(SEARCH(\"T5HO\",Table2[[#This Row],[Prescribed Lighting Source]])),ISNUMBER(SEARCH(\"T5HO\",Table2[[#This Row],[BC Hydro Rebate Category ]]))),AND(ISNUMBER(SEARCH(\"lamp fl.\",Table2[[#This Row],[Prescribed Lighting Source]])),ISNUMBER(SEARCH(\"T8 lamp\",Table2[[#This Row],[Fortis Rebate Category ]]))),AND(ISNUMBER(SEARCH(\"T5HO\",Table2[[#This Row],[Prescribed Lighting Source]])),ISNUMBER(SEARCH(\"T5HO\",Table2[[#This Row],[Fortis Rebate Category ]])))          ),  IFERROR(INDEX(Table13NumberofLamps,MATCH(Table2[[#This Row],[Prescribed Lighting Source]],Table13ExistingLightingSource,0))*Table2[[#This Row],[Existing Luminaire Quantity]], \"-\"),  IF(Table2[[#This Row],[Lighting  Technology]]=\"Other\", IFERROR(Table2[[#This Row],[Existing Luminaire Quantity]],\"-\"), IFERROR(Table2[[#This Row],[Existing Luminaire Quantity]],\"-\"))))","v":""},{"$f":"IF( AND(ISBLANK(Table2[[#This Row],[BC Hydro Rebate Category ]]),ISBLANK(Table2[[#This Row],[Fortis Rebate Category ]])), \"\", IF(ISTEXT(Table2[[#This Row],[Fortis Rebate Category ]]), IFERROR(INDEX(Table13NewPrescribedWattage,MATCH(Table2[[#This Row],[Fortis Rebate Category ]],Table13[Fortis New Lighting source],0)),\"\"), IF(ISTEXT(Table2[[#This Row],[BC Hydro Rebate Category ]]), IFERROR(INDEX(Table13NewPrescribedWattage,MATCH(Table2[[#This Row],[BC Hydro Rebate Category ]],Table13BCHRebateCategory,0)),\"\"), \"\")))","v":""},null,null,{"$f":"IF(Table2[[#This Row],[Lighting  Technology]]=\"Other\", \"-\", IF( AND(ISBLANK(Table2[[#This Row],[BC Hydro Rebate Category ]]),ISBLANK(Table2[[#This Row],[Fortis Rebate Category ]])), \"\", IF(ISTEXT(Table2[[#This Row],[Fortis Rebate Category ]]), IFERROR(INDEX(Table13BCHECM,MATCH(Table2[[#This Row],[Fortis Rebate Category ]],Table13[Fortis New Lighting source],0)),\"\"), IF(ISTEXT(Table2[[#This Row],[BC Hydro Rebate Category ]]), IFERROR(INDEX(Table13BCHECM,MATCH(Table2[[#This Row],[BC Hydro Rebate Category ]],Table13BCHRebateCategory,0)),\"\"), \"\"))))","v":""},{"$f":"IF(Table2[[#This Row],[Lighting  Technology]]=\"Other\", 0, IF( AND(ISBLANK(Table2[[#This Row],[BC Hydro Rebate Category ]]),ISBLANK(Table2[[#This Row],[Fortis Rebate Category ]])), \"\", IF(ISTEXT(Table2[[#This Row],[Fortis Rebate Category ]]), IFERROR(INDEX(Table13Persistence,MATCH(Table2[[#This Row],[Fortis Rebate Category ]],Table13[Fortis New Lighting source],0)),\"\"), IF(ISTEXT(Table2[[#This Row],[BC Hydro Rebate Category ]]), IFERROR(INDEX(Table13Persistence,MATCH(Table2[[#This Row],[BC Hydro Rebate Category ]],Table13BCHRebateCategory,0)),\"\"), \"\"))))","v":""},null,{"$f":"IFERROR(INDEX(Table5ControlRebate,MATCH(Table2[[#This Row],[Control Type]],Table5NewControl,0)),\"\")","v":""},null,{"$f":"IF(ISBLANK(Table2[[#This Row],[Control Type]]), IF(ISBLANK(Table2[[#This Row],[Annual Usage Hours (hrs)]]),Table2[[#This Row],[Reference Hours (hrs)]], Table2[[#This Row],[Annual Usage Hours (hrs)]]), IF(AND(ISBLANK(Table2[[#This Row],[Annual Usage Hours (hrs)]]), Table2[[#This Row],[Control Type]]=\"None\"), Table2[[#This Row],[Reference Hours (hrs)]], IF(Table2[[#This Row],[Control Type]]=\"None\", Table2[[#This Row],[Annual Usage Hours (hrs)]], IF(AND(ISBLANK(Table2[[#This Row],[Annual Usage Hours (hrs)]]), Table2[[#This Row],[Control Type]]<>\"None\"), IFERROR(Table2[[#This Row],[Reference Hours (hrs)]]*0.8,\"\"), IF(Table2[[#This Row],[Control Type]]<>\"None\", IFERROR( Table2[[#This Row],[Annual Usage Hours (hrs)]]*0.8,\"\"),\"\")))))","v":""},{"$f":"IF( Table2[[#This Row],[Lighting  Technology]]=\"Other\", IF(ISBLANK(Table2[[#This Row],[Retrofit Lamp/ Luminaire Wattage (see Rebate Unit)]]),\"\",IFERROR(Table2[[#This Row],[Prescribed Quantity]]*Table2[[#This Row],[Retrofit Lamp/ Luminaire Wattage (see Rebate Unit)]],\"\")), IF(ISBLANK(Table2[[#This Row],[Retrofit Lamp/ Luminaire Wattage (see Rebate Unit)]]),IFERROR(Table2[[#This Row],[Prescribed Quantity]]*Table2[[#This Row],[Prescribed Wattage (W)]],\"\"),IFERROR(Table2[[#This Row],[Prescribed Quantity]]*Table2[[#This Row],[Retrofit Lamp/ Luminaire Wattage (see Rebate Unit)]],\"\")))","v":""},{"$f":"IFERROR((IF( Table2[[#This Row],[Lighting  Technology]]=\"Other\", Table2[[#This Row],[Prescribed Quantity]]*Table2[[#This Row],[Retrofit Lamp/ Luminaire Wattage (see Rebate Unit)]], Table2[[#This Row],[Prescribed Quantity]]*Table2[[#This Row],[Prescribed Wattage (W)]] )),\"\")","v":""},{"$f":"IF(ISBLANK(Table2[[#This Row],[New Total Demand (hidden, W)]]),\"\", IF(ISBLANK(Table2[[#This Row],[New Hours (hidden, hrs)]]), \"\", IFERROR(Table2[[#This Row],[New Hours (hidden, hrs)]]*Table2[[#This Row],[New Total Demand (hidden, W)]]/1000,\"\")))","v":""},{"$f":"IF(ISBLANK(Table2[[#This Row],[Total Demand (Hidden) W]]),\"\", IF(ISBLANK(Table2[[#This Row],[New Total Demand (hidden, W)]]), \"\", IFERROR((Table2[[#This Row],[Total Demand (Hidden) W]]-Table2[[#This Row],[New Total Demand (hidden, W)]])/1000,\"\")))","v":""},{"$f":"IF( OR(ISBLANK(Table2[[#This Row],[New Total Demand (hidden, W)]]),ISBLANK(Table2[[#This Row],[Total Demand (Hidden) W]])),\"\", IF(ISBLANK(Table2[[#This Row],[Annual Usage Hours (hrs)]]), IFERROR( Table2[[#This Row],[Reference Hours (hrs)]]*(Table2[[#This Row],[Total Demand (Hidden) W]]-Table2[[#This Row],[New Total Demand (hidden, W)]])/1000,\"\"), IFERROR( Table2[[#This Row],[Annual Usage Hours (hrs)]]*(Table2[[#This Row],[Total Demand (Hidden) W]]-Table2[[#This Row],[New Total Demand (hidden, W)]])/1000,\"\")))","v":""},{"$f":"IF( OR(ISBLANK(Table2[[#This Row],[Prescribed Total Demand (hidden, W)]]),ISBLANK(Table2[[#This Row],[Total Demand (Hidden) W]])),\"\", IF(ISBLANK(Table2[[#This Row],[Annual Usage Hours (hrs)]]), IFERROR( Table2[[#This Row],[Reference Hours (hrs)]]*((Table2[Existing Prescribed Wattage (W)]*Table2[Existing Luminaire Quantity])-Table2[[#This Row],[Prescribed Total Demand (hidden, W)]])/1000,\"\"), IFERROR( Table2[[#This Row],[Annual Usage Hours (hrs)]]*((Table2[Existing Prescribed Wattage (W)]*Table2[Existing Luminaire Quantity])-Table2[[#This Row],[Prescribed Total Demand (hidden, W)]])/1000,\"\")))","v":""},{"$f":"\"\"","v":""},{"$f":"IF(OR(Table2[[#This Row],[Control Type]]=\"None\", ISBLANK(Table2[[#This Row],[Control Type]])),\"\", IF(ISBLANK(Table2[[#This Row],[New Total Demand (hidden, W)]]),\"\", IF(ISBLANK(Table2[[#This Row],[Annual Usage Hours (hrs)]]),  IFERROR( 0.2*Table2[[#This Row],[Reference Hours (hrs)]]*Table2[[#This Row],[New Total Demand (hidden, W)]]/1000,\"\"), IFERROR( 0.2*Table2[[#This Row],[Annual Usage Hours (hrs)]]*Table2[[#This Row],[New Total Demand (hidden, W)]]/1000,\"\"))))","v":""},{"$f":"IF(AND(NOT(ISNUMBER(Table2[[#This Row],[Rebate Per Unit\n(CAD)]])),ISBLANK(Table2[[#This Row],[Control Type]])), \"\", IF(OR(Table2[[#This Row],[Rebate Per Unit\n(CAD)]]=0,AND(NOT(ISNUMBER(Table2[[#This Row],[Rebate Per Unit\n(CAD)]])), ISTEXT(Table2[[#This Row],[Control Type]]))), 0, IFERROR(Table2[[#This Row],[Prescribed Quantity]]*Table2[[#This Row],[Rebate Per Unit\n(CAD)]],\"\")))","v":""},{"$f":" IF(AND(ISBLANK(Table2[[#This Row],[Control Type]]),ISNUMBER(Table2[[#This Row],[Rebate Value (CAD)]])),0, IFERROR(Table2[[#This Row],[Control Quantity]]*Table2[[#This Row],[Control Rebate per Unit\n(CAD)]],\"\"))","v":""},{"$f":"IF(AND(ISBLANK(Table2[[#This Row],[Rebate Value (CAD)]]),ISBLANK(Table2[[#This Row],[Rebate Value for Controls (CAD)]])), \"\", IFERROR(Table2[[#This Row],[Rebate Value (CAD)]]+Table2[[#This Row],[Rebate Value for Controls (CAD)]],\"\"))","v":""},{"$f":"IF(Table2[[#This Row],[Lighting  Technology]]=\"Other\",\"Other - \"&Table2[[#This Row],[Other - Lighting Technology Description]],Table2[[#This Row],[BC Hydro Rebate Category ]])","v":0},{"$f":"Table2[[#This Row],[BC Hydro Rebate Category ]]&Table2[[#This Row],[Retrofit Part '# (mandatory to validate Rebates)]]","v":""}]
[null,null,null,null,null,null,{"$f":"IF(ISBLANK(Table2[[#This Row],[Prescribed Lighting Source]]), \"\", IFERROR( INDEX(Table13ExistingPrescribedWattage,MATCH(Table2[[#This Row],[Prescribed Lighting Source]],Table13ExistingLightingSource,0)), IFERROR(INDEX(Table13ExistingPrescribedWattage,MATCH(Table2[[#This Row],[Fortis Rebate Category ]],Table13NewLightingSource,0)),\"-\")))","v":""},null,{"$f":"IFERROR(INDEX(SpaceTypeHours,MATCH(Table2[[#This Row],[Space Type]],SpaceType,0)),\"\")","v":""},null,{"$f":"IFERROR(IF(Table2[[#This Row],[Lighting  Technology]]=\"Other\",Table2[[#This Row],[Existing Effective Input Wattage (W)]]*Table2[[#This Row],[Existing Luminaire Quantity]],Table2[[#This Row],[Existing Prescribed Wattage (W)]]*Table2[[#This Row],[Existing Luminaire Quantity]]),\"\")","v":""},{"$f":"IF(Table2[Lighting  Technology] = \"Other\",(Table2[[#This Row],[Existing Luminaire Quantity]]*Table2[[#This Row],[Existing Effective Input Wattage (W)]]), IF(Table2[Existing Prescribed Wattage (W)] = \"\",\"\", IF( ISBLANK(Table2[[#This Row],[Existing Effective Input Wattage (W)]]), (Table2[[#This Row],[Existing Luminaire Quantity]]*Table2[[#This Row],[Existing Prescribed Wattage (W)]]),(Table2[[#This Row],[Existing Luminaire Quantity]]*Table2[[#This Row],[Existing Effective Input Wattage (W)]]))))","v":""},{"$f":"IF( (ISBLANK(Table2[[#This Row],[Annual Usage Hours (hrs)]])), IFERROR(Table2[[#This Row],[Reference Hours (hrs)]]*Table2[[#This Row],[Total Demand (Hidden) W]]/1000,\"\"), IFERROR(Table2[[#This Row],[Annual Usage Hours (hrs)]]*Table2[[#This Row],[Total Demand (Hidden) W]]/1000,\"\"))","v":""},null,null,{"$f":"IF(Table2[[#This Row],[Lighting  Technology]]=\"Other\", 0, IF( AND(ISBLANK(Table2[[#This Row],[BC Hydro Rebate Category ]]),ISBLANK(Table2[[#This Row],[Fortis Rebate Category ]])), \"\", IF(ISTEXT(Table2[[#This Row],[Fortis Rebate Category ]]), IFERROR(INDEX(Table13[Rebate],MATCH(Table2[[#This Row],[Fortis Rebate Category ]],Table13[Fortis New Lighting source],0)),\"\"), IF(ISTEXT(Table2[[#This Row],[BC Hydro Rebate Category ]]), IFERROR(INDEX(Table13Rebate,MATCH(Table2[[#This Row],[BC Hydro Rebate Category ]],Table13BCHRebateCategory,0)),\"\"), \"\"))))","v":""},{"$f":" IF(Table2[[#This Row],[Lighting  Technology]]=\"Other\", \"per Unit\", IF( AND(ISBLANK(Table2[[#This Row],[BC Hydro Rebate Category ]]),ISBLANK(Table2[[#This Row],[Fortis Rebate Category ]])), \"\", IF(ISTEXT(Table2[[#This Row],[Fortis Rebate Category ]]), IFERROR(INDEX(Table13PerUnit,MATCH(Table2[[#This Row],[Fortis Rebate Category ]],Table13[Fortis New Lighting source],0)),\"\"), IF(ISTEXT(Table2[[#This Row],[BC Hydro Rebate Category ]]), IFERROR(INDEX(Table13PerUnit,MATCH(Table2[[#This Row],[BC Hydro Rebate Category ]],Table13BCHRebateCategory,0)),\"\"), \"\"))))","v":""},null,{"$f":"IF( AND(ISBLANK(Table2[[#This Row],[Existing Luminaire Quantity]]),ISBLANK(Table2[[#This Row],[Prescribed Lighting Source]])), \"\", IF( OR(AND(ISNUMBER(SEARCH(\"lamp fl.\",Table2[[#This Row],[Prescribed Lighting Source]])),ISNUMBER(SEARCH(\"T8 lamp\",Table2[[#This Row],[BC Hydro Rebate Category ]]))),AND(ISNUMBER(SEARCH(\"T5HO\",Table2[[#This Row],[Prescribed Lighting Source]])),ISNUMBER(SEARCH(\"T5HO\",Table2[[#This Row],[BC Hydro Rebate Category ]]))),AND(ISNUMBER(SEARCH(\"lamp fl.\",Table2[[#This Row],[Prescribed Lighting Source]])),ISNUMBER(SEARCH(\"T8 lamp\",Table2[[#This Row],[Fortis Rebate Category ]]))),AND(ISNUMBER(SEARCH(\"T5HO\",Table2[[#This Row],[Prescribed Lighting Source]])),ISNUMBER(SEARCH(\"T5HO\",Table2[[#This Row],[Fortis Rebate Category ]])))          ),  IFERROR(INDEX(Table13NumberofLamps,MATCH(Table2[[#This Row],[Prescribed Lighting Source]],Table13ExistingLightingSource,0))*Table2[[#This Row],[Existing Luminaire Quantity]], \"-\"),  IF(Table2[[#This Row],[Lighting  Technology]]=\"Other\", IFERROR(Table2[[#This Row],[Existing Luminaire Quantity]],\"-\"), IFERROR(Table2[[#This Row],[Existing Luminaire Quantity]],\"-\"))))","v":""},{"$f":"IF( AND(ISBLANK(Table2[[#This Row],[BC Hydro Rebate Category ]]),ISBLANK(Table2[[#This Row],[Fortis Rebate Category ]])), \"\", IF(ISTEXT(Table2[[#This Row],[Fortis Rebate Category ]]), IFERROR(INDEX(Table13NewPrescribedWattage,MATCH(Table2[[#This Row],[Fortis Rebate Category ]],Table13[Fortis New Lighting source],0)),\"\"), IF(ISTEXT(Table2[[#This Row],[BC Hydro Rebate Category ]]), IFERROR(INDEX(Table13NewPrescribedWattage,MATCH(Table2[[#This Row],[BC Hydro Rebate Category ]],Table13BCHRebateCategory,0)),\"\"), \"\")))","v":""},null,null,{"$f":"IF(Table2[[#This Row],[Lighting  Technology]]=\"Other\", \"-\", IF( AND(ISBLANK(Table2[[#This Row],[BC Hydro Rebate Category ]]),ISBLANK(Table2[[#This Row],[Fortis Rebate Category ]])), \"\", IF(ISTEXT(Table2[[#This Row],[Fortis Rebate Category ]]), IFERROR(INDEX(Table13BCHECM,MATCH(Table2[[#This Row],[Fortis Rebate Category ]],Table13[Fortis New Lighting source],0)),\"\"), IF(ISTEXT(Table2[[#This Row],[BC Hydro Rebate Category ]]), IFERROR(INDEX(Table13BCHECM,MATCH(Table2[[#This Row],[BC Hydro Rebate Category ]],Table13BCHRebateCategory,0)),\"\"), \"\"))))","v":""},{"$f":"IF(Table2[[#This Row],[Lighting  Technology]]=\"Other\", 0, IF( AND(ISBLANK(Table2[[#This Row],[BC Hydro Rebate Category ]]),ISBLANK(Table2[[#This Row],[Fortis Rebate Category ]])), \"\", IF(ISTEXT(Table2[[#This Row],[Fortis Rebate Category ]]), IFERROR(INDEX(Table13Persistence,MATCH(Table2[[#This Row],[Fortis Rebate Category ]],Table13[Fortis New Lighting source],0)),\"\"), IF(ISTEXT(Table2[[#This Row],[BC Hydro Rebate Category ]]), IFERROR(INDEX(Table13Persistence,MATCH(Table2[[#This Row],[BC Hydro Rebate Category ]],Table13BCHRebateCategory,0)),\"\"), \"\"))))","v":""},null,{"$f":"IFERROR(INDEX(Table5ControlRebate,MATCH(Table2[[#This Row],[Control Type]],Table5NewControl,0)),\"\")","v":""},null,{"$f":"IF(ISBLANK(Table2[[#This Row],[Control Type]]), IF(ISBLANK(Table2[[#This Row],[Annual Usage Hours (hrs)]]),Table2[[#This Row],[Reference Hours (hrs)]], Table2[[#This Row],[Annual Usage Hours (hrs)]]), IF(AND(ISBLANK(Table2[[#This Row],[Annual Usage Hours (hrs)]]), Table2[[#This Row],[Control Type]]=\"None\"), Table2[[#This Row],[Reference Hours (hrs)]], IF(Table2[[#This Row],[Control Type]]=\"None\", Table2[[#This Row],[Annual Usage Hours (hrs)]], IF(AND(ISBLANK(Table2[[#This Row],[Annual Usage Hours (hrs)]]), Table2[[#This Row],[Control Type]]<>\"None\"), IFERROR(Table2[[#This Row],[Reference Hours (hrs)]]*0.8,\"\"), IF(Table2[[#This Row],[Control Type]]<>\"None\", IFERROR( Table2[[#This Row],[Annual Usage Hours (hrs)]]*0.8,\"\"),\"\")))))","v":""},{"$f":"IF( Table2[[#This Row],[Lighting  Technology]]=\"Other\", IF(ISBLANK(Table2[[#This Row],[Retrofit Lamp/ Luminaire Wattage (see Rebate Unit)]]),\"\",IFERROR(Table2[[#This Row],[Prescribed Quantity]]*Table2[[#This Row],[Retrofit Lamp/ Luminaire Wattage (see Rebate Unit)]],\"\")), IF(ISBLANK(Table2[[#This Row],[Retrofit Lamp/ Luminaire Wattage (see Rebate Unit)]]),IFERROR(Table2[[#This Row],[Prescribed Quantity]]*Table2[[#This Row],[Prescribed Wattage (W)]],\"\"),IFERROR(Table2[[#This Row],[Prescribed Quantity]]*Table2[[#This Row],[Retrofit Lamp/ Luminaire Wattage (see Rebate Unit)]],\"\")))","v":""},{"$f":"IFERROR((IF( Table2[[#This Row],[Lighting  Technology]]=\"Other\", Table2[[#This Row],[Prescribed Quantity]]*Table2[[#This Row],[Retrofit Lamp/ Luminaire Wattage (see Rebate Unit)]], Table2[[#This Row],[Prescribed Quantity]]*Table2[[#This Row],[Prescribed Wattage (W)]] )),\"\")","v":""},{"$f":"IF(ISBLANK(Table2[[#This Row],[New Total Demand (hidden, W)]]),\"\", IF(ISBLANK(Table2[[#This Row],[New Hours (hidden, hrs)]]), \"\", IFERROR(Table2[[#This Row],[New Hours (hidden, hrs)]]*Table2[[#This Row],[New Total Demand (hidden, W)]]/1000,\"\")))","v":""},{"$f":"IF(ISBLANK(Table2[[#This Row],[Total Demand (Hidden) W]]),\"\", IF(ISBLANK(Table2[[#This Row],[New Total Demand (hidden, W)]]), \"\", IFERROR((Table2[[#This Row],[Total Demand (Hidden) W]]-Table2[[#This Row],[New Total Demand (hidden, W)]])/1000,\"\")))","v":""},{"$f":"IF( OR(ISBLANK(Table2[[#This Row],[New Total Demand (hidden, W)]]),ISBLANK(Table2[[#This Row],[Total Demand (Hidden) W]])),\"\", IF(ISBLANK(Table2[[#This Row],[Annual Usage Hours (hrs)]]), IFERROR( Table2[[#This Row],[Reference Hours (hrs)]]*(Table2[[#This Row],[Total Demand (Hidden) W]]-Table2[[#This Row],[New Total Demand (hidden, W)]])/1000,\"\"), IFERROR( Table2[[#This Row],[Annual Usage Hours (hrs)]]*(Table2[[#This Row],[Total Demand (Hidden) W]]-Table2[[#This Row],[New Total Demand (hidden, W)]])/1000,\"\")))","v":""},{"$f":"IF( OR(ISBLANK(Table2[[#This Row],[Prescribed Total Demand (hidden, W)]]),ISBLANK(Table2[[#This Row],[Total Demand (Hidden) W]])),\"\", IF(ISBLANK(Table2[[#This Row],[Annual Usage Hours (hrs)]]), IFERROR( Table2[[#This Row],[Reference Hours (hrs)]]*((Table2[Existing Prescribed Wattage (W)]*Table2[Existing Luminaire Quantity])-Table2[[#This Row],[Prescribed Total Demand (hidden, W)]])/1000,\"\"), IFERROR( Table2[[#This Row],[Annual Usage Hours (hrs)]]*((Table2[Existing Prescribed Wattage (W)]*Table2[Existing Luminaire Quantity])-Table2[[#This Row],[Prescribed Total Demand (hidden, W)]])/1000,\"\")))","v":""},{"$f":"\"\"","v":""},{"$f":"IF(OR(Table2[[#This Row],[Control Type]]=\"None\", ISBLANK(Table2[[#This Row],[Control Type]])),\"\", IF(ISBLANK(Table2[[#This Row],[New Total Demand (hidden, W)]]),\"\", IF(ISBLANK(Table2[[#This Row],[Annual Usage Hours (hrs)]]),  IFERROR( 0.2*Table2[[#This Row],[Reference Hours (hrs)]]*Table2[[#This Row],[New Total Demand (hidden, W)]]/1000,\"\"), IFERROR( 0.2*Table2[[#This Row],[Annual Usage Hours (hrs)]]*Table2[[#This Row],[New Total Demand (hidden, W)]]/1000,\"\"))))","v":""},{"$f":"IF(AND(NOT(ISNUMBER(Table2[[#This Row],[Rebate Per Unit\n(CAD)]])),ISBLANK(Table2[[#This Row],[Control Type]])), \"\", IF(OR(Table2[[#This Row],[Rebate Per Unit\n(CAD)]]=0,AND(NOT(ISNUMBER(Table2[[#This Row],[Rebate Per Unit\n(CAD)]])), ISTEXT(Table2[[#This Row],[Control Type]]))), 0, IFERROR(Table2[[#This Row],[Prescribed Quantity]]*Table2[[#This Row],[Rebate Per Unit\n(CAD)]],\"\")))","v":""},{"$f":" IF(AND(ISBLANK(Table2[[#This Row],[Control Type]]),ISNUMBER(Table2[[#This Row],[Rebate Value (CAD)]])),0, IFERROR(Table2[[#This Row],[Control Quantity]]*Table2[[#This Row],[Control Rebate per Unit\n(CAD)]],\"\"))","v":""},{"$f":"IF(AND(ISBLANK(Table2[[#This Row],[Rebate Value (CAD)]]),ISBLANK(Table2[[#This Row],[Rebate Value for Controls (CAD)]])), \"\", IFERROR(Table2[[#This Row],[Rebate Value (CAD)]]+Table2[[#This Row],[Rebate Value for Controls (CAD)]],\"\"))","v":""},{"$f":"IF(Table2[[#This Row],[Lighting  Technology]]=\"Other\",\"Other - \"&Table2[[#This Row],[Other - Lighting Technology Description]],Table2[[#This Row],[BC Hydro Rebate Category ]])","v":0},{"$f":"Table2[[#This Row],[BC Hydro Rebate Category ]]&Table2[[#This Row],[Retrofit Part '# (mandatory to validate Rebates)]]","v":""}]
[null,null,null,null,null,null,{"$f":"IF(ISBLANK(Table2[[#This Row],[Prescribed Lighting Source]]), \"\", IFERROR( INDEX(Table13ExistingPrescribedWattage,MATCH(Table2[[#This Row],[Prescribed Lighting Source]],Table13ExistingLightingSource,0)), IFERROR(INDEX(Table13ExistingPrescribedWattage,MATCH(Table2[[#This Row],[Fortis Rebate Category ]],Table13NewLightingSource,0)),\"-\")))","v":""},null,{"$f":"IFERROR(INDEX(SpaceTypeHours,MATCH(Table2[[#This Row],[Space Type]],SpaceType,0)),\"\")","v":""},null,{"$f":"IFERROR(IF(Table2[[#This Row],[Lighting  Technology]]=\"Other\",Table2[[#This Row],[Existing Effective Input Wattage (W)]]*Table2[[#This Row],[Existing Luminaire Quantity]],Table2[[#This Row],[Existing Prescribed Wattage (W)]]*Table2[[#This Row],[Existing Luminaire Quantity]]),\"\")","v":""},{"$f":"IF(Table2[Lighting  Technology] = \"Other\",(Table2[[#This Row],[Existing Luminaire Quantity]]*Table2[[#This Row],[Existing Effective Input Wattage (W)]]), IF(Table2[Existing Prescribed Wattage (W)] = \"\",\"\", IF( ISBLANK(Table2[[#This Row],[Existing Effective Input Wattage (W)]]), (Table2[[#This Row],[Existing Luminaire Quantity]]*Table2[[#This Row],[Existing Prescribed Wattage (W)]]),(Table2[[#This Row],[Existing Luminaire Quantity]]*Table2[[#This Row],[Existing Effective Input Wattage (W)]]))))","v":""},{"$f":"IF( (ISBLANK(Table2[[#This Row],[Annual Usage Hours (hrs)]])), IFERROR(Table2[[#This Row],[Reference Hours (hrs)]]*Table2[[#This Row],[Total Demand (Hidden) W]]/1000,\"\"), IFERROR(Table2[[#This Row],[Annual Usage Hours (hrs)]]*Table2[[#This Row],[Total Demand (Hidden) W]]/1000,\"\"))","v":""},null,null,{"$f":"IF(Table2[[#This Row],[Lighting  Technology]]=\"Other\", 0, IF( AND(ISBLANK(Table2[[#This Row],[BC Hydro Rebate Category ]]),ISBLANK(Table2[[#This Row],[Fortis Rebate Category ]])), \"\", IF(ISTEXT(Table2[[#This Row],[Fortis Rebate Category ]]), IFERROR(INDEX(Table13[Rebate],MATCH(Table2[[#This Row],[Fortis Rebate Category ]],Table13[Fortis New Lighting source],0)),\"\"), IF(ISTEXT(Table2[[#This Row],[BC Hydro Rebate Category ]]), IFERROR(INDEX(Table13Rebate,MATCH(Table2[[#This Row],[BC Hydro Rebate Category ]],Table13BCHRebateCategory,0)),\"\"), \"\"))))","v":""},{"$f":" IF(Table2[[#This Row],[Lighting  Technology]]=\"Other\", \"per Unit\", IF( AND(ISBLANK(Table2[[#This Row],[BC Hydro Rebate Category ]]),ISBLANK(Table2[[#This Row],[Fortis Rebate Category ]])), \"\", IF(ISTEXT(Table2[[#This Row],[Fortis Rebate Category ]]), IFERROR(INDEX(Table13PerUnit,MATCH(Table2[[#This Row],[Fortis Rebate Category ]],Table13[Fortis New Lighting source],0)),\"\"), IF(ISTEXT(Table2[[#This Row],[BC Hydro Rebate Category ]]), IFERROR(INDEX(Table13PerUnit,MATCH(Table2[[#This Row],[BC Hydro Rebate Category ]],Table13BCHRebateCategory,0)),\"\"), \"\"))))","v":""},null,{"$f":"IF( AND(ISBLANK(Table2[[#This Row],[Existing Luminaire Quantity]]),ISBLANK(Table2[[#This Row],[Prescribed Lighting Source]])), \"\", IF( OR(AND(ISNUMBER(SEARCH(\"lamp fl.\",Table2[[#This Row],[Prescribed Lighting Source]])),ISNUMBER(SEARCH(\"T8 lamp\",Table2[[#This Row],[BC Hydro Rebate Category ]]))),AND(ISNUMBER(SEARCH(\"T5HO\",Table2[[#This Row],[Prescribed Lighting Source]])),ISNUMBER(SEARCH(\"T5HO\",Table2[[#This Row],[BC Hydro Rebate Category ]]))),AND(ISNUMBER(SEARCH(\"lamp fl.\",Table2[[#This Row],[Prescribed Lighting Source]])),ISNUMBER(SEARCH(\"T8 lamp\",Table2[[#This Row],[Fortis Rebate Category ]]))),AND(ISNUMBER(SEARCH(\"T5HO\",Table2[[#This Row],[Prescribed Lighting Source]])),ISNUMBER(SEARCH(\"T5HO\",Table2[[#This Row],[Fortis Rebate Category ]])))          ),  IFERROR(INDEX(Table13NumberofLamps,MATCH(Table2[[#This Row],[Prescribed Lighting Source]],Table13ExistingLightingSource,0))*Table2[[#This Row],[Existing Luminaire Quantity]], \"-\"),  IF(Table2[[#This Row],[Lighting  Technology]]=\"Other\", IFERROR(Table2[[#This Row],[Existing Luminaire Quantity]],\"-\"), IFERROR(Table2[[#This Row],[Existing Luminaire Quantity]],\"-\"))))","v":""},{"$f":"IF( AND(ISBLANK(Table2[[#This Row],[BC Hydro Rebate Category ]]),ISBLANK(Table2[[#This Row],[Fortis Rebate Category ]])), \"\", IF(ISTEXT(Table2[[#This Row],[Fortis Rebate Category ]]), IFERROR(INDEX(Table13NewPrescribedWattage,MATCH(Table2[[#This Row],[Fortis Rebate Category ]],Table13[Fortis New Lighting source],0)),\"\"), IF(ISTEXT(Table2[[#This Row],[BC Hydro Rebate Category ]]), IFERROR(INDEX(Table13NewPrescribedWattage,MATCH(Table2[[#This Row],[BC Hydro Rebate Category ]],Table13BCHRebateCategory,0)),\"\"), \"\")))","v":""},null,null,{"$f":"IF(Table2[[#This Row],[Lighting  Technology]]=\"Other\", \"-\", IF( AND(ISBLANK(Table2[[#This Row],[BC Hydro Rebate Category ]]),ISBLANK(Table2[[#This Row],[Fortis Rebate Category ]])), \"\", IF(ISTEXT(Table2[[#This Row],[Fortis Rebate Category ]]), IFERROR(INDEX(Table13BCHECM,MATCH(Table2[[#This Row],[Fortis Rebate Category ]],Table13[Fortis New Lighting source],0)),\"\"), IF(ISTEXT(Table2[[#This Row],[BC Hydro Rebate Category ]]), IFERROR(INDEX(Table13BCHECM,MATCH(Table2[[#This Row],[BC Hydro Rebate Category ]],Table13BCHRebateCategory,0)),\"\"), \"\"))))","v":""},{"$f":"IF(Table2[[#This Row],[Lighting  Technology]]=\"Other\", 0, IF( AND(ISBLANK(Table2[[#This Row],[BC Hydro Rebate Category ]]),ISBLANK(Table2[[#This Row],[Fortis Rebate Category ]])), \"\", IF(ISTEXT(Table2[[#This Row],[Fortis Rebate Category ]]), IFERROR(INDEX(Table13Persistence,MATCH(Table2[[#This Row],[Fortis Rebate Category ]],Table13[Fortis New Lighting source],0)),\"\"), IF(ISTEXT(Table2[[#This Row],[BC Hydro Rebate Category ]]), IFERROR(INDEX(Table13Persistence,MATCH(Table2[[#This Row],[BC Hydro Rebate Category ]],Table13BCHRebateCategory,0)),\"\"), \"\"))))","v":""},null,{"$f":"IFERROR(INDEX(Table5ControlRebate,MATCH(Table2[[#This Row],[Control Type]],Table5NewControl,0)),\"\")","v":""},null,{"$f":"IF(ISBLANK(Table2[[#This Row],[Control Type]]), IF(ISBLANK(Table2[[#This Row],[Annual Usage Hours (hrs)]]),Table2[[#This Row],[Reference Hours (hrs)]], Table2[[#This Row],[Annual Usage Hours (hrs)]]), IF(AND(ISBLANK(Table2[[#This Row],[Annual Usage Hours (hrs)]]), Table2[[#This Row],[Control Type]]=\"None\"), Table2[[#This Row],[Reference Hours (hrs)]], IF(Table2[[#This Row],[Control Type]]=\"None\", Table2[[#This Row],[Annual Usage Hours (hrs)]], IF(AND(ISBLANK(Table2[[#This Row],[Annual Usage Hours (hrs)]]), Table2[[#This Row],[Control Type]]<>\"None\"), IFERROR(Table2[[#This Row],[Reference Hours (hrs)]]*0.8,\"\"), IF(Table2[[#This Row],[Control Type]]<>\"None\", IFERROR( Table2[[#This Row],[Annual Usage Hours (hrs)]]*0.8,\"\"),\"\")))))","v":""},{"$f":"IF( Table2[[#This Row],[Lighting  Technology]]=\"Other\", IF(ISBLANK(Table2[[#This Row],[Retrofit Lamp/ Luminaire Wattage (see Rebate Unit)]]),\"\",IFERROR(Table2[[#This Row],[Prescribed Quantity]]*Table2[[#This Row],[Retrofit Lamp/ Luminaire Wattage (see Rebate Unit)]],\"\")), IF(ISBLANK(Table2[[#This Row],[Retrofit Lamp/ Luminaire Wattage (see Rebate Unit)]]),IFERROR(Table2[[#This Row],[Prescribed Quantity]]*Table2[[#This Row],[Prescribed Wattage (W)]],\"\"),IFERROR(Table2[[#This Row],[Prescribed Quantity]]*Table2[[#This Row],[Retrofit Lamp/ Luminaire Wattage (see Rebate Unit)]],\"\")))","v":""},{"$f":"IFERROR((IF( Table2[[#This Row],[Lighting  Technology]]=\"Other\", Table2[[#This Row],[Prescribed Quantity]]*Table2[[#This Row],[Retrofit Lamp/ Luminaire Wattage (see Rebate Unit)]], Table2[[#This Row],[Prescribed Quantity]]*Table2[[#This Row],[Prescribed Wattage (W)]] )),\"\")","v":""},{"$f":"IF(ISBLANK(Table2[[#This Row],[New Total Demand (hidden, W)]]),\"\", IF(ISBLANK(Table2[[#This Row],[New Hours (hidden, hrs)]]), \"\", IFERROR(Table2[[#This Row],[New Hours (hidden, hrs)]]*Table2[[#This Row],[New Total Demand (hidden, W)]]/1000,\"\")))","v":""},{"$f":"IF(ISBLANK(Table2[[#This Row],[Total Demand (Hidden) W]]),\"\", IF(ISBLANK(Table2[[#This Row],[New Total Demand (hidden, W)]]), \"\", IFERROR((Table2[[#This Row],[Total Demand (Hidden) W]]-Table2[[#This Row],[New Total Demand (hidden, W)]])/1000,\"\")))","v":""},{"$f":"IF( OR(ISBLANK(Table2[[#This Row],[New Total Demand (hidden, W)]]),ISBLANK(Table2[[#This Row],[Total Demand (Hidden) W]])),\"\", IF(ISBLANK(Table2[[#This Row],[Annual Usage Hours (hrs)]]), IFERROR( Table2[[#This Row],[Reference Hours (hrs)]]*(Table2[[#This Row],[Total Demand (Hidden) W]]-Table2[[#This Row],[New Total Demand (hidden, W)]])/1000,\"\"), IFERROR( Table2[[#This Row],[Annual Usage Hours (hrs)]]*(Table2[[#This Row],[Total Demand (Hidden) W]]-Table2[[#This Row],[New Total Demand (hidden, W)]])/1000,\"\")))","v":""},{"$f":"IF( OR(ISBLANK(Table2[[#This Row],[Prescribed Total Demand (hidden, W)]]),ISBLANK(Table2[[#This Row],[Total Demand (Hidden) W]])),\"\", IF(ISBLANK(Table2[[#This Row],[Annual Usage Hours (hrs)]]), IFERROR( Table2[[#This Row],[Reference Hours (hrs)]]*((Table2[Existing Prescribed Wattage (W)]*Table2[Existing Luminaire Quantity])-Table2[[#This Row],[Prescribed Total Demand (hidden, W)]])/1000,\"\"), IFERROR( Table2[[#This Row],[Annual Usage Hours (hrs)]]*((Table2[Existing Prescribed Wattage (W)]*Table2[Existing Luminaire Quantity])-Table2[[#This Row],[Prescribed Total Demand (hidden, W)]])/1000,\"\")))","v":""},{"$f":"\"\"","v":""},{"$f":"IF(OR(Table2[[#This Row],[Control Type]]=\"None\", ISBLANK(Table2[[#This Row],[Control Type]])),\"\", IF(ISBLANK(Table2[[#This Row],[New Total Demand (hidden, W)]]),\"\", IF(ISBLANK(Table2[[#This Row],[Annual Usage Hours (hrs)]]),  IFERROR( 0.2*Table2[[#This Row],[Reference Hours (hrs)]]*Table2[[#This Row],[New Total Demand (hidden, W)]]/1000,\"\"), IFERROR( 0.2*Table2[[#This Row],[Annual Usage Hours (hrs)]]*Table2[[#This Row],[New Total Demand (hidden, W)]]/1000,\"\"))))","v":""},{"$f":"IF(AND(NOT(ISNUMBER(Table2[[#This Row],[Rebate Per Unit\n(CAD)]])),ISBLANK(Table2[[#This Row],[Control Type]])), \"\", IF(OR(Table2[[#This Row],[Rebate Per Unit\n(CAD)]]=0,AND(NOT(ISNUMBER(Table2[[#This Row],[Rebate Per Unit\n(CAD)]])), ISTEXT(Table2[[#This Row],[Control Type]]))), 0, IFERROR(Table2[[#This Row],[Prescribed Quantity]]*Table2[[#This Row],[Rebate Per Unit\n(CAD)]],\"\")))","v":""},{"$f":" IF(AND(ISBLANK(Table2[[#This Row],[Control Type]]),ISNUMBER(Table2[[#This Row],[Rebate Value (CAD)]])),0, IFERROR(Table2[[#This Row],[Control Quantity]]*Table2[[#This Row],[Control Rebate per Unit\n(CAD)]],\"\"))","v":""},{"$f":"IF(AND(ISBLANK(Table2[[#This Row],[Rebate Value (CAD)]]),ISBLANK(Table2[[#This Row],[Rebate Value for Controls (CAD)]])), \"\", IFERROR(Table2[[#This Row],[Rebate Value (CAD)]]+Table2[[#This Row],[Rebate Value for Controls (CAD)]],\"\"))","v":""},{"$f":"IF(Table2[[#This Row],[Lighting  Technology]]=\"Other\",\"Other - \"&Table2[[#This Row],[Other - Lighting Technology Description]],Table2[[#This Row],[BC Hydro Rebate Category ]])","v":0},{"$f":"Table2[[#This Row],[BC Hydro Rebate Category ]]&Table2[[#This Row],[Retrofit Part '# (mandatory to validate Rebates)]]","v":""}]
[null,null,null,null,null,null,{"$f":"IF(ISBLANK(Table2[[#This Row],[Prescribed Lighting Source]]), \"\", IFERROR( INDEX(Table13ExistingPrescribedWattage,MATCH(Table2[[#This Row],[Prescribed Lighting Source]],Table13ExistingLightingSource,0)), IFERROR(INDEX(Table13ExistingPrescribedWattage,MATCH(Table2[[#This Row],[Fortis Rebate Category ]],Table13NewLightingSource,0)),\"-\")))","v":""},null,{"$f":"IFERROR(INDEX(SpaceTypeHours,MATCH(Table2[[#This Row],[Space Type]],SpaceType,0)),\"\")","v":""},null,{"$f":"IFERROR(IF(Table2[[#This Row],[Lighting  Technology]]=\"Other\",Table2[[#This Row],[Existing Effective Input Wattage (W)]]*Table2[[#This Row],[Existing Luminaire Quantity]],Table2[[#This Row],[Existing Prescribed Wattage (W)]]*Table2[[#This Row],[Existing Luminaire Quantity]]),\"\")","v":""},{"$f":"IF(Table2[Lighting  Technology] = \"Other\",(Table2[[#This Row],[Existing Luminaire Quantity]]*Table2[[#This Row],[Existing Effective Input Wattage (W)]]), IF(Table2[Existing Prescribed Wattage (W)] = \"\",\"\", IF( ISBLANK(Table2[[#This Row],[Existing Effective Input Wattage (W)]]), (Table2[[#This Row],[Existing Luminaire Quantity]]*Table2[[#This Row],[Existing Prescribed Wattage (W)]]),(Table2[[#This Row],[Existing Luminaire Quantity]]*Table2[[#This Row],[Existing Effective Input Wattage (W)]]))))","v":""},{"$f":"IF( (ISBLANK(Table2[[#This Row],[Annual Usage Hours (hrs)]])), IFERROR(Table2[[#This Row],[Reference Hours (hrs)]]*Table2[[#This Row],[Total Demand (Hidden) W]]/1000,\"\"), IFERROR(Table2[[#This Row],[Annual Usage Hours (hrs)]]*Table2[[#This Row],[Total Demand (Hidden) W]]/1000,\"\"))","v":""},null,null,{"$f":"IF(Table2[[#This Row],[Lighting  Technology]]=\"Other\", 0, IF( AND(ISBLANK(Table2[[#This Row],[BC Hydro Rebate Category ]]),ISBLANK(Table2[[#This Row],[Fortis Rebate Category ]])), \"\", IF(ISTEXT(Table2[[#This Row],[Fortis Rebate Category ]]), IFERROR(INDEX(Table13[Rebate],MATCH(Table2[[#This Row],[Fortis Rebate Category ]],Table13[Fortis New Lighting source],0)),\"\"), IF(ISTEXT(Table2[[#This Row],[BC Hydro Rebate Category ]]), IFERROR(INDEX(Table13Rebate,MATCH(Table2[[#This Row],[BC Hydro Rebate Category ]],Table13BCHRebateCategory,0)),\"\"), \"\"))))","v":""},{"$f":" IF(Table2[[#This Row],[Lighting  Technology]]=\"Other\", \"per Unit\", IF( AND(ISBLANK(Table2[[#This Row],[BC Hydro Rebate Category ]]),ISBLANK(Table2[[#This Row],[Fortis Rebate Category ]])), \"\", IF(ISTEXT(Table2[[#This Row],[Fortis Rebate Category ]]), IFERROR(INDEX(Table13PerUnit,MATCH(Table2[[#This Row],[Fortis Rebate Category ]],Table13[Fortis New Lighting source],0)),\"\"), IF(ISTEXT(Table2[[#This Row],[BC Hydro Rebate Category ]]), IFERROR(INDEX(Table13PerUnit,MATCH(Table2[[#This Row],[BC Hydro Rebate Category ]],Table13BCHRebateCategory,0)),\"\"), \"\"))))","v":""},null,{"$f":"IF( AND(ISBLANK(Table2[[#This Row],[Existing Luminaire Quantity]]),ISBLANK(Table2[[#This Row],[Prescribed Lighting Source]])), \"\", IF( OR(AND(ISNUMBER(SEARCH(\"lamp fl.\",Table2[[#This Row],[Prescribed Lighting Source]])),ISNUMBER(SEARCH(\"T8 lamp\",Table2[[#This Row],[BC Hydro Rebate Category ]]))),AND(ISNUMBER(SEARCH(\"T5HO\",Table2[[#This Row],[Prescribed Lighting Source]])),ISNUMBER(SEARCH(\"T5HO\",Table2[[#This Row],[BC Hydro Rebate Category ]]))),AND(ISNUMBER(SEARCH(\"lamp fl.\",Table2[[#This Row],[Prescribed Lighting Source]])),ISNUMBER(SEARCH(\"T8 lamp\",Table2[[#This Row],[Fortis Rebate Category ]]))),AND(ISNUMBER(SEARCH(\"T5HO\",Table2[[#This Row],[Prescribed Lighting Source]])),ISNUMBER(SEARCH(\"T5HO\",Table2[[#This Row],[Fortis Rebate Category ]])))          ),  IFERROR(INDEX(Table13NumberofLamps,MATCH(Table2[[#This Row],[Prescribed Lighting Source]],Table13ExistingLightingSource,0))*Table2[[#This Row],[Existing Luminaire Quantity]], \"-\"),  IF(Table2[[#This Row],[Lighting  Technology]]=\"Other\", IFERROR(Table2[[#This Row],[Existing Luminaire Quantity]],\"-\"), IFERROR(Table2[[#This Row],[Existing Luminaire Quantity]],\"-\"))))","v":""},{"$f":"IF( AND(ISBLANK(Table2[[#This Row],[BC Hydro Rebate Category ]]),ISBLANK(Table2[[#This Row],[Fortis Rebate Category ]])), \"\", IF(ISTEXT(Table2[[#This Row],[Fortis Rebate Category ]]), IFERROR(INDEX(Table13NewPrescribedWattage,MATCH(Table2[[#This Row],[Fortis Rebate Category ]],Table13[Fortis New Lighting source],0)),\"\"), IF(ISTEXT(Table2[[#This Row],[BC Hydro Rebate Category ]]), IFERROR(INDEX(Table13NewPrescribedWattage,MATCH(Table2[[#This Row],[BC Hydro Rebate Category ]],Table13BCHRebateCategory,0)),\"\"), \"\")))","v":""},null,null,{"$f":"IF(Table2[[#This Row],[Lighting  Technology]]=\"Other\", \"-\", IF( AND(ISBLANK(Table2[[#This Row],[BC Hydro Rebate Category ]]),ISBLANK(Table2[[#This Row],[Fortis Rebate Category ]])), \"\", IF(ISTEXT(Table2[[#This Row],[Fortis Rebate Category ]]), IFERROR(INDEX(Table13BCHECM,MATCH(Table2[[#This Row],[Fortis Rebate Category ]],Table13[Fortis New Lighting source],0)),\"\"), IF(ISTEXT(Table2[[#This Row],[BC Hydro Rebate Category ]]), IFERROR(INDEX(Table13BCHECM,MATCH(Table2[[#This Row],[BC Hydro Rebate Category ]],Table13BCHRebateCategory,0)),\"\"), \"\"))))","v":""},{"$f":"IF(Table2[[#This Row],[Lighting  Technology]]=\"Other\", 0, IF( AND(ISBLANK(Table2[[#This Row],[BC Hydro Rebate Category ]]),ISBLANK(Table2[[#This Row],[Fortis Rebate Category ]])), \"\", IF(ISTEXT(Table2[[#This Row],[Fortis Rebate Category ]]), IFERROR(INDEX(Table13Persistence,MATCH(Table2[[#This Row],[Fortis Rebate Category ]],Table13[Fortis New Lighting source],0)),\"\"), IF(ISTEXT(Table2[[#This Row],[BC Hydro Rebate Category ]]), IFERROR(INDEX(Table13Persistence,MATCH(Table2[[#This Row],[BC Hydro Rebate Category ]],Table13BCHRebateCategory,0)),\"\"), \"\"))))","v":""},null,{"$f":"IFERROR(INDEX(Table5ControlRebate,MATCH(Table2[[#This Row],[Control Type]],Table5NewControl,0)),\"\")","v":""},null,{"$f":"IF(ISBLANK(Table2[[#This Row],[Control Type]]), IF(ISBLANK(Table2[[#This Row],[Annual Usage Hours (hrs)]]),Table2[[#This Row],[Reference Hours (hrs)]], Table2[[#This Row],[Annual Usage Hours (hrs)]]), IF(AND(ISBLANK(Table2[[#This Row],[Annual Usage Hours (hrs)]]), Table2[[#This Row],[Control Type]]=\"None\"), Table2[[#This Row],[Reference Hours (hrs)]], IF(Table2[[#This Row],[Control Type]]=\"None\", Table2[[#This Row],[Annual Usage Hours (hrs)]], IF(AND(ISBLANK(Table2[[#This Row],[Annual Usage Hours (hrs)]]), Table2[[#This Row],[Control Type]]<>\"None\"), IFERROR(Table2[[#This Row],[Reference Hours (hrs)]]*0.8,\"\"), IF(Table2[[#This Row],[Control Type]]<>\"None\", IFERROR( Table2[[#This Row],[Annual Usage Hours (hrs)]]*0.8,\"\"),\"\")))))","v":""},{"$f":"IF( Table2[[#This Row],[Lighting  Technology]]=\"Other\", IF(ISBLANK(Table2[[#This Row],[Retrofit Lamp/ Luminaire Wattage (see Rebate Unit)]]),\"\",IFERROR(Table2[[#This Row],[Prescribed Quantity]]*Table2[[#This Row],[Retrofit Lamp/ Luminaire Wattage (see Rebate Unit)]],\"\")), IF(ISBLANK(Table2[[#This Row],[Retrofit Lamp/ Luminaire Wattage (see Rebate Unit)]]),IFERROR(Table2[[#This Row],[Prescribed Quantity]]*Table2[[#This Row],[Prescribed Wattage (W)]],\"\"),IFERROR(Table2[[#This Row],[Prescribed Quantity]]*Table2[[#This Row],[Retrofit Lamp/ Luminaire Wattage (see Rebate Unit)]],\"\")))","v":""},{"$f":"IFERROR((IF( Table2[[#This Row],[Lighting  Technology]]=\"Other\", Table2[[#This Row],[Prescribed Quantity]]*Table2[[#This Row],[Retrofit Lamp/ Luminaire Wattage (see Rebate Unit)]], Table2[[#This Row],[Prescribed Quantity]]*Table2[[#This Row],[Prescribed Wattage (W)]] )),\"\")","v":""},{"$f":"IF(ISBLANK(Table2[[#This Row],[New Total Demand (hidden, W)]]),\"\", IF(ISBLANK(Table2[[#This Row],[New Hours (hidden, hrs)]]), \"\", IFERROR(Table2[[#This Row],[New Hours (hidden, hrs)]]*Table2[[#This Row],[New Total Demand (hidden, W)]]/1000,\"\")))","v":""},{"$f":"IF(ISBLANK(Table2[[#This Row],[Total Demand (Hidden) W]]),\"\", IF(ISBLANK(Table2[[#This Row],[New Total Demand (hidden, W)]]), \"\", IFERROR((Table2[[#This Row],[Total Demand (Hidden) W]]-Table2[[#This Row],[New Total Demand (hidden, W)]])/1000,\"\")))","v":""},{"$f":"IF( OR(ISBLANK(Table2[[#This Row],[New Total Demand (hidden, W)]]),ISBLANK(Table2[[#This Row],[Total Demand (Hidden) W]])),\"\", IF(ISBLANK(Table2[[#This Row],[Annual Usage Hours (hrs)]]), IFERROR( Table2[[#This Row],[Reference Hours (hrs)]]*(Table2[[#This Row],[Total Demand (Hidden) W]]-Table2[[#This Row],[New Total Demand (hidden, W)]])/1000,\"\"), IFERROR( Table2[[#This Row],[Annual Usage Hours (hrs)]]*(Table2[[#This Row],[Total Demand (Hidden) W]]-Table2[[#This Row],[New Total Demand (hidden, W)]])/1000,\"\")))","v":""},{"$f":"IF( OR(ISBLANK(Table2[[#This Row],[Prescribed Total Demand (hidden, W)]]),ISBLANK(Table2[[#This Row],[Total Demand (Hidden) W]])),\"\", IF(ISBLANK(Table2[[#This Row],[Annual Usage Hours (hrs)]]), IFERROR( Table2[[#This Row],[Reference Hours (hrs)]]*((Table2[Existing Prescribed Wattage (W)]*Table2[Existing Luminaire Quantity])-Table2[[#This Row],[Prescribed Total Demand (hidden, W)]])/1000,\"\"), IFERROR( Table2[[#This Row],[Annual Usage Hours (hrs)]]*((Table2[Existing Prescribed Wattage (W)]*Table2[Existing Luminaire Quantity])-Table2[[#This Row],[Prescribed Total Demand (hidden, W)]])/1000,\"\")))","v":""},{"$f":"\"\"","v":""},{"$f":"IF(OR(Table2[[#This Row],[Control Type]]=\"None\", ISBLANK(Table2[[#This Row],[Control Type]])),\"\", IF(ISBLANK(Table2[[#This Row],[New Total Demand (hidden, W)]]),\"\", IF(ISBLANK(Table2[[#This Row],[Annual Usage Hours (hrs)]]),  IFERROR( 0.2*Table2[[#This Row],[Reference Hours (hrs)]]*Table2[[#This Row],[New Total Demand (hidden, W)]]/1000,\"\"), IFERROR( 0.2*Table2[[#This Row],[Annual Usage Hours (hrs)]]*Table2[[#This Row],[New Total Demand (hidden, W)]]/1000,\"\"))))","v":""},{"$f":"IF(AND(NOT(ISNUMBER(Table2[[#This Row],[Rebate Per Unit\n(CAD)]])),ISBLANK(Table2[[#This Row],[Control Type]])), \"\", IF(OR(Table2[[#This Row],[Rebate Per Unit\n(CAD)]]=0,AND(NOT(ISNUMBER(Table2[[#This Row],[Rebate Per Unit\n(CAD)]])), ISTEXT(Table2[[#This Row],[Control Type]]))), 0, IFERROR(Table2[[#This Row],[Prescribed Quantity]]*Table2[[#This Row],[Rebate Per Unit\n(CAD)]],\"\")))","v":""},{"$f":" IF(AND(ISBLANK(Table2[[#This Row],[Control Type]]),ISNUMBER(Table2[[#This Row],[Rebate Value (CAD)]])),0, IFERROR(Table2[[#This Row],[Control Quantity]]*Table2[[#This Row],[Control Rebate per Unit\n(CAD)]],\"\"))","v":""},{"$f":"IF(AND(ISBLANK(Table2[[#This Row],[Rebate Value (CAD)]]),ISBLANK(Table2[[#This Row],[Rebate Value for Controls (CAD)]])), \"\", IFERROR(Table2[[#This Row],[Rebate Value (CAD)]]+Table2[[#This Row],[Rebate Value for Controls (CAD)]],\"\"))","v":""},{"$f":"IF(Table2[[#This Row],[Lighting  Technology]]=\"Other\",\"Other - \"&Table2[[#This Row],[Other - Lighting Technology Description]],Table2[[#This Row],[BC Hydro Rebate Category ]])","v":0},{"$f":"Table2[[#This Row],[BC Hydro Rebate Category ]]&Table2[[#This Row],[Retrofit Part '# (mandatory to validate Rebates)]]","v":""}]
[null,null,null,null,null,null,{"$f":"IF(ISBLANK(Table2[[#This Row],[Prescribed Lighting Source]]), \"\", IFERROR( INDEX(Table13ExistingPrescribedWattage,MATCH(Table2[[#This Row],[Prescribed Lighting Source]],Table13ExistingLightingSource,0)), IFERROR(INDEX(Table13ExistingPrescribedWattage,MATCH(Table2[[#This Row],[Fortis Rebate Category ]],Table13NewLightingSource,0)),\"-\")))","v":""},null,{"$f":"IFERROR(INDEX(SpaceTypeHours,MATCH(Table2[[#This Row],[Space Type]],SpaceType,0)),\"\")","v":""},null,{"$f":"IFERROR(IF(Table2[[#This Row],[Lighting  Technology]]=\"Other\",Table2[[#This Row],[Existing Effective Input Wattage (W)]]*Table2[[#This Row],[Existing Luminaire Quantity]],Table2[[#This Row],[Existing Prescribed Wattage (W)]]*Table2[[#This Row],[Existing Luminaire Quantity]]),\"\")","v":""},{"$f":"IF(Table2[Lighting  Technology] = \"Other\",(Table2[[#This Row],[Existing Luminaire Quantity]]*Table2[[#This Row],[Existing Effective Input Wattage (W)]]), IF(Table2[Existing Prescribed Wattage (W)] = \"\",\"\", IF( ISBLANK(Table2[[#This Row],[Existing Effective Input Wattage (W)]]), (Table2[[#This Row],[Existing Luminaire Quantity]]*Table2[[#This Row],[Existing Prescribed Wattage (W)]]),(Table2[[#This Row],[Existing Luminaire Quantity]]*Table2[[#This Row],[Existing Effective Input Wattage (W)]]))))","v":""},{"$f":"IF( (ISBLANK(Table2[[#This Row],[Annual Usage Hours (hrs)]])), IFERROR(Table2[[#This Row],[Reference Hours (hrs)]]*Table2[[#This Row],[Total Demand (Hidden) W]]/1000,\"\"), IFERROR(Table2[[#This Row],[Annual Usage Hours (hrs)]]*Table2[[#This Row],[Total Demand (Hidden) W]]/1000,\"\"))","v":""},null,null,{"$f":"IF(Table2[[#This Row],[Lighting  Technology]]=\"Other\", 0, IF( AND(ISBLANK(Table2[[#This Row],[BC Hydro Rebate Category ]]),ISBLANK(Table2[[#This Row],[Fortis Rebate Category ]])), \"\", IF(ISTEXT(Table2[[#This Row],[Fortis Rebate Category ]]), IFERROR(INDEX(Table13[Rebate],MATCH(Table2[[#This Row],[Fortis Rebate Category ]],Table13[Fortis New Lighting source],0)),\"\"), IF(ISTEXT(Table2[[#This Row],[BC Hydro Rebate Category ]]), IFERROR(INDEX(Table13Rebate,MATCH(Table2[[#This Row],[BC Hydro Rebate Category ]],Table13BCHRebateCategory,0)),\"\"), \"\"))))","v":""},{"$f":" IF(Table2[[#This Row],[Lighting  Technology]]=\"Other\", \"per Unit\", IF( AND(ISBLANK(Table2[[#This Row],[BC Hydro Rebate Category ]]),ISBLANK(Table2[[#This Row],[Fortis Rebate Category ]])), \"\", IF(ISTEXT(Table2[[#This Row],[Fortis Rebate Category ]]), IFERROR(INDEX(Table13PerUnit,MATCH(Table2[[#This Row],[Fortis Rebate Category ]],Table13[Fortis New Lighting source],0)),\"\"), IF(ISTEXT(Table2[[#This Row],[BC Hydro Rebate Category ]]), IFERROR(INDEX(Table13PerUnit,MATCH(Table2[[#This Row],[BC Hydro Rebate Category ]],Table13BCHRebateCategory,0)),\"\"), \"\"))))","v":""},null,{"$f":"IF( AND(ISBLANK(Table2[[#This Row],[Existing Luminaire Quantity]]),ISBLANK(Table2[[#This Row],[Prescribed Lighting Source]])), \"\", IF( OR(AND(ISNUMBER(SEARCH(\"lamp fl.\",Table2[[#This Row],[Prescribed Lighting Source]])),ISNUMBER(SEARCH(\"T8 lamp\",Table2[[#This Row],[BC Hydro Rebate Category ]]))),AND(ISNUMBER(SEARCH(\"T5HO\",Table2[[#This Row],[Prescribed Lighting Source]])),ISNUMBER(SEARCH(\"T5HO\",Table2[[#This Row],[BC Hydro Rebate Category ]]))),AND(ISNUMBER(SEARCH(\"lamp fl.\",Table2[[#This Row],[Prescribed Lighting Source]])),ISNUMBER(SEARCH(\"T8 lamp\",Table2[[#This Row],[Fortis Rebate Category ]]))),AND(ISNUMBER(SEARCH(\"T5HO\",Table2[[#This Row],[Prescribed Lighting Source]])),ISNUMBER(SEARCH(\"T5HO\",Table2[[#This Row],[Fortis Rebate Category ]])))          ),  IFERROR(INDEX(Table13NumberofLamps,MATCH(Table2[[#This Row],[Prescribed Lighting Source]],Table13ExistingLightingSource,0))*Table2[[#This Row],[Existing Luminaire Quantity]], \"-\"),  IF(Table2[[#This Row],[Lighting  Technology]]=\"Other\", IFERROR(Table2[[#This Row],[Existing Luminaire Quantity]],\"-\"), IFERROR(Table2[[#This Row],[Existing Luminaire Quantity]],\"-\"))))","v":""},{"$f":"IF( AND(ISBLANK(Table2[[#This Row],[BC Hydro Rebate Category ]]),ISBLANK(Table2[[#This Row],[Fortis Rebate Category ]])), \"\", IF(ISTEXT(Table2[[#This Row],[Fortis Rebate Category ]]), IFERROR(INDEX(Table13NewPrescribedWattage,MATCH(Table2[[#This Row],[Fortis Rebate Category ]],Table13[Fortis New Lighting source],0)),\"\"), IF(ISTEXT(Table2[[#This Row],[BC Hydro Rebate Category ]]), IFERROR(INDEX(Table13NewPrescribedWattage,MATCH(Table2[[#This Row],[BC Hydro Rebate Category ]],Table13BCHRebateCategory,0)),\"\"), \"\")))","v":""},null,null,{"$f":"IF(Table2[[#This Row],[Lighting  Technology]]=\"Other\", \"-\", IF( AND(ISBLANK(Table2[[#This Row],[BC Hydro Rebate Category ]]),ISBLANK(Table2[[#This Row],[Fortis Rebate Category ]])), \"\", IF(ISTEXT(Table2[[#This Row],[Fortis Rebate Category ]]), IFERROR(INDEX(Table13BCHECM,MATCH(Table2[[#This Row],[Fortis Rebate Category ]],Table13[Fortis New Lighting source],0)),\"\"), IF(ISTEXT(Table2[[#This Row],[BC Hydro Rebate Category ]]), IFERROR(INDEX(Table13BCHECM,MATCH(Table2[[#This Row],[BC Hydro Rebate Category ]],Table13BCHRebateCategory,0)),\"\"), \"\"))))","v":""},{"$f":"IF(Table2[[#This Row],[Lighting  Technology]]=\"Other\", 0, IF( AND(ISBLANK(Table2[[#This Row],[BC Hydro Rebate Category ]]),ISBLANK(Table2[[#This Row],[Fortis Rebate Category ]])), \"\", IF(ISTEXT(Table2[[#This Row],[Fortis Rebate Category ]]), IFERROR(INDEX(Table13Persistence,MATCH(Table2[[#This Row],[Fortis Rebate Category ]],Table13[Fortis New Lighting source],0)),\"\"), IF(ISTEXT(Table2[[#This Row],[BC Hydro Rebate Category ]]), IFERROR(INDEX(Table13Persistence,MATCH(Table2[[#This Row],[BC Hydro Rebate Category ]],Table13BCHRebateCategory,0)),\"\"), \"\"))))","v":""},null,{"$f":"IFERROR(INDEX(Table5ControlRebate,MATCH(Table2[[#This Row],[Control Type]],Table5NewControl,0)),\"\")","v":""},null,{"$f":"IF(ISBLANK(Table2[[#This Row],[Control Type]]), IF(ISBLANK(Table2[[#This Row],[Annual Usage Hours (hrs)]]),Table2[[#This Row],[Reference Hours (hrs)]], Table2[[#This Row],[Annual Usage Hours (hrs)]]), IF(AND(ISBLANK(Table2[[#This Row],[Annual Usage Hours (hrs)]]), Table2[[#This Row],[Control Type]]=\"None\"), Table2[[#This Row],[Reference Hours (hrs)]], IF(Table2[[#This Row],[Control Type]]=\"None\", Table2[[#This Row],[Annual Usage Hours (hrs)]], IF(AND(ISBLANK(Table2[[#This Row],[Annual Usage Hours (hrs)]]), Table2[[#This Row],[Control Type]]<>\"None\"), IFERROR(Table2[[#This Row],[Reference Hours (hrs)]]*0.8,\"\"), IF(Table2[[#This Row],[Control Type]]<>\"None\", IFERROR( Table2[[#This Row],[Annual Usage Hours (hrs)]]*0.8,\"\"),\"\")))))","v":""},{"$f":"IF( Table2[[#This Row],[Lighting  Technology]]=\"Other\", IF(ISBLANK(Table2[[#This Row],[Retrofit Lamp/ Luminaire Wattage (see Rebate Unit)]]),\"\",IFERROR(Table2[[#This Row],[Prescribed Quantity]]*Table2[[#This Row],[Retrofit Lamp/ Luminaire Wattage (see Rebate Unit)]],\"\")), IF(ISBLANK(Table2[[#This Row],[Retrofit Lamp/ Luminaire Wattage (see Rebate Unit)]]),IFERROR(Table2[[#This Row],[Prescribed Quantity]]*Table2[[#This Row],[Prescribed Wattage (W)]],\"\"),IFERROR(Table2[[#This Row],[Prescribed Quantity]]*Table2[[#This Row],[Retrofit Lamp/ Luminaire Wattage (see Rebate Unit)]],\"\")))","v":""},{"$f":"IFERROR((IF( Table2[[#This Row],[Lighting  Technology]]=\"Other\", Table2[[#This Row],[Prescribed Quantity]]*Table2[[#This Row],[Retrofit Lamp/ Luminaire Wattage (see Rebate Unit)]], Table2[[#This Row],[Prescribed Quantity]]*Table2[[#This Row],[Prescribed Wattage (W)]] )),\"\")","v":""},{"$f":"IF(ISBLANK(Table2[[#This Row],[New Total Demand (hidden, W)]]),\"\", IF(ISBLANK(Table2[[#This Row],[New Hours (hidden, hrs)]]), \"\", IFERROR(Table2[[#This Row],[New Hours (hidden, hrs)]]*Table2[[#This Row],[New Total Demand (hidden, W)]]/1000,\"\")))","v":""},{"$f":"IF(ISBLANK(Table2[[#This Row],[Total Demand (Hidden) W]]),\"\", IF(ISBLANK(Table2[[#This Row],[New Total Demand (hidden, W)]]), \"\", IFERROR((Table2[[#This Row],[Total Demand (Hidden) W]]-Table2[[#This Row],[New Total Demand (hidden, W)]])/1000,\"\")))","v":""},{"$f":"IF( OR(ISBLANK(Table2[[#This Row],[New Total Demand (hidden, W)]]),ISBLANK(Table2[[#This Row],[Total Demand (Hidden) W]])),\"\", IF(ISBLANK(Table2[[#This Row],[Annual Usage Hours (hrs)]]), IFERROR( Table2[[#This Row],[Reference Hours (hrs)]]*(Table2[[#This Row],[Total Demand (Hidden) W]]-Table2[[#This Row],[New Total Demand (hidden, W)]])/1000,\"\"), IFERROR( Table2[[#This Row],[Annual Usage Hours (hrs)]]*(Table2[[#This Row],[Total Demand (Hidden) W]]-Table2[[#This Row],[New Total Demand (hidden, W)]])/1000,\"\")))","v":""},{"$f":"IF( OR(ISBLANK(Table2[[#This Row],[Prescribed Total Demand (hidden, W)]]),ISBLANK(Table2[[#This Row],[Total Demand (Hidden) W]])),\"\", IF(ISBLANK(Table2[[#This Row],[Annual Usage Hours (hrs)]]), IFERROR( Table2[[#This Row],[Reference Hours (hrs)]]*((Table2[Existing Prescribed Wattage (W)]*Table2[Existing Luminaire Quantity])-Table2[[#This Row],[Prescribed Total Demand (hidden, W)]])/1000,\"\"), IFERROR( Table2[[#This Row],[Annual Usage Hours (hrs)]]*((Table2[Existing Prescribed Wattage (W)]*Table2[Existing Luminaire Quantity])-Table2[[#This Row],[Prescribed Total Demand (hidden, W)]])/1000,\"\")))","v":""},{"$f":"\"\"","v":""},{"$f":"IF(OR(Table2[[#This Row],[Control Type]]=\"None\", ISBLANK(Table2[[#This Row],[Control Type]])),\"\", IF(ISBLANK(Table2[[#This Row],[New Total Demand (hidden, W)]]),\"\", IF(ISBLANK(Table2[[#This Row],[Annual Usage Hours (hrs)]]),  IFERROR( 0.2*Table2[[#This Row],[Reference Hours (hrs)]]*Table2[[#This Row],[New Total Demand (hidden, W)]]/1000,\"\"), IFERROR( 0.2*Table2[[#This Row],[Annual Usage Hours (hrs)]]*Table2[[#This Row],[New Total Demand (hidden, W)]]/1000,\"\"))))","v":""},{"$f":"IF(AND(NOT(ISNUMBER(Table2[[#This Row],[Rebate Per Unit\n(CAD)]])),ISBLANK(Table2[[#This Row],[Control Type]])), \"\", IF(OR(Table2[[#This Row],[Rebate Per Unit\n(CAD)]]=0,AND(NOT(ISNUMBER(Table2[[#This Row],[Rebate Per Unit\n(CAD)]])), ISTEXT(Table2[[#This Row],[Control Type]]))), 0, IFERROR(Table2[[#This Row],[Prescribed Quantity]]*Table2[[#This Row],[Rebate Per Unit\n(CAD)]],\"\")))","v":""},{"$f":" IF(AND(ISBLANK(Table2[[#This Row],[Control Type]]),ISNUMBER(Table2[[#This Row],[Rebate Value (CAD)]])),0, IFERROR(Table2[[#This Row],[Control Quantity]]*Table2[[#This Row],[Control Rebate per Unit\n(CAD)]],\"\"))","v":""},{"$f":"IF(AND(ISBLANK(Table2[[#This Row],[Rebate Value (CAD)]]),ISBLANK(Table2[[#This Row],[Rebate Value for Controls (CAD)]])), \"\", IFERROR(Table2[[#This Row],[Rebate Value (CAD)]]+Table2[[#This Row],[Rebate Value for Controls (CAD)]],\"\"))","v":""},{"$f":"IF(Table2[[#This Row],[Lighting  Technology]]=\"Other\",\"Other - \"&Table2[[#This Row],[Other - Lighting Technology Description]],Table2[[#This Row],[BC Hydro Rebate Category ]])","v":0},{"$f":"Table2[[#This Row],[BC Hydro Rebate Category ]]&Table2[[#This Row],[Retrofit Part '# (mandatory to validate Rebates)]]","v":""}]
[null,null,null,null,null,null,{"$f":"IF(ISBLANK(Table2[[#This Row],[Prescribed Lighting Source]]), \"\", IFERROR( INDEX(Table13ExistingPrescribedWattage,MATCH(Table2[[#This Row],[Prescribed Lighting Source]],Table13ExistingLightingSource,0)), IFERROR(INDEX(Table13ExistingPrescribedWattage,MATCH(Table2[[#This Row],[Fortis Rebate Category ]],Table13NewLightingSource,0)),\"-\")))","v":""},null,{"$f":"IFERROR(INDEX(SpaceTypeHours,MATCH(Table2[[#This Row],[Space Type]],SpaceType,0)),\"\")","v":""},null,{"$f":"IFERROR(IF(Table2[[#This Row],[Lighting  Technology]]=\"Other\",Table2[[#This Row],[Existing Effective Input Wattage (W)]]*Table2[[#This Row],[Existing Luminaire Quantity]],Table2[[#This Row],[Existing Prescribed Wattage (W)]]*Table2[[#This Row],[Existing Luminaire Quantity]]),\"\")","v":""},{"$f":"IF(Table2[Lighting  Technology] = \"Other\",(Table2[[#This Row],[Existing Luminaire Quantity]]*Table2[[#This Row],[Existing Effective Input Wattage (W)]]), IF(Table2[Existing Prescribed Wattage (W)] = \"\",\"\", IF( ISBLANK(Table2[[#This Row],[Existing Effective Input Wattage (W)]]), (Table2[[#This Row],[Existing Luminaire Quantity]]*Table2[[#This Row],[Existing Prescribed Wattage (W)]]),(Table2[[#This Row],[Existing Luminaire Quantity]]*Table2[[#This Row],[Existing Effective Input Wattage (W)]]))))","v":""},{"$f":"IF( (ISBLANK(Table2[[#This Row],[Annual Usage Hours (hrs)]])), IFERROR(Table2[[#This Row],[Reference Hours (hrs)]]*Table2[[#This Row],[Total Demand (Hidden) W]]/1000,\"\"), IFERROR(Table2[[#This Row],[Annual Usage Hours (hrs)]]*Table2[[#This Row],[Total Demand (Hidden) W]]/1000,\"\"))","v":""},null,null,{"$f":"IF(Table2[[#This Row],[Lighting  Technology]]=\"Other\", 0, IF( AND(ISBLANK(Table2[[#This Row],[BC Hydro Rebate Category ]]),ISBLANK(Table2[[#This Row],[Fortis Rebate Category ]])), \"\", IF(ISTEXT(Table2[[#This Row],[Fortis Rebate Category ]]), IFERROR(INDEX(Table13[Rebate],MATCH(Table2[[#This Row],[Fortis Rebate Category ]],Table13[Fortis New Lighting source],0)),\"\"), IF(ISTEXT(Table2[[#This Row],[BC Hydro Rebate Category ]]), IFERROR(INDEX(Table13Rebate,MATCH(Table2[[#This Row],[BC Hydro Rebate Category ]],Table13BCHRebateCategory,0)),\"\"), \"\"))))","v":""},{"$f":" IF(Table2[[#This Row],[Lighting  Technology]]=\"Other\", \"per Unit\", IF( AND(ISBLANK(Table2[[#This Row],[BC Hydro Rebate Category ]]),ISBLANK(Table2[[#This Row],[Fortis Rebate Category ]])), \"\", IF(ISTEXT(Table2[[#This Row],[Fortis Rebate Category ]]), IFERROR(INDEX(Table13PerUnit,MATCH(Table2[[#This Row],[Fortis Rebate Category ]],Table13[Fortis New Lighting source],0)),\"\"), IF(ISTEXT(Table2[[#This Row],[BC Hydro Rebate Category ]]), IFERROR(INDEX(Table13PerUnit,MATCH(Table2[[#This Row],[BC Hydro Rebate Category ]],Table13BCHRebateCategory,0)),\"\"), \"\"))))","v":""},null,{"$f":"IF( AND(ISBLANK(Table2[[#This Row],[Existing Luminaire Quantity]]),ISBLANK(Table2[[#This Row],[Prescribed Lighting Source]])), \"\", IF( OR(AND(ISNUMBER(SEARCH(\"lamp fl.\",Table2[[#This Row],[Prescribed Lighting Source]])),ISNUMBER(SEARCH(\"T8 lamp\",Table2[[#This Row],[BC Hydro Rebate Category ]]))),AND(ISNUMBER(SEARCH(\"T5HO\",Table2[[#This Row],[Prescribed Lighting Source]])),ISNUMBER(SEARCH(\"T5HO\",Table2[[#This Row],[BC Hydro Rebate Category ]]))),AND(ISNUMBER(SEARCH(\"lamp fl.\",Table2[[#This Row],[Prescribed Lighting Source]])),ISNUMBER(SEARCH(\"T8 lamp\",Table2[[#This Row],[Fortis Rebate Category ]]))),AND(ISNUMBER(SEARCH(\"T5HO\",Table2[[#This Row],[Prescribed Lighting Source]])),ISNUMBER(SEARCH(\"T5HO\",Table2[[#This Row],[Fortis Rebate Category ]])))          ),  IFERROR(INDEX(Table13NumberofLamps,MATCH(Table2[[#This Row],[Prescribed Lighting Source]],Table13ExistingLightingSource,0))*Table2[[#This Row],[Existing Luminaire Quantity]], \"-\"),  IF(Table2[[#This Row],[Lighting  Technology]]=\"Other\", IFERROR(Table2[[#This Row],[Existing Luminaire Quantity]],\"-\"), IFERROR(Table2[[#This Row],[Existing Luminaire Quantity]],\"-\"))))","v":""},{"$f":"IF( AND(ISBLANK(Table2[[#This Row],[BC Hydro Rebate Category ]]),ISBLANK(Table2[[#This Row],[Fortis Rebate Category ]])), \"\", IF(ISTEXT(Table2[[#This Row],[Fortis Rebate Category ]]), IFERROR(INDEX(Table13NewPrescribedWattage,MATCH(Table2[[#This Row],[Fortis Rebate Category ]],Table13[Fortis New Lighting source],0)),\"\"), IF(ISTEXT(Table2[[#This Row],[BC Hydro Rebate Category ]]), IFERROR(INDEX(Table13NewPrescribedWattage,MATCH(Table2[[#This Row],[BC Hydro Rebate Category ]],Table13BCHRebateCategory,0)),\"\"), \"\")))","v":""},null,null,{"$f":"IF(Table2[[#This Row],[Lighting  Technology]]=\"Other\", \"-\", IF( AND(ISBLANK(Table2[[#This Row],[BC Hydro Rebate Category ]]),ISBLANK(Table2[[#This Row],[Fortis Rebate Category ]])), \"\", IF(ISTEXT(Table2[[#This Row],[Fortis Rebate Category ]]), IFERROR(INDEX(Table13BCHECM,MATCH(Table2[[#This Row],[Fortis Rebate Category ]],Table13[Fortis New Lighting source],0)),\"\"), IF(ISTEXT(Table2[[#This Row],[BC Hydro Rebate Category ]]), IFERROR(INDEX(Table13BCHECM,MATCH(Table2[[#This Row],[BC Hydro Rebate Category ]],Table13BCHRebateCategory,0)),\"\"), \"\"))))","v":""},{"$f":"IF(Table2[[#This Row],[Lighting  Technology]]=\"Other\", 0, IF( AND(ISBLANK(Table2[[#This Row],[BC Hydro Rebate Category ]]),ISBLANK(Table2[[#This Row],[Fortis Rebate Category ]])), \"\", IF(ISTEXT(Table2[[#This Row],[Fortis Rebate Category ]]), IFERROR(INDEX(Table13Persistence,MATCH(Table2[[#This Row],[Fortis Rebate Category ]],Table13[Fortis New Lighting source],0)),\"\"), IF(ISTEXT(Table2[[#This Row],[BC Hydro Rebate Category ]]), IFERROR(INDEX(Table13Persistence,MATCH(Table2[[#This Row],[BC Hydro Rebate Category ]],Table13BCHRebateCategory,0)),\"\"), \"\"))))","v":""},null,{"$f":"IFERROR(INDEX(Table5ControlRebate,MATCH(Table2[[#This Row],[Control Type]],Table5NewControl,0)),\"\")","v":""},null,{"$f":"IF(ISBLANK(Table2[[#This Row],[Control Type]]), IF(ISBLANK(Table2[[#This Row],[Annual Usage Hours (hrs)]]),Table2[[#This Row],[Reference Hours (hrs)]], Table2[[#This Row],[Annual Usage Hours (hrs)]]), IF(AND(ISBLANK(Table2[[#This Row],[Annual Usage Hours (hrs)]]), Table2[[#This Row],[Control Type]]=\"None\"), Table2[[#This Row],[Reference Hours (hrs)]], IF(Table2[[#This Row],[Control Type]]=\"None\", Table2[[#This Row],[Annual Usage Hours (hrs)]], IF(AND(ISBLANK(Table2[[#This Row],[Annual Usage Hours (hrs)]]), Table2[[#This Row],[Control Type]]<>\"None\"), IFERROR(Table2[[#This Row],[Reference Hours (hrs)]]*0.8,\"\"), IF(Table2[[#This Row],[Control Type]]<>\"None\", IFERROR( Table2[[#This Row],[Annual Usage Hours (hrs)]]*0.8,\"\"),\"\")))))","v":""},{"$f":"IF( Table2[[#This Row],[Lighting  Technology]]=\"Other\", IF(ISBLANK(Table2[[#This Row],[Retrofit Lamp/ Luminaire Wattage (see Rebate Unit)]]),\"\",IFERROR(Table2[[#This Row],[Prescribed Quantity]]*Table2[[#This Row],[Retrofit Lamp/ Luminaire Wattage (see Rebate Unit)]],\"\")), IF(ISBLANK(Table2[[#This Row],[Retrofit Lamp/ Luminaire Wattage (see Rebate Unit)]]),IFERROR(Table2[[#This Row],[Prescribed Quantity]]*Table2[[#This Row],[Prescribed Wattage (W)]],\"\"),IFERROR(Table2[[#This Row],[Prescribed Quantity]]*Table2[[#This Row],[Retrofit Lamp/ Luminaire Wattage (see Rebate Unit)]],\"\")))","v":""},{"$f":"IFERROR((IF( Table2[[#This Row],[Lighting  Technology]]=\"Other\", Table2[[#This Row],[Prescribed Quantity]]*Table2[[#This Row],[Retrofit Lamp/ Luminaire Wattage (see Rebate Unit)]], Table2[[#This Row],[Prescribed Quantity]]*Table2[[#This Row],[Prescribed Wattage (W)]] )),\"\")","v":""},{"$f":"IF(ISBLANK(Table2[[#This Row],[New Total Demand (hidden, W)]]),\"\", IF(ISBLANK(Table2[[#This Row],[New Hours (hidden, hrs)]]), \"\", IFERROR(Table2[[#This Row],[New Hours (hidden, hrs)]]*Table2[[#This Row],[New Total Demand (hidden, W)]]/1000,\"\")))","v":""},{"$f":"IF(ISBLANK(Table2[[#This Row],[Total Demand (Hidden) W]]),\"\", IF(ISBLANK(Table2[[#This Row],[New Total Demand (hidden, W)]]), \"\", IFERROR((Table2[[#This Row],[Total Demand (Hidden) W]]-Table2[[#This Row],[New Total Demand (hidden, W)]])/1000,\"\")))","v":""},{"$f":"IF( OR(ISBLANK(Table2[[#This Row],[New Total Demand (hidden, W)]]),ISBLANK(Table2[[#This Row],[Total Demand (Hidden) W]])),\"\", IF(ISBLANK(Table2[[#This Row],[Annual Usage Hours (hrs)]]), IFERROR( Table2[[#This Row],[Reference Hours (hrs)]]*(Table2[[#This Row],[Total Demand (Hidden) W]]-Table2[[#This Row],[New Total Demand (hidden, W)]])/1000,\"\"), IFERROR( Table2[[#This Row],[Annual Usage Hours (hrs)]]*(Table2[[#This Row],[Total Demand (Hidden) W]]-Table2[[#This Row],[New Total Demand (hidden, W)]])/1000,\"\")))","v":""},{"$f":"IF( OR(ISBLANK(Table2[[#This Row],[Prescribed Total Demand (hidden, W)]]),ISBLANK(Table2[[#This Row],[Total Demand (Hidden) W]])),\"\", IF(ISBLANK(Table2[[#This Row],[Annual Usage Hours (hrs)]]), IFERROR( Table2[[#This Row],[Reference Hours (hrs)]]*((Table2[Existing Prescribed Wattage (W)]*Table2[Existing Luminaire Quantity])-Table2[[#This Row],[Prescribed Total Demand (hidden, W)]])/1000,\"\"), IFERROR( Table2[[#This Row],[Annual Usage Hours (hrs)]]*((Table2[Existing Prescribed Wattage (W)]*Table2[Existing Luminaire Quantity])-Table2[[#This Row],[Prescribed Total Demand (hidden, W)]])/1000,\"\")))","v":""},{"$f":"\"\"","v":""},{"$f":"IF(OR(Table2[[#This Row],[Control Type]]=\"None\", ISBLANK(Table2[[#This Row],[Control Type]])),\"\", IF(ISBLANK(Table2[[#This Row],[New Total Demand (hidden, W)]]),\"\", IF(ISBLANK(Table2[[#This Row],[Annual Usage Hours (hrs)]]),  IFERROR( 0.2*Table2[[#This Row],[Reference Hours (hrs)]]*Table2[[#This Row],[New Total Demand (hidden, W)]]/1000,\"\"), IFERROR( 0.2*Table2[[#This Row],[Annual Usage Hours (hrs)]]*Table2[[#This Row],[New Total Demand (hidden, W)]]/1000,\"\"))))","v":""},{"$f":"IF(AND(NOT(ISNUMBER(Table2[[#This Row],[Rebate Per Unit\n(CAD)]])),ISBLANK(Table2[[#This Row],[Control Type]])), \"\", IF(OR(Table2[[#This Row],[Rebate Per Unit\n(CAD)]]=0,AND(NOT(ISNUMBER(Table2[[#This Row],[Rebate Per Unit\n(CAD)]])), ISTEXT(Table2[[#This Row],[Control Type]]))), 0, IFERROR(Table2[[#This Row],[Prescribed Quantity]]*Table2[[#This Row],[Rebate Per Unit\n(CAD)]],\"\")))","v":""},{"$f":" IF(AND(ISBLANK(Table2[[#This Row],[Control Type]]),ISNUMBER(Table2[[#This Row],[Rebate Value (CAD)]])),0, IFERROR(Table2[[#This Row],[Control Quantity]]*Table2[[#This Row],[Control Rebate per Unit\n(CAD)]],\"\"))","v":""},{"$f":"IF(AND(ISBLANK(Table2[[#This Row],[Rebate Value (CAD)]]),ISBLANK(Table2[[#This Row],[Rebate Value for Controls (CAD)]])), \"\", IFERROR(Table2[[#This Row],[Rebate Value (CAD)]]+Table2[[#This Row],[Rebate Value for Controls (CAD)]],\"\"))","v":""},{"$f":"IF(Table2[[#This Row],[Lighting  Technology]]=\"Other\",\"Other - \"&Table2[[#This Row],[Other - Lighting Technology Description]],Table2[[#This Row],[BC Hydro Rebate Category ]])","v":0},{"$f":"Table2[[#This Row],[BC Hydro Rebate Category ]]&Table2[[#This Row],[Retrofit Part '# (mandatory to validate Rebates)]]","v":""}]
[null,null,null,null,null,null,{"$f":"IF(ISBLANK(Table2[[#This Row],[Prescribed Lighting Source]]), \"\", IFERROR( INDEX(Table13ExistingPrescribedWattage,MATCH(Table2[[#This Row],[Prescribed Lighting Source]],Table13ExistingLightingSource,0)), IFERROR(INDEX(Table13ExistingPrescribedWattage,MATCH(Table2[[#This Row],[Fortis Rebate Category ]],Table13NewLightingSource,0)),\"-\")))","v":""},null,{"$f":"IFERROR(INDEX(SpaceTypeHours,MATCH(Table2[[#This Row],[Space Type]],SpaceType,0)),\"\")","v":""},null,{"$f":"IFERROR(IF(Table2[[#This Row],[Lighting  Technology]]=\"Other\",Table2[[#This Row],[Existing Effective Input Wattage (W)]]*Table2[[#This Row],[Existing Luminaire Quantity]],Table2[[#This Row],[Existing Prescribed Wattage (W)]]*Table2[[#This Row],[Existing Luminaire Quantity]]),\"\")","v":""},{"$f":"IF(Table2[Lighting  Technology] = \"Other\",(Table2[[#This Row],[Existing Luminaire Quantity]]*Table2[[#This Row],[Existing Effective Input Wattage (W)]]), IF(Table2[Existing Prescribed Wattage (W)] = \"\",\"\", IF( ISBLANK(Table2[[#This Row],[Existing Effective Input Wattage (W)]]), (Table2[[#This Row],[Existing Luminaire Quantity]]*Table2[[#This Row],[Existing Prescribed Wattage (W)]]),(Table2[[#This Row],[Existing Luminaire Quantity]]*Table2[[#This Row],[Existing Effective Input Wattage (W)]]))))","v":""},{"$f":"IF( (ISBLANK(Table2[[#This Row],[Annual Usage Hours (hrs)]])), IFERROR(Table2[[#This Row],[Reference Hours (hrs)]]*Table2[[#This Row],[Total Demand (Hidden) W]]/1000,\"\"), IFERROR(Table2[[#This Row],[Annual Usage Hours (hrs)]]*Table2[[#This Row],[Total Demand (Hidden) W]]/1000,\"\"))","v":""},null,null,{"$f":"IF(Table2[[#This Row],[Lighting  Technology]]=\"Other\", 0, IF( AND(ISBLANK(Table2[[#This Row],[BC Hydro Rebate Category ]]),ISBLANK(Table2[[#This Row],[Fortis Rebate Category ]])), \"\", IF(ISTEXT(Table2[[#This Row],[Fortis Rebate Category ]]), IFERROR(INDEX(Table13[Rebate],MATCH(Table2[[#This Row],[Fortis Rebate Category ]],Table13[Fortis New Lighting source],0)),\"\"), IF(ISTEXT(Table2[[#This Row],[BC Hydro Rebate Category ]]), IFERROR(INDEX(Table13Rebate,MATCH(Table2[[#This Row],[BC Hydro Rebate Category ]],Table13BCHRebateCategory,0)),\"\"), \"\"))))","v":""},{"$f":" IF(Table2[[#This Row],[Lighting  Technology]]=\"Other\", \"per Unit\", IF( AND(ISBLANK(Table2[[#This Row],[BC Hydro Rebate Category ]]),ISBLANK(Table2[[#This Row],[Fortis Rebate Category ]])), \"\", IF(ISTEXT(Table2[[#This Row],[Fortis Rebate Category ]]), IFERROR(INDEX(Table13PerUnit,MATCH(Table2[[#This Row],[Fortis Rebate Category ]],Table13[Fortis New Lighting source],0)),\"\"), IF(ISTEXT(Table2[[#This Row],[BC Hydro Rebate Category ]]), IFERROR(INDEX(Table13PerUnit,MATCH(Table2[[#This Row],[BC Hydro Rebate Category ]],Table13BCHRebateCategory,0)),\"\"), \"\"))))","v":""},null,{"$f":"IF( AND(ISBLANK(Table2[[#This Row],[Existing Luminaire Quantity]]),ISBLANK(Table2[[#This Row],[Prescribed Lighting Source]])), \"\", IF( OR(AND(ISNUMBER(SEARCH(\"lamp fl.\",Table2[[#This Row],[Prescribed Lighting Source]])),ISNUMBER(SEARCH(\"T8 lamp\",Table2[[#This Row],[BC Hydro Rebate Category ]]))),AND(ISNUMBER(SEARCH(\"T5HO\",Table2[[#This Row],[Prescribed Lighting Source]])),ISNUMBER(SEARCH(\"T5HO\",Table2[[#This Row],[BC Hydro Rebate Category ]]))),AND(ISNUMBER(SEARCH(\"lamp fl.\",Table2[[#This Row],[Prescribed Lighting Source]])),ISNUMBER(SEARCH(\"T8 lamp\",Table2[[#This Row],[Fortis Rebate Category ]]))),AND(ISNUMBER(SEARCH(\"T5HO\",Table2[[#This Row],[Prescribed Lighting Source]])),ISNUMBER(SEARCH(\"T5HO\",Table2[[#This Row],[Fortis Rebate Category ]])))          ),  IFERROR(INDEX(Table13NumberofLamps,MATCH(Table2[[#This Row],[Prescribed Lighting Source]],Table13ExistingLightingSource,0))*Table2[[#This Row],[Existing Luminaire Quantity]], \"-\"),  IF(Table2[[#This Row],[Lighting  Technology]]=\"Other\", IFERROR(Table2[[#This Row],[Existing Luminaire Quantity]],\"-\"), IFERROR(Table2[[#This Row],[Existing Luminaire Quantity]],\"-\"))))","v":""},{"$f":"IF( AND(ISBLANK(Table2[[#This Row],[BC Hydro Rebate Category ]]),ISBLANK(Table2[[#This Row],[Fortis Rebate Category ]])), \"\", IF(ISTEXT(Table2[[#This Row],[Fortis Rebate Category ]]), IFERROR(INDEX(Table13NewPrescribedWattage,MATCH(Table2[[#This Row],[Fortis Rebate Category ]],Table13[Fortis New Lighting source],0)),\"\"), IF(ISTEXT(Table2[[#This Row],[BC Hydro Rebate Category ]]), IFERROR(INDEX(Table13NewPrescribedWattage,MATCH(Table2[[#This Row],[BC Hydro Rebate Category ]],Table13BCHRebateCategory,0)),\"\"), \"\")))","v":""},null,null,{"$f":"IF(Table2[[#This Row],[Lighting  Technology]]=\"Other\", \"-\", IF( AND(ISBLANK(Table2[[#This Row],[BC Hydro Rebate Category ]]),ISBLANK(Table2[[#This Row],[Fortis Rebate Category ]])), \"\", IF(ISTEXT(Table2[[#This Row],[Fortis Rebate Category ]]), IFERROR(INDEX(Table13BCHECM,MATCH(Table2[[#This Row],[Fortis Rebate Category ]],Table13[Fortis New Lighting source],0)),\"\"), IF(ISTEXT(Table2[[#This Row],[BC Hydro Rebate Category ]]), IFERROR(INDEX(Table13BCHECM,MATCH(Table2[[#This Row],[BC Hydro Rebate Category ]],Table13BCHRebateCategory,0)),\"\"), \"\"))))","v":""},{"$f":"IF(Table2[[#This Row],[Lighting  Technology]]=\"Other\", 0, IF( AND(ISBLANK(Table2[[#This Row],[BC Hydro Rebate Category ]]),ISBLANK(Table2[[#This Row],[Fortis Rebate Category ]])), \"\", IF(ISTEXT(Table2[[#This Row],[Fortis Rebate Category ]]), IFERROR(INDEX(Table13Persistence,MATCH(Table2[[#This Row],[Fortis Rebate Category ]],Table13[Fortis New Lighting source],0)),\"\"), IF(ISTEXT(Table2[[#This Row],[BC Hydro Rebate Category ]]), IFERROR(INDEX(Table13Persistence,MATCH(Table2[[#This Row],[BC Hydro Rebate Category ]],Table13BCHRebateCategory,0)),\"\"), \"\"))))","v":""},null,{"$f":"IFERROR(INDEX(Table5ControlRebate,MATCH(Table2[[#This Row],[Control Type]],Table5NewControl,0)),\"\")","v":""},null,{"$f":"IF(ISBLANK(Table2[[#This Row],[Control Type]]), IF(ISBLANK(Table2[[#This Row],[Annual Usage Hours (hrs)]]),Table2[[#This Row],[Reference Hours (hrs)]], Table2[[#This Row],[Annual Usage Hours (hrs)]]), IF(AND(ISBLANK(Table2[[#This Row],[Annual Usage Hours (hrs)]]), Table2[[#This Row],[Control Type]]=\"None\"), Table2[[#This Row],[Reference Hours (hrs)]], IF(Table2[[#This Row],[Control Type]]=\"None\", Table2[[#This Row],[Annual Usage Hours (hrs)]], IF(AND(ISBLANK(Table2[[#This Row],[Annual Usage Hours (hrs)]]), Table2[[#This Row],[Control Type]]<>\"None\"), IFERROR(Table2[[#This Row],[Reference Hours (hrs)]]*0.8,\"\"), IF(Table2[[#This Row],[Control Type]]<>\"None\", IFERROR( Table2[[#This Row],[Annual Usage Hours (hrs)]]*0.8,\"\"),\"\")))))","v":""},{"$f":"IF( Table2[[#This Row],[Lighting  Technology]]=\"Other\", IF(ISBLANK(Table2[[#This Row],[Retrofit Lamp/ Luminaire Wattage (see Rebate Unit)]]),\"\",IFERROR(Table2[[#This Row],[Prescribed Quantity]]*Table2[[#This Row],[Retrofit Lamp/ Luminaire Wattage (see Rebate Unit)]],\"\")), IF(ISBLANK(Table2[[#This Row],[Retrofit Lamp/ Luminaire Wattage (see Rebate Unit)]]),IFERROR(Table2[[#This Row],[Prescribed Quantity]]*Table2[[#This Row],[Prescribed Wattage (W)]],\"\"),IFERROR(Table2[[#This Row],[Prescribed Quantity]]*Table2[[#This Row],[Retrofit Lamp/ Luminaire Wattage (see Rebate Unit)]],\"\")))","v":""},{"$f":"IFERROR((IF( Table2[[#This Row],[Lighting  Technology]]=\"Other\", Table2[[#This Row],[Prescribed Quantity]]*Table2[[#This Row],[Retrofit Lamp/ Luminaire Wattage (see Rebate Unit)]], Table2[[#This Row],[Prescribed Quantity]]*Table2[[#This Row],[Prescribed Wattage (W)]] )),\"\")","v":""},{"$f":"IF(ISBLANK(Table2[[#This Row],[New Total Demand (hidden, W)]]),\"\", IF(ISBLANK(Table2[[#This Row],[New Hours (hidden, hrs)]]), \"\", IFERROR(Table2[[#This Row],[New Hours (hidden, hrs)]]*Table2[[#This Row],[New Total Demand (hidden, W)]]/1000,\"\")))","v":""},{"$f":"IF(ISBLANK(Table2[[#This Row],[Total Demand (Hidden) W]]),\"\", IF(ISBLANK(Table2[[#This Row],[New Total Demand (hidden, W)]]), \"\", IFERROR((Table2[[#This Row],[Total Demand (Hidden) W]]-Table2[[#This Row],[New Total Demand (hidden, W)]])/1000,\"\")))","v":""},{"$f":"IF( OR(ISBLANK(Table2[[#This Row],[New Total Demand (hidden, W)]]),ISBLANK(Table2[[#This Row],[Total Demand (Hidden) W]])),\"\", IF(ISBLANK(Table2[[#This Row],[Annual Usage Hours (hrs)]]), IFERROR( Table2[[#This Row],[Reference Hours (hrs)]]*(Table2[[#This Row],[Total Demand (Hidden) W]]-Table2[[#This Row],[New Total Demand (hidden, W)]])/1000,\"\"), IFERROR( Table2[[#This Row],[Annual Usage Hours (hrs)]]*(Table2[[#This Row],[Total Demand (Hidden) W]]-Table2[[#This Row],[New Total Demand (hidden, W)]])/1000,\"\")))","v":""},{"$f":"IF( OR(ISBLANK(Table2[[#This Row],[Prescribed Total Demand (hidden, W)]]),ISBLANK(Table2[[#This Row],[Total Demand (Hidden) W]])),\"\", IF(ISBLANK(Table2[[#This Row],[Annual Usage Hours (hrs)]]), IFERROR( Table2[[#This Row],[Reference Hours (hrs)]]*((Table2[Existing Prescribed Wattage (W)]*Table2[Existing Luminaire Quantity])-Table2[[#This Row],[Prescribed Total Demand (hidden, W)]])/1000,\"\"), IFERROR( Table2[[#This Row],[Annual Usage Hours (hrs)]]*((Table2[Existing Prescribed Wattage (W)]*Table2[Existing Luminaire Quantity])-Table2[[#This Row],[Prescribed Total Demand (hidden, W)]])/1000,\"\")))","v":""},{"$f":"\"\"","v":""},{"$f":"IF(OR(Table2[[#This Row],[Control Type]]=\"None\", ISBLANK(Table2[[#This Row],[Control Type]])),\"\", IF(ISBLANK(Table2[[#This Row],[New Total Demand (hidden, W)]]),\"\", IF(ISBLANK(Table2[[#This Row],[Annual Usage Hours (hrs)]]),  IFERROR( 0.2*Table2[[#This Row],[Reference Hours (hrs)]]*Table2[[#This Row],[New Total Demand (hidden, W)]]/1000,\"\"), IFERROR( 0.2*Table2[[#This Row],[Annual Usage Hours (hrs)]]*Table2[[#This Row],[New Total Demand (hidden, W)]]/1000,\"\"))))","v":""},{"$f":"IF(AND(NOT(ISNUMBER(Table2[[#This Row],[Rebate Per Unit\n(CAD)]])),ISBLANK(Table2[[#This Row],[Control Type]])), \"\", IF(OR(Table2[[#This Row],[Rebate Per Unit\n(CAD)]]=0,AND(NOT(ISNUMBER(Table2[[#This Row],[Rebate Per Unit\n(CAD)]])), ISTEXT(Table2[[#This Row],[Control Type]]))), 0, IFERROR(Table2[[#This Row],[Prescribed Quantity]]*Table2[[#This Row],[Rebate Per Unit\n(CAD)]],\"\")))","v":""},{"$f":" IF(AND(ISBLANK(Table2[[#This Row],[Control Type]]),ISNUMBER(Table2[[#This Row],[Rebate Value (CAD)]])),0, IFERROR(Table2[[#This Row],[Control Quantity]]*Table2[[#This Row],[Control Rebate per Unit\n(CAD)]],\"\"))","v":""},{"$f":"IF(AND(ISBLANK(Table2[[#This Row],[Rebate Value (CAD)]]),ISBLANK(Table2[[#This Row],[Rebate Value for Controls (CAD)]])), \"\", IFERROR(Table2[[#This Row],[Rebate Value (CAD)]]+Table2[[#This Row],[Rebate Value for Controls (CAD)]],\"\"))","v":""},{"$f":"IF(Table2[[#This Row],[Lighting  Technology]]=\"Other\",\"Other - \"&Table2[[#This Row],[Other - Lighting Technology Description]],Table2[[#This Row],[BC Hydro Rebate Category ]])","v":0},{"$f":"Table2[[#This Row],[BC Hydro Rebate Category ]]&Table2[[#This Row],[Retrofit Part '# (mandatory to validate Rebates)]]","v":""}]
[null,null,null,null,null,null,{"$f":"IF(ISBLANK(Table2[[#This Row],[Prescribed Lighting Source]]), \"\", IFERROR( INDEX(Table13ExistingPrescribedWattage,MATCH(Table2[[#This Row],[Prescribed Lighting Source]],Table13ExistingLightingSource,0)), IFERROR(INDEX(Table13ExistingPrescribedWattage,MATCH(Table2[[#This Row],[Fortis Rebate Category ]],Table13NewLightingSource,0)),\"-\")))","v":""},null,{"$f":"IFERROR(INDEX(SpaceTypeHours,MATCH(Table2[[#This Row],[Space Type]],SpaceType,0)),\"\")","v":""},null,{"$f":"IFERROR(IF(Table2[[#This Row],[Lighting  Technology]]=\"Other\",Table2[[#This Row],[Existing Effective Input Wattage (W)]]*Table2[[#This Row],[Existing Luminaire Quantity]],Table2[[#This Row],[Existing Prescribed Wattage (W)]]*Table2[[#This Row],[Existing Luminaire Quantity]]),\"\")","v":""},{"$f":"IF(Table2[Lighting  Technology] = \"Other\",(Table2[[#This Row],[Existing Luminaire Quantity]]*Table2[[#This Row],[Existing Effective Input Wattage (W)]]), IF(Table2[Existing Prescribed Wattage (W)] = \"\",\"\", IF( ISBLANK(Table2[[#This Row],[Existing Effective Input Wattage (W)]]), (Table2[[#This Row],[Existing Luminaire Quantity]]*Table2[[#This Row],[Existing Prescribed Wattage (W)]]),(Table2[[#This Row],[Existing Luminaire Quantity]]*Table2[[#This Row],[Existing Effective Input Wattage (W)]]))))","v":""},{"$f":"IF( (ISBLANK(Table2[[#This Row],[Annual Usage Hours (hrs)]])), IFERROR(Table2[[#This Row],[Reference Hours (hrs)]]*Table2[[#This Row],[Total Demand (Hidden) W]]/1000,\"\"), IFERROR(Table2[[#This Row],[Annual Usage Hours (hrs)]]*Table2[[#This Row],[Total Demand (Hidden) W]]/1000,\"\"))","v":""},null,null,{"$f":"IF(Table2[[#This Row],[Lighting  Technology]]=\"Other\", 0, IF( AND(ISBLANK(Table2[[#This Row],[BC Hydro Rebate Category ]]),ISBLANK(Table2[[#This Row],[Fortis Rebate Category ]])), \"\", IF(ISTEXT(Table2[[#This Row],[Fortis Rebate Category ]]), IFERROR(INDEX(Table13[Rebate],MATCH(Table2[[#This Row],[Fortis Rebate Category ]],Table13[Fortis New Lighting source],0)),\"\"), IF(ISTEXT(Table2[[#This Row],[BC Hydro Rebate Category ]]), IFERROR(INDEX(Table13Rebate,MATCH(Table2[[#This Row],[BC Hydro Rebate Category ]],Table13BCHRebateCategory,0)),\"\"), \"\"))))","v":""},{"$f":" IF(Table2[[#This Row],[Lighting  Technology]]=\"Other\", \"per Unit\", IF( AND(ISBLANK(Table2[[#This Row],[BC Hydro Rebate Category ]]),ISBLANK(Table2[[#This Row],[Fortis Rebate Category ]])), \"\", IF(ISTEXT(Table2[[#This Row],[Fortis Rebate Category ]]), IFERROR(INDEX(Table13PerUnit,MATCH(Table2[[#This Row],[Fortis Rebate Category ]],Table13[Fortis New Lighting source],0)),\"\"), IF(ISTEXT(Table2[[#This Row],[BC Hydro Rebate Category ]]), IFERROR(INDEX(Table13PerUnit,MATCH(Table2[[#This Row],[BC Hydro Rebate Category ]],Table13BCHRebateCategory,0)),\"\"), \"\"))))","v":""},null,{"$f":"IF( AND(ISBLANK(Table2[[#This Row],[Existing Luminaire Quantity]]),ISBLANK(Table2[[#This Row],[Prescribed Lighting Source]])), \"\", IF( OR(AND(ISNUMBER(SEARCH(\"lamp fl.\",Table2[[#This Row],[Prescribed Lighting Source]])),ISNUMBER(SEARCH(\"T8 lamp\",Table2[[#This Row],[BC Hydro Rebate Category ]]))),AND(ISNUMBER(SEARCH(\"T5HO\",Table2[[#This Row],[Prescribed Lighting Source]])),ISNUMBER(SEARCH(\"T5HO\",Table2[[#This Row],[BC Hydro Rebate Category ]]))),AND(ISNUMBER(SEARCH(\"lamp fl.\",Table2[[#This Row],[Prescribed Lighting Source]])),ISNUMBER(SEARCH(\"T8 lamp\",Table2[[#This Row],[Fortis Rebate Category ]]))),AND(ISNUMBER(SEARCH(\"T5HO\",Table2[[#This Row],[Prescribed Lighting Source]])),ISNUMBER(SEARCH(\"T5HO\",Table2[[#This Row],[Fortis Rebate Category ]])))          ),  IFERROR(INDEX(Table13NumberofLamps,MATCH(Table2[[#This Row],[Prescribed Lighting Source]],Table13ExistingLightingSource,0))*Table2[[#This Row],[Existing Luminaire Quantity]], \"-\"),  IF(Table2[[#This Row],[Lighting  Technology]]=\"Other\", IFERROR(Table2[[#This Row],[Existing Luminaire Quantity]],\"-\"), IFERROR(Table2[[#This Row],[Existing Luminaire Quantity]],\"-\"))))","v":""},{"$f":"IF( AND(ISBLANK(Table2[[#This Row],[BC Hydro Rebate Category ]]),ISBLANK(Table2[[#This Row],[Fortis Rebate Category ]])), \"\", IF(ISTEXT(Table2[[#This Row],[Fortis Rebate Category ]]), IFERROR(INDEX(Table13NewPrescribedWattage,MATCH(Table2[[#This Row],[Fortis Rebate Category ]],Table13[Fortis New Lighting source],0)),\"\"), IF(ISTEXT(Table2[[#This Row],[BC Hydro Rebate Category ]]), IFERROR(INDEX(Table13NewPrescribedWattage,MATCH(Table2[[#This Row],[BC Hydro Rebate Category ]],Table13BCHRebateCategory,0)),\"\"), \"\")))","v":""},null,null,{"$f":"IF(Table2[[#This Row],[Lighting  Technology]]=\"Other\", \"-\", IF( AND(ISBLANK(Table2[[#This Row],[BC Hydro Rebate Category ]]),ISBLANK(Table2[[#This Row],[Fortis Rebate Category ]])), \"\", IF(ISTEXT(Table2[[#This Row],[Fortis Rebate Category ]]), IFERROR(INDEX(Table13BCHECM,MATCH(Table2[[#This Row],[Fortis Rebate Category ]],Table13[Fortis New Lighting source],0)),\"\"), IF(ISTEXT(Table2[[#This Row],[BC Hydro Rebate Category ]]), IFERROR(INDEX(Table13BCHECM,MATCH(Table2[[#This Row],[BC Hydro Rebate Category ]],Table13BCHRebateCategory,0)),\"\"), \"\"))))","v":""},{"$f":"IF(Table2[[#This Row],[Lighting  Technology]]=\"Other\", 0, IF( AND(ISBLANK(Table2[[#This Row],[BC Hydro Rebate Category ]]),ISBLANK(Table2[[#This Row],[Fortis Rebate Category ]])), \"\", IF(ISTEXT(Table2[[#This Row],[Fortis Rebate Category ]]), IFERROR(INDEX(Table13Persistence,MATCH(Table2[[#This Row],[Fortis Rebate Category ]],Table13[Fortis New Lighting source],0)),\"\"), IF(ISTEXT(Table2[[#This Row],[BC Hydro Rebate Category ]]), IFERROR(INDEX(Table13Persistence,MATCH(Table2[[#This Row],[BC Hydro Rebate Category ]],Table13BCHRebateCategory,0)),\"\"), \"\"))))","v":""},null,{"$f":"IFERROR(INDEX(Table5ControlRebate,MATCH(Table2[[#This Row],[Control Type]],Table5NewControl,0)),\"\")","v":""},null,{"$f":"IF(ISBLANK(Table2[[#This Row],[Control Type]]), IF(ISBLANK(Table2[[#This Row],[Annual Usage Hours (hrs)]]),Table2[[#This Row],[Reference Hours (hrs)]], Table2[[#This Row],[Annual Usage Hours (hrs)]]), IF(AND(ISBLANK(Table2[[#This Row],[Annual Usage Hours (hrs)]]), Table2[[#This Row],[Control Type]]=\"None\"), Table2[[#This Row],[Reference Hours (hrs)]], IF(Table2[[#This Row],[Control Type]]=\"None\", Table2[[#This Row],[Annual Usage Hours (hrs)]], IF(AND(ISBLANK(Table2[[#This Row],[Annual Usage Hours (hrs)]]), Table2[[#This Row],[Control Type]]<>\"None\"), IFERROR(Table2[[#This Row],[Reference Hours (hrs)]]*0.8,\"\"), IF(Table2[[#This Row],[Control Type]]<>\"None\", IFERROR( Table2[[#This Row],[Annual Usage Hours (hrs)]]*0.8,\"\"),\"\")))))","v":""},{"$f":"IF( Table2[[#This Row],[Lighting  Technology]]=\"Other\", IF(ISBLANK(Table2[[#This Row],[Retrofit Lamp/ Luminaire Wattage (see Rebate Unit)]]),\"\",IFERROR(Table2[[#This Row],[Prescribed Quantity]]*Table2[[#This Row],[Retrofit Lamp/ Luminaire Wattage (see Rebate Unit)]],\"\")), IF(ISBLANK(Table2[[#This Row],[Retrofit Lamp/ Luminaire Wattage (see Rebate Unit)]]),IFERROR(Table2[[#This Row],[Prescribed Quantity]]*Table2[[#This Row],[Prescribed Wattage (W)]],\"\"),IFERROR(Table2[[#This Row],[Prescribed Quantity]]*Table2[[#This Row],[Retrofit Lamp/ Luminaire Wattage (see Rebate Unit)]],\"\")))","v":""},{"$f":"IFERROR((IF( Table2[[#This Row],[Lighting  Technology]]=\"Other\", Table2[[#This Row],[Prescribed Quantity]]*Table2[[#This Row],[Retrofit Lamp/ Luminaire Wattage (see Rebate Unit)]], Table2[[#This Row],[Prescribed Quantity]]*Table2[[#This Row],[Prescribed Wattage (W)]] )),\"\")","v":""},{"$f":"IF(ISBLANK(Table2[[#This Row],[New Total Demand (hidden, W)]]),\"\", IF(ISBLANK(Table2[[#This Row],[New Hours (hidden, hrs)]]), \"\", IFERROR(Table2[[#This Row],[New Hours (hidden, hrs)]]*Table2[[#This Row],[New Total Demand (hidden, W)]]/1000,\"\")))","v":""},{"$f":"IF(ISBLANK(Table2[[#This Row],[Total Demand (Hidden) W]]),\"\", IF(ISBLANK(Table2[[#This Row],[New Total Demand (hidden, W)]]), \"\", IFERROR((Table2[[#This Row],[Total Demand (Hidden) W]]-Table2[[#This Row],[New Total Demand (hidden, W)]])/1000,\"\")))","v":""},{"$f":"IF( OR(ISBLANK(Table2[[#This Row],[New Total Demand (hidden, W)]]),ISBLANK(Table2[[#This Row],[Total Demand (Hidden) W]])),\"\", IF(ISBLANK(Table2[[#This Row],[Annual Usage Hours (hrs)]]), IFERROR( Table2[[#This Row],[Reference Hours (hrs)]]*(Table2[[#This Row],[Total Demand (Hidden) W]]-Table2[[#This Row],[New Total Demand (hidden, W)]])/1000,\"\"), IFERROR( Table2[[#This Row],[Annual Usage Hours (hrs)]]*(Table2[[#This Row],[Total Demand (Hidden) W]]-Table2[[#This Row],[New Total Demand (hidden, W)]])/1000,\"\")))","v":""},{"$f":"IF( OR(ISBLANK(Table2[[#This Row],[Prescribed Total Demand (hidden, W)]]),ISBLANK(Table2[[#This Row],[Total Demand (Hidden) W]])),\"\", IF(ISBLANK(Table2[[#This Row],[Annual Usage Hours (hrs)]]), IFERROR( Table2[[#This Row],[Reference Hours (hrs)]]*((Table2[Existing Prescribed Wattage (W)]*Table2[Existing Luminaire Quantity])-Table2[[#This Row],[Prescribed Total Demand (hidden, W)]])/1000,\"\"), IFERROR( Table2[[#This Row],[Annual Usage Hours (hrs)]]*((Table2[Existing Prescribed Wattage (W)]*Table2[Existing Luminaire Quantity])-Table2[[#This Row],[Prescribed Total Demand (hidden, W)]])/1000,\"\")))","v":""},{"$f":"\"\"","v":""},{"$f":"IF(OR(Table2[[#This Row],[Control Type]]=\"None\", ISBLANK(Table2[[#This Row],[Control Type]])),\"\", IF(ISBLANK(Table2[[#This Row],[New Total Demand (hidden, W)]]),\"\", IF(ISBLANK(Table2[[#This Row],[Annual Usage Hours (hrs)]]),  IFERROR( 0.2*Table2[[#This Row],[Reference Hours (hrs)]]*Table2[[#This Row],[New Total Demand (hidden, W)]]/1000,\"\"), IFERROR( 0.2*Table2[[#This Row],[Annual Usage Hours (hrs)]]*Table2[[#This Row],[New Total Demand (hidden, W)]]/1000,\"\"))))","v":""},{"$f":"IF(AND(NOT(ISNUMBER(Table2[[#This Row],[Rebate Per Unit\n(CAD)]])),ISBLANK(Table2[[#This Row],[Control Type]])), \"\", IF(OR(Table2[[#This Row],[Rebate Per Unit\n(CAD)]]=0,AND(NOT(ISNUMBER(Table2[[#This Row],[Rebate Per Unit\n(CAD)]])), ISTEXT(Table2[[#This Row],[Control Type]]))), 0, IFERROR(Table2[[#This Row],[Prescribed Quantity]]*Table2[[#This Row],[Rebate Per Unit\n(CAD)]],\"\")))","v":""},{"$f":" IF(AND(ISBLANK(Table2[[#This Row],[Control Type]]),ISNUMBER(Table2[[#This Row],[Rebate Value (CAD)]])),0, IFERROR(Table2[[#This Row],[Control Quantity]]*Table2[[#This Row],[Control Rebate per Unit\n(CAD)]],\"\"))","v":""},{"$f":"IF(AND(ISBLANK(Table2[[#This Row],[Rebate Value (CAD)]]),ISBLANK(Table2[[#This Row],[Rebate Value for Controls (CAD)]])), \"\", IFERROR(Table2[[#This Row],[Rebate Value (CAD)]]+Table2[[#This Row],[Rebate Value for Controls (CAD)]],\"\"))","v":""},{"$f":"IF(Table2[[#This Row],[Lighting  Technology]]=\"Other\",\"Other - \"&Table2[[#This Row],[Other - Lighting Technology Description]],Table2[[#This Row],[BC Hydro Rebate Category ]])","v":0},{"$f":"Table2[[#This Row],[BC Hydro Rebate Category ]]&Table2[[#This Row],[Retrofit Part '# (mandatory to validate Rebates)]]","v":""}]
[null,null,null,null,null,null,{"$f":"IF(ISBLANK(Table2[[#This Row],[Prescribed Lighting Source]]), \"\", IFERROR( INDEX(Table13ExistingPrescribedWattage,MATCH(Table2[[#This Row],[Prescribed Lighting Source]],Table13ExistingLightingSource,0)), IFERROR(INDEX(Table13ExistingPrescribedWattage,MATCH(Table2[[#This Row],[Fortis Rebate Category ]],Table13NewLightingSource,0)),\"-\")))","v":""},null,{"$f":"IFERROR(INDEX(SpaceTypeHours,MATCH(Table2[[#This Row],[Space Type]],SpaceType,0)),\"\")","v":""},null,{"$f":"IFERROR(IF(Table2[[#This Row],[Lighting  Technology]]=\"Other\",Table2[[#This Row],[Existing Effective Input Wattage (W)]]*Table2[[#This Row],[Existing Luminaire Quantity]],Table2[[#This Row],[Existing Prescribed Wattage (W)]]*Table2[[#This Row],[Existing Luminaire Quantity]]),\"\")","v":""},{"$f":"IF(Table2[Lighting  Technology] = \"Other\",(Table2[[#This Row],[Existing Luminaire Quantity]]*Table2[[#This Row],[Existing Effective Input Wattage (W)]]), IF(Table2[Existing Prescribed Wattage (W)] = \"\",\"\", IF( ISBLANK(Table2[[#This Row],[Existing Effective Input Wattage (W)]]), (Table2[[#This Row],[Existing Luminaire Quantity]]*Table2[[#This Row],[Existing Prescribed Wattage (W)]]),(Table2[[#This Row],[Existing Luminaire Quantity]]*Table2[[#This Row],[Existing Effective Input Wattage (W)]]))))","v":""},{"$f":"IF( (ISBLANK(Table2[[#This Row],[Annual Usage Hours (hrs)]])), IFERROR(Table2[[#This Row],[Reference Hours (hrs)]]*Table2[[#This Row],[Total Demand (Hidden) W]]/1000,\"\"), IFERROR(Table2[[#This Row],[Annual Usage Hours (hrs)]]*Table2[[#This Row],[Total Demand (Hidden) W]]/1000,\"\"))","v":""},null,null,{"$f":"IF(Table2[[#This Row],[Lighting  Technology]]=\"Other\", 0, IF( AND(ISBLANK(Table2[[#This Row],[BC Hydro Rebate Category ]]),ISBLANK(Table2[[#This Row],[Fortis Rebate Category ]])), \"\", IF(ISTEXT(Table2[[#This Row],[Fortis Rebate Category ]]), IFERROR(INDEX(Table13[Rebate],MATCH(Table2[[#This Row],[Fortis Rebate Category ]],Table13[Fortis New Lighting source],0)),\"\"), IF(ISTEXT(Table2[[#This Row],[BC Hydro Rebate Category ]]), IFERROR(INDEX(Table13Rebate,MATCH(Table2[[#This Row],[BC Hydro Rebate Category ]],Table13BCHRebateCategory,0)),\"\"), \"\"))))","v":""},{"$f":" IF(Table2[[#This Row],[Lighting  Technology]]=\"Other\", \"per Unit\", IF( AND(ISBLANK(Table2[[#This Row],[BC Hydro Rebate Category ]]),ISBLANK(Table2[[#This Row],[Fortis Rebate Category ]])), \"\", IF(ISTEXT(Table2[[#This Row],[Fortis Rebate Category ]]), IFERROR(INDEX(Table13PerUnit,MATCH(Table2[[#This Row],[Fortis Rebate Category ]],Table13[Fortis New Lighting source],0)),\"\"), IF(ISTEXT(Table2[[#This Row],[BC Hydro Rebate Category ]]), IFERROR(INDEX(Table13PerUnit,MATCH(Table2[[#This Row],[BC Hydro Rebate Category ]],Table13BCHRebateCategory,0)),\"\"), \"\"))))","v":""},null,{"$f":"IF( AND(ISBLANK(Table2[[#This Row],[Existing Luminaire Quantity]]),ISBLANK(Table2[[#This Row],[Prescribed Lighting Source]])), \"\", IF( OR(AND(ISNUMBER(SEARCH(\"lamp fl.\",Table2[[#This Row],[Prescribed Lighting Source]])),ISNUMBER(SEARCH(\"T8 lamp\",Table2[[#This Row],[BC Hydro Rebate Category ]]))),AND(ISNUMBER(SEARCH(\"T5HO\",Table2[[#This Row],[Prescribed Lighting Source]])),ISNUMBER(SEARCH(\"T5HO\",Table2[[#This Row],[BC Hydro Rebate Category ]]))),AND(ISNUMBER(SEARCH(\"lamp fl.\",Table2[[#This Row],[Prescribed Lighting Source]])),ISNUMBER(SEARCH(\"T8 lamp\",Table2[[#This Row],[Fortis Rebate Category ]]))),AND(ISNUMBER(SEARCH(\"T5HO\",Table2[[#This Row],[Prescribed Lighting Source]])),ISNUMBER(SEARCH(\"T5HO\",Table2[[#This Row],[Fortis Rebate Category ]])))          ),  IFERROR(INDEX(Table13NumberofLamps,MATCH(Table2[[#This Row],[Prescribed Lighting Source]],Table13ExistingLightingSource,0))*Table2[[#This Row],[Existing Luminaire Quantity]], \"-\"),  IF(Table2[[#This Row],[Lighting  Technology]]=\"Other\", IFERROR(Table2[[#This Row],[Existing Luminaire Quantity]],\"-\"), IFERROR(Table2[[#This Row],[Existing Luminaire Quantity]],\"-\"))))","v":""},{"$f":"IF( AND(ISBLANK(Table2[[#This Row],[BC Hydro Rebate Category ]]),ISBLANK(Table2[[#This Row],[Fortis Rebate Category ]])), \"\", IF(ISTEXT(Table2[[#This Row],[Fortis Rebate Category ]]), IFERROR(INDEX(Table13NewPrescribedWattage,MATCH(Table2[[#This Row],[Fortis Rebate Category ]],Table13[Fortis New Lighting source],0)),\"\"), IF(ISTEXT(Table2[[#This Row],[BC Hydro Rebate Category ]]), IFERROR(INDEX(Table13NewPrescribedWattage,MATCH(Table2[[#This Row],[BC Hydro Rebate Category ]],Table13BCHRebateCategory,0)),\"\"), \"\")))","v":""},null,null,{"$f":"IF(Table2[[#This Row],[Lighting  Technology]]=\"Other\", \"-\", IF( AND(ISBLANK(Table2[[#This Row],[BC Hydro Rebate Category ]]),ISBLANK(Table2[[#This Row],[Fortis Rebate Category ]])), \"\", IF(ISTEXT(Table2[[#This Row],[Fortis Rebate Category ]]), IFERROR(INDEX(Table13BCHECM,MATCH(Table2[[#This Row],[Fortis Rebate Category ]],Table13[Fortis New Lighting source],0)),\"\"), IF(ISTEXT(Table2[[#This Row],[BC Hydro Rebate Category ]]), IFERROR(INDEX(Table13BCHECM,MATCH(Table2[[#This Row],[BC Hydro Rebate Category ]],Table13BCHRebateCategory,0)),\"\"), \"\"))))","v":""},{"$f":"IF(Table2[[#This Row],[Lighting  Technology]]=\"Other\", 0, IF( AND(ISBLANK(Table2[[#This Row],[BC Hydro Rebate Category ]]),ISBLANK(Table2[[#This Row],[Fortis Rebate Category ]])), \"\", IF(ISTEXT(Table2[[#This Row],[Fortis Rebate Category ]]), IFERROR(INDEX(Table13Persistence,MATCH(Table2[[#This Row],[Fortis Rebate Category ]],Table13[Fortis New Lighting source],0)),\"\"), IF(ISTEXT(Table2[[#This Row],[BC Hydro Rebate Category ]]), IFERROR(INDEX(Table13Persistence,MATCH(Table2[[#This Row],[BC Hydro Rebate Category ]],Table13BCHRebateCategory,0)),\"\"), \"\"))))","v":""},null,{"$f":"IFERROR(INDEX(Table5ControlRebate,MATCH(Table2[[#This Row],[Control Type]],Table5NewControl,0)),\"\")","v":""},null,{"$f":"IF(ISBLANK(Table2[[#This Row],[Control Type]]), IF(ISBLANK(Table2[[#This Row],[Annual Usage Hours (hrs)]]),Table2[[#This Row],[Reference Hours (hrs)]], Table2[[#This Row],[Annual Usage Hours (hrs)]]), IF(AND(ISBLANK(Table2[[#This Row],[Annual Usage Hours (hrs)]]), Table2[[#This Row],[Control Type]]=\"None\"), Table2[[#This Row],[Reference Hours (hrs)]], IF(Table2[[#This Row],[Control Type]]=\"None\", Table2[[#This Row],[Annual Usage Hours (hrs)]], IF(AND(ISBLANK(Table2[[#This Row],[Annual Usage Hours (hrs)]]), Table2[[#This Row],[Control Type]]<>\"None\"), IFERROR(Table2[[#This Row],[Reference Hours (hrs)]]*0.8,\"\"), IF(Table2[[#This Row],[Control Type]]<>\"None\", IFERROR( Table2[[#This Row],[Annual Usage Hours (hrs)]]*0.8,\"\"),\"\")))))","v":""},{"$f":"IF( Table2[[#This Row],[Lighting  Technology]]=\"Other\", IF(ISBLANK(Table2[[#This Row],[Retrofit Lamp/ Luminaire Wattage (see Rebate Unit)]]),\"\",IFERROR(Table2[[#This Row],[Prescribed Quantity]]*Table2[[#This Row],[Retrofit Lamp/ Luminaire Wattage (see Rebate Unit)]],\"\")), IF(ISBLANK(Table2[[#This Row],[Retrofit Lamp/ Luminaire Wattage (see Rebate Unit)]]),IFERROR(Table2[[#This Row],[Prescribed Quantity]]*Table2[[#This Row],[Prescribed Wattage (W)]],\"\"),IFERROR(Table2[[#This Row],[Prescribed Quantity]]*Table2[[#This Row],[Retrofit Lamp/ Luminaire Wattage (see Rebate Unit)]],\"\")))","v":""},{"$f":"IFERROR((IF( Table2[[#This Row],[Lighting  Technology]]=\"Other\", Table2[[#This Row],[Prescribed Quantity]]*Table2[[#This Row],[Retrofit Lamp/ Luminaire Wattage (see Rebate Unit)]], Table2[[#This Row],[Prescribed Quantity]]*Table2[[#This Row],[Prescribed Wattage (W)]] )),\"\")","v":""},{"$f":"IF(ISBLANK(Table2[[#This Row],[New Total Demand (hidden, W)]]),\"\", IF(ISBLANK(Table2[[#This Row],[New Hours (hidden, hrs)]]), \"\", IFERROR(Table2[[#This Row],[New Hours (hidden, hrs)]]*Table2[[#This Row],[New Total Demand (hidden, W)]]/1000,\"\")))","v":""},{"$f":"IF(ISBLANK(Table2[[#This Row],[Total Demand (Hidden) W]]),\"\", IF(ISBLANK(Table2[[#This Row],[New Total Demand (hidden, W)]]), \"\", IFERROR((Table2[[#This Row],[Total Demand (Hidden) W]]-Table2[[#This Row],[New Total Demand (hidden, W)]])/1000,\"\")))","v":""},{"$f":"IF( OR(ISBLANK(Table2[[#This Row],[New Total Demand (hidden, W)]]),ISBLANK(Table2[[#This Row],[Total Demand (Hidden) W]])),\"\", IF(ISBLANK(Table2[[#This Row],[Annual Usage Hours (hrs)]]), IFERROR( Table2[[#This Row],[Reference Hours (hrs)]]*(Table2[[#This Row],[Total Demand (Hidden) W]]-Table2[[#This Row],[New Total Demand (hidden, W)]])/1000,\"\"), IFERROR( Table2[[#This Row],[Annual Usage Hours (hrs)]]*(Table2[[#This Row],[Total Demand (Hidden) W]]-Table2[[#This Row],[New Total Demand (hidden, W)]])/1000,\"\")))","v":""},{"$f":"IF( OR(ISBLANK(Table2[[#This Row],[Prescribed Total Demand (hidden, W)]]),ISBLANK(Table2[[#This Row],[Total Demand (Hidden) W]])),\"\", IF(ISBLANK(Table2[[#This Row],[Annual Usage Hours (hrs)]]), IFERROR( Table2[[#This Row],[Reference Hours (hrs)]]*((Table2[Existing Prescribed Wattage (W)]*Table2[Existing Luminaire Quantity])-Table2[[#This Row],[Prescribed Total Demand (hidden, W)]])/1000,\"\"), IFERROR( Table2[[#This Row],[Annual Usage Hours (hrs)]]*((Table2[Existing Prescribed Wattage (W)]*Table2[Existing Luminaire Quantity])-Table2[[#This Row],[Prescribed Total Demand (hidden, W)]])/1000,\"\")))","v":""},{"$f":"\"\"","v":""},{"$f":"IF(OR(Table2[[#This Row],[Control Type]]=\"None\", ISBLANK(Table2[[#This Row],[Control Type]])),\"\", IF(ISBLANK(Table2[[#This Row],[New Total Demand (hidden, W)]]),\"\", IF(ISBLANK(Table2[[#This Row],[Annual Usage Hours (hrs)]]),  IFERROR( 0.2*Table2[[#This Row],[Reference Hours (hrs)]]*Table2[[#This Row],[New Total Demand (hidden, W)]]/1000,\"\"), IFERROR( 0.2*Table2[[#This Row],[Annual Usage Hours (hrs)]]*Table2[[#This Row],[New Total Demand (hidden, W)]]/1000,\"\"))))","v":""},{"$f":"IF(AND(NOT(ISNUMBER(Table2[[#This Row],[Rebate Per Unit\n(CAD)]])),ISBLANK(Table2[[#This Row],[Control Type]])), \"\", IF(OR(Table2[[#This Row],[Rebate Per Unit\n(CAD)]]=0,AND(NOT(ISNUMBER(Table2[[#This Row],[Rebate Per Unit\n(CAD)]])), ISTEXT(Table2[[#This Row],[Control Type]]))), 0, IFERROR(Table2[[#This Row],[Prescribed Quantity]]*Table2[[#This Row],[Rebate Per Unit\n(CAD)]],\"\")))","v":""},{"$f":" IF(AND(ISBLANK(Table2[[#This Row],[Control Type]]),ISNUMBER(Table2[[#This Row],[Rebate Value (CAD)]])),0, IFERROR(Table2[[#This Row],[Control Quantity]]*Table2[[#This Row],[Control Rebate per Unit\n(CAD)]],\"\"))","v":""},{"$f":"IF(AND(ISBLANK(Table2[[#This Row],[Rebate Value (CAD)]]),ISBLANK(Table2[[#This Row],[Rebate Value for Controls (CAD)]])), \"\", IFERROR(Table2[[#This Row],[Rebate Value (CAD)]]+Table2[[#This Row],[Rebate Value for Controls (CAD)]],\"\"))","v":""},{"$f":"IF(Table2[[#This Row],[Lighting  Technology]]=\"Other\",\"Other - \"&Table2[[#This Row],[Other - Lighting Technology Description]],Table2[[#This Row],[BC Hydro Rebate Category ]])","v":0},{"$f":"Table2[[#This Row],[BC Hydro Rebate Category ]]&Table2[[#This Row],[Retrofit Part '# (mandatory to validate Rebates)]]","v":""}]
[null,null,null,null,null,null,{"$f":"IF(ISBLANK(Table2[[#This Row],[Prescribed Lighting Source]]), \"\", IFERROR( INDEX(Table13ExistingPrescribedWattage,MATCH(Table2[[#This Row],[Prescribed Lighting Source]],Table13ExistingLightingSource,0)), IFERROR(INDEX(Table13ExistingPrescribedWattage,MATCH(Table2[[#This Row],[Fortis Rebate Category ]],Table13NewLightingSource,0)),\"-\")))","v":""},null,{"$f":"IFERROR(INDEX(SpaceTypeHours,MATCH(Table2[[#This Row],[Space Type]],SpaceType,0)),\"\")","v":""},null,{"$f":"IFERROR(IF(Table2[[#This Row],[Lighting  Technology]]=\"Other\",Table2[[#This Row],[Existing Effective Input Wattage (W)]]*Table2[[#This Row],[Existing Luminaire Quantity]],Table2[[#This Row],[Existing Prescribed Wattage (W)]]*Table2[[#This Row],[Existing Luminaire Quantity]]),\"\")","v":""},{"$f":"IF(Table2[Lighting  Technology] = \"Other\",(Table2[[#This Row],[Existing Luminaire Quantity]]*Table2[[#This Row],[Existing Effective Input Wattage (W)]]), IF(Table2[Existing Prescribed Wattage (W)] = \"\",\"\", IF( ISBLANK(Table2[[#This Row],[Existing Effective Input Wattage (W)]]), (Table2[[#This Row],[Existing Luminaire Quantity]]*Table2[[#This Row],[Existing Prescribed Wattage (W)]]),(Table2[[#This Row],[Existing Luminaire Quantity]]*Table2[[#This Row],[Existing Effective Input Wattage (W)]]))))","v":""},{"$f":"IF( (ISBLANK(Table2[[#This Row],[Annual Usage Hours (hrs)]])), IFERROR(Table2[[#This Row],[Reference Hours (hrs)]]*Table2[[#This Row],[Total Demand (Hidden) W]]/1000,\"\"), IFERROR(Table2[[#This Row],[Annual Usage Hours (hrs)]]*Table2[[#This Row],[Total Demand (Hidden) W]]/1000,\"\"))","v":""},null,null,{"$f":"IF(Table2[[#This Row],[Lighting  Technology]]=\"Other\", 0, IF( AND(ISBLANK(Table2[[#This Row],[BC Hydro Rebate Category ]]),ISBLANK(Table2[[#This Row],[Fortis Rebate Category ]])), \"\", IF(ISTEXT(Table2[[#This Row],[Fortis Rebate Category ]]), IFERROR(INDEX(Table13[Rebate],MATCH(Table2[[#This Row],[Fortis Rebate Category ]],Table13[Fortis New Lighting source],0)),\"\"), IF(ISTEXT(Table2[[#This Row],[BC Hydro Rebate Category ]]), IFERROR(INDEX(Table13Rebate,MATCH(Table2[[#This Row],[BC Hydro Rebate Category ]],Table13BCHRebateCategory,0)),\"\"), \"\"))))","v":""},{"$f":" IF(Table2[[#This Row],[Lighting  Technology]]=\"Other\", \"per Unit\", IF( AND(ISBLANK(Table2[[#This Row],[BC Hydro Rebate Category ]]),ISBLANK(Table2[[#This Row],[Fortis Rebate Category ]])), \"\", IF(ISTEXT(Table2[[#This Row],[Fortis Rebate Category ]]), IFERROR(INDEX(Table13PerUnit,MATCH(Table2[[#This Row],[Fortis Rebate Category ]],Table13[Fortis New Lighting source],0)),\"\"), IF(ISTEXT(Table2[[#This Row],[BC Hydro Rebate Category ]]), IFERROR(INDEX(Table13PerUnit,MATCH(Table2[[#This Row],[BC Hydro Rebate Category ]],Table13BCHRebateCategory,0)),\"\"), \"\"))))","v":""},null,{"$f":"IF( AND(ISBLANK(Table2[[#This Row],[Existing Luminaire Quantity]]),ISBLANK(Table2[[#This Row],[Prescribed Lighting Source]])), \"\", IF( OR(AND(ISNUMBER(SEARCH(\"lamp fl.\",Table2[[#This Row],[Prescribed Lighting Source]])),ISNUMBER(SEARCH(\"T8 lamp\",Table2[[#This Row],[BC Hydro Rebate Category ]]))),AND(ISNUMBER(SEARCH(\"T5HO\",Table2[[#This Row],[Prescribed Lighting Source]])),ISNUMBER(SEARCH(\"T5HO\",Table2[[#This Row],[BC Hydro Rebate Category ]]))),AND(ISNUMBER(SEARCH(\"lamp fl.\",Table2[[#This Row],[Prescribed Lighting Source]])),ISNUMBER(SEARCH(\"T8 lamp\",Table2[[#This Row],[Fortis Rebate Category ]]))),AND(ISNUMBER(SEARCH(\"T5HO\",Table2[[#This Row],[Prescribed Lighting Source]])),ISNUMBER(SEARCH(\"T5HO\",Table2[[#This Row],[Fortis Rebate Category ]])))          ),  IFERROR(INDEX(Table13NumberofLamps,MATCH(Table2[[#This Row],[Prescribed Lighting Source]],Table13ExistingLightingSource,0))*Table2[[#This Row],[Existing Luminaire Quantity]], \"-\"),  IF(Table2[[#This Row],[Lighting  Technology]]=\"Other\", IFERROR(Table2[[#This Row],[Existing Luminaire Quantity]],\"-\"), IFERROR(Table2[[#This Row],[Existing Luminaire Quantity]],\"-\"))))","v":""},{"$f":"IF( AND(ISBLANK(Table2[[#This Row],[BC Hydro Rebate Category ]]),ISBLANK(Table2[[#This Row],[Fortis Rebate Category ]])), \"\", IF(ISTEXT(Table2[[#This Row],[Fortis Rebate Category ]]), IFERROR(INDEX(Table13NewPrescribedWattage,MATCH(Table2[[#This Row],[Fortis Rebate Category ]],Table13[Fortis New Lighting source],0)),\"\"), IF(ISTEXT(Table2[[#This Row],[BC Hydro Rebate Category ]]), IFERROR(INDEX(Table13NewPrescribedWattage,MATCH(Table2[[#This Row],[BC Hydro Rebate Category ]],Table13BCHRebateCategory,0)),\"\"), \"\")))","v":""},null,null,{"$f":"IF(Table2[[#This Row],[Lighting  Technology]]=\"Other\", \"-\", IF( AND(ISBLANK(Table2[[#This Row],[BC Hydro Rebate Category ]]),ISBLANK(Table2[[#This Row],[Fortis Rebate Category ]])), \"\", IF(ISTEXT(Table2[[#This Row],[Fortis Rebate Category ]]), IFERROR(INDEX(Table13BCHECM,MATCH(Table2[[#This Row],[Fortis Rebate Category ]],Table13[Fortis New Lighting source],0)),\"\"), IF(ISTEXT(Table2[[#This Row],[BC Hydro Rebate Category ]]), IFERROR(INDEX(Table13BCHECM,MATCH(Table2[[#This Row],[BC Hydro Rebate Category ]],Table13BCHRebateCategory,0)),\"\"), \"\"))))","v":""},{"$f":"IF(Table2[[#This Row],[Lighting  Technology]]=\"Other\", 0, IF( AND(ISBLANK(Table2[[#This Row],[BC Hydro Rebate Category ]]),ISBLANK(Table2[[#This Row],[Fortis Rebate Category ]])), \"\", IF(ISTEXT(Table2[[#This Row],[Fortis Rebate Category ]]), IFERROR(INDEX(Table13Persistence,MATCH(Table2[[#This Row],[Fortis Rebate Category ]],Table13[Fortis New Lighting source],0)),\"\"), IF(ISTEXT(Table2[[#This Row],[BC Hydro Rebate Category ]]), IFERROR(INDEX(Table13Persistence,MATCH(Table2[[#This Row],[BC Hydro Rebate Category ]],Table13BCHRebateCategory,0)),\"\"), \"\"))))","v":""},null,{"$f":"IFERROR(INDEX(Table5ControlRebate,MATCH(Table2[[#This Row],[Control Type]],Table5NewControl,0)),\"\")","v":""},null,{"$f":"IF(ISBLANK(Table2[[#This Row],[Control Type]]), IF(ISBLANK(Table2[[#This Row],[Annual Usage Hours (hrs)]]),Table2[[#This Row],[Reference Hours (hrs)]], Table2[[#This Row],[Annual Usage Hours (hrs)]]), IF(AND(ISBLANK(Table2[[#This Row],[Annual Usage Hours (hrs)]]), Table2[[#This Row],[Control Type]]=\"None\"), Table2[[#This Row],[Reference Hours (hrs)]], IF(Table2[[#This Row],[Control Type]]=\"None\", Table2[[#This Row],[Annual Usage Hours (hrs)]], IF(AND(ISBLANK(Table2[[#This Row],[Annual Usage Hours (hrs)]]), Table2[[#This Row],[Control Type]]<>\"None\"), IFERROR(Table2[[#This Row],[Reference Hours (hrs)]]*0.8,\"\"), IF(Table2[[#This Row],[Control Type]]<>\"None\", IFERROR( Table2[[#This Row],[Annual Usage Hours (hrs)]]*0.8,\"\"),\"\")))))","v":""},{"$f":"IF( Table2[[#This Row],[Lighting  Technology]]=\"Other\", IF(ISBLANK(Table2[[#This Row],[Retrofit Lamp/ Luminaire Wattage (see Rebate Unit)]]),\"\",IFERROR(Table2[[#This Row],[Prescribed Quantity]]*Table2[[#This Row],[Retrofit Lamp/ Luminaire Wattage (see Rebate Unit)]],\"\")), IF(ISBLANK(Table2[[#This Row],[Retrofit Lamp/ Luminaire Wattage (see Rebate Unit)]]),IFERROR(Table2[[#This Row],[Prescribed Quantity]]*Table2[[#This Row],[Prescribed Wattage (W)]],\"\"),IFERROR(Table2[[#This Row],[Prescribed Quantity]]*Table2[[#This Row],[Retrofit Lamp/ Luminaire Wattage (see Rebate Unit)]],\"\")))","v":""},{"$f":"IFERROR((IF( Table2[[#This Row],[Lighting  Technology]]=\"Other\", Table2[[#This Row],[Prescribed Quantity]]*Table2[[#This Row],[Retrofit Lamp/ Luminaire Wattage (see Rebate Unit)]], Table2[[#This Row],[Prescribed Quantity]]*Table2[[#This Row],[Prescribed Wattage (W)]] )),\"\")","v":""},{"$f":"IF(ISBLANK(Table2[[#This Row],[New Total Demand (hidden, W)]]),\"\", IF(ISBLANK(Table2[[#This Row],[New Hours (hidden, hrs)]]), \"\", IFERROR(Table2[[#This Row],[New Hours (hidden, hrs)]]*Table2[[#This Row],[New Total Demand (hidden, W)]]/1000,\"\")))","v":""},{"$f":"IF(ISBLANK(Table2[[#This Row],[Total Demand (Hidden) W]]),\"\", IF(ISBLANK(Table2[[#This Row],[New Total Demand (hidden, W)]]), \"\", IFERROR((Table2[[#This Row],[Total Demand (Hidden) W]]-Table2[[#This Row],[New Total Demand (hidden, W)]])/1000,\"\")))","v":""},{"$f":"IF( OR(ISBLANK(Table2[[#This Row],[New Total Demand (hidden, W)]]),ISBLANK(Table2[[#This Row],[Total Demand (Hidden) W]])),\"\", IF(ISBLANK(Table2[[#This Row],[Annual Usage Hours (hrs)]]), IFERROR( Table2[[#This Row],[Reference Hours (hrs)]]*(Table2[[#This Row],[Total Demand (Hidden) W]]-Table2[[#This Row],[New Total Demand (hidden, W)]])/1000,\"\"), IFERROR( Table2[[#This Row],[Annual Usage Hours (hrs)]]*(Table2[[#This Row],[Total Demand (Hidden) W]]-Table2[[#This Row],[New Total Demand (hidden, W)]])/1000,\"\")))","v":""},{"$f":"IF( OR(ISBLANK(Table2[[#This Row],[Prescribed Total Demand (hidden, W)]]),ISBLANK(Table2[[#This Row],[Total Demand (Hidden) W]])),\"\", IF(ISBLANK(Table2[[#This Row],[Annual Usage Hours (hrs)]]), IFERROR( Table2[[#This Row],[Reference Hours (hrs)]]*((Table2[Existing Prescribed Wattage (W)]*Table2[Existing Luminaire Quantity])-Table2[[#This Row],[Prescribed Total Demand (hidden, W)]])/1000,\"\"), IFERROR( Table2[[#This Row],[Annual Usage Hours (hrs)]]*((Table2[Existing Prescribed Wattage (W)]*Table2[Existing Luminaire Quantity])-Table2[[#This Row],[Prescribed Total Demand (hidden, W)]])/1000,\"\")))","v":""},{"$f":"\"\"","v":""},{"$f":"IF(OR(Table2[[#This Row],[Control Type]]=\"None\", ISBLANK(Table2[[#This Row],[Control Type]])),\"\", IF(ISBLANK(Table2[[#This Row],[New Total Demand (hidden, W)]]),\"\", IF(ISBLANK(Table2[[#This Row],[Annual Usage Hours (hrs)]]),  IFERROR( 0.2*Table2[[#This Row],[Reference Hours (hrs)]]*Table2[[#This Row],[New Total Demand (hidden, W)]]/1000,\"\"), IFERROR( 0.2*Table2[[#This Row],[Annual Usage Hours (hrs)]]*Table2[[#This Row],[New Total Demand (hidden, W)]]/1000,\"\"))))","v":""},{"$f":"IF(AND(NOT(ISNUMBER(Table2[[#This Row],[Rebate Per Unit\n(CAD)]])),ISBLANK(Table2[[#This Row],[Control Type]])), \"\", IF(OR(Table2[[#This Row],[Rebate Per Unit\n(CAD)]]=0,AND(NOT(ISNUMBER(Table2[[#This Row],[Rebate Per Unit\n(CAD)]])), ISTEXT(Table2[[#This Row],[Control Type]]))), 0, IFERROR(Table2[[#This Row],[Prescribed Quantity]]*Table2[[#This Row],[Rebate Per Unit\n(CAD)]],\"\")))","v":""},{"$f":" IF(AND(ISBLANK(Table2[[#This Row],[Control Type]]),ISNUMBER(Table2[[#This Row],[Rebate Value (CAD)]])),0, IFERROR(Table2[[#This Row],[Control Quantity]]*Table2[[#This Row],[Control Rebate per Unit\n(CAD)]],\"\"))","v":""},{"$f":"IF(AND(ISBLANK(Table2[[#This Row],[Rebate Value (CAD)]]),ISBLANK(Table2[[#This Row],[Rebate Value for Controls (CAD)]])), \"\", IFERROR(Table2[[#This Row],[Rebate Value (CAD)]]+Table2[[#This Row],[Rebate Value for Controls (CAD)]],\"\"))","v":""},{"$f":"IF(Table2[[#This Row],[Lighting  Technology]]=\"Other\",\"Other - \"&Table2[[#This Row],[Other - Lighting Technology Description]],Table2[[#This Row],[BC Hydro Rebate Category ]])","v":0},{"$f":"Table2[[#This Row],[BC Hydro Rebate Category ]]&Table2[[#This Row],[Retrofit Part '# (mandatory to validate Rebates)]]","v":""}]
[null,null,null,null,null,null,{"$f":"IF(ISBLANK(Table2[[#This Row],[Prescribed Lighting Source]]), \"\", IFERROR( INDEX(Table13ExistingPrescribedWattage,MATCH(Table2[[#This Row],[Prescribed Lighting Source]],Table13ExistingLightingSource,0)), IFERROR(INDEX(Table13ExistingPrescribedWattage,MATCH(Table2[[#This Row],[Fortis Rebate Category ]],Table13NewLightingSource,0)),\"-\")))","v":""},null,{"$f":"IFERROR(INDEX(SpaceTypeHours,MATCH(Table2[[#This Row],[Space Type]],SpaceType,0)),\"\")","v":""},null,{"$f":"IFERROR(IF(Table2[[#This Row],[Lighting  Technology]]=\"Other\",Table2[[#This Row],[Existing Effective Input Wattage (W)]]*Table2[[#This Row],[Existing Luminaire Quantity]],Table2[[#This Row],[Existing Prescribed Wattage (W)]]*Table2[[#This Row],[Existing Luminaire Quantity]]),\"\")","v":""},{"$f":"IF(Table2[Lighting  Technology] = \"Other\",(Table2[[#This Row],[Existing Luminaire Quantity]]*Table2[[#This Row],[Existing Effective Input Wattage (W)]]), IF(Table2[Existing Prescribed Wattage (W)] = \"\",\"\", IF( ISBLANK(Table2[[#This Row],[Existing Effective Input Wattage (W)]]), (Table2[[#This Row],[Existing Luminaire Quantity]]*Table2[[#This Row],[Existing Prescribed Wattage (W)]]),(Table2[[#This Row],[Existing Luminaire Quantity]]*Table2[[#This Row],[Existing Effective Input Wattage (W)]]))))","v":""},{"$f":"IF( (ISBLANK(Table2[[#This Row],[Annual Usage Hours (hrs)]])), IFERROR(Table2[[#This Row],[Reference Hours (hrs)]]*Table2[[#This Row],[Total Demand (Hidden) W]]/1000,\"\"), IFERROR(Table2[[#This Row],[Annual Usage Hours (hrs)]]*Table2[[#This Row],[Total Demand (Hidden) W]]/1000,\"\"))","v":""},null,null,{"$f":"IF(Table2[[#This Row],[Lighting  Technology]]=\"Other\", 0, IF( AND(ISBLANK(Table2[[#This Row],[BC Hydro Rebate Category ]]),ISBLANK(Table2[[#This Row],[Fortis Rebate Category ]])), \"\", IF(ISTEXT(Table2[[#This Row],[Fortis Rebate Category ]]), IFERROR(INDEX(Table13[Rebate],MATCH(Table2[[#This Row],[Fortis Rebate Category ]],Table13[Fortis New Lighting source],0)),\"\"), IF(ISTEXT(Table2[[#This Row],[BC Hydro Rebate Category ]]), IFERROR(INDEX(Table13Rebate,MATCH(Table2[[#This Row],[BC Hydro Rebate Category ]],Table13BCHRebateCategory,0)),\"\"), \"\"))))","v":""},{"$f":" IF(Table2[[#This Row],[Lighting  Technology]]=\"Other\", \"per Unit\", IF( AND(ISBLANK(Table2[[#This Row],[BC Hydro Rebate Category ]]),ISBLANK(Table2[[#This Row],[Fortis Rebate Category ]])), \"\", IF(ISTEXT(Table2[[#This Row],[Fortis Rebate Category ]]), IFERROR(INDEX(Table13PerUnit,MATCH(Table2[[#This Row],[Fortis Rebate Category ]],Table13[Fortis New Lighting source],0)),\"\"), IF(ISTEXT(Table2[[#This Row],[BC Hydro Rebate Category ]]), IFERROR(INDEX(Table13PerUnit,MATCH(Table2[[#This Row],[BC Hydro Rebate Category ]],Table13BCHRebateCategory,0)),\"\"), \"\"))))","v":""},null,{"$f":"IF( AND(ISBLANK(Table2[[#This Row],[Existing Luminaire Quantity]]),ISBLANK(Table2[[#This Row],[Prescribed Lighting Source]])), \"\", IF( OR(AND(ISNUMBER(SEARCH(\"lamp fl.\",Table2[[#This Row],[Prescribed Lighting Source]])),ISNUMBER(SEARCH(\"T8 lamp\",Table2[[#This Row],[BC Hydro Rebate Category ]]))),AND(ISNUMBER(SEARCH(\"T5HO\",Table2[[#This Row],[Prescribed Lighting Source]])),ISNUMBER(SEARCH(\"T5HO\",Table2[[#This Row],[BC Hydro Rebate Category ]]))),AND(ISNUMBER(SEARCH(\"lamp fl.\",Table2[[#This Row],[Prescribed Lighting Source]])),ISNUMBER(SEARCH(\"T8 lamp\",Table2[[#This Row],[Fortis Rebate Category ]]))),AND(ISNUMBER(SEARCH(\"T5HO\",Table2[[#This Row],[Prescribed Lighting Source]])),ISNUMBER(SEARCH(\"T5HO\",Table2[[#This Row],[Fortis Rebate Category ]])))          ),  IFERROR(INDEX(Table13NumberofLamps,MATCH(Table2[[#This Row],[Prescribed Lighting Source]],Table13ExistingLightingSource,0))*Table2[[#This Row],[Existing Luminaire Quantity]], \"-\"),  IF(Table2[[#This Row],[Lighting  Technology]]=\"Other\", IFERROR(Table2[[#This Row],[Existing Luminaire Quantity]],\"-\"), IFERROR(Table2[[#This Row],[Existing Luminaire Quantity]],\"-\"))))","v":""},{"$f":"IF( AND(ISBLANK(Table2[[#This Row],[BC Hydro Rebate Category ]]),ISBLANK(Table2[[#This Row],[Fortis Rebate Category ]])), \"\", IF(ISTEXT(Table2[[#This Row],[Fortis Rebate Category ]]), IFERROR(INDEX(Table13NewPrescribedWattage,MATCH(Table2[[#This Row],[Fortis Rebate Category ]],Table13[Fortis New Lighting source],0)),\"\"), IF(ISTEXT(Table2[[#This Row],[BC Hydro Rebate Category ]]), IFERROR(INDEX(Table13NewPrescribedWattage,MATCH(Table2[[#This Row],[BC Hydro Rebate Category ]],Table13BCHRebateCategory,0)),\"\"), \"\")))","v":""},null,null,{"$f":"IF(Table2[[#This Row],[Lighting  Technology]]=\"Other\", \"-\", IF( AND(ISBLANK(Table2[[#This Row],[BC Hydro Rebate Category ]]),ISBLANK(Table2[[#This Row],[Fortis Rebate Category ]])), \"\", IF(ISTEXT(Table2[[#This Row],[Fortis Rebate Category ]]), IFERROR(INDEX(Table13BCHECM,MATCH(Table2[[#This Row],[Fortis Rebate Category ]],Table13[Fortis New Lighting source],0)),\"\"), IF(ISTEXT(Table2[[#This Row],[BC Hydro Rebate Category ]]), IFERROR(INDEX(Table13BCHECM,MATCH(Table2[[#This Row],[BC Hydro Rebate Category ]],Table13BCHRebateCategory,0)),\"\"), \"\"))))","v":""},{"$f":"IF(Table2[[#This Row],[Lighting  Technology]]=\"Other\", 0, IF( AND(ISBLANK(Table2[[#This Row],[BC Hydro Rebate Category ]]),ISBLANK(Table2[[#This Row],[Fortis Rebate Category ]])), \"\", IF(ISTEXT(Table2[[#This Row],[Fortis Rebate Category ]]), IFERROR(INDEX(Table13Persistence,MATCH(Table2[[#This Row],[Fortis Rebate Category ]],Table13[Fortis New Lighting source],0)),\"\"), IF(ISTEXT(Table2[[#This Row],[BC Hydro Rebate Category ]]), IFERROR(INDEX(Table13Persistence,MATCH(Table2[[#This Row],[BC Hydro Rebate Category ]],Table13BCHRebateCategory,0)),\"\"), \"\"))))","v":""},null,{"$f":"IFERROR(INDEX(Table5ControlRebate,MATCH(Table2[[#This Row],[Control Type]],Table5NewControl,0)),\"\")","v":""},null,{"$f":"IF(ISBLANK(Table2[[#This Row],[Control Type]]), IF(ISBLANK(Table2[[#This Row],[Annual Usage Hours (hrs)]]),Table2[[#This Row],[Reference Hours (hrs)]], Table2[[#This Row],[Annual Usage Hours (hrs)]]), IF(AND(ISBLANK(Table2[[#This Row],[Annual Usage Hours (hrs)]]), Table2[[#This Row],[Control Type]]=\"None\"), Table2[[#This Row],[Reference Hours (hrs)]], IF(Table2[[#This Row],[Control Type]]=\"None\", Table2[[#This Row],[Annual Usage Hours (hrs)]], IF(AND(ISBLANK(Table2[[#This Row],[Annual Usage Hours (hrs)]]), Table2[[#This Row],[Control Type]]<>\"None\"), IFERROR(Table2[[#This Row],[Reference Hours (hrs)]]*0.8,\"\"), IF(Table2[[#This Row],[Control Type]]<>\"None\", IFERROR( Table2[[#This Row],[Annual Usage Hours (hrs)]]*0.8,\"\"),\"\")))))","v":""},{"$f":"IF( Table2[[#This Row],[Lighting  Technology]]=\"Other\", IF(ISBLANK(Table2[[#This Row],[Retrofit Lamp/ Luminaire Wattage (see Rebate Unit)]]),\"\",IFERROR(Table2[[#This Row],[Prescribed Quantity]]*Table2[[#This Row],[Retrofit Lamp/ Luminaire Wattage (see Rebate Unit)]],\"\")), IF(ISBLANK(Table2[[#This Row],[Retrofit Lamp/ Luminaire Wattage (see Rebate Unit)]]),IFERROR(Table2[[#This Row],[Prescribed Quantity]]*Table2[[#This Row],[Prescribed Wattage (W)]],\"\"),IFERROR(Table2[[#This Row],[Prescribed Quantity]]*Table2[[#This Row],[Retrofit Lamp/ Luminaire Wattage (see Rebate Unit)]],\"\")))","v":""},{"$f":"IFERROR((IF( Table2[[#This Row],[Lighting  Technology]]=\"Other\", Table2[[#This Row],[Prescribed Quantity]]*Table2[[#This Row],[Retrofit Lamp/ Luminaire Wattage (see Rebate Unit)]], Table2[[#This Row],[Prescribed Quantity]]*Table2[[#This Row],[Prescribed Wattage (W)]] )),\"\")","v":""},{"$f":"IF(ISBLANK(Table2[[#This Row],[New Total Demand (hidden, W)]]),\"\", IF(ISBLANK(Table2[[#This Row],[New Hours (hidden, hrs)]]), \"\", IFERROR(Table2[[#This Row],[New Hours (hidden, hrs)]]*Table2[[#This Row],[New Total Demand (hidden, W)]]/1000,\"\")))","v":""},{"$f":"IF(ISBLANK(Table2[[#This Row],[Total Demand (Hidden) W]]),\"\", IF(ISBLANK(Table2[[#This Row],[New Total Demand (hidden, W)]]), \"\", IFERROR((Table2[[#This Row],[Total Demand (Hidden) W]]-Table2[[#This Row],[New Total Demand (hidden, W)]])/1000,\"\")))","v":""},{"$f":"IF( OR(ISBLANK(Table2[[#This Row],[New Total Demand (hidden, W)]]),ISBLANK(Table2[[#This Row],[Total Demand (Hidden) W]])),\"\", IF(ISBLANK(Table2[[#This Row],[Annual Usage Hours (hrs)]]), IFERROR( Table2[[#This Row],[Reference Hours (hrs)]]*(Table2[[#This Row],[Total Demand (Hidden) W]]-Table2[[#This Row],[New Total Demand (hidden, W)]])/1000,\"\"), IFERROR( Table2[[#This Row],[Annual Usage Hours (hrs)]]*(Table2[[#This Row],[Total Demand (Hidden) W]]-Table2[[#This Row],[New Total Demand (hidden, W)]])/1000,\"\")))","v":""},{"$f":"IF( OR(ISBLANK(Table2[[#This Row],[Prescribed Total Demand (hidden, W)]]),ISBLANK(Table2[[#This Row],[Total Demand (Hidden) W]])),\"\", IF(ISBLANK(Table2[[#This Row],[Annual Usage Hours (hrs)]]), IFERROR( Table2[[#This Row],[Reference Hours (hrs)]]*((Table2[Existing Prescribed Wattage (W)]*Table2[Existing Luminaire Quantity])-Table2[[#This Row],[Prescribed Total Demand (hidden, W)]])/1000,\"\"), IFERROR( Table2[[#This Row],[Annual Usage Hours (hrs)]]*((Table2[Existing Prescribed Wattage (W)]*Table2[Existing Luminaire Quantity])-Table2[[#This Row],[Prescribed Total Demand (hidden, W)]])/1000,\"\")))","v":""},{"$f":"\"\"","v":""},{"$f":"IF(OR(Table2[[#This Row],[Control Type]]=\"None\", ISBLANK(Table2[[#This Row],[Control Type]])),\"\", IF(ISBLANK(Table2[[#This Row],[New Total Demand (hidden, W)]]),\"\", IF(ISBLANK(Table2[[#This Row],[Annual Usage Hours (hrs)]]),  IFERROR( 0.2*Table2[[#This Row],[Reference Hours (hrs)]]*Table2[[#This Row],[New Total Demand (hidden, W)]]/1000,\"\"), IFERROR( 0.2*Table2[[#This Row],[Annual Usage Hours (hrs)]]*Table2[[#This Row],[New Total Demand (hidden, W)]]/1000,\"\"))))","v":""},{"$f":"IF(AND(NOT(ISNUMBER(Table2[[#This Row],[Rebate Per Unit\n(CAD)]])),ISBLANK(Table2[[#This Row],[Control Type]])), \"\", IF(OR(Table2[[#This Row],[Rebate Per Unit\n(CAD)]]=0,AND(NOT(ISNUMBER(Table2[[#This Row],[Rebate Per Unit\n(CAD)]])), ISTEXT(Table2[[#This Row],[Control Type]]))), 0, IFERROR(Table2[[#This Row],[Prescribed Quantity]]*Table2[[#This Row],[Rebate Per Unit\n(CAD)]],\"\")))","v":""},{"$f":" IF(AND(ISBLANK(Table2[[#This Row],[Control Type]]),ISNUMBER(Table2[[#This Row],[Rebate Value (CAD)]])),0, IFERROR(Table2[[#This Row],[Control Quantity]]*Table2[[#This Row],[Control Rebate per Unit\n(CAD)]],\"\"))","v":""},{"$f":"IF(AND(ISBLANK(Table2[[#This Row],[Rebate Value (CAD)]]),ISBLANK(Table2[[#This Row],[Rebate Value for Controls (CAD)]])), \"\", IFERROR(Table2[[#This Row],[Rebate Value (CAD)]]+Table2[[#This Row],[Rebate Value for Controls (CAD)]],\"\"))","v":""},{"$f":"IF(Table2[[#This Row],[Lighting  Technology]]=\"Other\",\"Other - \"&Table2[[#This Row],[Other - Lighting Technology Description]],Table2[[#This Row],[BC Hydro Rebate Category ]])","v":0},{"$f":"Table2[[#This Row],[BC Hydro Rebate Category ]]&Table2[[#This Row],[Retrofit Part '# (mandatory to validate Rebates)]]","v":""}]
[null,null,null,null,null,null,{"$f":"IF(ISBLANK(Table2[[#This Row],[Prescribed Lighting Source]]), \"\", IFERROR( INDEX(Table13ExistingPrescribedWattage,MATCH(Table2[[#This Row],[Prescribed Lighting Source]],Table13ExistingLightingSource,0)), IFERROR(INDEX(Table13ExistingPrescribedWattage,MATCH(Table2[[#This Row],[Fortis Rebate Category ]],Table13NewLightingSource,0)),\"-\")))","v":""},null,{"$f":"IFERROR(INDEX(SpaceTypeHours,MATCH(Table2[[#This Row],[Space Type]],SpaceType,0)),\"\")","v":""},null,{"$f":"IFERROR(IF(Table2[[#This Row],[Lighting  Technology]]=\"Other\",Table2[[#This Row],[Existing Effective Input Wattage (W)]]*Table2[[#This Row],[Existing Luminaire Quantity]],Table2[[#This Row],[Existing Prescribed Wattage (W)]]*Table2[[#This Row],[Existing Luminaire Quantity]]),\"\")","v":""},{"$f":"IF(Table2[Lighting  Technology] = \"Other\",(Table2[[#This Row],[Existing Luminaire Quantity]]*Table2[[#This Row],[Existing Effective Input Wattage (W)]]), IF(Table2[Existing Prescribed Wattage (W)] = \"\",\"\", IF( ISBLANK(Table2[[#This Row],[Existing Effective Input Wattage (W)]]), (Table2[[#This Row],[Existing Luminaire Quantity]]*Table2[[#This Row],[Existing Prescribed Wattage (W)]]),(Table2[[#This Row],[Existing Luminaire Quantity]]*Table2[[#This Row],[Existing Effective Input Wattage (W)]]))))","v":""},{"$f":"IF( (ISBLANK(Table2[[#This Row],[Annual Usage Hours (hrs)]])), IFERROR(Table2[[#This Row],[Reference Hours (hrs)]]*Table2[[#This Row],[Total Demand (Hidden) W]]/1000,\"\"), IFERROR(Table2[[#This Row],[Annual Usage Hours (hrs)]]*Table2[[#This Row],[Total Demand (Hidden) W]]/1000,\"\"))","v":""},null,null,{"$f":"IF(Table2[[#This Row],[Lighting  Technology]]=\"Other\", 0, IF( AND(ISBLANK(Table2[[#This Row],[BC Hydro Rebate Category ]]),ISBLANK(Table2[[#This Row],[Fortis Rebate Category ]])), \"\", IF(ISTEXT(Table2[[#This Row],[Fortis Rebate Category ]]), IFERROR(INDEX(Table13[Rebate],MATCH(Table2[[#This Row],[Fortis Rebate Category ]],Table13[Fortis New Lighting source],0)),\"\"), IF(ISTEXT(Table2[[#This Row],[BC Hydro Rebate Category ]]), IFERROR(INDEX(Table13Rebate,MATCH(Table2[[#This Row],[BC Hydro Rebate Category ]],Table13BCHRebateCategory,0)),\"\"), \"\"))))","v":""},{"$f":" IF(Table2[[#This Row],[Lighting  Technology]]=\"Other\", \"per Unit\", IF( AND(ISBLANK(Table2[[#This Row],[BC Hydro Rebate Category ]]),ISBLANK(Table2[[#This Row],[Fortis Rebate Category ]])), \"\", IF(ISTEXT(Table2[[#This Row],[Fortis Rebate Category ]]), IFERROR(INDEX(Table13PerUnit,MATCH(Table2[[#This Row],[Fortis Rebate Category ]],Table13[Fortis New Lighting source],0)),\"\"), IF(ISTEXT(Table2[[#This Row],[BC Hydro Rebate Category ]]), IFERROR(INDEX(Table13PerUnit,MATCH(Table2[[#This Row],[BC Hydro Rebate Category ]],Table13BCHRebateCategory,0)),\"\"), \"\"))))","v":""},null,{"$f":"IF( AND(ISBLANK(Table2[[#This Row],[Existing Luminaire Quantity]]),ISBLANK(Table2[[#This Row],[Prescribed Lighting Source]])), \"\", IF( OR(AND(ISNUMBER(SEARCH(\"lamp fl.\",Table2[[#This Row],[Prescribed Lighting Source]])),ISNUMBER(SEARCH(\"T8 lamp\",Table2[[#This Row],[BC Hydro Rebate Category ]]))),AND(ISNUMBER(SEARCH(\"T5HO\",Table2[[#This Row],[Prescribed Lighting Source]])),ISNUMBER(SEARCH(\"T5HO\",Table2[[#This Row],[BC Hydro Rebate Category ]]))),AND(ISNUMBER(SEARCH(\"lamp fl.\",Table2[[#This Row],[Prescribed Lighting Source]])),ISNUMBER(SEARCH(\"T8 lamp\",Table2[[#This Row],[Fortis Rebate Category ]]))),AND(ISNUMBER(SEARCH(\"T5HO\",Table2[[#This Row],[Prescribed Lighting Source]])),ISNUMBER(SEARCH(\"T5HO\",Table2[[#This Row],[Fortis Rebate Category ]])))          ),  IFERROR(INDEX(Table13NumberofLamps,MATCH(Table2[[#This Row],[Prescribed Lighting Source]],Table13ExistingLightingSource,0))*Table2[[#This Row],[Existing Luminaire Quantity]], \"-\"),  IF(Table2[[#This Row],[Lighting  Technology]]=\"Other\", IFERROR(Table2[[#This Row],[Existing Luminaire Quantity]],\"-\"), IFERROR(Table2[[#This Row],[Existing Luminaire Quantity]],\"-\"))))","v":""},{"$f":"IF( AND(ISBLANK(Table2[[#This Row],[BC Hydro Rebate Category ]]),ISBLANK(Table2[[#This Row],[Fortis Rebate Category ]])), \"\", IF(ISTEXT(Table2[[#This Row],[Fortis Rebate Category ]]), IFERROR(INDEX(Table13NewPrescribedWattage,MATCH(Table2[[#This Row],[Fortis Rebate Category ]],Table13[Fortis New Lighting source],0)),\"\"), IF(ISTEXT(Table2[[#This Row],[BC Hydro Rebate Category ]]), IFERROR(INDEX(Table13NewPrescribedWattage,MATCH(Table2[[#This Row],[BC Hydro Rebate Category ]],Table13BCHRebateCategory,0)),\"\"), \"\")))","v":""},null,null,{"$f":"IF(Table2[[#This Row],[Lighting  Technology]]=\"Other\", \"-\", IF( AND(ISBLANK(Table2[[#This Row],[BC Hydro Rebate Category ]]),ISBLANK(Table2[[#This Row],[Fortis Rebate Category ]])), \"\", IF(ISTEXT(Table2[[#This Row],[Fortis Rebate Category ]]), IFERROR(INDEX(Table13BCHECM,MATCH(Table2[[#This Row],[Fortis Rebate Category ]],Table13[Fortis New Lighting source],0)),\"\"), IF(ISTEXT(Table2[[#This Row],[BC Hydro Rebate Category ]]), IFERROR(INDEX(Table13BCHECM,MATCH(Table2[[#This Row],[BC Hydro Rebate Category ]],Table13BCHRebateCategory,0)),\"\"), \"\"))))","v":""},{"$f":"IF(Table2[[#This Row],[Lighting  Technology]]=\"Other\", 0, IF( AND(ISBLANK(Table2[[#This Row],[BC Hydro Rebate Category ]]),ISBLANK(Table2[[#This Row],[Fortis Rebate Category ]])), \"\", IF(ISTEXT(Table2[[#This Row],[Fortis Rebate Category ]]), IFERROR(INDEX(Table13Persistence,MATCH(Table2[[#This Row],[Fortis Rebate Category ]],Table13[Fortis New Lighting source],0)),\"\"), IF(ISTEXT(Table2[[#This Row],[BC Hydro Rebate Category ]]), IFERROR(INDEX(Table13Persistence,MATCH(Table2[[#This Row],[BC Hydro Rebate Category ]],Table13BCHRebateCategory,0)),\"\"), \"\"))))","v":""},null,{"$f":"IFERROR(INDEX(Table5ControlRebate,MATCH(Table2[[#This Row],[Control Type]],Table5NewControl,0)),\"\")","v":""},null,{"$f":"IF(ISBLANK(Table2[[#This Row],[Control Type]]), IF(ISBLANK(Table2[[#This Row],[Annual Usage Hours (hrs)]]),Table2[[#This Row],[Reference Hours (hrs)]], Table2[[#This Row],[Annual Usage Hours (hrs)]]), IF(AND(ISBLANK(Table2[[#This Row],[Annual Usage Hours (hrs)]]), Table2[[#This Row],[Control Type]]=\"None\"), Table2[[#This Row],[Reference Hours (hrs)]], IF(Table2[[#This Row],[Control Type]]=\"None\", Table2[[#This Row],[Annual Usage Hours (hrs)]], IF(AND(ISBLANK(Table2[[#This Row],[Annual Usage Hours (hrs)]]), Table2[[#This Row],[Control Type]]<>\"None\"), IFERROR(Table2[[#This Row],[Reference Hours (hrs)]]*0.8,\"\"), IF(Table2[[#This Row],[Control Type]]<>\"None\", IFERROR( Table2[[#This Row],[Annual Usage Hours (hrs)]]*0.8,\"\"),\"\")))))","v":""},{"$f":"IF( Table2[[#This Row],[Lighting  Technology]]=\"Other\", IF(ISBLANK(Table2[[#This Row],[Retrofit Lamp/ Luminaire Wattage (see Rebate Unit)]]),\"\",IFERROR(Table2[[#This Row],[Prescribed Quantity]]*Table2[[#This Row],[Retrofit Lamp/ Luminaire Wattage (see Rebate Unit)]],\"\")), IF(ISBLANK(Table2[[#This Row],[Retrofit Lamp/ Luminaire Wattage (see Rebate Unit)]]),IFERROR(Table2[[#This Row],[Prescribed Quantity]]*Table2[[#This Row],[Prescribed Wattage (W)]],\"\"),IFERROR(Table2[[#This Row],[Prescribed Quantity]]*Table2[[#This Row],[Retrofit Lamp/ Luminaire Wattage (see Rebate Unit)]],\"\")))","v":""},{"$f":"IFERROR((IF( Table2[[#This Row],[Lighting  Technology]]=\"Other\", Table2[[#This Row],[Prescribed Quantity]]*Table2[[#This Row],[Retrofit Lamp/ Luminaire Wattage (see Rebate Unit)]], Table2[[#This Row],[Prescribed Quantity]]*Table2[[#This Row],[Prescribed Wattage (W)]] )),\"\")","v":""},{"$f":"IF(ISBLANK(Table2[[#This Row],[New Total Demand (hidden, W)]]),\"\", IF(ISBLANK(Table2[[#This Row],[New Hours (hidden, hrs)]]), \"\", IFERROR(Table2[[#This Row],[New Hours (hidden, hrs)]]*Table2[[#This Row],[New Total Demand (hidden, W)]]/1000,\"\")))","v":""},{"$f":"IF(ISBLANK(Table2[[#This Row],[Total Demand (Hidden) W]]),\"\", IF(ISBLANK(Table2[[#This Row],[New Total Demand (hidden, W)]]), \"\", IFERROR((Table2[[#This Row],[Total Demand (Hidden) W]]-Table2[[#This Row],[New Total Demand (hidden, W)]])/1000,\"\")))","v":""},{"$f":"IF( OR(ISBLANK(Table2[[#This Row],[New Total Demand (hidden, W)]]),ISBLANK(Table2[[#This Row],[Total Demand (Hidden) W]])),\"\", IF(ISBLANK(Table2[[#This Row],[Annual Usage Hours (hrs)]]), IFERROR( Table2[[#This Row],[Reference Hours (hrs)]]*(Table2[[#This Row],[Total Demand (Hidden) W]]-Table2[[#This Row],[New Total Demand (hidden, W)]])/1000,\"\"), IFERROR( Table2[[#This Row],[Annual Usage Hours (hrs)]]*(Table2[[#This Row],[Total Demand (Hidden) W]]-Table2[[#This Row],[New Total Demand (hidden, W)]])/1000,\"\")))","v":""},{"$f":"IF( OR(ISBLANK(Table2[[#This Row],[Prescribed Total Demand (hidden, W)]]),ISBLANK(Table2[[#This Row],[Total Demand (Hidden) W]])),\"\", IF(ISBLANK(Table2[[#This Row],[Annual Usage Hours (hrs)]]), IFERROR( Table2[[#This Row],[Reference Hours (hrs)]]*((Table2[Existing Prescribed Wattage (W)]*Table2[Existing Luminaire Quantity])-Table2[[#This Row],[Prescribed Total Demand (hidden, W)]])/1000,\"\"), IFERROR( Table2[[#This Row],[Annual Usage Hours (hrs)]]*((Table2[Existing Prescribed Wattage (W)]*Table2[Existing Luminaire Quantity])-Table2[[#This Row],[Prescribed Total Demand (hidden, W)]])/1000,\"\")))","v":""},{"$f":"\"\"","v":""},{"$f":"IF(OR(Table2[[#This Row],[Control Type]]=\"None\", ISBLANK(Table2[[#This Row],[Control Type]])),\"\", IF(ISBLANK(Table2[[#This Row],[New Total Demand (hidden, W)]]),\"\", IF(ISBLANK(Table2[[#This Row],[Annual Usage Hours (hrs)]]),  IFERROR( 0.2*Table2[[#This Row],[Reference Hours (hrs)]]*Table2[[#This Row],[New Total Demand (hidden, W)]]/1000,\"\"), IFERROR( 0.2*Table2[[#This Row],[Annual Usage Hours (hrs)]]*Table2[[#This Row],[New Total Demand (hidden, W)]]/1000,\"\"))))","v":""},{"$f":"IF(AND(NOT(ISNUMBER(Table2[[#This Row],[Rebate Per Unit\n(CAD)]])),ISBLANK(Table2[[#This Row],[Control Type]])), \"\", IF(OR(Table2[[#This Row],[Rebate Per Unit\n(CAD)]]=0,AND(NOT(ISNUMBER(Table2[[#This Row],[Rebate Per Unit\n(CAD)]])), ISTEXT(Table2[[#This Row],[Control Type]]))), 0, IFERROR(Table2[[#This Row],[Prescribed Quantity]]*Table2[[#This Row],[Rebate Per Unit\n(CAD)]],\"\")))","v":""},{"$f":" IF(AND(ISBLANK(Table2[[#This Row],[Control Type]]),ISNUMBER(Table2[[#This Row],[Rebate Value (CAD)]])),0, IFERROR(Table2[[#This Row],[Control Quantity]]*Table2[[#This Row],[Control Rebate per Unit\n(CAD)]],\"\"))","v":""},{"$f":"IF(AND(ISBLANK(Table2[[#This Row],[Rebate Value (CAD)]]),ISBLANK(Table2[[#This Row],[Rebate Value for Controls (CAD)]])), \"\", IFERROR(Table2[[#This Row],[Rebate Value (CAD)]]+Table2[[#This Row],[Rebate Value for Controls (CAD)]],\"\"))","v":""},{"$f":"IF(Table2[[#This Row],[Lighting  Technology]]=\"Other\",\"Other - \"&Table2[[#This Row],[Other - Lighting Technology Description]],Table2[[#This Row],[BC Hydro Rebate Category ]])","v":0},{"$f":"Table2[[#This Row],[BC Hydro Rebate Category ]]&Table2[[#This Row],[Retrofit Part '# (mandatory to validate Rebates)]]","v":""}]
[null,null,null,null,null,null,{"$f":"IF(ISBLANK(Table2[[#This Row],[Prescribed Lighting Source]]), \"\", IFERROR( INDEX(Table13ExistingPrescribedWattage,MATCH(Table2[[#This Row],[Prescribed Lighting Source]],Table13ExistingLightingSource,0)), IFERROR(INDEX(Table13ExistingPrescribedWattage,MATCH(Table2[[#This Row],[Fortis Rebate Category ]],Table13NewLightingSource,0)),\"-\")))","v":""},null,{"$f":"IFERROR(INDEX(SpaceTypeHours,MATCH(Table2[[#This Row],[Space Type]],SpaceType,0)),\"\")","v":""},null,{"$f":"IFERROR(IF(Table2[[#This Row],[Lighting  Technology]]=\"Other\",Table2[[#This Row],[Existing Effective Input Wattage (W)]]*Table2[[#This Row],[Existing Luminaire Quantity]],Table2[[#This Row],[Existing Prescribed Wattage (W)]]*Table2[[#This Row],[Existing Luminaire Quantity]]),\"\")","v":""},{"$f":"IF(Table2[Lighting  Technology] = \"Other\",(Table2[[#This Row],[Existing Luminaire Quantity]]*Table2[[#This Row],[Existing Effective Input Wattage (W)]]), IF(Table2[Existing Prescribed Wattage (W)] = \"\",\"\", IF( ISBLANK(Table2[[#This Row],[Existing Effective Input Wattage (W)]]), (Table2[[#This Row],[Existing Luminaire Quantity]]*Table2[[#This Row],[Existing Prescribed Wattage (W)]]),(Table2[[#This Row],[Existing Luminaire Quantity]]*Table2[[#This Row],[Existing Effective Input Wattage (W)]]))))","v":""},{"$f":"IF( (ISBLANK(Table2[[#This Row],[Annual Usage Hours (hrs)]])), IFERROR(Table2[[#This Row],[Reference Hours (hrs)]]*Table2[[#This Row],[Total Demand (Hidden) W]]/1000,\"\"), IFERROR(Table2[[#This Row],[Annual Usage Hours (hrs)]]*Table2[[#This Row],[Total Demand (Hidden) W]]/1000,\"\"))","v":""},null,null,{"$f":"IF(Table2[[#This Row],[Lighting  Technology]]=\"Other\", 0, IF( AND(ISBLANK(Table2[[#This Row],[BC Hydro Rebate Category ]]),ISBLANK(Table2[[#This Row],[Fortis Rebate Category ]])), \"\", IF(ISTEXT(Table2[[#This Row],[Fortis Rebate Category ]]), IFERROR(INDEX(Table13[Rebate],MATCH(Table2[[#This Row],[Fortis Rebate Category ]],Table13[Fortis New Lighting source],0)),\"\"), IF(ISTEXT(Table2[[#This Row],[BC Hydro Rebate Category ]]), IFERROR(INDEX(Table13Rebate,MATCH(Table2[[#This Row],[BC Hydro Rebate Category ]],Table13BCHRebateCategory,0)),\"\"), \"\"))))","v":""},{"$f":" IF(Table2[[#This Row],[Lighting  Technology]]=\"Other\", \"per Unit\", IF( AND(ISBLANK(Table2[[#This Row],[BC Hydro Rebate Category ]]),ISBLANK(Table2[[#This Row],[Fortis Rebate Category ]])), \"\", IF(ISTEXT(Table2[[#This Row],[Fortis Rebate Category ]]), IFERROR(INDEX(Table13PerUnit,MATCH(Table2[[#This Row],[Fortis Rebate Category ]],Table13[Fortis New Lighting source],0)),\"\"), IF(ISTEXT(Table2[[#This Row],[BC Hydro Rebate Category ]]), IFERROR(INDEX(Table13PerUnit,MATCH(Table2[[#This Row],[BC Hydro Rebate Category ]],Table13BCHRebateCategory,0)),\"\"), \"\"))))","v":""},null,{"$f":"IF( AND(ISBLANK(Table2[[#This Row],[Existing Luminaire Quantity]]),ISBLANK(Table2[[#This Row],[Prescribed Lighting Source]])), \"\", IF( OR(AND(ISNUMBER(SEARCH(\"lamp fl.\",Table2[[#This Row],[Prescribed Lighting Source]])),ISNUMBER(SEARCH(\"T8 lamp\",Table2[[#This Row],[BC Hydro Rebate Category ]]))),AND(ISNUMBER(SEARCH(\"T5HO\",Table2[[#This Row],[Prescribed Lighting Source]])),ISNUMBER(SEARCH(\"T5HO\",Table2[[#This Row],[BC Hydro Rebate Category ]]))),AND(ISNUMBER(SEARCH(\"lamp fl.\",Table2[[#This Row],[Prescribed Lighting Source]])),ISNUMBER(SEARCH(\"T8 lamp\",Table2[[#This Row],[Fortis Rebate Category ]]))),AND(ISNUMBER(SEARCH(\"T5HO\",Table2[[#This Row],[Prescribed Lighting Source]])),ISNUMBER(SEARCH(\"T5HO\",Table2[[#This Row],[Fortis Rebate Category ]])))          ),  IFERROR(INDEX(Table13NumberofLamps,MATCH(Table2[[#This Row],[Prescribed Lighting Source]],Table13ExistingLightingSource,0))*Table2[[#This Row],[Existing Luminaire Quantity]], \"-\"),  IF(Table2[[#This Row],[Lighting  Technology]]=\"Other\", IFERROR(Table2[[#This Row],[Existing Luminaire Quantity]],\"-\"), IFERROR(Table2[[#This Row],[Existing Luminaire Quantity]],\"-\"))))","v":""},{"$f":"IF( AND(ISBLANK(Table2[[#This Row],[BC Hydro Rebate Category ]]),ISBLANK(Table2[[#This Row],[Fortis Rebate Category ]])), \"\", IF(ISTEXT(Table2[[#This Row],[Fortis Rebate Category ]]), IFERROR(INDEX(Table13NewPrescribedWattage,MATCH(Table2[[#This Row],[Fortis Rebate Category ]],Table13[Fortis New Lighting source],0)),\"\"), IF(ISTEXT(Table2[[#This Row],[BC Hydro Rebate Category ]]), IFERROR(INDEX(Table13NewPrescribedWattage,MATCH(Table2[[#This Row],[BC Hydro Rebate Category ]],Table13BCHRebateCategory,0)),\"\"), \"\")))","v":""},null,null,{"$f":"IF(Table2[[#This Row],[Lighting  Technology]]=\"Other\", \"-\", IF( AND(ISBLANK(Table2[[#This Row],[BC Hydro Rebate Category ]]),ISBLANK(Table2[[#This Row],[Fortis Rebate Category ]])), \"\", IF(ISTEXT(Table2[[#This Row],[Fortis Rebate Category ]]), IFERROR(INDEX(Table13BCHECM,MATCH(Table2[[#This Row],[Fortis Rebate Category ]],Table13[Fortis New Lighting source],0)),\"\"), IF(ISTEXT(Table2[[#This Row],[BC Hydro Rebate Category ]]), IFERROR(INDEX(Table13BCHECM,MATCH(Table2[[#This Row],[BC Hydro Rebate Category ]],Table13BCHRebateCategory,0)),\"\"), \"\"))))","v":""},{"$f":"IF(Table2[[#This Row],[Lighting  Technology]]=\"Other\", 0, IF( AND(ISBLANK(Table2[[#This Row],[BC Hydro Rebate Category ]]),ISBLANK(Table2[[#This Row],[Fortis Rebate Category ]])), \"\", IF(ISTEXT(Table2[[#This Row],[Fortis Rebate Category ]]), IFERROR(INDEX(Table13Persistence,MATCH(Table2[[#This Row],[Fortis Rebate Category ]],Table13[Fortis New Lighting source],0)),\"\"), IF(ISTEXT(Table2[[#This Row],[BC Hydro Rebate Category ]]), IFERROR(INDEX(Table13Persistence,MATCH(Table2[[#This Row],[BC Hydro Rebate Category ]],Table13BCHRebateCategory,0)),\"\"), \"\"))))","v":""},null,{"$f":"IFERROR(INDEX(Table5ControlRebate,MATCH(Table2[[#This Row],[Control Type]],Table5NewControl,0)),\"\")","v":""},null,{"$f":"IF(ISBLANK(Table2[[#This Row],[Control Type]]), IF(ISBLANK(Table2[[#This Row],[Annual Usage Hours (hrs)]]),Table2[[#This Row],[Reference Hours (hrs)]], Table2[[#This Row],[Annual Usage Hours (hrs)]]), IF(AND(ISBLANK(Table2[[#This Row],[Annual Usage Hours (hrs)]]), Table2[[#This Row],[Control Type]]=\"None\"), Table2[[#This Row],[Reference Hours (hrs)]], IF(Table2[[#This Row],[Control Type]]=\"None\", Table2[[#This Row],[Annual Usage Hours (hrs)]], IF(AND(ISBLANK(Table2[[#This Row],[Annual Usage Hours (hrs)]]), Table2[[#This Row],[Control Type]]<>\"None\"), IFERROR(Table2[[#This Row],[Reference Hours (hrs)]]*0.8,\"\"), IF(Table2[[#This Row],[Control Type]]<>\"None\", IFERROR( Table2[[#This Row],[Annual Usage Hours (hrs)]]*0.8,\"\"),\"\")))))","v":""},{"$f":"IF( Table2[[#This Row],[Lighting  Technology]]=\"Other\", IF(ISBLANK(Table2[[#This Row],[Retrofit Lamp/ Luminaire Wattage (see Rebate Unit)]]),\"\",IFERROR(Table2[[#This Row],[Prescribed Quantity]]*Table2[[#This Row],[Retrofit Lamp/ Luminaire Wattage (see Rebate Unit)]],\"\")), IF(ISBLANK(Table2[[#This Row],[Retrofit Lamp/ Luminaire Wattage (see Rebate Unit)]]),IFERROR(Table2[[#This Row],[Prescribed Quantity]]*Table2[[#This Row],[Prescribed Wattage (W)]],\"\"),IFERROR(Table2[[#This Row],[Prescribed Quantity]]*Table2[[#This Row],[Retrofit Lamp/ Luminaire Wattage (see Rebate Unit)]],\"\")))","v":""},{"$f":"IFERROR((IF( Table2[[#This Row],[Lighting  Technology]]=\"Other\", Table2[[#This Row],[Prescribed Quantity]]*Table2[[#This Row],[Retrofit Lamp/ Luminaire Wattage (see Rebate Unit)]], Table2[[#This Row],[Prescribed Quantity]]*Table2[[#This Row],[Prescribed Wattage (W)]] )),\"\")","v":""},{"$f":"IF(ISBLANK(Table2[[#This Row],[New Total Demand (hidden, W)]]),\"\", IF(ISBLANK(Table2[[#This Row],[New Hours (hidden, hrs)]]), \"\", IFERROR(Table2[[#This Row],[New Hours (hidden, hrs)]]*Table2[[#This Row],[New Total Demand (hidden, W)]]/1000,\"\")))","v":""},{"$f":"IF(ISBLANK(Table2[[#This Row],[Total Demand (Hidden) W]]),\"\", IF(ISBLANK(Table2[[#This Row],[New Total Demand (hidden, W)]]), \"\", IFERROR((Table2[[#This Row],[Total Demand (Hidden) W]]-Table2[[#This Row],[New Total Demand (hidden, W)]])/1000,\"\")))","v":""},{"$f":"IF( OR(ISBLANK(Table2[[#This Row],[New Total Demand (hidden, W)]]),ISBLANK(Table2[[#This Row],[Total Demand (Hidden) W]])),\"\", IF(ISBLANK(Table2[[#This Row],[Annual Usage Hours (hrs)]]), IFERROR( Table2[[#This Row],[Reference Hours (hrs)]]*(Table2[[#This Row],[Total Demand (Hidden) W]]-Table2[[#This Row],[New Total Demand (hidden, W)]])/1000,\"\"), IFERROR( Table2[[#This Row],[Annual Usage Hours (hrs)]]*(Table2[[#This Row],[Total Demand (Hidden) W]]-Table2[[#This Row],[New Total Demand (hidden, W)]])/1000,\"\")))","v":""},{"$f":"IF( OR(ISBLANK(Table2[[#This Row],[Prescribed Total Demand (hidden, W)]]),ISBLANK(Table2[[#This Row],[Total Demand (Hidden) W]])),\"\", IF(ISBLANK(Table2[[#This Row],[Annual Usage Hours (hrs)]]), IFERROR( Table2[[#This Row],[Reference Hours (hrs)]]*((Table2[Existing Prescribed Wattage (W)]*Table2[Existing Luminaire Quantity])-Table2[[#This Row],[Prescribed Total Demand (hidden, W)]])/1000,\"\"), IFERROR( Table2[[#This Row],[Annual Usage Hours (hrs)]]*((Table2[Existing Prescribed Wattage (W)]*Table2[Existing Luminaire Quantity])-Table2[[#This Row],[Prescribed Total Demand (hidden, W)]])/1000,\"\")))","v":""},{"$f":"\"\"","v":""},{"$f":"IF(OR(Table2[[#This Row],[Control Type]]=\"None\", ISBLANK(Table2[[#This Row],[Control Type]])),\"\", IF(ISBLANK(Table2[[#This Row],[New Total Demand (hidden, W)]]),\"\", IF(ISBLANK(Table2[[#This Row],[Annual Usage Hours (hrs)]]),  IFERROR( 0.2*Table2[[#This Row],[Reference Hours (hrs)]]*Table2[[#This Row],[New Total Demand (hidden, W)]]/1000,\"\"), IFERROR( 0.2*Table2[[#This Row],[Annual Usage Hours (hrs)]]*Table2[[#This Row],[New Total Demand (hidden, W)]]/1000,\"\"))))","v":""},{"$f":"IF(AND(NOT(ISNUMBER(Table2[[#This Row],[Rebate Per Unit\n(CAD)]])),ISBLANK(Table2[[#This Row],[Control Type]])), \"\", IF(OR(Table2[[#This Row],[Rebate Per Unit\n(CAD)]]=0,AND(NOT(ISNUMBER(Table2[[#This Row],[Rebate Per Unit\n(CAD)]])), ISTEXT(Table2[[#This Row],[Control Type]]))), 0, IFERROR(Table2[[#This Row],[Prescribed Quantity]]*Table2[[#This Row],[Rebate Per Unit\n(CAD)]],\"\")))","v":""},{"$f":" IF(AND(ISBLANK(Table2[[#This Row],[Control Type]]),ISNUMBER(Table2[[#This Row],[Rebate Value (CAD)]])),0, IFERROR(Table2[[#This Row],[Control Quantity]]*Table2[[#This Row],[Control Rebate per Unit\n(CAD)]],\"\"))","v":""},{"$f":"IF(AND(ISBLANK(Table2[[#This Row],[Rebate Value (CAD)]]),ISBLANK(Table2[[#This Row],[Rebate Value for Controls (CAD)]])), \"\", IFERROR(Table2[[#This Row],[Rebate Value (CAD)]]+Table2[[#This Row],[Rebate Value for Controls (CAD)]],\"\"))","v":""},{"$f":"IF(Table2[[#This Row],[Lighting  Technology]]=\"Other\",\"Other - \"&Table2[[#This Row],[Other - Lighting Technology Description]],Table2[[#This Row],[BC Hydro Rebate Category ]])","v":0},{"$f":"Table2[[#This Row],[BC Hydro Rebate Category ]]&Table2[[#This Row],[Retrofit Part '# (mandatory to validate Rebates)]]","v":""}]
[null,null,null,null,null,null,{"$f":"IF(ISBLANK(Table2[[#This Row],[Prescribed Lighting Source]]), \"\", IFERROR( INDEX(Table13ExistingPrescribedWattage,MATCH(Table2[[#This Row],[Prescribed Lighting Source]],Table13ExistingLightingSource,0)), IFERROR(INDEX(Table13ExistingPrescribedWattage,MATCH(Table2[[#This Row],[Fortis Rebate Category ]],Table13NewLightingSource,0)),\"-\")))","v":""},null,{"$f":"IFERROR(INDEX(SpaceTypeHours,MATCH(Table2[[#This Row],[Space Type]],SpaceType,0)),\"\")","v":""},null,{"$f":"IFERROR(IF(Table2[[#This Row],[Lighting  Technology]]=\"Other\",Table2[[#This Row],[Existing Effective Input Wattage (W)]]*Table2[[#This Row],[Existing Luminaire Quantity]],Table2[[#This Row],[Existing Prescribed Wattage (W)]]*Table2[[#This Row],[Existing Luminaire Quantity]]),\"\")","v":""},{"$f":"IF(Table2[Lighting  Technology] = \"Other\",(Table2[[#This Row],[Existing Luminaire Quantity]]*Table2[[#This Row],[Existing Effective Input Wattage (W)]]), IF(Table2[Existing Prescribed Wattage (W)] = \"\",\"\", IF( ISBLANK(Table2[[#This Row],[Existing Effective Input Wattage (W)]]), (Table2[[#This Row],[Existing Luminaire Quantity]]*Table2[[#This Row],[Existing Prescribed Wattage (W)]]),(Table2[[#This Row],[Existing Luminaire Quantity]]*Table2[[#This Row],[Existing Effective Input Wattage (W)]]))))","v":""},{"$f":"IF( (ISBLANK(Table2[[#This Row],[Annual Usage Hours (hrs)]])), IFERROR(Table2[[#This Row],[Reference Hours (hrs)]]*Table2[[#This Row],[Total Demand (Hidden) W]]/1000,\"\"), IFERROR(Table2[[#This Row],[Annual Usage Hours (hrs)]]*Table2[[#This Row],[Total Demand (Hidden) W]]/1000,\"\"))","v":""},null,null,{"$f":"IF(Table2[[#This Row],[Lighting  Technology]]=\"Other\", 0, IF( AND(ISBLANK(Table2[[#This Row],[BC Hydro Rebate Category ]]),ISBLANK(Table2[[#This Row],[Fortis Rebate Category ]])), \"\", IF(ISTEXT(Table2[[#This Row],[Fortis Rebate Category ]]), IFERROR(INDEX(Table13[Rebate],MATCH(Table2[[#This Row],[Fortis Rebate Category ]],Table13[Fortis New Lighting source],0)),\"\"), IF(ISTEXT(Table2[[#This Row],[BC Hydro Rebate Category ]]), IFERROR(INDEX(Table13Rebate,MATCH(Table2[[#This Row],[BC Hydro Rebate Category ]],Table13BCHRebateCategory,0)),\"\"), \"\"))))","v":""},{"$f":" IF(Table2[[#This Row],[Lighting  Technology]]=\"Other\", \"per Unit\", IF( AND(ISBLANK(Table2[[#This Row],[BC Hydro Rebate Category ]]),ISBLANK(Table2[[#This Row],[Fortis Rebate Category ]])), \"\", IF(ISTEXT(Table2[[#This Row],[Fortis Rebate Category ]]), IFERROR(INDEX(Table13PerUnit,MATCH(Table2[[#This Row],[Fortis Rebate Category ]],Table13[Fortis New Lighting source],0)),\"\"), IF(ISTEXT(Table2[[#This Row],[BC Hydro Rebate Category ]]), IFERROR(INDEX(Table13PerUnit,MATCH(Table2[[#This Row],[BC Hydro Rebate Category ]],Table13BCHRebateCategory,0)),\"\"), \"\"))))","v":""},null,{"$f":"IF( AND(ISBLANK(Table2[[#This Row],[Existing Luminaire Quantity]]),ISBLANK(Table2[[#This Row],[Prescribed Lighting Source]])), \"\", IF( OR(AND(ISNUMBER(SEARCH(\"lamp fl.\",Table2[[#This Row],[Prescribed Lighting Source]])),ISNUMBER(SEARCH(\"T8 lamp\",Table2[[#This Row],[BC Hydro Rebate Category ]]))),AND(ISNUMBER(SEARCH(\"T5HO\",Table2[[#This Row],[Prescribed Lighting Source]])),ISNUMBER(SEARCH(\"T5HO\",Table2[[#This Row],[BC Hydro Rebate Category ]]))),AND(ISNUMBER(SEARCH(\"lamp fl.\",Table2[[#This Row],[Prescribed Lighting Source]])),ISNUMBER(SEARCH(\"T8 lamp\",Table2[[#This Row],[Fortis Rebate Category ]]))),AND(ISNUMBER(SEARCH(\"T5HO\",Table2[[#This Row],[Prescribed Lighting Source]])),ISNUMBER(SEARCH(\"T5HO\",Table2[[#This Row],[Fortis Rebate Category ]])))          ),  IFERROR(INDEX(Table13NumberofLamps,MATCH(Table2[[#This Row],[Prescribed Lighting Source]],Table13ExistingLightingSource,0))*Table2[[#This Row],[Existing Luminaire Quantity]], \"-\"),  IF(Table2[[#This Row],[Lighting  Technology]]=\"Other\", IFERROR(Table2[[#This Row],[Existing Luminaire Quantity]],\"-\"), IFERROR(Table2[[#This Row],[Existing Luminaire Quantity]],\"-\"))))","v":""},{"$f":"IF( AND(ISBLANK(Table2[[#This Row],[BC Hydro Rebate Category ]]),ISBLANK(Table2[[#This Row],[Fortis Rebate Category ]])), \"\", IF(ISTEXT(Table2[[#This Row],[Fortis Rebate Category ]]), IFERROR(INDEX(Table13NewPrescribedWattage,MATCH(Table2[[#This Row],[Fortis Rebate Category ]],Table13[Fortis New Lighting source],0)),\"\"), IF(ISTEXT(Table2[[#This Row],[BC Hydro Rebate Category ]]), IFERROR(INDEX(Table13NewPrescribedWattage,MATCH(Table2[[#This Row],[BC Hydro Rebate Category ]],Table13BCHRebateCategory,0)),\"\"), \"\")))","v":""},null,null,{"$f":"IF(Table2[[#This Row],[Lighting  Technology]]=\"Other\", \"-\", IF( AND(ISBLANK(Table2[[#This Row],[BC Hydro Rebate Category ]]),ISBLANK(Table2[[#This Row],[Fortis Rebate Category ]])), \"\", IF(ISTEXT(Table2[[#This Row],[Fortis Rebate Category ]]), IFERROR(INDEX(Table13BCHECM,MATCH(Table2[[#This Row],[Fortis Rebate Category ]],Table13[Fortis New Lighting source],0)),\"\"), IF(ISTEXT(Table2[[#This Row],[BC Hydro Rebate Category ]]), IFERROR(INDEX(Table13BCHECM,MATCH(Table2[[#This Row],[BC Hydro Rebate Category ]],Table13BCHRebateCategory,0)),\"\"), \"\"))))","v":""},{"$f":"IF(Table2[[#This Row],[Lighting  Technology]]=\"Other\", 0, IF( AND(ISBLANK(Table2[[#This Row],[BC Hydro Rebate Category ]]),ISBLANK(Table2[[#This Row],[Fortis Rebate Category ]])), \"\", IF(ISTEXT(Table2[[#This Row],[Fortis Rebate Category ]]), IFERROR(INDEX(Table13Persistence,MATCH(Table2[[#This Row],[Fortis Rebate Category ]],Table13[Fortis New Lighting source],0)),\"\"), IF(ISTEXT(Table2[[#This Row],[BC Hydro Rebate Category ]]), IFERROR(INDEX(Table13Persistence,MATCH(Table2[[#This Row],[BC Hydro Rebate Category ]],Table13BCHRebateCategory,0)),\"\"), \"\"))))","v":""},null,{"$f":"IFERROR(INDEX(Table5ControlRebate,MATCH(Table2[[#This Row],[Control Type]],Table5NewControl,0)),\"\")","v":""},null,{"$f":"IF(ISBLANK(Table2[[#This Row],[Control Type]]), IF(ISBLANK(Table2[[#This Row],[Annual Usage Hours (hrs)]]),Table2[[#This Row],[Reference Hours (hrs)]], Table2[[#This Row],[Annual Usage Hours (hrs)]]), IF(AND(ISBLANK(Table2[[#This Row],[Annual Usage Hours (hrs)]]), Table2[[#This Row],[Control Type]]=\"None\"), Table2[[#This Row],[Reference Hours (hrs)]], IF(Table2[[#This Row],[Control Type]]=\"None\", Table2[[#This Row],[Annual Usage Hours (hrs)]], IF(AND(ISBLANK(Table2[[#This Row],[Annual Usage Hours (hrs)]]), Table2[[#This Row],[Control Type]]<>\"None\"), IFERROR(Table2[[#This Row],[Reference Hours (hrs)]]*0.8,\"\"), IF(Table2[[#This Row],[Control Type]]<>\"None\", IFERROR( Table2[[#This Row],[Annual Usage Hours (hrs)]]*0.8,\"\"),\"\")))))","v":""},{"$f":"IF( Table2[[#This Row],[Lighting  Technology]]=\"Other\", IF(ISBLANK(Table2[[#This Row],[Retrofit Lamp/ Luminaire Wattage (see Rebate Unit)]]),\"\",IFERROR(Table2[[#This Row],[Prescribed Quantity]]*Table2[[#This Row],[Retrofit Lamp/ Luminaire Wattage (see Rebate Unit)]],\"\")), IF(ISBLANK(Table2[[#This Row],[Retrofit Lamp/ Luminaire Wattage (see Rebate Unit)]]),IFERROR(Table2[[#This Row],[Prescribed Quantity]]*Table2[[#This Row],[Prescribed Wattage (W)]],\"\"),IFERROR(Table2[[#This Row],[Prescribed Quantity]]*Table2[[#This Row],[Retrofit Lamp/ Luminaire Wattage (see Rebate Unit)]],\"\")))","v":""},{"$f":"IFERROR((IF( Table2[[#This Row],[Lighting  Technology]]=\"Other\", Table2[[#This Row],[Prescribed Quantity]]*Table2[[#This Row],[Retrofit Lamp/ Luminaire Wattage (see Rebate Unit)]], Table2[[#This Row],[Prescribed Quantity]]*Table2[[#This Row],[Prescribed Wattage (W)]] )),\"\")","v":""},{"$f":"IF(ISBLANK(Table2[[#This Row],[New Total Demand (hidden, W)]]),\"\", IF(ISBLANK(Table2[[#This Row],[New Hours (hidden, hrs)]]), \"\", IFERROR(Table2[[#This Row],[New Hours (hidden, hrs)]]*Table2[[#This Row],[New Total Demand (hidden, W)]]/1000,\"\")))","v":""},{"$f":"IF(ISBLANK(Table2[[#This Row],[Total Demand (Hidden) W]]),\"\", IF(ISBLANK(Table2[[#This Row],[New Total Demand (hidden, W)]]), \"\", IFERROR((Table2[[#This Row],[Total Demand (Hidden) W]]-Table2[[#This Row],[New Total Demand (hidden, W)]])/1000,\"\")))","v":""},{"$f":"IF( OR(ISBLANK(Table2[[#This Row],[New Total Demand (hidden, W)]]),ISBLANK(Table2[[#This Row],[Total Demand (Hidden) W]])),\"\", IF(ISBLANK(Table2[[#This Row],[Annual Usage Hours (hrs)]]), IFERROR( Table2[[#This Row],[Reference Hours (hrs)]]*(Table2[[#This Row],[Total Demand (Hidden) W]]-Table2[[#This Row],[New Total Demand (hidden, W)]])/1000,\"\"), IFERROR( Table2[[#This Row],[Annual Usage Hours (hrs)]]*(Table2[[#This Row],[Total Demand (Hidden) W]]-Table2[[#This Row],[New Total Demand (hidden, W)]])/1000,\"\")))","v":""},{"$f":"IF( OR(ISBLANK(Table2[[#This Row],[Prescribed Total Demand (hidden, W)]]),ISBLANK(Table2[[#This Row],[Total Demand (Hidden) W]])),\"\", IF(ISBLANK(Table2[[#This Row],[Annual Usage Hours (hrs)]]), IFERROR( Table2[[#This Row],[Reference Hours (hrs)]]*((Table2[Existing Prescribed Wattage (W)]*Table2[Existing Luminaire Quantity])-Table2[[#This Row],[Prescribed Total Demand (hidden, W)]])/1000,\"\"), IFERROR( Table2[[#This Row],[Annual Usage Hours (hrs)]]*((Table2[Existing Prescribed Wattage (W)]*Table2[Existing Luminaire Quantity])-Table2[[#This Row],[Prescribed Total Demand (hidden, W)]])/1000,\"\")))","v":""},{"$f":"\"\"","v":""},{"$f":"IF(OR(Table2[[#This Row],[Control Type]]=\"None\", ISBLANK(Table2[[#This Row],[Control Type]])),\"\", IF(ISBLANK(Table2[[#This Row],[New Total Demand (hidden, W)]]),\"\", IF(ISBLANK(Table2[[#This Row],[Annual Usage Hours (hrs)]]),  IFERROR( 0.2*Table2[[#This Row],[Reference Hours (hrs)]]*Table2[[#This Row],[New Total Demand (hidden, W)]]/1000,\"\"), IFERROR( 0.2*Table2[[#This Row],[Annual Usage Hours (hrs)]]*Table2[[#This Row],[New Total Demand (hidden, W)]]/1000,\"\"))))","v":""},{"$f":"IF(AND(NOT(ISNUMBER(Table2[[#This Row],[Rebate Per Unit\n(CAD)]])),ISBLANK(Table2[[#This Row],[Control Type]])), \"\", IF(OR(Table2[[#This Row],[Rebate Per Unit\n(CAD)]]=0,AND(NOT(ISNUMBER(Table2[[#This Row],[Rebate Per Unit\n(CAD)]])), ISTEXT(Table2[[#This Row],[Control Type]]))), 0, IFERROR(Table2[[#This Row],[Prescribed Quantity]]*Table2[[#This Row],[Rebate Per Unit\n(CAD)]],\"\")))","v":""},{"$f":" IF(AND(ISBLANK(Table2[[#This Row],[Control Type]]),ISNUMBER(Table2[[#This Row],[Rebate Value (CAD)]])),0, IFERROR(Table2[[#This Row],[Control Quantity]]*Table2[[#This Row],[Control Rebate per Unit\n(CAD)]],\"\"))","v":""},{"$f":"IF(AND(ISBLANK(Table2[[#This Row],[Rebate Value (CAD)]]),ISBLANK(Table2[[#This Row],[Rebate Value for Controls (CAD)]])), \"\", IFERROR(Table2[[#This Row],[Rebate Value (CAD)]]+Table2[[#This Row],[Rebate Value for Controls (CAD)]],\"\"))","v":""},{"$f":"IF(Table2[[#This Row],[Lighting  Technology]]=\"Other\",\"Other - \"&Table2[[#This Row],[Other - Lighting Technology Description]],Table2[[#This Row],[BC Hydro Rebate Category ]])","v":0},{"$f":"Table2[[#This Row],[BC Hydro Rebate Category ]]&Table2[[#This Row],[Retrofit Part '# (mandatory to validate Rebates)]]","v":""}]
[null,null,null,null,null,null,{"$f":"IF(ISBLANK(Table2[[#This Row],[Prescribed Lighting Source]]), \"\", IFERROR( INDEX(Table13ExistingPrescribedWattage,MATCH(Table2[[#This Row],[Prescribed Lighting Source]],Table13ExistingLightingSource,0)), IFERROR(INDEX(Table13ExistingPrescribedWattage,MATCH(Table2[[#This Row],[Fortis Rebate Category ]],Table13NewLightingSource,0)),\"-\")))","v":""},null,{"$f":"IFERROR(INDEX(SpaceTypeHours,MATCH(Table2[[#This Row],[Space Type]],SpaceType,0)),\"\")","v":""},null,{"$f":"IFERROR(IF(Table2[[#This Row],[Lighting  Technology]]=\"Other\",Table2[[#This Row],[Existing Effective Input Wattage (W)]]*Table2[[#This Row],[Existing Luminaire Quantity]],Table2[[#This Row],[Existing Prescribed Wattage (W)]]*Table2[[#This Row],[Existing Luminaire Quantity]]),\"\")","v":""},{"$f":"IF(Table2[Lighting  Technology] = \"Other\",(Table2[[#This Row],[Existing Luminaire Quantity]]*Table2[[#This Row],[Existing Effective Input Wattage (W)]]), IF(Table2[Existing Prescribed Wattage (W)] = \"\",\"\", IF( ISBLANK(Table2[[#This Row],[Existing Effective Input Wattage (W)]]), (Table2[[#This Row],[Existing Luminaire Quantity]]*Table2[[#This Row],[Existing Prescribed Wattage (W)]]),(Table2[[#This Row],[Existing Luminaire Quantity]]*Table2[[#This Row],[Existing Effective Input Wattage (W)]]))))","v":""},{"$f":"IF( (ISBLANK(Table2[[#This Row],[Annual Usage Hours (hrs)]])), IFERROR(Table2[[#This Row],[Reference Hours (hrs)]]*Table2[[#This Row],[Total Demand (Hidden) W]]/1000,\"\"), IFERROR(Table2[[#This Row],[Annual Usage Hours (hrs)]]*Table2[[#This Row],[Total Demand (Hidden) W]]/1000,\"\"))","v":""},null,null,{"$f":"IF(Table2[[#This Row],[Lighting  Technology]]=\"Other\", 0, IF( AND(ISBLANK(Table2[[#This Row],[BC Hydro Rebate Category ]]),ISBLANK(Table2[[#This Row],[Fortis Rebate Category ]])), \"\", IF(ISTEXT(Table2[[#This Row],[Fortis Rebate Category ]]), IFERROR(INDEX(Table13[Rebate],MATCH(Table2[[#This Row],[Fortis Rebate Category ]],Table13[Fortis New Lighting source],0)),\"\"), IF(ISTEXT(Table2[[#This Row],[BC Hydro Rebate Category ]]), IFERROR(INDEX(Table13Rebate,MATCH(Table2[[#This Row],[BC Hydro Rebate Category ]],Table13BCHRebateCategory,0)),\"\"), \"\"))))","v":""},{"$f":" IF(Table2[[#This Row],[Lighting  Technology]]=\"Other\", \"per Unit\", IF( AND(ISBLANK(Table2[[#This Row],[BC Hydro Rebate Category ]]),ISBLANK(Table2[[#This Row],[Fortis Rebate Category ]])), \"\", IF(ISTEXT(Table2[[#This Row],[Fortis Rebate Category ]]), IFERROR(INDEX(Table13PerUnit,MATCH(Table2[[#This Row],[Fortis Rebate Category ]],Table13[Fortis New Lighting source],0)),\"\"), IF(ISTEXT(Table2[[#This Row],[BC Hydro Rebate Category ]]), IFERROR(INDEX(Table13PerUnit,MATCH(Table2[[#This Row],[BC Hydro Rebate Category ]],Table13BCHRebateCategory,0)),\"\"), \"\"))))","v":""},null,{"$f":"IF( AND(ISBLANK(Table2[[#This Row],[Existing Luminaire Quantity]]),ISBLANK(Table2[[#This Row],[Prescribed Lighting Source]])), \"\", IF( OR(AND(ISNUMBER(SEARCH(\"lamp fl.\",Table2[[#This Row],[Prescribed Lighting Source]])),ISNUMBER(SEARCH(\"T8 lamp\",Table2[[#This Row],[BC Hydro Rebate Category ]]))),AND(ISNUMBER(SEARCH(\"T5HO\",Table2[[#This Row],[Prescribed Lighting Source]])),ISNUMBER(SEARCH(\"T5HO\",Table2[[#This Row],[BC Hydro Rebate Category ]]))),AND(ISNUMBER(SEARCH(\"lamp fl.\",Table2[[#This Row],[Prescribed Lighting Source]])),ISNUMBER(SEARCH(\"T8 lamp\",Table2[[#This Row],[Fortis Rebate Category ]]))),AND(ISNUMBER(SEARCH(\"T5HO\",Table2[[#This Row],[Prescribed Lighting Source]])),ISNUMBER(SEARCH(\"T5HO\",Table2[[#This Row],[Fortis Rebate Category ]])))          ),  IFERROR(INDEX(Table13NumberofLamps,MATCH(Table2[[#This Row],[Prescribed Lighting Source]],Table13ExistingLightingSource,0))*Table2[[#This Row],[Existing Luminaire Quantity]], \"-\"),  IF(Table2[[#This Row],[Lighting  Technology]]=\"Other\", IFERROR(Table2[[#This Row],[Existing Luminaire Quantity]],\"-\"), IFERROR(Table2[[#This Row],[Existing Luminaire Quantity]],\"-\"))))","v":""},{"$f":"IF( AND(ISBLANK(Table2[[#This Row],[BC Hydro Rebate Category ]]),ISBLANK(Table2[[#This Row],[Fortis Rebate Category ]])), \"\", IF(ISTEXT(Table2[[#This Row],[Fortis Rebate Category ]]), IFERROR(INDEX(Table13NewPrescribedWattage,MATCH(Table2[[#This Row],[Fortis Rebate Category ]],Table13[Fortis New Lighting source],0)),\"\"), IF(ISTEXT(Table2[[#This Row],[BC Hydro Rebate Category ]]), IFERROR(INDEX(Table13NewPrescribedWattage,MATCH(Table2[[#This Row],[BC Hydro Rebate Category ]],Table13BCHRebateCategory,0)),\"\"), \"\")))","v":""},null,null,{"$f":"IF(Table2[[#This Row],[Lighting  Technology]]=\"Other\", \"-\", IF( AND(ISBLANK(Table2[[#This Row],[BC Hydro Rebate Category ]]),ISBLANK(Table2[[#This Row],[Fortis Rebate Category ]])), \"\", IF(ISTEXT(Table2[[#This Row],[Fortis Rebate Category ]]), IFERROR(INDEX(Table13BCHECM,MATCH(Table2[[#This Row],[Fortis Rebate Category ]],Table13[Fortis New Lighting source],0)),\"\"), IF(ISTEXT(Table2[[#This Row],[BC Hydro Rebate Category ]]), IFERROR(INDEX(Table13BCHECM,MATCH(Table2[[#This Row],[BC Hydro Rebate Category ]],Table13BCHRebateCategory,0)),\"\"), \"\"))))","v":""},{"$f":"IF(Table2[[#This Row],[Lighting  Technology]]=\"Other\", 0, IF( AND(ISBLANK(Table2[[#This Row],[BC Hydro Rebate Category ]]),ISBLANK(Table2[[#This Row],[Fortis Rebate Category ]])), \"\", IF(ISTEXT(Table2[[#This Row],[Fortis Rebate Category ]]), IFERROR(INDEX(Table13Persistence,MATCH(Table2[[#This Row],[Fortis Rebate Category ]],Table13[Fortis New Lighting source],0)),\"\"), IF(ISTEXT(Table2[[#This Row],[BC Hydro Rebate Category ]]), IFERROR(INDEX(Table13Persistence,MATCH(Table2[[#This Row],[BC Hydro Rebate Category ]],Table13BCHRebateCategory,0)),\"\"), \"\"))))","v":""},null,{"$f":"IFERROR(INDEX(Table5ControlRebate,MATCH(Table2[[#This Row],[Control Type]],Table5NewControl,0)),\"\")","v":""},null,{"$f":"IF(ISBLANK(Table2[[#This Row],[Control Type]]), IF(ISBLANK(Table2[[#This Row],[Annual Usage Hours (hrs)]]),Table2[[#This Row],[Reference Hours (hrs)]], Table2[[#This Row],[Annual Usage Hours (hrs)]]), IF(AND(ISBLANK(Table2[[#This Row],[Annual Usage Hours (hrs)]]), Table2[[#This Row],[Control Type]]=\"None\"), Table2[[#This Row],[Reference Hours (hrs)]], IF(Table2[[#This Row],[Control Type]]=\"None\", Table2[[#This Row],[Annual Usage Hours (hrs)]], IF(AND(ISBLANK(Table2[[#This Row],[Annual Usage Hours (hrs)]]), Table2[[#This Row],[Control Type]]<>\"None\"), IFERROR(Table2[[#This Row],[Reference Hours (hrs)]]*0.8,\"\"), IF(Table2[[#This Row],[Control Type]]<>\"None\", IFERROR( Table2[[#This Row],[Annual Usage Hours (hrs)]]*0.8,\"\"),\"\")))))","v":""},{"$f":"IF( Table2[[#This Row],[Lighting  Technology]]=\"Other\", IF(ISBLANK(Table2[[#This Row],[Retrofit Lamp/ Luminaire Wattage (see Rebate Unit)]]),\"\",IFERROR(Table2[[#This Row],[Prescribed Quantity]]*Table2[[#This Row],[Retrofit Lamp/ Luminaire Wattage (see Rebate Unit)]],\"\")), IF(ISBLANK(Table2[[#This Row],[Retrofit Lamp/ Luminaire Wattage (see Rebate Unit)]]),IFERROR(Table2[[#This Row],[Prescribed Quantity]]*Table2[[#This Row],[Prescribed Wattage (W)]],\"\"),IFERROR(Table2[[#This Row],[Prescribed Quantity]]*Table2[[#This Row],[Retrofit Lamp/ Luminaire Wattage (see Rebate Unit)]],\"\")))","v":""},{"$f":"IFERROR((IF( Table2[[#This Row],[Lighting  Technology]]=\"Other\", Table2[[#This Row],[Prescribed Quantity]]*Table2[[#This Row],[Retrofit Lamp/ Luminaire Wattage (see Rebate Unit)]], Table2[[#This Row],[Prescribed Quantity]]*Table2[[#This Row],[Prescribed Wattage (W)]] )),\"\")","v":""},{"$f":"IF(ISBLANK(Table2[[#This Row],[New Total Demand (hidden, W)]]),\"\", IF(ISBLANK(Table2[[#This Row],[New Hours (hidden, hrs)]]), \"\", IFERROR(Table2[[#This Row],[New Hours (hidden, hrs)]]*Table2[[#This Row],[New Total Demand (hidden, W)]]/1000,\"\")))","v":""},{"$f":"IF(ISBLANK(Table2[[#This Row],[Total Demand (Hidden) W]]),\"\", IF(ISBLANK(Table2[[#This Row],[New Total Demand (hidden, W)]]), \"\", IFERROR((Table2[[#This Row],[Total Demand (Hidden) W]]-Table2[[#This Row],[New Total Demand (hidden, W)]])/1000,\"\")))","v":""},{"$f":"IF( OR(ISBLANK(Table2[[#This Row],[New Total Demand (hidden, W)]]),ISBLANK(Table2[[#This Row],[Total Demand (Hidden) W]])),\"\", IF(ISBLANK(Table2[[#This Row],[Annual Usage Hours (hrs)]]), IFERROR( Table2[[#This Row],[Reference Hours (hrs)]]*(Table2[[#This Row],[Total Demand (Hidden) W]]-Table2[[#This Row],[New Total Demand (hidden, W)]])/1000,\"\"), IFERROR( Table2[[#This Row],[Annual Usage Hours (hrs)]]*(Table2[[#This Row],[Total Demand (Hidden) W]]-Table2[[#This Row],[New Total Demand (hidden, W)]])/1000,\"\")))","v":""},{"$f":"IF( OR(ISBLANK(Table2[[#This Row],[Prescribed Total Demand (hidden, W)]]),ISBLANK(Table2[[#This Row],[Total Demand (Hidden) W]])),\"\", IF(ISBLANK(Table2[[#This Row],[Annual Usage Hours (hrs)]]), IFERROR( Table2[[#This Row],[Reference Hours (hrs)]]*((Table2[Existing Prescribed Wattage (W)]*Table2[Existing Luminaire Quantity])-Table2[[#This Row],[Prescribed Total Demand (hidden, W)]])/1000,\"\"), IFERROR( Table2[[#This Row],[Annual Usage Hours (hrs)]]*((Table2[Existing Prescribed Wattage (W)]*Table2[Existing Luminaire Quantity])-Table2[[#This Row],[Prescribed Total Demand (hidden, W)]])/1000,\"\")))","v":""},{"$f":"\"\"","v":""},{"$f":"IF(OR(Table2[[#This Row],[Control Type]]=\"None\", ISBLANK(Table2[[#This Row],[Control Type]])),\"\", IF(ISBLANK(Table2[[#This Row],[New Total Demand (hidden, W)]]),\"\", IF(ISBLANK(Table2[[#This Row],[Annual Usage Hours (hrs)]]),  IFERROR( 0.2*Table2[[#This Row],[Reference Hours (hrs)]]*Table2[[#This Row],[New Total Demand (hidden, W)]]/1000,\"\"), IFERROR( 0.2*Table2[[#This Row],[Annual Usage Hours (hrs)]]*Table2[[#This Row],[New Total Demand (hidden, W)]]/1000,\"\"))))","v":""},{"$f":"IF(AND(NOT(ISNUMBER(Table2[[#This Row],[Rebate Per Unit\n(CAD)]])),ISBLANK(Table2[[#This Row],[Control Type]])), \"\", IF(OR(Table2[[#This Row],[Rebate Per Unit\n(CAD)]]=0,AND(NOT(ISNUMBER(Table2[[#This Row],[Rebate Per Unit\n(CAD)]])), ISTEXT(Table2[[#This Row],[Control Type]]))), 0, IFERROR(Table2[[#This Row],[Prescribed Quantity]]*Table2[[#This Row],[Rebate Per Unit\n(CAD)]],\"\")))","v":""},{"$f":" IF(AND(ISBLANK(Table2[[#This Row],[Control Type]]),ISNUMBER(Table2[[#This Row],[Rebate Value (CAD)]])),0, IFERROR(Table2[[#This Row],[Control Quantity]]*Table2[[#This Row],[Control Rebate per Unit\n(CAD)]],\"\"))","v":""},{"$f":"IF(AND(ISBLANK(Table2[[#This Row],[Rebate Value (CAD)]]),ISBLANK(Table2[[#This Row],[Rebate Value for Controls (CAD)]])), \"\", IFERROR(Table2[[#This Row],[Rebate Value (CAD)]]+Table2[[#This Row],[Rebate Value for Controls (CAD)]],\"\"))","v":""},{"$f":"IF(Table2[[#This Row],[Lighting  Technology]]=\"Other\",\"Other - \"&Table2[[#This Row],[Other - Lighting Technology Description]],Table2[[#This Row],[BC Hydro Rebate Category ]])","v":0},{"$f":"Table2[[#This Row],[BC Hydro Rebate Category ]]&Table2[[#This Row],[Retrofit Part '# (mandatory to validate Rebates)]]","v":""}]
[null,null,null,null,null,null,{"$f":"IF(ISBLANK(Table2[[#This Row],[Prescribed Lighting Source]]), \"\", IFERROR( INDEX(Table13ExistingPrescribedWattage,MATCH(Table2[[#This Row],[Prescribed Lighting Source]],Table13ExistingLightingSource,0)), IFERROR(INDEX(Table13ExistingPrescribedWattage,MATCH(Table2[[#This Row],[Fortis Rebate Category ]],Table13NewLightingSource,0)),\"-\")))","v":""},null,{"$f":"IFERROR(INDEX(SpaceTypeHours,MATCH(Table2[[#This Row],[Space Type]],SpaceType,0)),\"\")","v":""},null,{"$f":"IFERROR(IF(Table2[[#This Row],[Lighting  Technology]]=\"Other\",Table2[[#This Row],[Existing Effective Input Wattage (W)]]*Table2[[#This Row],[Existing Luminaire Quantity]],Table2[[#This Row],[Existing Prescribed Wattage (W)]]*Table2[[#This Row],[Existing Luminaire Quantity]]),\"\")","v":""},{"$f":"IF(Table2[Lighting  Technology] = \"Other\",(Table2[[#This Row],[Existing Luminaire Quantity]]*Table2[[#This Row],[Existing Effective Input Wattage (W)]]), IF(Table2[Existing Prescribed Wattage (W)] = \"\",\"\", IF( ISBLANK(Table2[[#This Row],[Existing Effective Input Wattage (W)]]), (Table2[[#This Row],[Existing Luminaire Quantity]]*Table2[[#This Row],[Existing Prescribed Wattage (W)]]),(Table2[[#This Row],[Existing Luminaire Quantity]]*Table2[[#This Row],[Existing Effective Input Wattage (W)]]))))","v":""},{"$f":"IF( (ISBLANK(Table2[[#This Row],[Annual Usage Hours (hrs)]])), IFERROR(Table2[[#This Row],[Reference Hours (hrs)]]*Table2[[#This Row],[Total Demand (Hidden) W]]/1000,\"\"), IFERROR(Table2[[#This Row],[Annual Usage Hours (hrs)]]*Table2[[#This Row],[Total Demand (Hidden) W]]/1000,\"\"))","v":""},null,null,{"$f":"IF(Table2[[#This Row],[Lighting  Technology]]=\"Other\", 0, IF( AND(ISBLANK(Table2[[#This Row],[BC Hydro Rebate Category ]]),ISBLANK(Table2[[#This Row],[Fortis Rebate Category ]])), \"\", IF(ISTEXT(Table2[[#This Row],[Fortis Rebate Category ]]), IFERROR(INDEX(Table13[Rebate],MATCH(Table2[[#This Row],[Fortis Rebate Category ]],Table13[Fortis New Lighting source],0)),\"\"), IF(ISTEXT(Table2[[#This Row],[BC Hydro Rebate Category ]]), IFERROR(INDEX(Table13Rebate,MATCH(Table2[[#This Row],[BC Hydro Rebate Category ]],Table13BCHRebateCategory,0)),\"\"), \"\"))))","v":""},{"$f":" IF(Table2[[#This Row],[Lighting  Technology]]=\"Other\", \"per Unit\", IF( AND(ISBLANK(Table2[[#This Row],[BC Hydro Rebate Category ]]),ISBLANK(Table2[[#This Row],[Fortis Rebate Category ]])), \"\", IF(ISTEXT(Table2[[#This Row],[Fortis Rebate Category ]]), IFERROR(INDEX(Table13PerUnit,MATCH(Table2[[#This Row],[Fortis Rebate Category ]],Table13[Fortis New Lighting source],0)),\"\"), IF(ISTEXT(Table2[[#This Row],[BC Hydro Rebate Category ]]), IFERROR(INDEX(Table13PerUnit,MATCH(Table2[[#This Row],[BC Hydro Rebate Category ]],Table13BCHRebateCategory,0)),\"\"), \"\"))))","v":""},null,{"$f":"IF( AND(ISBLANK(Table2[[#This Row],[Existing Luminaire Quantity]]),ISBLANK(Table2[[#This Row],[Prescribed Lighting Source]])), \"\", IF( OR(AND(ISNUMBER(SEARCH(\"lamp fl.\",Table2[[#This Row],[Prescribed Lighting Source]])),ISNUMBER(SEARCH(\"T8 lamp\",Table2[[#This Row],[BC Hydro Rebate Category ]]))),AND(ISNUMBER(SEARCH(\"T5HO\",Table2[[#This Row],[Prescribed Lighting Source]])),ISNUMBER(SEARCH(\"T5HO\",Table2[[#This Row],[BC Hydro Rebate Category ]]))),AND(ISNUMBER(SEARCH(\"lamp fl.\",Table2[[#This Row],[Prescribed Lighting Source]])),ISNUMBER(SEARCH(\"T8 lamp\",Table2[[#This Row],[Fortis Rebate Category ]]))),AND(ISNUMBER(SEARCH(\"T5HO\",Table2[[#This Row],[Prescribed Lighting Source]])),ISNUMBER(SEARCH(\"T5HO\",Table2[[#This Row],[Fortis Rebate Category ]])))          ),  IFERROR(INDEX(Table13NumberofLamps,MATCH(Table2[[#This Row],[Prescribed Lighting Source]],Table13ExistingLightingSource,0))*Table2[[#This Row],[Existing Luminaire Quantity]], \"-\"),  IF(Table2[[#This Row],[Lighting  Technology]]=\"Other\", IFERROR(Table2[[#This Row],[Existing Luminaire Quantity]],\"-\"), IFERROR(Table2[[#This Row],[Existing Luminaire Quantity]],\"-\"))))","v":""},{"$f":"IF( AND(ISBLANK(Table2[[#This Row],[BC Hydro Rebate Category ]]),ISBLANK(Table2[[#This Row],[Fortis Rebate Category ]])), \"\", IF(ISTEXT(Table2[[#This Row],[Fortis Rebate Category ]]), IFERROR(INDEX(Table13NewPrescribedWattage,MATCH(Table2[[#This Row],[Fortis Rebate Category ]],Table13[Fortis New Lighting source],0)),\"\"), IF(ISTEXT(Table2[[#This Row],[BC Hydro Rebate Category ]]), IFERROR(INDEX(Table13NewPrescribedWattage,MATCH(Table2[[#This Row],[BC Hydro Rebate Category ]],Table13BCHRebateCategory,0)),\"\"), \"\")))","v":""},null,null,{"$f":"IF(Table2[[#This Row],[Lighting  Technology]]=\"Other\", \"-\", IF( AND(ISBLANK(Table2[[#This Row],[BC Hydro Rebate Category ]]),ISBLANK(Table2[[#This Row],[Fortis Rebate Category ]])), \"\", IF(ISTEXT(Table2[[#This Row],[Fortis Rebate Category ]]), IFERROR(INDEX(Table13BCHECM,MATCH(Table2[[#This Row],[Fortis Rebate Category ]],Table13[Fortis New Lighting source],0)),\"\"), IF(ISTEXT(Table2[[#This Row],[BC Hydro Rebate Category ]]), IFERROR(INDEX(Table13BCHECM,MATCH(Table2[[#This Row],[BC Hydro Rebate Category ]],Table13BCHRebateCategory,0)),\"\"), \"\"))))","v":""},{"$f":"IF(Table2[[#This Row],[Lighting  Technology]]=\"Other\", 0, IF( AND(ISBLANK(Table2[[#This Row],[BC Hydro Rebate Category ]]),ISBLANK(Table2[[#This Row],[Fortis Rebate Category ]])), \"\", IF(ISTEXT(Table2[[#This Row],[Fortis Rebate Category ]]), IFERROR(INDEX(Table13Persistence,MATCH(Table2[[#This Row],[Fortis Rebate Category ]],Table13[Fortis New Lighting source],0)),\"\"), IF(ISTEXT(Table2[[#This Row],[BC Hydro Rebate Category ]]), IFERROR(INDEX(Table13Persistence,MATCH(Table2[[#This Row],[BC Hydro Rebate Category ]],Table13BCHRebateCategory,0)),\"\"), \"\"))))","v":""},null,{"$f":"IFERROR(INDEX(Table5ControlRebate,MATCH(Table2[[#This Row],[Control Type]],Table5NewControl,0)),\"\")","v":""},null,{"$f":"IF(ISBLANK(Table2[[#This Row],[Control Type]]), IF(ISBLANK(Table2[[#This Row],[Annual Usage Hours (hrs)]]),Table2[[#This Row],[Reference Hours (hrs)]], Table2[[#This Row],[Annual Usage Hours (hrs)]]), IF(AND(ISBLANK(Table2[[#This Row],[Annual Usage Hours (hrs)]]), Table2[[#This Row],[Control Type]]=\"None\"), Table2[[#This Row],[Reference Hours (hrs)]], IF(Table2[[#This Row],[Control Type]]=\"None\", Table2[[#This Row],[Annual Usage Hours (hrs)]], IF(AND(ISBLANK(Table2[[#This Row],[Annual Usage Hours (hrs)]]), Table2[[#This Row],[Control Type]]<>\"None\"), IFERROR(Table2[[#This Row],[Reference Hours (hrs)]]*0.8,\"\"), IF(Table2[[#This Row],[Control Type]]<>\"None\", IFERROR( Table2[[#This Row],[Annual Usage Hours (hrs)]]*0.8,\"\"),\"\")))))","v":""},{"$f":"IF( Table2[[#This Row],[Lighting  Technology]]=\"Other\", IF(ISBLANK(Table2[[#This Row],[Retrofit Lamp/ Luminaire Wattage (see Rebate Unit)]]),\"\",IFERROR(Table2[[#This Row],[Prescribed Quantity]]*Table2[[#This Row],[Retrofit Lamp/ Luminaire Wattage (see Rebate Unit)]],\"\")), IF(ISBLANK(Table2[[#This Row],[Retrofit Lamp/ Luminaire Wattage (see Rebate Unit)]]),IFERROR(Table2[[#This Row],[Prescribed Quantity]]*Table2[[#This Row],[Prescribed Wattage (W)]],\"\"),IFERROR(Table2[[#This Row],[Prescribed Quantity]]*Table2[[#This Row],[Retrofit Lamp/ Luminaire Wattage (see Rebate Unit)]],\"\")))","v":""},{"$f":"IFERROR((IF( Table2[[#This Row],[Lighting  Technology]]=\"Other\", Table2[[#This Row],[Prescribed Quantity]]*Table2[[#This Row],[Retrofit Lamp/ Luminaire Wattage (see Rebate Unit)]], Table2[[#This Row],[Prescribed Quantity]]*Table2[[#This Row],[Prescribed Wattage (W)]] )),\"\")","v":""},{"$f":"IF(ISBLANK(Table2[[#This Row],[New Total Demand (hidden, W)]]),\"\", IF(ISBLANK(Table2[[#This Row],[New Hours (hidden, hrs)]]), \"\", IFERROR(Table2[[#This Row],[New Hours (hidden, hrs)]]*Table2[[#This Row],[New Total Demand (hidden, W)]]/1000,\"\")))","v":""},{"$f":"IF(ISBLANK(Table2[[#This Row],[Total Demand (Hidden) W]]),\"\", IF(ISBLANK(Table2[[#This Row],[New Total Demand (hidden, W)]]), \"\", IFERROR((Table2[[#This Row],[Total Demand (Hidden) W]]-Table2[[#This Row],[New Total Demand (hidden, W)]])/1000,\"\")))","v":""},{"$f":"IF( OR(ISBLANK(Table2[[#This Row],[New Total Demand (hidden, W)]]),ISBLANK(Table2[[#This Row],[Total Demand (Hidden) W]])),\"\", IF(ISBLANK(Table2[[#This Row],[Annual Usage Hours (hrs)]]), IFERROR( Table2[[#This Row],[Reference Hours (hrs)]]*(Table2[[#This Row],[Total Demand (Hidden) W]]-Table2[[#This Row],[New Total Demand (hidden, W)]])/1000,\"\"), IFERROR( Table2[[#This Row],[Annual Usage Hours (hrs)]]*(Table2[[#This Row],[Total Demand (Hidden) W]]-Table2[[#This Row],[New Total Demand (hidden, W)]])/1000,\"\")))","v":""},{"$f":"IF( OR(ISBLANK(Table2[[#This Row],[Prescribed Total Demand (hidden, W)]]),ISBLANK(Table2[[#This Row],[Total Demand (Hidden) W]])),\"\", IF(ISBLANK(Table2[[#This Row],[Annual Usage Hours (hrs)]]), IFERROR( Table2[[#This Row],[Reference Hours (hrs)]]*((Table2[Existing Prescribed Wattage (W)]*Table2[Existing Luminaire Quantity])-Table2[[#This Row],[Prescribed Total Demand (hidden, W)]])/1000,\"\"), IFERROR( Table2[[#This Row],[Annual Usage Hours (hrs)]]*((Table2[Existing Prescribed Wattage (W)]*Table2[Existing Luminaire Quantity])-Table2[[#This Row],[Prescribed Total Demand (hidden, W)]])/1000,\"\")))","v":""},{"$f":"\"\"","v":""},{"$f":"IF(OR(Table2[[#This Row],[Control Type]]=\"None\", ISBLANK(Table2[[#This Row],[Control Type]])),\"\", IF(ISBLANK(Table2[[#This Row],[New Total Demand (hidden, W)]]),\"\", IF(ISBLANK(Table2[[#This Row],[Annual Usage Hours (hrs)]]),  IFERROR( 0.2*Table2[[#This Row],[Reference Hours (hrs)]]*Table2[[#This Row],[New Total Demand (hidden, W)]]/1000,\"\"), IFERROR( 0.2*Table2[[#This Row],[Annual Usage Hours (hrs)]]*Table2[[#This Row],[New Total Demand (hidden, W)]]/1000,\"\"))))","v":""},{"$f":"IF(AND(NOT(ISNUMBER(Table2[[#This Row],[Rebate Per Unit\n(CAD)]])),ISBLANK(Table2[[#This Row],[Control Type]])), \"\", IF(OR(Table2[[#This Row],[Rebate Per Unit\n(CAD)]]=0,AND(NOT(ISNUMBER(Table2[[#This Row],[Rebate Per Unit\n(CAD)]])), ISTEXT(Table2[[#This Row],[Control Type]]))), 0, IFERROR(Table2[[#This Row],[Prescribed Quantity]]*Table2[[#This Row],[Rebate Per Unit\n(CAD)]],\"\")))","v":""},{"$f":" IF(AND(ISBLANK(Table2[[#This Row],[Control Type]]),ISNUMBER(Table2[[#This Row],[Rebate Value (CAD)]])),0, IFERROR(Table2[[#This Row],[Control Quantity]]*Table2[[#This Row],[Control Rebate per Unit\n(CAD)]],\"\"))","v":""},{"$f":"IF(AND(ISBLANK(Table2[[#This Row],[Rebate Value (CAD)]]),ISBLANK(Table2[[#This Row],[Rebate Value for Controls (CAD)]])), \"\", IFERROR(Table2[[#This Row],[Rebate Value (CAD)]]+Table2[[#This Row],[Rebate Value for Controls (CAD)]],\"\"))","v":""},{"$f":"IF(Table2[[#This Row],[Lighting  Technology]]=\"Other\",\"Other - \"&Table2[[#This Row],[Other - Lighting Technology Description]],Table2[[#This Row],[BC Hydro Rebate Category ]])","v":0},{"$f":"Table2[[#This Row],[BC Hydro Rebate Category ]]&Table2[[#This Row],[Retrofit Part '# (mandatory to validate Rebates)]]","v":""}]
[null,null,null,null,null,null,{"$f":"IF(ISBLANK(Table2[[#This Row],[Prescribed Lighting Source]]), \"\", IFERROR( INDEX(Table13ExistingPrescribedWattage,MATCH(Table2[[#This Row],[Prescribed Lighting Source]],Table13ExistingLightingSource,0)), IFERROR(INDEX(Table13ExistingPrescribedWattage,MATCH(Table2[[#This Row],[Fortis Rebate Category ]],Table13NewLightingSource,0)),\"-\")))","v":""},null,{"$f":"IFERROR(INDEX(SpaceTypeHours,MATCH(Table2[[#This Row],[Space Type]],SpaceType,0)),\"\")","v":""},null,{"$f":"IFERROR(IF(Table2[[#This Row],[Lighting  Technology]]=\"Other\",Table2[[#This Row],[Existing Effective Input Wattage (W)]]*Table2[[#This Row],[Existing Luminaire Quantity]],Table2[[#This Row],[Existing Prescribed Wattage (W)]]*Table2[[#This Row],[Existing Luminaire Quantity]]),\"\")","v":""},{"$f":"IF(Table2[Lighting  Technology] = \"Other\",(Table2[[#This Row],[Existing Luminaire Quantity]]*Table2[[#This Row],[Existing Effective Input Wattage (W)]]), IF(Table2[Existing Prescribed Wattage (W)] = \"\",\"\", IF( ISBLANK(Table2[[#This Row],[Existing Effective Input Wattage (W)]]), (Table2[[#This Row],[Existing Luminaire Quantity]]*Table2[[#This Row],[Existing Prescribed Wattage (W)]]),(Table2[[#This Row],[Existing Luminaire Quantity]]*Table2[[#This Row],[Existing Effective Input Wattage (W)]]))))","v":""},{"$f":"IF( (ISBLANK(Table2[[#This Row],[Annual Usage Hours (hrs)]])), IFERROR(Table2[[#This Row],[Reference Hours (hrs)]]*Table2[[#This Row],[Total Demand (Hidden) W]]/1000,\"\"), IFERROR(Table2[[#This Row],[Annual Usage Hours (hrs)]]*Table2[[#This Row],[Total Demand (Hidden) W]]/1000,\"\"))","v":""},null,null,{"$f":"IF(Table2[[#This Row],[Lighting  Technology]]=\"Other\", 0, IF( AND(ISBLANK(Table2[[#This Row],[BC Hydro Rebate Category ]]),ISBLANK(Table2[[#This Row],[Fortis Rebate Category ]])), \"\", IF(ISTEXT(Table2[[#This Row],[Fortis Rebate Category ]]), IFERROR(INDEX(Table13[Rebate],MATCH(Table2[[#This Row],[Fortis Rebate Category ]],Table13[Fortis New Lighting source],0)),\"\"), IF(ISTEXT(Table2[[#This Row],[BC Hydro Rebate Category ]]), IFERROR(INDEX(Table13Rebate,MATCH(Table2[[#This Row],[BC Hydro Rebate Category ]],Table13BCHRebateCategory,0)),\"\"), \"\"))))","v":""},{"$f":" IF(Table2[[#This Row],[Lighting  Technology]]=\"Other\", \"per Unit\", IF( AND(ISBLANK(Table2[[#This Row],[BC Hydro Rebate Category ]]),ISBLANK(Table2[[#This Row],[Fortis Rebate Category ]])), \"\", IF(ISTEXT(Table2[[#This Row],[Fortis Rebate Category ]]), IFERROR(INDEX(Table13PerUnit,MATCH(Table2[[#This Row],[Fortis Rebate Category ]],Table13[Fortis New Lighting source],0)),\"\"), IF(ISTEXT(Table2[[#This Row],[BC Hydro Rebate Category ]]), IFERROR(INDEX(Table13PerUnit,MATCH(Table2[[#This Row],[BC Hydro Rebate Category ]],Table13BCHRebateCategory,0)),\"\"), \"\"))))","v":""},null,{"$f":"IF( AND(ISBLANK(Table2[[#This Row],[Existing Luminaire Quantity]]),ISBLANK(Table2[[#This Row],[Prescribed Lighting Source]])), \"\", IF( OR(AND(ISNUMBER(SEARCH(\"lamp fl.\",Table2[[#This Row],[Prescribed Lighting Source]])),ISNUMBER(SEARCH(\"T8 lamp\",Table2[[#This Row],[BC Hydro Rebate Category ]]))),AND(ISNUMBER(SEARCH(\"T5HO\",Table2[[#This Row],[Prescribed Lighting Source]])),ISNUMBER(SEARCH(\"T5HO\",Table2[[#This Row],[BC Hydro Rebate Category ]]))),AND(ISNUMBER(SEARCH(\"lamp fl.\",Table2[[#This Row],[Prescribed Lighting Source]])),ISNUMBER(SEARCH(\"T8 lamp\",Table2[[#This Row],[Fortis Rebate Category ]]))),AND(ISNUMBER(SEARCH(\"T5HO\",Table2[[#This Row],[Prescribed Lighting Source]])),ISNUMBER(SEARCH(\"T5HO\",Table2[[#This Row],[Fortis Rebate Category ]])))          ),  IFERROR(INDEX(Table13NumberofLamps,MATCH(Table2[[#This Row],[Prescribed Lighting Source]],Table13ExistingLightingSource,0))*Table2[[#This Row],[Existing Luminaire Quantity]], \"-\"),  IF(Table2[[#This Row],[Lighting  Technology]]=\"Other\", IFERROR(Table2[[#This Row],[Existing Luminaire Quantity]],\"-\"), IFERROR(Table2[[#This Row],[Existing Luminaire Quantity]],\"-\"))))","v":""},{"$f":"IF( AND(ISBLANK(Table2[[#This Row],[BC Hydro Rebate Category ]]),ISBLANK(Table2[[#This Row],[Fortis Rebate Category ]])), \"\", IF(ISTEXT(Table2[[#This Row],[Fortis Rebate Category ]]), IFERROR(INDEX(Table13NewPrescribedWattage,MATCH(Table2[[#This Row],[Fortis Rebate Category ]],Table13[Fortis New Lighting source],0)),\"\"), IF(ISTEXT(Table2[[#This Row],[BC Hydro Rebate Category ]]), IFERROR(INDEX(Table13NewPrescribedWattage,MATCH(Table2[[#This Row],[BC Hydro Rebate Category ]],Table13BCHRebateCategory,0)),\"\"), \"\")))","v":""},null,null,{"$f":"IF(Table2[[#This Row],[Lighting  Technology]]=\"Other\", \"-\", IF( AND(ISBLANK(Table2[[#This Row],[BC Hydro Rebate Category ]]),ISBLANK(Table2[[#This Row],[Fortis Rebate Category ]])), \"\", IF(ISTEXT(Table2[[#This Row],[Fortis Rebate Category ]]), IFERROR(INDEX(Table13BCHECM,MATCH(Table2[[#This Row],[Fortis Rebate Category ]],Table13[Fortis New Lighting source],0)),\"\"), IF(ISTEXT(Table2[[#This Row],[BC Hydro Rebate Category ]]), IFERROR(INDEX(Table13BCHECM,MATCH(Table2[[#This Row],[BC Hydro Rebate Category ]],Table13BCHRebateCategory,0)),\"\"), \"\"))))","v":""},{"$f":"IF(Table2[[#This Row],[Lighting  Technology]]=\"Other\", 0, IF( AND(ISBLANK(Table2[[#This Row],[BC Hydro Rebate Category ]]),ISBLANK(Table2[[#This Row],[Fortis Rebate Category ]])), \"\", IF(ISTEXT(Table2[[#This Row],[Fortis Rebate Category ]]), IFERROR(INDEX(Table13Persistence,MATCH(Table2[[#This Row],[Fortis Rebate Category ]],Table13[Fortis New Lighting source],0)),\"\"), IF(ISTEXT(Table2[[#This Row],[BC Hydro Rebate Category ]]), IFERROR(INDEX(Table13Persistence,MATCH(Table2[[#This Row],[BC Hydro Rebate Category ]],Table13BCHRebateCategory,0)),\"\"), \"\"))))","v":""},null,{"$f":"IFERROR(INDEX(Table5ControlRebate,MATCH(Table2[[#This Row],[Control Type]],Table5NewControl,0)),\"\")","v":""},null,{"$f":"IF(ISBLANK(Table2[[#This Row],[Control Type]]), IF(ISBLANK(Table2[[#This Row],[Annual Usage Hours (hrs)]]),Table2[[#This Row],[Reference Hours (hrs)]], Table2[[#This Row],[Annual Usage Hours (hrs)]]), IF(AND(ISBLANK(Table2[[#This Row],[Annual Usage Hours (hrs)]]), Table2[[#This Row],[Control Type]]=\"None\"), Table2[[#This Row],[Reference Hours (hrs)]], IF(Table2[[#This Row],[Control Type]]=\"None\", Table2[[#This Row],[Annual Usage Hours (hrs)]], IF(AND(ISBLANK(Table2[[#This Row],[Annual Usage Hours (hrs)]]), Table2[[#This Row],[Control Type]]<>\"None\"), IFERROR(Table2[[#This Row],[Reference Hours (hrs)]]*0.8,\"\"), IF(Table2[[#This Row],[Control Type]]<>\"None\", IFERROR( Table2[[#This Row],[Annual Usage Hours (hrs)]]*0.8,\"\"),\"\")))))","v":""},{"$f":"IF( Table2[[#This Row],[Lighting  Technology]]=\"Other\", IF(ISBLANK(Table2[[#This Row],[Retrofit Lamp/ Luminaire Wattage (see Rebate Unit)]]),\"\",IFERROR(Table2[[#This Row],[Prescribed Quantity]]*Table2[[#This Row],[Retrofit Lamp/ Luminaire Wattage (see Rebate Unit)]],\"\")), IF(ISBLANK(Table2[[#This Row],[Retrofit Lamp/ Luminaire Wattage (see Rebate Unit)]]),IFERROR(Table2[[#This Row],[Prescribed Quantity]]*Table2[[#This Row],[Prescribed Wattage (W)]],\"\"),IFERROR(Table2[[#This Row],[Prescribed Quantity]]*Table2[[#This Row],[Retrofit Lamp/ Luminaire Wattage (see Rebate Unit)]],\"\")))","v":""},{"$f":"IFERROR((IF( Table2[[#This Row],[Lighting  Technology]]=\"Other\", Table2[[#This Row],[Prescribed Quantity]]*Table2[[#This Row],[Retrofit Lamp/ Luminaire Wattage (see Rebate Unit)]], Table2[[#This Row],[Prescribed Quantity]]*Table2[[#This Row],[Prescribed Wattage (W)]] )),\"\")","v":""},{"$f":"IF(ISBLANK(Table2[[#This Row],[New Total Demand (hidden, W)]]),\"\", IF(ISBLANK(Table2[[#This Row],[New Hours (hidden, hrs)]]), \"\", IFERROR(Table2[[#This Row],[New Hours (hidden, hrs)]]*Table2[[#This Row],[New Total Demand (hidden, W)]]/1000,\"\")))","v":""},{"$f":"IF(ISBLANK(Table2[[#This Row],[Total Demand (Hidden) W]]),\"\", IF(ISBLANK(Table2[[#This Row],[New Total Demand (hidden, W)]]), \"\", IFERROR((Table2[[#This Row],[Total Demand (Hidden) W]]-Table2[[#This Row],[New Total Demand (hidden, W)]])/1000,\"\")))","v":""},{"$f":"IF( OR(ISBLANK(Table2[[#This Row],[New Total Demand (hidden, W)]]),ISBLANK(Table2[[#This Row],[Total Demand (Hidden) W]])),\"\", IF(ISBLANK(Table2[[#This Row],[Annual Usage Hours (hrs)]]), IFERROR( Table2[[#This Row],[Reference Hours (hrs)]]*(Table2[[#This Row],[Total Demand (Hidden) W]]-Table2[[#This Row],[New Total Demand (hidden, W)]])/1000,\"\"), IFERROR( Table2[[#This Row],[Annual Usage Hours (hrs)]]*(Table2[[#This Row],[Total Demand (Hidden) W]]-Table2[[#This Row],[New Total Demand (hidden, W)]])/1000,\"\")))","v":""},{"$f":"IF( OR(ISBLANK(Table2[[#This Row],[Prescribed Total Demand (hidden, W)]]),ISBLANK(Table2[[#This Row],[Total Demand (Hidden) W]])),\"\", IF(ISBLANK(Table2[[#This Row],[Annual Usage Hours (hrs)]]), IFERROR( Table2[[#This Row],[Reference Hours (hrs)]]*((Table2[Existing Prescribed Wattage (W)]*Table2[Existing Luminaire Quantity])-Table2[[#This Row],[Prescribed Total Demand (hidden, W)]])/1000,\"\"), IFERROR( Table2[[#This Row],[Annual Usage Hours (hrs)]]*((Table2[Existing Prescribed Wattage (W)]*Table2[Existing Luminaire Quantity])-Table2[[#This Row],[Prescribed Total Demand (hidden, W)]])/1000,\"\")))","v":""},{"$f":"\"\"","v":""},{"$f":"IF(OR(Table2[[#This Row],[Control Type]]=\"None\", ISBLANK(Table2[[#This Row],[Control Type]])),\"\", IF(ISBLANK(Table2[[#This Row],[New Total Demand (hidden, W)]]),\"\", IF(ISBLANK(Table2[[#This Row],[Annual Usage Hours (hrs)]]),  IFERROR( 0.2*Table2[[#This Row],[Reference Hours (hrs)]]*Table2[[#This Row],[New Total Demand (hidden, W)]]/1000,\"\"), IFERROR( 0.2*Table2[[#This Row],[Annual Usage Hours (hrs)]]*Table2[[#This Row],[New Total Demand (hidden, W)]]/1000,\"\"))))","v":""},{"$f":"IF(AND(NOT(ISNUMBER(Table2[[#This Row],[Rebate Per Unit\n(CAD)]])),ISBLANK(Table2[[#This Row],[Control Type]])), \"\", IF(OR(Table2[[#This Row],[Rebate Per Unit\n(CAD)]]=0,AND(NOT(ISNUMBER(Table2[[#This Row],[Rebate Per Unit\n(CAD)]])), ISTEXT(Table2[[#This Row],[Control Type]]))), 0, IFERROR(Table2[[#This Row],[Prescribed Quantity]]*Table2[[#This Row],[Rebate Per Unit\n(CAD)]],\"\")))","v":""},{"$f":" IF(AND(ISBLANK(Table2[[#This Row],[Control Type]]),ISNUMBER(Table2[[#This Row],[Rebate Value (CAD)]])),0, IFERROR(Table2[[#This Row],[Control Quantity]]*Table2[[#This Row],[Control Rebate per Unit\n(CAD)]],\"\"))","v":""},{"$f":"IF(AND(ISBLANK(Table2[[#This Row],[Rebate Value (CAD)]]),ISBLANK(Table2[[#This Row],[Rebate Value for Controls (CAD)]])), \"\", IFERROR(Table2[[#This Row],[Rebate Value (CAD)]]+Table2[[#This Row],[Rebate Value for Controls (CAD)]],\"\"))","v":""},{"$f":"IF(Table2[[#This Row],[Lighting  Technology]]=\"Other\",\"Other - \"&Table2[[#This Row],[Other - Lighting Technology Description]],Table2[[#This Row],[BC Hydro Rebate Category ]])","v":0},{"$f":"Table2[[#This Row],[BC Hydro Rebate Category ]]&Table2[[#This Row],[Retrofit Part '# (mandatory to validate Rebates)]]","v":""}]
[null,null,null,null,null,null,{"$f":"IF(ISBLANK(Table2[[#This Row],[Prescribed Lighting Source]]), \"\", IFERROR( INDEX(Table13ExistingPrescribedWattage,MATCH(Table2[[#This Row],[Prescribed Lighting Source]],Table13ExistingLightingSource,0)), IFERROR(INDEX(Table13ExistingPrescribedWattage,MATCH(Table2[[#This Row],[Fortis Rebate Category ]],Table13NewLightingSource,0)),\"-\")))","v":""},null,{"$f":"IFERROR(INDEX(SpaceTypeHours,MATCH(Table2[[#This Row],[Space Type]],SpaceType,0)),\"\")","v":""},null,{"$f":"IFERROR(IF(Table2[[#This Row],[Lighting  Technology]]=\"Other\",Table2[[#This Row],[Existing Effective Input Wattage (W)]]*Table2[[#This Row],[Existing Luminaire Quantity]],Table2[[#This Row],[Existing Prescribed Wattage (W)]]*Table2[[#This Row],[Existing Luminaire Quantity]]),\"\")","v":""},{"$f":"IF(Table2[Lighting  Technology] = \"Other\",(Table2[[#This Row],[Existing Luminaire Quantity]]*Table2[[#This Row],[Existing Effective Input Wattage (W)]]), IF(Table2[Existing Prescribed Wattage (W)] = \"\",\"\", IF( ISBLANK(Table2[[#This Row],[Existing Effective Input Wattage (W)]]), (Table2[[#This Row],[Existing Luminaire Quantity]]*Table2[[#This Row],[Existing Prescribed Wattage (W)]]),(Table2[[#This Row],[Existing Luminaire Quantity]]*Table2[[#This Row],[Existing Effective Input Wattage (W)]]))))","v":""},{"$f":"IF( (ISBLANK(Table2[[#This Row],[Annual Usage Hours (hrs)]])), IFERROR(Table2[[#This Row],[Reference Hours (hrs)]]*Table2[[#This Row],[Total Demand (Hidden) W]]/1000,\"\"), IFERROR(Table2[[#This Row],[Annual Usage Hours (hrs)]]*Table2[[#This Row],[Total Demand (Hidden) W]]/1000,\"\"))","v":""},null,null,{"$f":"IF(Table2[[#This Row],[Lighting  Technology]]=\"Other\", 0, IF( AND(ISBLANK(Table2[[#This Row],[BC Hydro Rebate Category ]]),ISBLANK(Table2[[#This Row],[Fortis Rebate Category ]])), \"\", IF(ISTEXT(Table2[[#This Row],[Fortis Rebate Category ]]), IFERROR(INDEX(Table13[Rebate],MATCH(Table2[[#This Row],[Fortis Rebate Category ]],Table13[Fortis New Lighting source],0)),\"\"), IF(ISTEXT(Table2[[#This Row],[BC Hydro Rebate Category ]]), IFERROR(INDEX(Table13Rebate,MATCH(Table2[[#This Row],[BC Hydro Rebate Category ]],Table13BCHRebateCategory,0)),\"\"), \"\"))))","v":""},{"$f":" IF(Table2[[#This Row],[Lighting  Technology]]=\"Other\", \"per Unit\", IF( AND(ISBLANK(Table2[[#This Row],[BC Hydro Rebate Category ]]),ISBLANK(Table2[[#This Row],[Fortis Rebate Category ]])), \"\", IF(ISTEXT(Table2[[#This Row],[Fortis Rebate Category ]]), IFERROR(INDEX(Table13PerUnit,MATCH(Table2[[#This Row],[Fortis Rebate Category ]],Table13[Fortis New Lighting source],0)),\"\"), IF(ISTEXT(Table2[[#This Row],[BC Hydro Rebate Category ]]), IFERROR(INDEX(Table13PerUnit,MATCH(Table2[[#This Row],[BC Hydro Rebate Category ]],Table13BCHRebateCategory,0)),\"\"), \"\"))))","v":""},null,{"$f":"IF( AND(ISBLANK(Table2[[#This Row],[Existing Luminaire Quantity]]),ISBLANK(Table2[[#This Row],[Prescribed Lighting Source]])), \"\", IF( OR(AND(ISNUMBER(SEARCH(\"lamp fl.\",Table2[[#This Row],[Prescribed Lighting Source]])),ISNUMBER(SEARCH(\"T8 lamp\",Table2[[#This Row],[BC Hydro Rebate Category ]]))),AND(ISNUMBER(SEARCH(\"T5HO\",Table2[[#This Row],[Prescribed Lighting Source]])),ISNUMBER(SEARCH(\"T5HO\",Table2[[#This Row],[BC Hydro Rebate Category ]]))),AND(ISNUMBER(SEARCH(\"lamp fl.\",Table2[[#This Row],[Prescribed Lighting Source]])),ISNUMBER(SEARCH(\"T8 lamp\",Table2[[#This Row],[Fortis Rebate Category ]]))),AND(ISNUMBER(SEARCH(\"T5HO\",Table2[[#This Row],[Prescribed Lighting Source]])),ISNUMBER(SEARCH(\"T5HO\",Table2[[#This Row],[Fortis Rebate Category ]])))          ),  IFERROR(INDEX(Table13NumberofLamps,MATCH(Table2[[#This Row],[Prescribed Lighting Source]],Table13ExistingLightingSource,0))*Table2[[#This Row],[Existing Luminaire Quantity]], \"-\"),  IF(Table2[[#This Row],[Lighting  Technology]]=\"Other\", IFERROR(Table2[[#This Row],[Existing Luminaire Quantity]],\"-\"), IFERROR(Table2[[#This Row],[Existing Luminaire Quantity]],\"-\"))))","v":""},{"$f":"IF( AND(ISBLANK(Table2[[#This Row],[BC Hydro Rebate Category ]]),ISBLANK(Table2[[#This Row],[Fortis Rebate Category ]])), \"\", IF(ISTEXT(Table2[[#This Row],[Fortis Rebate Category ]]), IFERROR(INDEX(Table13NewPrescribedWattage,MATCH(Table2[[#This Row],[Fortis Rebate Category ]],Table13[Fortis New Lighting source],0)),\"\"), IF(ISTEXT(Table2[[#This Row],[BC Hydro Rebate Category ]]), IFERROR(INDEX(Table13NewPrescribedWattage,MATCH(Table2[[#This Row],[BC Hydro Rebate Category ]],Table13BCHRebateCategory,0)),\"\"), \"\")))","v":""},null,null,{"$f":"IF(Table2[[#This Row],[Lighting  Technology]]=\"Other\", \"-\", IF( AND(ISBLANK(Table2[[#This Row],[BC Hydro Rebate Category ]]),ISBLANK(Table2[[#This Row],[Fortis Rebate Category ]])), \"\", IF(ISTEXT(Table2[[#This Row],[Fortis Rebate Category ]]), IFERROR(INDEX(Table13BCHECM,MATCH(Table2[[#This Row],[Fortis Rebate Category ]],Table13[Fortis New Lighting source],0)),\"\"), IF(ISTEXT(Table2[[#This Row],[BC Hydro Rebate Category ]]), IFERROR(INDEX(Table13BCHECM,MATCH(Table2[[#This Row],[BC Hydro Rebate Category ]],Table13BCHRebateCategory,0)),\"\"), \"\"))))","v":""},{"$f":"IF(Table2[[#This Row],[Lighting  Technology]]=\"Other\", 0, IF( AND(ISBLANK(Table2[[#This Row],[BC Hydro Rebate Category ]]),ISBLANK(Table2[[#This Row],[Fortis Rebate Category ]])), \"\", IF(ISTEXT(Table2[[#This Row],[Fortis Rebate Category ]]), IFERROR(INDEX(Table13Persistence,MATCH(Table2[[#This Row],[Fortis Rebate Category ]],Table13[Fortis New Lighting source],0)),\"\"), IF(ISTEXT(Table2[[#This Row],[BC Hydro Rebate Category ]]), IFERROR(INDEX(Table13Persistence,MATCH(Table2[[#This Row],[BC Hydro Rebate Category ]],Table13BCHRebateCategory,0)),\"\"), \"\"))))","v":""},null,{"$f":"IFERROR(INDEX(Table5ControlRebate,MATCH(Table2[[#This Row],[Control Type]],Table5NewControl,0)),\"\")","v":""},null,{"$f":"IF(ISBLANK(Table2[[#This Row],[Control Type]]), IF(ISBLANK(Table2[[#This Row],[Annual Usage Hours (hrs)]]),Table2[[#This Row],[Reference Hours (hrs)]], Table2[[#This Row],[Annual Usage Hours (hrs)]]), IF(AND(ISBLANK(Table2[[#This Row],[Annual Usage Hours (hrs)]]), Table2[[#This Row],[Control Type]]=\"None\"), Table2[[#This Row],[Reference Hours (hrs)]], IF(Table2[[#This Row],[Control Type]]=\"None\", Table2[[#This Row],[Annual Usage Hours (hrs)]], IF(AND(ISBLANK(Table2[[#This Row],[Annual Usage Hours (hrs)]]), Table2[[#This Row],[Control Type]]<>\"None\"), IFERROR(Table2[[#This Row],[Reference Hours (hrs)]]*0.8,\"\"), IF(Table2[[#This Row],[Control Type]]<>\"None\", IFERROR( Table2[[#This Row],[Annual Usage Hours (hrs)]]*0.8,\"\"),\"\")))))","v":""},{"$f":"IF( Table2[[#This Row],[Lighting  Technology]]=\"Other\", IF(ISBLANK(Table2[[#This Row],[Retrofit Lamp/ Luminaire Wattage (see Rebate Unit)]]),\"\",IFERROR(Table2[[#This Row],[Prescribed Quantity]]*Table2[[#This Row],[Retrofit Lamp/ Luminaire Wattage (see Rebate Unit)]],\"\")), IF(ISBLANK(Table2[[#This Row],[Retrofit Lamp/ Luminaire Wattage (see Rebate Unit)]]),IFERROR(Table2[[#This Row],[Prescribed Quantity]]*Table2[[#This Row],[Prescribed Wattage (W)]],\"\"),IFERROR(Table2[[#This Row],[Prescribed Quantity]]*Table2[[#This Row],[Retrofit Lamp/ Luminaire Wattage (see Rebate Unit)]],\"\")))","v":""},{"$f":"IFERROR((IF( Table2[[#This Row],[Lighting  Technology]]=\"Other\", Table2[[#This Row],[Prescribed Quantity]]*Table2[[#This Row],[Retrofit Lamp/ Luminaire Wattage (see Rebate Unit)]], Table2[[#This Row],[Prescribed Quantity]]*Table2[[#This Row],[Prescribed Wattage (W)]] )),\"\")","v":""},{"$f":"IF(ISBLANK(Table2[[#This Row],[New Total Demand (hidden, W)]]),\"\", IF(ISBLANK(Table2[[#This Row],[New Hours (hidden, hrs)]]), \"\", IFERROR(Table2[[#This Row],[New Hours (hidden, hrs)]]*Table2[[#This Row],[New Total Demand (hidden, W)]]/1000,\"\")))","v":""},{"$f":"IF(ISBLANK(Table2[[#This Row],[Total Demand (Hidden) W]]),\"\", IF(ISBLANK(Table2[[#This Row],[New Total Demand (hidden, W)]]), \"\", IFERROR((Table2[[#This Row],[Total Demand (Hidden) W]]-Table2[[#This Row],[New Total Demand (hidden, W)]])/1000,\"\")))","v":""},{"$f":"IF( OR(ISBLANK(Table2[[#This Row],[New Total Demand (hidden, W)]]),ISBLANK(Table2[[#This Row],[Total Demand (Hidden) W]])),\"\", IF(ISBLANK(Table2[[#This Row],[Annual Usage Hours (hrs)]]), IFERROR( Table2[[#This Row],[Reference Hours (hrs)]]*(Table2[[#This Row],[Total Demand (Hidden) W]]-Table2[[#This Row],[New Total Demand (hidden, W)]])/1000,\"\"), IFERROR( Table2[[#This Row],[Annual Usage Hours (hrs)]]*(Table2[[#This Row],[Total Demand (Hidden) W]]-Table2[[#This Row],[New Total Demand (hidden, W)]])/1000,\"\")))","v":""},{"$f":"IF( OR(ISBLANK(Table2[[#This Row],[Prescribed Total Demand (hidden, W)]]),ISBLANK(Table2[[#This Row],[Total Demand (Hidden) W]])),\"\", IF(ISBLANK(Table2[[#This Row],[Annual Usage Hours (hrs)]]), IFERROR( Table2[[#This Row],[Reference Hours (hrs)]]*((Table2[Existing Prescribed Wattage (W)]*Table2[Existing Luminaire Quantity])-Table2[[#This Row],[Prescribed Total Demand (hidden, W)]])/1000,\"\"), IFERROR( Table2[[#This Row],[Annual Usage Hours (hrs)]]*((Table2[Existing Prescribed Wattage (W)]*Table2[Existing Luminaire Quantity])-Table2[[#This Row],[Prescribed Total Demand (hidden, W)]])/1000,\"\")))","v":""},{"$f":"\"\"","v":""},{"$f":"IF(OR(Table2[[#This Row],[Control Type]]=\"None\", ISBLANK(Table2[[#This Row],[Control Type]])),\"\", IF(ISBLANK(Table2[[#This Row],[New Total Demand (hidden, W)]]),\"\", IF(ISBLANK(Table2[[#This Row],[Annual Usage Hours (hrs)]]),  IFERROR( 0.2*Table2[[#This Row],[Reference Hours (hrs)]]*Table2[[#This Row],[New Total Demand (hidden, W)]]/1000,\"\"), IFERROR( 0.2*Table2[[#This Row],[Annual Usage Hours (hrs)]]*Table2[[#This Row],[New Total Demand (hidden, W)]]/1000,\"\"))))","v":""},{"$f":"IF(AND(NOT(ISNUMBER(Table2[[#This Row],[Rebate Per Unit\n(CAD)]])),ISBLANK(Table2[[#This Row],[Control Type]])), \"\", IF(OR(Table2[[#This Row],[Rebate Per Unit\n(CAD)]]=0,AND(NOT(ISNUMBER(Table2[[#This Row],[Rebate Per Unit\n(CAD)]])), ISTEXT(Table2[[#This Row],[Control Type]]))), 0, IFERROR(Table2[[#This Row],[Prescribed Quantity]]*Table2[[#This Row],[Rebate Per Unit\n(CAD)]],\"\")))","v":""},{"$f":" IF(AND(ISBLANK(Table2[[#This Row],[Control Type]]),ISNUMBER(Table2[[#This Row],[Rebate Value (CAD)]])),0, IFERROR(Table2[[#This Row],[Control Quantity]]*Table2[[#This Row],[Control Rebate per Unit\n(CAD)]],\"\"))","v":""},{"$f":"IF(AND(ISBLANK(Table2[[#This Row],[Rebate Value (CAD)]]),ISBLANK(Table2[[#This Row],[Rebate Value for Controls (CAD)]])), \"\", IFERROR(Table2[[#This Row],[Rebate Value (CAD)]]+Table2[[#This Row],[Rebate Value for Controls (CAD)]],\"\"))","v":""},{"$f":"IF(Table2[[#This Row],[Lighting  Technology]]=\"Other\",\"Other - \"&Table2[[#This Row],[Other - Lighting Technology Description]],Table2[[#This Row],[BC Hydro Rebate Category ]])","v":0},{"$f":"Table2[[#This Row],[BC Hydro Rebate Category ]]&Table2[[#This Row],[Retrofit Part '# (mandatory to validate Rebates)]]","v":""}]
[null,null,null,null,null,null,{"$f":"IF(ISBLANK(Table2[[#This Row],[Prescribed Lighting Source]]), \"\", IFERROR( INDEX(Table13ExistingPrescribedWattage,MATCH(Table2[[#This Row],[Prescribed Lighting Source]],Table13ExistingLightingSource,0)), IFERROR(INDEX(Table13ExistingPrescribedWattage,MATCH(Table2[[#This Row],[Fortis Rebate Category ]],Table13NewLightingSource,0)),\"-\")))","v":""},null,{"$f":"IFERROR(INDEX(SpaceTypeHours,MATCH(Table2[[#This Row],[Space Type]],SpaceType,0)),\"\")","v":""},null,{"$f":"IFERROR(IF(Table2[[#This Row],[Lighting  Technology]]=\"Other\",Table2[[#This Row],[Existing Effective Input Wattage (W)]]*Table2[[#This Row],[Existing Luminaire Quantity]],Table2[[#This Row],[Existing Prescribed Wattage (W)]]*Table2[[#This Row],[Existing Luminaire Quantity]]),\"\")","v":""},{"$f":"IF(Table2[Lighting  Technology] = \"Other\",(Table2[[#This Row],[Existing Luminaire Quantity]]*Table2[[#This Row],[Existing Effective Input Wattage (W)]]), IF(Table2[Existing Prescribed Wattage (W)] = \"\",\"\", IF( ISBLANK(Table2[[#This Row],[Existing Effective Input Wattage (W)]]), (Table2[[#This Row],[Existing Luminaire Quantity]]*Table2[[#This Row],[Existing Prescribed Wattage (W)]]),(Table2[[#This Row],[Existing Luminaire Quantity]]*Table2[[#This Row],[Existing Effective Input Wattage (W)]]))))","v":""},{"$f":"IF( (ISBLANK(Table2[[#This Row],[Annual Usage Hours (hrs)]])), IFERROR(Table2[[#This Row],[Reference Hours (hrs)]]*Table2[[#This Row],[Total Demand (Hidden) W]]/1000,\"\"), IFERROR(Table2[[#This Row],[Annual Usage Hours (hrs)]]*Table2[[#This Row],[Total Demand (Hidden) W]]/1000,\"\"))","v":""},null,null,{"$f":"IF(Table2[[#This Row],[Lighting  Technology]]=\"Other\", 0, IF( AND(ISBLANK(Table2[[#This Row],[BC Hydro Rebate Category ]]),ISBLANK(Table2[[#This Row],[Fortis Rebate Category ]])), \"\", IF(ISTEXT(Table2[[#This Row],[Fortis Rebate Category ]]), IFERROR(INDEX(Table13[Rebate],MATCH(Table2[[#This Row],[Fortis Rebate Category ]],Table13[Fortis New Lighting source],0)),\"\"), IF(ISTEXT(Table2[[#This Row],[BC Hydro Rebate Category ]]), IFERROR(INDEX(Table13Rebate,MATCH(Table2[[#This Row],[BC Hydro Rebate Category ]],Table13BCHRebateCategory,0)),\"\"), \"\"))))","v":""},{"$f":" IF(Table2[[#This Row],[Lighting  Technology]]=\"Other\", \"per Unit\", IF( AND(ISBLANK(Table2[[#This Row],[BC Hydro Rebate Category ]]),ISBLANK(Table2[[#This Row],[Fortis Rebate Category ]])), \"\", IF(ISTEXT(Table2[[#This Row],[Fortis Rebate Category ]]), IFERROR(INDEX(Table13PerUnit,MATCH(Table2[[#This Row],[Fortis Rebate Category ]],Table13[Fortis New Lighting source],0)),\"\"), IF(ISTEXT(Table2[[#This Row],[BC Hydro Rebate Category ]]), IFERROR(INDEX(Table13PerUnit,MATCH(Table2[[#This Row],[BC Hydro Rebate Category ]],Table13BCHRebateCategory,0)),\"\"), \"\"))))","v":""},null,{"$f":"IF( AND(ISBLANK(Table2[[#This Row],[Existing Luminaire Quantity]]),ISBLANK(Table2[[#This Row],[Prescribed Lighting Source]])), \"\", IF( OR(AND(ISNUMBER(SEARCH(\"lamp fl.\",Table2[[#This Row],[Prescribed Lighting Source]])),ISNUMBER(SEARCH(\"T8 lamp\",Table2[[#This Row],[BC Hydro Rebate Category ]]))),AND(ISNUMBER(SEARCH(\"T5HO\",Table2[[#This Row],[Prescribed Lighting Source]])),ISNUMBER(SEARCH(\"T5HO\",Table2[[#This Row],[BC Hydro Rebate Category ]]))),AND(ISNUMBER(SEARCH(\"lamp fl.\",Table2[[#This Row],[Prescribed Lighting Source]])),ISNUMBER(SEARCH(\"T8 lamp\",Table2[[#This Row],[Fortis Rebate Category ]]))),AND(ISNUMBER(SEARCH(\"T5HO\",Table2[[#This Row],[Prescribed Lighting Source]])),ISNUMBER(SEARCH(\"T5HO\",Table2[[#This Row],[Fortis Rebate Category ]])))          ),  IFERROR(INDEX(Table13NumberofLamps,MATCH(Table2[[#This Row],[Prescribed Lighting Source]],Table13ExistingLightingSource,0))*Table2[[#This Row],[Existing Luminaire Quantity]], \"-\"),  IF(Table2[[#This Row],[Lighting  Technology]]=\"Other\", IFERROR(Table2[[#This Row],[Existing Luminaire Quantity]],\"-\"), IFERROR(Table2[[#This Row],[Existing Luminaire Quantity]],\"-\"))))","v":""},{"$f":"IF( AND(ISBLANK(Table2[[#This Row],[BC Hydro Rebate Category ]]),ISBLANK(Table2[[#This Row],[Fortis Rebate Category ]])), \"\", IF(ISTEXT(Table2[[#This Row],[Fortis Rebate Category ]]), IFERROR(INDEX(Table13NewPrescribedWattage,MATCH(Table2[[#This Row],[Fortis Rebate Category ]],Table13[Fortis New Lighting source],0)),\"\"), IF(ISTEXT(Table2[[#This Row],[BC Hydro Rebate Category ]]), IFERROR(INDEX(Table13NewPrescribedWattage,MATCH(Table2[[#This Row],[BC Hydro Rebate Category ]],Table13BCHRebateCategory,0)),\"\"), \"\")))","v":""},null,null,{"$f":"IF(Table2[[#This Row],[Lighting  Technology]]=\"Other\", \"-\", IF( AND(ISBLANK(Table2[[#This Row],[BC Hydro Rebate Category ]]),ISBLANK(Table2[[#This Row],[Fortis Rebate Category ]])), \"\", IF(ISTEXT(Table2[[#This Row],[Fortis Rebate Category ]]), IFERROR(INDEX(Table13BCHECM,MATCH(Table2[[#This Row],[Fortis Rebate Category ]],Table13[Fortis New Lighting source],0)),\"\"), IF(ISTEXT(Table2[[#This Row],[BC Hydro Rebate Category ]]), IFERROR(INDEX(Table13BCHECM,MATCH(Table2[[#This Row],[BC Hydro Rebate Category ]],Table13BCHRebateCategory,0)),\"\"), \"\"))))","v":""},{"$f":"IF(Table2[[#This Row],[Lighting  Technology]]=\"Other\", 0, IF( AND(ISBLANK(Table2[[#This Row],[BC Hydro Rebate Category ]]),ISBLANK(Table2[[#This Row],[Fortis Rebate Category ]])), \"\", IF(ISTEXT(Table2[[#This Row],[Fortis Rebate Category ]]), IFERROR(INDEX(Table13Persistence,MATCH(Table2[[#This Row],[Fortis Rebate Category ]],Table13[Fortis New Lighting source],0)),\"\"), IF(ISTEXT(Table2[[#This Row],[BC Hydro Rebate Category ]]), IFERROR(INDEX(Table13Persistence,MATCH(Table2[[#This Row],[BC Hydro Rebate Category ]],Table13BCHRebateCategory,0)),\"\"), \"\"))))","v":""},null,{"$f":"IFERROR(INDEX(Table5ControlRebate,MATCH(Table2[[#This Row],[Control Type]],Table5NewControl,0)),\"\")","v":""},null,{"$f":"IF(ISBLANK(Table2[[#This Row],[Control Type]]), IF(ISBLANK(Table2[[#This Row],[Annual Usage Hours (hrs)]]),Table2[[#This Row],[Reference Hours (hrs)]], Table2[[#This Row],[Annual Usage Hours (hrs)]]), IF(AND(ISBLANK(Table2[[#This Row],[Annual Usage Hours (hrs)]]), Table2[[#This Row],[Control Type]]=\"None\"), Table2[[#This Row],[Reference Hours (hrs)]], IF(Table2[[#This Row],[Control Type]]=\"None\", Table2[[#This Row],[Annual Usage Hours (hrs)]], IF(AND(ISBLANK(Table2[[#This Row],[Annual Usage Hours (hrs)]]), Table2[[#This Row],[Control Type]]<>\"None\"), IFERROR(Table2[[#This Row],[Reference Hours (hrs)]]*0.8,\"\"), IF(Table2[[#This Row],[Control Type]]<>\"None\", IFERROR( Table2[[#This Row],[Annual Usage Hours (hrs)]]*0.8,\"\"),\"\")))))","v":""},{"$f":"IF( Table2[[#This Row],[Lighting  Technology]]=\"Other\", IF(ISBLANK(Table2[[#This Row],[Retrofit Lamp/ Luminaire Wattage (see Rebate Unit)]]),\"\",IFERROR(Table2[[#This Row],[Prescribed Quantity]]*Table2[[#This Row],[Retrofit Lamp/ Luminaire Wattage (see Rebate Unit)]],\"\")), IF(ISBLANK(Table2[[#This Row],[Retrofit Lamp/ Luminaire Wattage (see Rebate Unit)]]),IFERROR(Table2[[#This Row],[Prescribed Quantity]]*Table2[[#This Row],[Prescribed Wattage (W)]],\"\"),IFERROR(Table2[[#This Row],[Prescribed Quantity]]*Table2[[#This Row],[Retrofit Lamp/ Luminaire Wattage (see Rebate Unit)]],\"\")))","v":""},{"$f":"IFERROR((IF( Table2[[#This Row],[Lighting  Technology]]=\"Other\", Table2[[#This Row],[Prescribed Quantity]]*Table2[[#This Row],[Retrofit Lamp/ Luminaire Wattage (see Rebate Unit)]], Table2[[#This Row],[Prescribed Quantity]]*Table2[[#This Row],[Prescribed Wattage (W)]] )),\"\")","v":""},{"$f":"IF(ISBLANK(Table2[[#This Row],[New Total Demand (hidden, W)]]),\"\", IF(ISBLANK(Table2[[#This Row],[New Hours (hidden, hrs)]]), \"\", IFERROR(Table2[[#This Row],[New Hours (hidden, hrs)]]*Table2[[#This Row],[New Total Demand (hidden, W)]]/1000,\"\")))","v":""},{"$f":"IF(ISBLANK(Table2[[#This Row],[Total Demand (Hidden) W]]),\"\", IF(ISBLANK(Table2[[#This Row],[New Total Demand (hidden, W)]]), \"\", IFERROR((Table2[[#This Row],[Total Demand (Hidden) W]]-Table2[[#This Row],[New Total Demand (hidden, W)]])/1000,\"\")))","v":""},{"$f":"IF( OR(ISBLANK(Table2[[#This Row],[New Total Demand (hidden, W)]]),ISBLANK(Table2[[#This Row],[Total Demand (Hidden) W]])),\"\", IF(ISBLANK(Table2[[#This Row],[Annual Usage Hours (hrs)]]), IFERROR( Table2[[#This Row],[Reference Hours (hrs)]]*(Table2[[#This Row],[Total Demand (Hidden) W]]-Table2[[#This Row],[New Total Demand (hidden, W)]])/1000,\"\"), IFERROR( Table2[[#This Row],[Annual Usage Hours (hrs)]]*(Table2[[#This Row],[Total Demand (Hidden) W]]-Table2[[#This Row],[New Total Demand (hidden, W)]])/1000,\"\")))","v":""},{"$f":"IF( OR(ISBLANK(Table2[[#This Row],[Prescribed Total Demand (hidden, W)]]),ISBLANK(Table2[[#This Row],[Total Demand (Hidden) W]])),\"\", IF(ISBLANK(Table2[[#This Row],[Annual Usage Hours (hrs)]]), IFERROR( Table2[[#This Row],[Reference Hours (hrs)]]*((Table2[Existing Prescribed Wattage (W)]*Table2[Existing Luminaire Quantity])-Table2[[#This Row],[Prescribed Total Demand (hidden, W)]])/1000,\"\"), IFERROR( Table2[[#This Row],[Annual Usage Hours (hrs)]]*((Table2[Existing Prescribed Wattage (W)]*Table2[Existing Luminaire Quantity])-Table2[[#This Row],[Prescribed Total Demand (hidden, W)]])/1000,\"\")))","v":""},{"$f":"\"\"","v":""},{"$f":"IF(OR(Table2[[#This Row],[Control Type]]=\"None\", ISBLANK(Table2[[#This Row],[Control Type]])),\"\", IF(ISBLANK(Table2[[#This Row],[New Total Demand (hidden, W)]]),\"\", IF(ISBLANK(Table2[[#This Row],[Annual Usage Hours (hrs)]]),  IFERROR( 0.2*Table2[[#This Row],[Reference Hours (hrs)]]*Table2[[#This Row],[New Total Demand (hidden, W)]]/1000,\"\"), IFERROR( 0.2*Table2[[#This Row],[Annual Usage Hours (hrs)]]*Table2[[#This Row],[New Total Demand (hidden, W)]]/1000,\"\"))))","v":""},{"$f":"IF(AND(NOT(ISNUMBER(Table2[[#This Row],[Rebate Per Unit\n(CAD)]])),ISBLANK(Table2[[#This Row],[Control Type]])), \"\", IF(OR(Table2[[#This Row],[Rebate Per Unit\n(CAD)]]=0,AND(NOT(ISNUMBER(Table2[[#This Row],[Rebate Per Unit\n(CAD)]])), ISTEXT(Table2[[#This Row],[Control Type]]))), 0, IFERROR(Table2[[#This Row],[Prescribed Quantity]]*Table2[[#This Row],[Rebate Per Unit\n(CAD)]],\"\")))","v":""},{"$f":" IF(AND(ISBLANK(Table2[[#This Row],[Control Type]]),ISNUMBER(Table2[[#This Row],[Rebate Value (CAD)]])),0, IFERROR(Table2[[#This Row],[Control Quantity]]*Table2[[#This Row],[Control Rebate per Unit\n(CAD)]],\"\"))","v":""},{"$f":"IF(AND(ISBLANK(Table2[[#This Row],[Rebate Value (CAD)]]),ISBLANK(Table2[[#This Row],[Rebate Value for Controls (CAD)]])), \"\", IFERROR(Table2[[#This Row],[Rebate Value (CAD)]]+Table2[[#This Row],[Rebate Value for Controls (CAD)]],\"\"))","v":""},{"$f":"IF(Table2[[#This Row],[Lighting  Technology]]=\"Other\",\"Other - \"&Table2[[#This Row],[Other - Lighting Technology Description]],Table2[[#This Row],[BC Hydro Rebate Category ]])","v":0},{"$f":"Table2[[#This Row],[BC Hydro Rebate Category ]]&Table2[[#This Row],[Retrofit Part '# (mandatory to validate Rebates)]]","v":""}]
[null,null,null,null,null,null,{"$f":"IF(ISBLANK(Table2[[#This Row],[Prescribed Lighting Source]]), \"\", IFERROR( INDEX(Table13ExistingPrescribedWattage,MATCH(Table2[[#This Row],[Prescribed Lighting Source]],Table13ExistingLightingSource,0)), IFERROR(INDEX(Table13ExistingPrescribedWattage,MATCH(Table2[[#This Row],[Fortis Rebate Category ]],Table13NewLightingSource,0)),\"-\")))","v":""},null,{"$f":"IFERROR(INDEX(SpaceTypeHours,MATCH(Table2[[#This Row],[Space Type]],SpaceType,0)),\"\")","v":""},null,{"$f":"IFERROR(IF(Table2[[#This Row],[Lighting  Technology]]=\"Other\",Table2[[#This Row],[Existing Effective Input Wattage (W)]]*Table2[[#This Row],[Existing Luminaire Quantity]],Table2[[#This Row],[Existing Prescribed Wattage (W)]]*Table2[[#This Row],[Existing Luminaire Quantity]]),\"\")","v":""},{"$f":"IF(Table2[Lighting  Technology] = \"Other\",(Table2[[#This Row],[Existing Luminaire Quantity]]*Table2[[#This Row],[Existing Effective Input Wattage (W)]]), IF(Table2[Existing Prescribed Wattage (W)] = \"\",\"\", IF( ISBLANK(Table2[[#This Row],[Existing Effective Input Wattage (W)]]), (Table2[[#This Row],[Existing Luminaire Quantity]]*Table2[[#This Row],[Existing Prescribed Wattage (W)]]),(Table2[[#This Row],[Existing Luminaire Quantity]]*Table2[[#This Row],[Existing Effective Input Wattage (W)]]))))","v":""},{"$f":"IF( (ISBLANK(Table2[[#This Row],[Annual Usage Hours (hrs)]])), IFERROR(Table2[[#This Row],[Reference Hours (hrs)]]*Table2[[#This Row],[Total Demand (Hidden) W]]/1000,\"\"), IFERROR(Table2[[#This Row],[Annual Usage Hours (hrs)]]*Table2[[#This Row],[Total Demand (Hidden) W]]/1000,\"\"))","v":""},null,null,{"$f":"IF(Table2[[#This Row],[Lighting  Technology]]=\"Other\", 0, IF( AND(ISBLANK(Table2[[#This Row],[BC Hydro Rebate Category ]]),ISBLANK(Table2[[#This Row],[Fortis Rebate Category ]])), \"\", IF(ISTEXT(Table2[[#This Row],[Fortis Rebate Category ]]), IFERROR(INDEX(Table13[Rebate],MATCH(Table2[[#This Row],[Fortis Rebate Category ]],Table13[Fortis New Lighting source],0)),\"\"), IF(ISTEXT(Table2[[#This Row],[BC Hydro Rebate Category ]]), IFERROR(INDEX(Table13Rebate,MATCH(Table2[[#This Row],[BC Hydro Rebate Category ]],Table13BCHRebateCategory,0)),\"\"), \"\"))))","v":""},{"$f":" IF(Table2[[#This Row],[Lighting  Technology]]=\"Other\", \"per Unit\", IF( AND(ISBLANK(Table2[[#This Row],[BC Hydro Rebate Category ]]),ISBLANK(Table2[[#This Row],[Fortis Rebate Category ]])), \"\", IF(ISTEXT(Table2[[#This Row],[Fortis Rebate Category ]]), IFERROR(INDEX(Table13PerUnit,MATCH(Table2[[#This Row],[Fortis Rebate Category ]],Table13[Fortis New Lighting source],0)),\"\"), IF(ISTEXT(Table2[[#This Row],[BC Hydro Rebate Category ]]), IFERROR(INDEX(Table13PerUnit,MATCH(Table2[[#This Row],[BC Hydro Rebate Category ]],Table13BCHRebateCategory,0)),\"\"), \"\"))))","v":""},null,{"$f":"IF( AND(ISBLANK(Table2[[#This Row],[Existing Luminaire Quantity]]),ISBLANK(Table2[[#This Row],[Prescribed Lighting Source]])), \"\", IF( OR(AND(ISNUMBER(SEARCH(\"lamp fl.\",Table2[[#This Row],[Prescribed Lighting Source]])),ISNUMBER(SEARCH(\"T8 lamp\",Table2[[#This Row],[BC Hydro Rebate Category ]]))),AND(ISNUMBER(SEARCH(\"T5HO\",Table2[[#This Row],[Prescribed Lighting Source]])),ISNUMBER(SEARCH(\"T5HO\",Table2[[#This Row],[BC Hydro Rebate Category ]]))),AND(ISNUMBER(SEARCH(\"lamp fl.\",Table2[[#This Row],[Prescribed Lighting Source]])),ISNUMBER(SEARCH(\"T8 lamp\",Table2[[#This Row],[Fortis Rebate Category ]]))),AND(ISNUMBER(SEARCH(\"T5HO\",Table2[[#This Row],[Prescribed Lighting Source]])),ISNUMBER(SEARCH(\"T5HO\",Table2[[#This Row],[Fortis Rebate Category ]])))          ),  IFERROR(INDEX(Table13NumberofLamps,MATCH(Table2[[#This Row],[Prescribed Lighting Source]],Table13ExistingLightingSource,0))*Table2[[#This Row],[Existing Luminaire Quantity]], \"-\"),  IF(Table2[[#This Row],[Lighting  Technology]]=\"Other\", IFERROR(Table2[[#This Row],[Existing Luminaire Quantity]],\"-\"), IFERROR(Table2[[#This Row],[Existing Luminaire Quantity]],\"-\"))))","v":""},{"$f":"IF( AND(ISBLANK(Table2[[#This Row],[BC Hydro Rebate Category ]]),ISBLANK(Table2[[#This Row],[Fortis Rebate Category ]])), \"\", IF(ISTEXT(Table2[[#This Row],[Fortis Rebate Category ]]), IFERROR(INDEX(Table13NewPrescribedWattage,MATCH(Table2[[#This Row],[Fortis Rebate Category ]],Table13[Fortis New Lighting source],0)),\"\"), IF(ISTEXT(Table2[[#This Row],[BC Hydro Rebate Category ]]), IFERROR(INDEX(Table13NewPrescribedWattage,MATCH(Table2[[#This Row],[BC Hydro Rebate Category ]],Table13BCHRebateCategory,0)),\"\"), \"\")))","v":""},null,null,{"$f":"IF(Table2[[#This Row],[Lighting  Technology]]=\"Other\", \"-\", IF( AND(ISBLANK(Table2[[#This Row],[BC Hydro Rebate Category ]]),ISBLANK(Table2[[#This Row],[Fortis Rebate Category ]])), \"\", IF(ISTEXT(Table2[[#This Row],[Fortis Rebate Category ]]), IFERROR(INDEX(Table13BCHECM,MATCH(Table2[[#This Row],[Fortis Rebate Category ]],Table13[Fortis New Lighting source],0)),\"\"), IF(ISTEXT(Table2[[#This Row],[BC Hydro Rebate Category ]]), IFERROR(INDEX(Table13BCHECM,MATCH(Table2[[#This Row],[BC Hydro Rebate Category ]],Table13BCHRebateCategory,0)),\"\"), \"\"))))","v":""},{"$f":"IF(Table2[[#This Row],[Lighting  Technology]]=\"Other\", 0, IF( AND(ISBLANK(Table2[[#This Row],[BC Hydro Rebate Category ]]),ISBLANK(Table2[[#This Row],[Fortis Rebate Category ]])), \"\", IF(ISTEXT(Table2[[#This Row],[Fortis Rebate Category ]]), IFERROR(INDEX(Table13Persistence,MATCH(Table2[[#This Row],[Fortis Rebate Category ]],Table13[Fortis New Lighting source],0)),\"\"), IF(ISTEXT(Table2[[#This Row],[BC Hydro Rebate Category ]]), IFERROR(INDEX(Table13Persistence,MATCH(Table2[[#This Row],[BC Hydro Rebate Category ]],Table13BCHRebateCategory,0)),\"\"), \"\"))))","v":""},null,{"$f":"IFERROR(INDEX(Table5ControlRebate,MATCH(Table2[[#This Row],[Control Type]],Table5NewControl,0)),\"\")","v":""},null,{"$f":"IF(ISBLANK(Table2[[#This Row],[Control Type]]), IF(ISBLANK(Table2[[#This Row],[Annual Usage Hours (hrs)]]),Table2[[#This Row],[Reference Hours (hrs)]], Table2[[#This Row],[Annual Usage Hours (hrs)]]), IF(AND(ISBLANK(Table2[[#This Row],[Annual Usage Hours (hrs)]]), Table2[[#This Row],[Control Type]]=\"None\"), Table2[[#This Row],[Reference Hours (hrs)]], IF(Table2[[#This Row],[Control Type]]=\"None\", Table2[[#This Row],[Annual Usage Hours (hrs)]], IF(AND(ISBLANK(Table2[[#This Row],[Annual Usage Hours (hrs)]]), Table2[[#This Row],[Control Type]]<>\"None\"), IFERROR(Table2[[#This Row],[Reference Hours (hrs)]]*0.8,\"\"), IF(Table2[[#This Row],[Control Type]]<>\"None\", IFERROR( Table2[[#This Row],[Annual Usage Hours (hrs)]]*0.8,\"\"),\"\")))))","v":""},{"$f":"IF( Table2[[#This Row],[Lighting  Technology]]=\"Other\", IF(ISBLANK(Table2[[#This Row],[Retrofit Lamp/ Luminaire Wattage (see Rebate Unit)]]),\"\",IFERROR(Table2[[#This Row],[Prescribed Quantity]]*Table2[[#This Row],[Retrofit Lamp/ Luminaire Wattage (see Rebate Unit)]],\"\")), IF(ISBLANK(Table2[[#This Row],[Retrofit Lamp/ Luminaire Wattage (see Rebate Unit)]]),IFERROR(Table2[[#This Row],[Prescribed Quantity]]*Table2[[#This Row],[Prescribed Wattage (W)]],\"\"),IFERROR(Table2[[#This Row],[Prescribed Quantity]]*Table2[[#This Row],[Retrofit Lamp/ Luminaire Wattage (see Rebate Unit)]],\"\")))","v":""},{"$f":"IFERROR((IF( Table2[[#This Row],[Lighting  Technology]]=\"Other\", Table2[[#This Row],[Prescribed Quantity]]*Table2[[#This Row],[Retrofit Lamp/ Luminaire Wattage (see Rebate Unit)]], Table2[[#This Row],[Prescribed Quantity]]*Table2[[#This Row],[Prescribed Wattage (W)]] )),\"\")","v":""},{"$f":"IF(ISBLANK(Table2[[#This Row],[New Total Demand (hidden, W)]]),\"\", IF(ISBLANK(Table2[[#This Row],[New Hours (hidden, hrs)]]), \"\", IFERROR(Table2[[#This Row],[New Hours (hidden, hrs)]]*Table2[[#This Row],[New Total Demand (hidden, W)]]/1000,\"\")))","v":""},{"$f":"IF(ISBLANK(Table2[[#This Row],[Total Demand (Hidden) W]]),\"\", IF(ISBLANK(Table2[[#This Row],[New Total Demand (hidden, W)]]), \"\", IFERROR((Table2[[#This Row],[Total Demand (Hidden) W]]-Table2[[#This Row],[New Total Demand (hidden, W)]])/1000,\"\")))","v":""},{"$f":"IF( OR(ISBLANK(Table2[[#This Row],[New Total Demand (hidden, W)]]),ISBLANK(Table2[[#This Row],[Total Demand (Hidden) W]])),\"\", IF(ISBLANK(Table2[[#This Row],[Annual Usage Hours (hrs)]]), IFERROR( Table2[[#This Row],[Reference Hours (hrs)]]*(Table2[[#This Row],[Total Demand (Hidden) W]]-Table2[[#This Row],[New Total Demand (hidden, W)]])/1000,\"\"), IFERROR( Table2[[#This Row],[Annual Usage Hours (hrs)]]*(Table2[[#This Row],[Total Demand (Hidden) W]]-Table2[[#This Row],[New Total Demand (hidden, W)]])/1000,\"\")))","v":""},{"$f":"IF( OR(ISBLANK(Table2[[#This Row],[Prescribed Total Demand (hidden, W)]]),ISBLANK(Table2[[#This Row],[Total Demand (Hidden) W]])),\"\", IF(ISBLANK(Table2[[#This Row],[Annual Usage Hours (hrs)]]), IFERROR( Table2[[#This Row],[Reference Hours (hrs)]]*((Table2[Existing Prescribed Wattage (W)]*Table2[Existing Luminaire Quantity])-Table2[[#This Row],[Prescribed Total Demand (hidden, W)]])/1000,\"\"), IFERROR( Table2[[#This Row],[Annual Usage Hours (hrs)]]*((Table2[Existing Prescribed Wattage (W)]*Table2[Existing Luminaire Quantity])-Table2[[#This Row],[Prescribed Total Demand (hidden, W)]])/1000,\"\")))","v":""},{"$f":"\"\"","v":""},{"$f":"IF(OR(Table2[[#This Row],[Control Type]]=\"None\", ISBLANK(Table2[[#This Row],[Control Type]])),\"\", IF(ISBLANK(Table2[[#This Row],[New Total Demand (hidden, W)]]),\"\", IF(ISBLANK(Table2[[#This Row],[Annual Usage Hours (hrs)]]),  IFERROR( 0.2*Table2[[#This Row],[Reference Hours (hrs)]]*Table2[[#This Row],[New Total Demand (hidden, W)]]/1000,\"\"), IFERROR( 0.2*Table2[[#This Row],[Annual Usage Hours (hrs)]]*Table2[[#This Row],[New Total Demand (hidden, W)]]/1000,\"\"))))","v":""},{"$f":"IF(AND(NOT(ISNUMBER(Table2[[#This Row],[Rebate Per Unit\n(CAD)]])),ISBLANK(Table2[[#This Row],[Control Type]])), \"\", IF(OR(Table2[[#This Row],[Rebate Per Unit\n(CAD)]]=0,AND(NOT(ISNUMBER(Table2[[#This Row],[Rebate Per Unit\n(CAD)]])), ISTEXT(Table2[[#This Row],[Control Type]]))), 0, IFERROR(Table2[[#This Row],[Prescribed Quantity]]*Table2[[#This Row],[Rebate Per Unit\n(CAD)]],\"\")))","v":""},{"$f":" IF(AND(ISBLANK(Table2[[#This Row],[Control Type]]),ISNUMBER(Table2[[#This Row],[Rebate Value (CAD)]])),0, IFERROR(Table2[[#This Row],[Control Quantity]]*Table2[[#This Row],[Control Rebate per Unit\n(CAD)]],\"\"))","v":""},{"$f":"IF(AND(ISBLANK(Table2[[#This Row],[Rebate Value (CAD)]]),ISBLANK(Table2[[#This Row],[Rebate Value for Controls (CAD)]])), \"\", IFERROR(Table2[[#This Row],[Rebate Value (CAD)]]+Table2[[#This Row],[Rebate Value for Controls (CAD)]],\"\"))","v":""},{"$f":"IF(Table2[[#This Row],[Lighting  Technology]]=\"Other\",\"Other - \"&Table2[[#This Row],[Other - Lighting Technology Description]],Table2[[#This Row],[BC Hydro Rebate Category ]])","v":0},{"$f":"Table2[[#This Row],[BC Hydro Rebate Category ]]&Table2[[#This Row],[Retrofit Part '# (mandatory to validate Rebates)]]","v":""}]
[null,null,null,null,null,null,{"$f":"IF(ISBLANK(Table2[[#This Row],[Prescribed Lighting Source]]), \"\", IFERROR( INDEX(Table13ExistingPrescribedWattage,MATCH(Table2[[#This Row],[Prescribed Lighting Source]],Table13ExistingLightingSource,0)), IFERROR(INDEX(Table13ExistingPrescribedWattage,MATCH(Table2[[#This Row],[Fortis Rebate Category ]],Table13NewLightingSource,0)),\"-\")))","v":""},null,{"$f":"IFERROR(INDEX(SpaceTypeHours,MATCH(Table2[[#This Row],[Space Type]],SpaceType,0)),\"\")","v":""},null,{"$f":"IFERROR(IF(Table2[[#This Row],[Lighting  Technology]]=\"Other\",Table2[[#This Row],[Existing Effective Input Wattage (W)]]*Table2[[#This Row],[Existing Luminaire Quantity]],Table2[[#This Row],[Existing Prescribed Wattage (W)]]*Table2[[#This Row],[Existing Luminaire Quantity]]),\"\")","v":""},{"$f":"IF(Table2[Lighting  Technology] = \"Other\",(Table2[[#This Row],[Existing Luminaire Quantity]]*Table2[[#This Row],[Existing Effective Input Wattage (W)]]), IF(Table2[Existing Prescribed Wattage (W)] = \"\",\"\", IF( ISBLANK(Table2[[#This Row],[Existing Effective Input Wattage (W)]]), (Table2[[#This Row],[Existing Luminaire Quantity]]*Table2[[#This Row],[Existing Prescribed Wattage (W)]]),(Table2[[#This Row],[Existing Luminaire Quantity]]*Table2[[#This Row],[Existing Effective Input Wattage (W)]]))))","v":""},{"$f":"IF( (ISBLANK(Table2[[#This Row],[Annual Usage Hours (hrs)]])), IFERROR(Table2[[#This Row],[Reference Hours (hrs)]]*Table2[[#This Row],[Total Demand (Hidden) W]]/1000,\"\"), IFERROR(Table2[[#This Row],[Annual Usage Hours (hrs)]]*Table2[[#This Row],[Total Demand (Hidden) W]]/1000,\"\"))","v":""},null,null,{"$f":"IF(Table2[[#This Row],[Lighting  Technology]]=\"Other\", 0, IF( AND(ISBLANK(Table2[[#This Row],[BC Hydro Rebate Category ]]),ISBLANK(Table2[[#This Row],[Fortis Rebate Category ]])), \"\", IF(ISTEXT(Table2[[#This Row],[Fortis Rebate Category ]]), IFERROR(INDEX(Table13[Rebate],MATCH(Table2[[#This Row],[Fortis Rebate Category ]],Table13[Fortis New Lighting source],0)),\"\"), IF(ISTEXT(Table2[[#This Row],[BC Hydro Rebate Category ]]), IFERROR(INDEX(Table13Rebate,MATCH(Table2[[#This Row],[BC Hydro Rebate Category ]],Table13BCHRebateCategory,0)),\"\"), \"\"))))","v":""},{"$f":" IF(Table2[[#This Row],[Lighting  Technology]]=\"Other\", \"per Unit\", IF( AND(ISBLANK(Table2[[#This Row],[BC Hydro Rebate Category ]]),ISBLANK(Table2[[#This Row],[Fortis Rebate Category ]])), \"\", IF(ISTEXT(Table2[[#This Row],[Fortis Rebate Category ]]), IFERROR(INDEX(Table13PerUnit,MATCH(Table2[[#This Row],[Fortis Rebate Category ]],Table13[Fortis New Lighting source],0)),\"\"), IF(ISTEXT(Table2[[#This Row],[BC Hydro Rebate Category ]]), IFERROR(INDEX(Table13PerUnit,MATCH(Table2[[#This Row],[BC Hydro Rebate Category ]],Table13BCHRebateCategory,0)),\"\"), \"\"))))","v":""},null,{"$f":"IF( AND(ISBLANK(Table2[[#This Row],[Existing Luminaire Quantity]]),ISBLANK(Table2[[#This Row],[Prescribed Lighting Source]])), \"\", IF( OR(AND(ISNUMBER(SEARCH(\"lamp fl.\",Table2[[#This Row],[Prescribed Lighting Source]])),ISNUMBER(SEARCH(\"T8 lamp\",Table2[[#This Row],[BC Hydro Rebate Category ]]))),AND(ISNUMBER(SEARCH(\"T5HO\",Table2[[#This Row],[Prescribed Lighting Source]])),ISNUMBER(SEARCH(\"T5HO\",Table2[[#This Row],[BC Hydro Rebate Category ]]))),AND(ISNUMBER(SEARCH(\"lamp fl.\",Table2[[#This Row],[Prescribed Lighting Source]])),ISNUMBER(SEARCH(\"T8 lamp\",Table2[[#This Row],[Fortis Rebate Category ]]))),AND(ISNUMBER(SEARCH(\"T5HO\",Table2[[#This Row],[Prescribed Lighting Source]])),ISNUMBER(SEARCH(\"T5HO\",Table2[[#This Row],[Fortis Rebate Category ]])))          ),  IFERROR(INDEX(Table13NumberofLamps,MATCH(Table2[[#This Row],[Prescribed Lighting Source]],Table13ExistingLightingSource,0))*Table2[[#This Row],[Existing Luminaire Quantity]], \"-\"),  IF(Table2[[#This Row],[Lighting  Technology]]=\"Other\", IFERROR(Table2[[#This Row],[Existing Luminaire Quantity]],\"-\"), IFERROR(Table2[[#This Row],[Existing Luminaire Quantity]],\"-\"))))","v":""},{"$f":"IF( AND(ISBLANK(Table2[[#This Row],[BC Hydro Rebate Category ]]),ISBLANK(Table2[[#This Row],[Fortis Rebate Category ]])), \"\", IF(ISTEXT(Table2[[#This Row],[Fortis Rebate Category ]]), IFERROR(INDEX(Table13NewPrescribedWattage,MATCH(Table2[[#This Row],[Fortis Rebate Category ]],Table13[Fortis New Lighting source],0)),\"\"), IF(ISTEXT(Table2[[#This Row],[BC Hydro Rebate Category ]]), IFERROR(INDEX(Table13NewPrescribedWattage,MATCH(Table2[[#This Row],[BC Hydro Rebate Category ]],Table13BCHRebateCategory,0)),\"\"), \"\")))","v":""},null,null,{"$f":"IF(Table2[[#This Row],[Lighting  Technology]]=\"Other\", \"-\", IF( AND(ISBLANK(Table2[[#This Row],[BC Hydro Rebate Category ]]),ISBLANK(Table2[[#This Row],[Fortis Rebate Category ]])), \"\", IF(ISTEXT(Table2[[#This Row],[Fortis Rebate Category ]]), IFERROR(INDEX(Table13BCHECM,MATCH(Table2[[#This Row],[Fortis Rebate Category ]],Table13[Fortis New Lighting source],0)),\"\"), IF(ISTEXT(Table2[[#This Row],[BC Hydro Rebate Category ]]), IFERROR(INDEX(Table13BCHECM,MATCH(Table2[[#This Row],[BC Hydro Rebate Category ]],Table13BCHRebateCategory,0)),\"\"), \"\"))))","v":""},{"$f":"IF(Table2[[#This Row],[Lighting  Technology]]=\"Other\", 0, IF( AND(ISBLANK(Table2[[#This Row],[BC Hydro Rebate Category ]]),ISBLANK(Table2[[#This Row],[Fortis Rebate Category ]])), \"\", IF(ISTEXT(Table2[[#This Row],[Fortis Rebate Category ]]), IFERROR(INDEX(Table13Persistence,MATCH(Table2[[#This Row],[Fortis Rebate Category ]],Table13[Fortis New Lighting source],0)),\"\"), IF(ISTEXT(Table2[[#This Row],[BC Hydro Rebate Category ]]), IFERROR(INDEX(Table13Persistence,MATCH(Table2[[#This Row],[BC Hydro Rebate Category ]],Table13BCHRebateCategory,0)),\"\"), \"\"))))","v":""},null,{"$f":"IFERROR(INDEX(Table5ControlRebate,MATCH(Table2[[#This Row],[Control Type]],Table5NewControl,0)),\"\")","v":""},null,{"$f":"IF(ISBLANK(Table2[[#This Row],[Control Type]]), IF(ISBLANK(Table2[[#This Row],[Annual Usage Hours (hrs)]]),Table2[[#This Row],[Reference Hours (hrs)]], Table2[[#This Row],[Annual Usage Hours (hrs)]]), IF(AND(ISBLANK(Table2[[#This Row],[Annual Usage Hours (hrs)]]), Table2[[#This Row],[Control Type]]=\"None\"), Table2[[#This Row],[Reference Hours (hrs)]], IF(Table2[[#This Row],[Control Type]]=\"None\", Table2[[#This Row],[Annual Usage Hours (hrs)]], IF(AND(ISBLANK(Table2[[#This Row],[Annual Usage Hours (hrs)]]), Table2[[#This Row],[Control Type]]<>\"None\"), IFERROR(Table2[[#This Row],[Reference Hours (hrs)]]*0.8,\"\"), IF(Table2[[#This Row],[Control Type]]<>\"None\", IFERROR( Table2[[#This Row],[Annual Usage Hours (hrs)]]*0.8,\"\"),\"\")))))","v":""},{"$f":"IF( Table2[[#This Row],[Lighting  Technology]]=\"Other\", IF(ISBLANK(Table2[[#This Row],[Retrofit Lamp/ Luminaire Wattage (see Rebate Unit)]]),\"\",IFERROR(Table2[[#This Row],[Prescribed Quantity]]*Table2[[#This Row],[Retrofit Lamp/ Luminaire Wattage (see Rebate Unit)]],\"\")), IF(ISBLANK(Table2[[#This Row],[Retrofit Lamp/ Luminaire Wattage (see Rebate Unit)]]),IFERROR(Table2[[#This Row],[Prescribed Quantity]]*Table2[[#This Row],[Prescribed Wattage (W)]],\"\"),IFERROR(Table2[[#This Row],[Prescribed Quantity]]*Table2[[#This Row],[Retrofit Lamp/ Luminaire Wattage (see Rebate Unit)]],\"\")))","v":""},{"$f":"IFERROR((IF( Table2[[#This Row],[Lighting  Technology]]=\"Other\", Table2[[#This Row],[Prescribed Quantity]]*Table2[[#This Row],[Retrofit Lamp/ Luminaire Wattage (see Rebate Unit)]], Table2[[#This Row],[Prescribed Quantity]]*Table2[[#This Row],[Prescribed Wattage (W)]] )),\"\")","v":""},{"$f":"IF(ISBLANK(Table2[[#This Row],[New Total Demand (hidden, W)]]),\"\", IF(ISBLANK(Table2[[#This Row],[New Hours (hidden, hrs)]]), \"\", IFERROR(Table2[[#This Row],[New Hours (hidden, hrs)]]*Table2[[#This Row],[New Total Demand (hidden, W)]]/1000,\"\")))","v":""},{"$f":"IF(ISBLANK(Table2[[#This Row],[Total Demand (Hidden) W]]),\"\", IF(ISBLANK(Table2[[#This Row],[New Total Demand (hidden, W)]]), \"\", IFERROR((Table2[[#This Row],[Total Demand (Hidden) W]]-Table2[[#This Row],[New Total Demand (hidden, W)]])/1000,\"\")))","v":""},{"$f":"IF( OR(ISBLANK(Table2[[#This Row],[New Total Demand (hidden, W)]]),ISBLANK(Table2[[#This Row],[Total Demand (Hidden) W]])),\"\", IF(ISBLANK(Table2[[#This Row],[Annual Usage Hours (hrs)]]), IFERROR( Table2[[#This Row],[Reference Hours (hrs)]]*(Table2[[#This Row],[Total Demand (Hidden) W]]-Table2[[#This Row],[New Total Demand (hidden, W)]])/1000,\"\"), IFERROR( Table2[[#This Row],[Annual Usage Hours (hrs)]]*(Table2[[#This Row],[Total Demand (Hidden) W]]-Table2[[#This Row],[New Total Demand (hidden, W)]])/1000,\"\")))","v":""},{"$f":"IF( OR(ISBLANK(Table2[[#This Row],[Prescribed Total Demand (hidden, W)]]),ISBLANK(Table2[[#This Row],[Total Demand (Hidden) W]])),\"\", IF(ISBLANK(Table2[[#This Row],[Annual Usage Hours (hrs)]]), IFERROR( Table2[[#This Row],[Reference Hours (hrs)]]*((Table2[Existing Prescribed Wattage (W)]*Table2[Existing Luminaire Quantity])-Table2[[#This Row],[Prescribed Total Demand (hidden, W)]])/1000,\"\"), IFERROR( Table2[[#This Row],[Annual Usage Hours (hrs)]]*((Table2[Existing Prescribed Wattage (W)]*Table2[Existing Luminaire Quantity])-Table2[[#This Row],[Prescribed Total Demand (hidden, W)]])/1000,\"\")))","v":""},{"$f":"\"\"","v":""},{"$f":"IF(OR(Table2[[#This Row],[Control Type]]=\"None\", ISBLANK(Table2[[#This Row],[Control Type]])),\"\", IF(ISBLANK(Table2[[#This Row],[New Total Demand (hidden, W)]]),\"\", IF(ISBLANK(Table2[[#This Row],[Annual Usage Hours (hrs)]]),  IFERROR( 0.2*Table2[[#This Row],[Reference Hours (hrs)]]*Table2[[#This Row],[New Total Demand (hidden, W)]]/1000,\"\"), IFERROR( 0.2*Table2[[#This Row],[Annual Usage Hours (hrs)]]*Table2[[#This Row],[New Total Demand (hidden, W)]]/1000,\"\"))))","v":""},{"$f":"IF(AND(NOT(ISNUMBER(Table2[[#This Row],[Rebate Per Unit\n(CAD)]])),ISBLANK(Table2[[#This Row],[Control Type]])), \"\", IF(OR(Table2[[#This Row],[Rebate Per Unit\n(CAD)]]=0,AND(NOT(ISNUMBER(Table2[[#This Row],[Rebate Per Unit\n(CAD)]])), ISTEXT(Table2[[#This Row],[Control Type]]))), 0, IFERROR(Table2[[#This Row],[Prescribed Quantity]]*Table2[[#This Row],[Rebate Per Unit\n(CAD)]],\"\")))","v":""},{"$f":" IF(AND(ISBLANK(Table2[[#This Row],[Control Type]]),ISNUMBER(Table2[[#This Row],[Rebate Value (CAD)]])),0, IFERROR(Table2[[#This Row],[Control Quantity]]*Table2[[#This Row],[Control Rebate per Unit\n(CAD)]],\"\"))","v":""},{"$f":"IF(AND(ISBLANK(Table2[[#This Row],[Rebate Value (CAD)]]),ISBLANK(Table2[[#This Row],[Rebate Value for Controls (CAD)]])), \"\", IFERROR(Table2[[#This Row],[Rebate Value (CAD)]]+Table2[[#This Row],[Rebate Value for Controls (CAD)]],\"\"))","v":""},{"$f":"IF(Table2[[#This Row],[Lighting  Technology]]=\"Other\",\"Other - \"&Table2[[#This Row],[Other - Lighting Technology Description]],Table2[[#This Row],[BC Hydro Rebate Category ]])","v":0},{"$f":"Table2[[#This Row],[BC Hydro Rebate Category ]]&Table2[[#This Row],[Retrofit Part '# (mandatory to validate Rebates)]]","v":""}]
[null,null,null,null,null,null,{"$f":"IF(ISBLANK(Table2[[#This Row],[Prescribed Lighting Source]]), \"\", IFERROR( INDEX(Table13ExistingPrescribedWattage,MATCH(Table2[[#This Row],[Prescribed Lighting Source]],Table13ExistingLightingSource,0)), IFERROR(INDEX(Table13ExistingPrescribedWattage,MATCH(Table2[[#This Row],[Fortis Rebate Category ]],Table13NewLightingSource,0)),\"-\")))","v":""},null,{"$f":"IFERROR(INDEX(SpaceTypeHours,MATCH(Table2[[#This Row],[Space Type]],SpaceType,0)),\"\")","v":""},null,{"$f":"IFERROR(IF(Table2[[#This Row],[Lighting  Technology]]=\"Other\",Table2[[#This Row],[Existing Effective Input Wattage (W)]]*Table2[[#This Row],[Existing Luminaire Quantity]],Table2[[#This Row],[Existing Prescribed Wattage (W)]]*Table2[[#This Row],[Existing Luminaire Quantity]]),\"\")","v":""},{"$f":"IF(Table2[Lighting  Technology] = \"Other\",(Table2[[#This Row],[Existing Luminaire Quantity]]*Table2[[#This Row],[Existing Effective Input Wattage (W)]]), IF(Table2[Existing Prescribed Wattage (W)] = \"\",\"\", IF( ISBLANK(Table2[[#This Row],[Existing Effective Input Wattage (W)]]), (Table2[[#This Row],[Existing Luminaire Quantity]]*Table2[[#This Row],[Existing Prescribed Wattage (W)]]),(Table2[[#This Row],[Existing Luminaire Quantity]]*Table2[[#This Row],[Existing Effective Input Wattage (W)]]))))","v":""},{"$f":"IF( (ISBLANK(Table2[[#This Row],[Annual Usage Hours (hrs)]])), IFERROR(Table2[[#This Row],[Reference Hours (hrs)]]*Table2[[#This Row],[Total Demand (Hidden) W]]/1000,\"\"), IFERROR(Table2[[#This Row],[Annual Usage Hours (hrs)]]*Table2[[#This Row],[Total Demand (Hidden) W]]/1000,\"\"))","v":""},null,null,{"$f":"IF(Table2[[#This Row],[Lighting  Technology]]=\"Other\", 0, IF( AND(ISBLANK(Table2[[#This Row],[BC Hydro Rebate Category ]]),ISBLANK(Table2[[#This Row],[Fortis Rebate Category ]])), \"\", IF(ISTEXT(Table2[[#This Row],[Fortis Rebate Category ]]), IFERROR(INDEX(Table13[Rebate],MATCH(Table2[[#This Row],[Fortis Rebate Category ]],Table13[Fortis New Lighting source],0)),\"\"), IF(ISTEXT(Table2[[#This Row],[BC Hydro Rebate Category ]]), IFERROR(INDEX(Table13Rebate,MATCH(Table2[[#This Row],[BC Hydro Rebate Category ]],Table13BCHRebateCategory,0)),\"\"), \"\"))))","v":""},{"$f":" IF(Table2[[#This Row],[Lighting  Technology]]=\"Other\", \"per Unit\", IF( AND(ISBLANK(Table2[[#This Row],[BC Hydro Rebate Category ]]),ISBLANK(Table2[[#This Row],[Fortis Rebate Category ]])), \"\", IF(ISTEXT(Table2[[#This Row],[Fortis Rebate Category ]]), IFERROR(INDEX(Table13PerUnit,MATCH(Table2[[#This Row],[Fortis Rebate Category ]],Table13[Fortis New Lighting source],0)),\"\"), IF(ISTEXT(Table2[[#This Row],[BC Hydro Rebate Category ]]), IFERROR(INDEX(Table13PerUnit,MATCH(Table2[[#This Row],[BC Hydro Rebate Category ]],Table13BCHRebateCategory,0)),\"\"), \"\"))))","v":""},null,{"$f":"IF( AND(ISBLANK(Table2[[#This Row],[Existing Luminaire Quantity]]),ISBLANK(Table2[[#This Row],[Prescribed Lighting Source]])), \"\", IF( OR(AND(ISNUMBER(SEARCH(\"lamp fl.\",Table2[[#This Row],[Prescribed Lighting Source]])),ISNUMBER(SEARCH(\"T8 lamp\",Table2[[#This Row],[BC Hydro Rebate Category ]]))),AND(ISNUMBER(SEARCH(\"T5HO\",Table2[[#This Row],[Prescribed Lighting Source]])),ISNUMBER(SEARCH(\"T5HO\",Table2[[#This Row],[BC Hydro Rebate Category ]]))),AND(ISNUMBER(SEARCH(\"lamp fl.\",Table2[[#This Row],[Prescribed Lighting Source]])),ISNUMBER(SEARCH(\"T8 lamp\",Table2[[#This Row],[Fortis Rebate Category ]]))),AND(ISNUMBER(SEARCH(\"T5HO\",Table2[[#This Row],[Prescribed Lighting Source]])),ISNUMBER(SEARCH(\"T5HO\",Table2[[#This Row],[Fortis Rebate Category ]])))          ),  IFERROR(INDEX(Table13NumberofLamps,MATCH(Table2[[#This Row],[Prescribed Lighting Source]],Table13ExistingLightingSource,0))*Table2[[#This Row],[Existing Luminaire Quantity]], \"-\"),  IF(Table2[[#This Row],[Lighting  Technology]]=\"Other\", IFERROR(Table2[[#This Row],[Existing Luminaire Quantity]],\"-\"), IFERROR(Table2[[#This Row],[Existing Luminaire Quantity]],\"-\"))))","v":""},{"$f":"IF( AND(ISBLANK(Table2[[#This Row],[BC Hydro Rebate Category ]]),ISBLANK(Table2[[#This Row],[Fortis Rebate Category ]])), \"\", IF(ISTEXT(Table2[[#This Row],[Fortis Rebate Category ]]), IFERROR(INDEX(Table13NewPrescribedWattage,MATCH(Table2[[#This Row],[Fortis Rebate Category ]],Table13[Fortis New Lighting source],0)),\"\"), IF(ISTEXT(Table2[[#This Row],[BC Hydro Rebate Category ]]), IFERROR(INDEX(Table13NewPrescribedWattage,MATCH(Table2[[#This Row],[BC Hydro Rebate Category ]],Table13BCHRebateCategory,0)),\"\"), \"\")))","v":""},null,null,{"$f":"IF(Table2[[#This Row],[Lighting  Technology]]=\"Other\", \"-\", IF( AND(ISBLANK(Table2[[#This Row],[BC Hydro Rebate Category ]]),ISBLANK(Table2[[#This Row],[Fortis Rebate Category ]])), \"\", IF(ISTEXT(Table2[[#This Row],[Fortis Rebate Category ]]), IFERROR(INDEX(Table13BCHECM,MATCH(Table2[[#This Row],[Fortis Rebate Category ]],Table13[Fortis New Lighting source],0)),\"\"), IF(ISTEXT(Table2[[#This Row],[BC Hydro Rebate Category ]]), IFERROR(INDEX(Table13BCHECM,MATCH(Table2[[#This Row],[BC Hydro Rebate Category ]],Table13BCHRebateCategory,0)),\"\"), \"\"))))","v":""},{"$f":"IF(Table2[[#This Row],[Lighting  Technology]]=\"Other\", 0, IF( AND(ISBLANK(Table2[[#This Row],[BC Hydro Rebate Category ]]),ISBLANK(Table2[[#This Row],[Fortis Rebate Category ]])), \"\", IF(ISTEXT(Table2[[#This Row],[Fortis Rebate Category ]]), IFERROR(INDEX(Table13Persistence,MATCH(Table2[[#This Row],[Fortis Rebate Category ]],Table13[Fortis New Lighting source],0)),\"\"), IF(ISTEXT(Table2[[#This Row],[BC Hydro Rebate Category ]]), IFERROR(INDEX(Table13Persistence,MATCH(Table2[[#This Row],[BC Hydro Rebate Category ]],Table13BCHRebateCategory,0)),\"\"), \"\"))))","v":""},null,{"$f":"IFERROR(INDEX(Table5ControlRebate,MATCH(Table2[[#This Row],[Control Type]],Table5NewControl,0)),\"\")","v":""},null,{"$f":"IF(ISBLANK(Table2[[#This Row],[Control Type]]), IF(ISBLANK(Table2[[#This Row],[Annual Usage Hours (hrs)]]),Table2[[#This Row],[Reference Hours (hrs)]], Table2[[#This Row],[Annual Usage Hours (hrs)]]), IF(AND(ISBLANK(Table2[[#This Row],[Annual Usage Hours (hrs)]]), Table2[[#This Row],[Control Type]]=\"None\"), Table2[[#This Row],[Reference Hours (hrs)]], IF(Table2[[#This Row],[Control Type]]=\"None\", Table2[[#This Row],[Annual Usage Hours (hrs)]], IF(AND(ISBLANK(Table2[[#This Row],[Annual Usage Hours (hrs)]]), Table2[[#This Row],[Control Type]]<>\"None\"), IFERROR(Table2[[#This Row],[Reference Hours (hrs)]]*0.8,\"\"), IF(Table2[[#This Row],[Control Type]]<>\"None\", IFERROR( Table2[[#This Row],[Annual Usage Hours (hrs)]]*0.8,\"\"),\"\")))))","v":""},{"$f":"IF( Table2[[#This Row],[Lighting  Technology]]=\"Other\", IF(ISBLANK(Table2[[#This Row],[Retrofit Lamp/ Luminaire Wattage (see Rebate Unit)]]),\"\",IFERROR(Table2[[#This Row],[Prescribed Quantity]]*Table2[[#This Row],[Retrofit Lamp/ Luminaire Wattage (see Rebate Unit)]],\"\")), IF(ISBLANK(Table2[[#This Row],[Retrofit Lamp/ Luminaire Wattage (see Rebate Unit)]]),IFERROR(Table2[[#This Row],[Prescribed Quantity]]*Table2[[#This Row],[Prescribed Wattage (W)]],\"\"),IFERROR(Table2[[#This Row],[Prescribed Quantity]]*Table2[[#This Row],[Retrofit Lamp/ Luminaire Wattage (see Rebate Unit)]],\"\")))","v":""},{"$f":"IFERROR((IF( Table2[[#This Row],[Lighting  Technology]]=\"Other\", Table2[[#This Row],[Prescribed Quantity]]*Table2[[#This Row],[Retrofit Lamp/ Luminaire Wattage (see Rebate Unit)]], Table2[[#This Row],[Prescribed Quantity]]*Table2[[#This Row],[Prescribed Wattage (W)]] )),\"\")","v":""},{"$f":"IF(ISBLANK(Table2[[#This Row],[New Total Demand (hidden, W)]]),\"\", IF(ISBLANK(Table2[[#This Row],[New Hours (hidden, hrs)]]), \"\", IFERROR(Table2[[#This Row],[New Hours (hidden, hrs)]]*Table2[[#This Row],[New Total Demand (hidden, W)]]/1000,\"\")))","v":""},{"$f":"IF(ISBLANK(Table2[[#This Row],[Total Demand (Hidden) W]]),\"\", IF(ISBLANK(Table2[[#This Row],[New Total Demand (hidden, W)]]), \"\", IFERROR((Table2[[#This Row],[Total Demand (Hidden) W]]-Table2[[#This Row],[New Total Demand (hidden, W)]])/1000,\"\")))","v":""},{"$f":"IF( OR(ISBLANK(Table2[[#This Row],[New Total Demand (hidden, W)]]),ISBLANK(Table2[[#This Row],[Total Demand (Hidden) W]])),\"\", IF(ISBLANK(Table2[[#This Row],[Annual Usage Hours (hrs)]]), IFERROR( Table2[[#This Row],[Reference Hours (hrs)]]*(Table2[[#This Row],[Total Demand (Hidden) W]]-Table2[[#This Row],[New Total Demand (hidden, W)]])/1000,\"\"), IFERROR( Table2[[#This Row],[Annual Usage Hours (hrs)]]*(Table2[[#This Row],[Total Demand (Hidden) W]]-Table2[[#This Row],[New Total Demand (hidden, W)]])/1000,\"\")))","v":""},{"$f":"IF( OR(ISBLANK(Table2[[#This Row],[Prescribed Total Demand (hidden, W)]]),ISBLANK(Table2[[#This Row],[Total Demand (Hidden) W]])),\"\", IF(ISBLANK(Table2[[#This Row],[Annual Usage Hours (hrs)]]), IFERROR( Table2[[#This Row],[Reference Hours (hrs)]]*((Table2[Existing Prescribed Wattage (W)]*Table2[Existing Luminaire Quantity])-Table2[[#This Row],[Prescribed Total Demand (hidden, W)]])/1000,\"\"), IFERROR( Table2[[#This Row],[Annual Usage Hours (hrs)]]*((Table2[Existing Prescribed Wattage (W)]*Table2[Existing Luminaire Quantity])-Table2[[#This Row],[Prescribed Total Demand (hidden, W)]])/1000,\"\")))","v":""},{"$f":"\"\"","v":""},{"$f":"IF(OR(Table2[[#This Row],[Control Type]]=\"None\", ISBLANK(Table2[[#This Row],[Control Type]])),\"\", IF(ISBLANK(Table2[[#This Row],[New Total Demand (hidden, W)]]),\"\", IF(ISBLANK(Table2[[#This Row],[Annual Usage Hours (hrs)]]),  IFERROR( 0.2*Table2[[#This Row],[Reference Hours (hrs)]]*Table2[[#This Row],[New Total Demand (hidden, W)]]/1000,\"\"), IFERROR( 0.2*Table2[[#This Row],[Annual Usage Hours (hrs)]]*Table2[[#This Row],[New Total Demand (hidden, W)]]/1000,\"\"))))","v":""},{"$f":"IF(AND(NOT(ISNUMBER(Table2[[#This Row],[Rebate Per Unit\n(CAD)]])),ISBLANK(Table2[[#This Row],[Control Type]])), \"\", IF(OR(Table2[[#This Row],[Rebate Per Unit\n(CAD)]]=0,AND(NOT(ISNUMBER(Table2[[#This Row],[Rebate Per Unit\n(CAD)]])), ISTEXT(Table2[[#This Row],[Control Type]]))), 0, IFERROR(Table2[[#This Row],[Prescribed Quantity]]*Table2[[#This Row],[Rebate Per Unit\n(CAD)]],\"\")))","v":""},{"$f":" IF(AND(ISBLANK(Table2[[#This Row],[Control Type]]),ISNUMBER(Table2[[#This Row],[Rebate Value (CAD)]])),0, IFERROR(Table2[[#This Row],[Control Quantity]]*Table2[[#This Row],[Control Rebate per Unit\n(CAD)]],\"\"))","v":""},{"$f":"IF(AND(ISBLANK(Table2[[#This Row],[Rebate Value (CAD)]]),ISBLANK(Table2[[#This Row],[Rebate Value for Controls (CAD)]])), \"\", IFERROR(Table2[[#This Row],[Rebate Value (CAD)]]+Table2[[#This Row],[Rebate Value for Controls (CAD)]],\"\"))","v":""},{"$f":"IF(Table2[[#This Row],[Lighting  Technology]]=\"Other\",\"Other - \"&Table2[[#This Row],[Other - Lighting Technology Description]],Table2[[#This Row],[BC Hydro Rebate Category ]])","v":0},{"$f":"Table2[[#This Row],[BC Hydro Rebate Category ]]&Table2[[#This Row],[Retrofit Part '# (mandatory to validate Rebates)]]","v":""}]
[null,null,null,null,null,null,{"$f":"IF(ISBLANK(Table2[[#This Row],[Prescribed Lighting Source]]), \"\", IFERROR( INDEX(Table13ExistingPrescribedWattage,MATCH(Table2[[#This Row],[Prescribed Lighting Source]],Table13ExistingLightingSource,0)), IFERROR(INDEX(Table13ExistingPrescribedWattage,MATCH(Table2[[#This Row],[Fortis Rebate Category ]],Table13NewLightingSource,0)),\"-\")))","v":""},null,{"$f":"IFERROR(INDEX(SpaceTypeHours,MATCH(Table2[[#This Row],[Space Type]],SpaceType,0)),\"\")","v":""},null,{"$f":"IFERROR(IF(Table2[[#This Row],[Lighting  Technology]]=\"Other\",Table2[[#This Row],[Existing Effective Input Wattage (W)]]*Table2[[#This Row],[Existing Luminaire Quantity]],Table2[[#This Row],[Existing Prescribed Wattage (W)]]*Table2[[#This Row],[Existing Luminaire Quantity]]),\"\")","v":""},{"$f":"IF(Table2[Lighting  Technology] = \"Other\",(Table2[[#This Row],[Existing Luminaire Quantity]]*Table2[[#This Row],[Existing Effective Input Wattage (W)]]), IF(Table2[Existing Prescribed Wattage (W)] = \"\",\"\", IF( ISBLANK(Table2[[#This Row],[Existing Effective Input Wattage (W)]]), (Table2[[#This Row],[Existing Luminaire Quantity]]*Table2[[#This Row],[Existing Prescribed Wattage (W)]]),(Table2[[#This Row],[Existing Luminaire Quantity]]*Table2[[#This Row],[Existing Effective Input Wattage (W)]]))))","v":""},{"$f":"IF( (ISBLANK(Table2[[#This Row],[Annual Usage Hours (hrs)]])), IFERROR(Table2[[#This Row],[Reference Hours (hrs)]]*Table2[[#This Row],[Total Demand (Hidden) W]]/1000,\"\"), IFERROR(Table2[[#This Row],[Annual Usage Hours (hrs)]]*Table2[[#This Row],[Total Demand (Hidden) W]]/1000,\"\"))","v":""},null,null,{"$f":"IF(Table2[[#This Row],[Lighting  Technology]]=\"Other\", 0, IF( AND(ISBLANK(Table2[[#This Row],[BC Hydro Rebate Category ]]),ISBLANK(Table2[[#This Row],[Fortis Rebate Category ]])), \"\", IF(ISTEXT(Table2[[#This Row],[Fortis Rebate Category ]]), IFERROR(INDEX(Table13[Rebate],MATCH(Table2[[#This Row],[Fortis Rebate Category ]],Table13[Fortis New Lighting source],0)),\"\"), IF(ISTEXT(Table2[[#This Row],[BC Hydro Rebate Category ]]), IFERROR(INDEX(Table13Rebate,MATCH(Table2[[#This Row],[BC Hydro Rebate Category ]],Table13BCHRebateCategory,0)),\"\"), \"\"))))","v":""},{"$f":" IF(Table2[[#This Row],[Lighting  Technology]]=\"Other\", \"per Unit\", IF( AND(ISBLANK(Table2[[#This Row],[BC Hydro Rebate Category ]]),ISBLANK(Table2[[#This Row],[Fortis Rebate Category ]])), \"\", IF(ISTEXT(Table2[[#This Row],[Fortis Rebate Category ]]), IFERROR(INDEX(Table13PerUnit,MATCH(Table2[[#This Row],[Fortis Rebate Category ]],Table13[Fortis New Lighting source],0)),\"\"), IF(ISTEXT(Table2[[#This Row],[BC Hydro Rebate Category ]]), IFERROR(INDEX(Table13PerUnit,MATCH(Table2[[#This Row],[BC Hydro Rebate Category ]],Table13BCHRebateCategory,0)),\"\"), \"\"))))","v":""},null,{"$f":"IF( AND(ISBLANK(Table2[[#This Row],[Existing Luminaire Quantity]]),ISBLANK(Table2[[#This Row],[Prescribed Lighting Source]])), \"\", IF( OR(AND(ISNUMBER(SEARCH(\"lamp fl.\",Table2[[#This Row],[Prescribed Lighting Source]])),ISNUMBER(SEARCH(\"T8 lamp\",Table2[[#This Row],[BC Hydro Rebate Category ]]))),AND(ISNUMBER(SEARCH(\"T5HO\",Table2[[#This Row],[Prescribed Lighting Source]])),ISNUMBER(SEARCH(\"T5HO\",Table2[[#This Row],[BC Hydro Rebate Category ]]))),AND(ISNUMBER(SEARCH(\"lamp fl.\",Table2[[#This Row],[Prescribed Lighting Source]])),ISNUMBER(SEARCH(\"T8 lamp\",Table2[[#This Row],[Fortis Rebate Category ]]))),AND(ISNUMBER(SEARCH(\"T5HO\",Table2[[#This Row],[Prescribed Lighting Source]])),ISNUMBER(SEARCH(\"T5HO\",Table2[[#This Row],[Fortis Rebate Category ]])))          ),  IFERROR(INDEX(Table13NumberofLamps,MATCH(Table2[[#This Row],[Prescribed Lighting Source]],Table13ExistingLightingSource,0))*Table2[[#This Row],[Existing Luminaire Quantity]], \"-\"),  IF(Table2[[#This Row],[Lighting  Technology]]=\"Other\", IFERROR(Table2[[#This Row],[Existing Luminaire Quantity]],\"-\"), IFERROR(Table2[[#This Row],[Existing Luminaire Quantity]],\"-\"))))","v":""},{"$f":"IF( AND(ISBLANK(Table2[[#This Row],[BC Hydro Rebate Category ]]),ISBLANK(Table2[[#This Row],[Fortis Rebate Category ]])), \"\", IF(ISTEXT(Table2[[#This Row],[Fortis Rebate Category ]]), IFERROR(INDEX(Table13NewPrescribedWattage,MATCH(Table2[[#This Row],[Fortis Rebate Category ]],Table13[Fortis New Lighting source],0)),\"\"), IF(ISTEXT(Table2[[#This Row],[BC Hydro Rebate Category ]]), IFERROR(INDEX(Table13NewPrescribedWattage,MATCH(Table2[[#This Row],[BC Hydro Rebate Category ]],Table13BCHRebateCategory,0)),\"\"), \"\")))","v":""},null,null,{"$f":"IF(Table2[[#This Row],[Lighting  Technology]]=\"Other\", \"-\", IF( AND(ISBLANK(Table2[[#This Row],[BC Hydro Rebate Category ]]),ISBLANK(Table2[[#This Row],[Fortis Rebate Category ]])), \"\", IF(ISTEXT(Table2[[#This Row],[Fortis Rebate Category ]]), IFERROR(INDEX(Table13BCHECM,MATCH(Table2[[#This Row],[Fortis Rebate Category ]],Table13[Fortis New Lighting source],0)),\"\"), IF(ISTEXT(Table2[[#This Row],[BC Hydro Rebate Category ]]), IFERROR(INDEX(Table13BCHECM,MATCH(Table2[[#This Row],[BC Hydro Rebate Category ]],Table13BCHRebateCategory,0)),\"\"), \"\"))))","v":""},{"$f":"IF(Table2[[#This Row],[Lighting  Technology]]=\"Other\", 0, IF( AND(ISBLANK(Table2[[#This Row],[BC Hydro Rebate Category ]]),ISBLANK(Table2[[#This Row],[Fortis Rebate Category ]])), \"\", IF(ISTEXT(Table2[[#This Row],[Fortis Rebate Category ]]), IFERROR(INDEX(Table13Persistence,MATCH(Table2[[#This Row],[Fortis Rebate Category ]],Table13[Fortis New Lighting source],0)),\"\"), IF(ISTEXT(Table2[[#This Row],[BC Hydro Rebate Category ]]), IFERROR(INDEX(Table13Persistence,MATCH(Table2[[#This Row],[BC Hydro Rebate Category ]],Table13BCHRebateCategory,0)),\"\"), \"\"))))","v":""},null,{"$f":"IFERROR(INDEX(Table5ControlRebate,MATCH(Table2[[#This Row],[Control Type]],Table5NewControl,0)),\"\")","v":""},null,{"$f":"IF(ISBLANK(Table2[[#This Row],[Control Type]]), IF(ISBLANK(Table2[[#This Row],[Annual Usage Hours (hrs)]]),Table2[[#This Row],[Reference Hours (hrs)]], Table2[[#This Row],[Annual Usage Hours (hrs)]]), IF(AND(ISBLANK(Table2[[#This Row],[Annual Usage Hours (hrs)]]), Table2[[#This Row],[Control Type]]=\"None\"), Table2[[#This Row],[Reference Hours (hrs)]], IF(Table2[[#This Row],[Control Type]]=\"None\", Table2[[#This Row],[Annual Usage Hours (hrs)]], IF(AND(ISBLANK(Table2[[#This Row],[Annual Usage Hours (hrs)]]), Table2[[#This Row],[Control Type]]<>\"None\"), IFERROR(Table2[[#This Row],[Reference Hours (hrs)]]*0.8,\"\"), IF(Table2[[#This Row],[Control Type]]<>\"None\", IFERROR( Table2[[#This Row],[Annual Usage Hours (hrs)]]*0.8,\"\"),\"\")))))","v":""},{"$f":"IF( Table2[[#This Row],[Lighting  Technology]]=\"Other\", IF(ISBLANK(Table2[[#This Row],[Retrofit Lamp/ Luminaire Wattage (see Rebate Unit)]]),\"\",IFERROR(Table2[[#This Row],[Prescribed Quantity]]*Table2[[#This Row],[Retrofit Lamp/ Luminaire Wattage (see Rebate Unit)]],\"\")), IF(ISBLANK(Table2[[#This Row],[Retrofit Lamp/ Luminaire Wattage (see Rebate Unit)]]),IFERROR(Table2[[#This Row],[Prescribed Quantity]]*Table2[[#This Row],[Prescribed Wattage (W)]],\"\"),IFERROR(Table2[[#This Row],[Prescribed Quantity]]*Table2[[#This Row],[Retrofit Lamp/ Luminaire Wattage (see Rebate Unit)]],\"\")))","v":""},{"$f":"IFERROR((IF( Table2[[#This Row],[Lighting  Technology]]=\"Other\", Table2[[#This Row],[Prescribed Quantity]]*Table2[[#This Row],[Retrofit Lamp/ Luminaire Wattage (see Rebate Unit)]], Table2[[#This Row],[Prescribed Quantity]]*Table2[[#This Row],[Prescribed Wattage (W)]] )),\"\")","v":""},{"$f":"IF(ISBLANK(Table2[[#This Row],[New Total Demand (hidden, W)]]),\"\", IF(ISBLANK(Table2[[#This Row],[New Hours (hidden, hrs)]]), \"\", IFERROR(Table2[[#This Row],[New Hours (hidden, hrs)]]*Table2[[#This Row],[New Total Demand (hidden, W)]]/1000,\"\")))","v":""},{"$f":"IF(ISBLANK(Table2[[#This Row],[Total Demand (Hidden) W]]),\"\", IF(ISBLANK(Table2[[#This Row],[New Total Demand (hidden, W)]]), \"\", IFERROR((Table2[[#This Row],[Total Demand (Hidden) W]]-Table2[[#This Row],[New Total Demand (hidden, W)]])/1000,\"\")))","v":""},{"$f":"IF( OR(ISBLANK(Table2[[#This Row],[New Total Demand (hidden, W)]]),ISBLANK(Table2[[#This Row],[Total Demand (Hidden) W]])),\"\", IF(ISBLANK(Table2[[#This Row],[Annual Usage Hours (hrs)]]), IFERROR( Table2[[#This Row],[Reference Hours (hrs)]]*(Table2[[#This Row],[Total Demand (Hidden) W]]-Table2[[#This Row],[New Total Demand (hidden, W)]])/1000,\"\"), IFERROR( Table2[[#This Row],[Annual Usage Hours (hrs)]]*(Table2[[#This Row],[Total Demand (Hidden) W]]-Table2[[#This Row],[New Total Demand (hidden, W)]])/1000,\"\")))","v":""},{"$f":"IF( OR(ISBLANK(Table2[[#This Row],[Prescribed Total Demand (hidden, W)]]),ISBLANK(Table2[[#This Row],[Total Demand (Hidden) W]])),\"\", IF(ISBLANK(Table2[[#This Row],[Annual Usage Hours (hrs)]]), IFERROR( Table2[[#This Row],[Reference Hours (hrs)]]*((Table2[Existing Prescribed Wattage (W)]*Table2[Existing Luminaire Quantity])-Table2[[#This Row],[Prescribed Total Demand (hidden, W)]])/1000,\"\"), IFERROR( Table2[[#This Row],[Annual Usage Hours (hrs)]]*((Table2[Existing Prescribed Wattage (W)]*Table2[Existing Luminaire Quantity])-Table2[[#This Row],[Prescribed Total Demand (hidden, W)]])/1000,\"\")))","v":""},{"$f":"\"\"","v":""},{"$f":"IF(OR(Table2[[#This Row],[Control Type]]=\"None\", ISBLANK(Table2[[#This Row],[Control Type]])),\"\", IF(ISBLANK(Table2[[#This Row],[New Total Demand (hidden, W)]]),\"\", IF(ISBLANK(Table2[[#This Row],[Annual Usage Hours (hrs)]]),  IFERROR( 0.2*Table2[[#This Row],[Reference Hours (hrs)]]*Table2[[#This Row],[New Total Demand (hidden, W)]]/1000,\"\"), IFERROR( 0.2*Table2[[#This Row],[Annual Usage Hours (hrs)]]*Table2[[#This Row],[New Total Demand (hidden, W)]]/1000,\"\"))))","v":""},{"$f":"IF(AND(NOT(ISNUMBER(Table2[[#This Row],[Rebate Per Unit\n(CAD)]])),ISBLANK(Table2[[#This Row],[Control Type]])), \"\", IF(OR(Table2[[#This Row],[Rebate Per Unit\n(CAD)]]=0,AND(NOT(ISNUMBER(Table2[[#This Row],[Rebate Per Unit\n(CAD)]])), ISTEXT(Table2[[#This Row],[Control Type]]))), 0, IFERROR(Table2[[#This Row],[Prescribed Quantity]]*Table2[[#This Row],[Rebate Per Unit\n(CAD)]],\"\")))","v":""},{"$f":" IF(AND(ISBLANK(Table2[[#This Row],[Control Type]]),ISNUMBER(Table2[[#This Row],[Rebate Value (CAD)]])),0, IFERROR(Table2[[#This Row],[Control Quantity]]*Table2[[#This Row],[Control Rebate per Unit\n(CAD)]],\"\"))","v":""},{"$f":"IF(AND(ISBLANK(Table2[[#This Row],[Rebate Value (CAD)]]),ISBLANK(Table2[[#This Row],[Rebate Value for Controls (CAD)]])), \"\", IFERROR(Table2[[#This Row],[Rebate Value (CAD)]]+Table2[[#This Row],[Rebate Value for Controls (CAD)]],\"\"))","v":""},{"$f":"IF(Table2[[#This Row],[Lighting  Technology]]=\"Other\",\"Other - \"&Table2[[#This Row],[Other - Lighting Technology Description]],Table2[[#This Row],[BC Hydro Rebate Category ]])","v":0},{"$f":"Table2[[#This Row],[BC Hydro Rebate Category ]]&Table2[[#This Row],[Retrofit Part '# (mandatory to validate Rebates)]]","v":""}]
[null,null,null,null,null,null,{"$f":"IF(ISBLANK(Table2[[#This Row],[Prescribed Lighting Source]]), \"\", IFERROR( INDEX(Table13ExistingPrescribedWattage,MATCH(Table2[[#This Row],[Prescribed Lighting Source]],Table13ExistingLightingSource,0)), IFERROR(INDEX(Table13ExistingPrescribedWattage,MATCH(Table2[[#This Row],[Fortis Rebate Category ]],Table13NewLightingSource,0)),\"-\")))","v":""},null,{"$f":"IFERROR(INDEX(SpaceTypeHours,MATCH(Table2[[#This Row],[Space Type]],SpaceType,0)),\"\")","v":""},null,{"$f":"IFERROR(IF(Table2[[#This Row],[Lighting  Technology]]=\"Other\",Table2[[#This Row],[Existing Effective Input Wattage (W)]]*Table2[[#This Row],[Existing Luminaire Quantity]],Table2[[#This Row],[Existing Prescribed Wattage (W)]]*Table2[[#This Row],[Existing Luminaire Quantity]]),\"\")","v":""},{"$f":"IF(Table2[Lighting  Technology] = \"Other\",(Table2[[#This Row],[Existing Luminaire Quantity]]*Table2[[#This Row],[Existing Effective Input Wattage (W)]]), IF(Table2[Existing Prescribed Wattage (W)] = \"\",\"\", IF( ISBLANK(Table2[[#This Row],[Existing Effective Input Wattage (W)]]), (Table2[[#This Row],[Existing Luminaire Quantity]]*Table2[[#This Row],[Existing Prescribed Wattage (W)]]),(Table2[[#This Row],[Existing Luminaire Quantity]]*Table2[[#This Row],[Existing Effective Input Wattage (W)]]))))","v":""},{"$f":"IF( (ISBLANK(Table2[[#This Row],[Annual Usage Hours (hrs)]])), IFERROR(Table2[[#This Row],[Reference Hours (hrs)]]*Table2[[#This Row],[Total Demand (Hidden) W]]/1000,\"\"), IFERROR(Table2[[#This Row],[Annual Usage Hours (hrs)]]*Table2[[#This Row],[Total Demand (Hidden) W]]/1000,\"\"))","v":""},null,null,{"$f":"IF(Table2[[#This Row],[Lighting  Technology]]=\"Other\", 0, IF( AND(ISBLANK(Table2[[#This Row],[BC Hydro Rebate Category ]]),ISBLANK(Table2[[#This Row],[Fortis Rebate Category ]])), \"\", IF(ISTEXT(Table2[[#This Row],[Fortis Rebate Category ]]), IFERROR(INDEX(Table13[Rebate],MATCH(Table2[[#This Row],[Fortis Rebate Category ]],Table13[Fortis New Lighting source],0)),\"\"), IF(ISTEXT(Table2[[#This Row],[BC Hydro Rebate Category ]]), IFERROR(INDEX(Table13Rebate,MATCH(Table2[[#This Row],[BC Hydro Rebate Category ]],Table13BCHRebateCategory,0)),\"\"), \"\"))))","v":""},{"$f":" IF(Table2[[#This Row],[Lighting  Technology]]=\"Other\", \"per Unit\", IF( AND(ISBLANK(Table2[[#This Row],[BC Hydro Rebate Category ]]),ISBLANK(Table2[[#This Row],[Fortis Rebate Category ]])), \"\", IF(ISTEXT(Table2[[#This Row],[Fortis Rebate Category ]]), IFERROR(INDEX(Table13PerUnit,MATCH(Table2[[#This Row],[Fortis Rebate Category ]],Table13[Fortis New Lighting source],0)),\"\"), IF(ISTEXT(Table2[[#This Row],[BC Hydro Rebate Category ]]), IFERROR(INDEX(Table13PerUnit,MATCH(Table2[[#This Row],[BC Hydro Rebate Category ]],Table13BCHRebateCategory,0)),\"\"), \"\"))))","v":""},null,{"$f":"IF( AND(ISBLANK(Table2[[#This Row],[Existing Luminaire Quantity]]),ISBLANK(Table2[[#This Row],[Prescribed Lighting Source]])), \"\", IF( OR(AND(ISNUMBER(SEARCH(\"lamp fl.\",Table2[[#This Row],[Prescribed Lighting Source]])),ISNUMBER(SEARCH(\"T8 lamp\",Table2[[#This Row],[BC Hydro Rebate Category ]]))),AND(ISNUMBER(SEARCH(\"T5HO\",Table2[[#This Row],[Prescribed Lighting Source]])),ISNUMBER(SEARCH(\"T5HO\",Table2[[#This Row],[BC Hydro Rebate Category ]]))),AND(ISNUMBER(SEARCH(\"lamp fl.\",Table2[[#This Row],[Prescribed Lighting Source]])),ISNUMBER(SEARCH(\"T8 lamp\",Table2[[#This Row],[Fortis Rebate Category ]]))),AND(ISNUMBER(SEARCH(\"T5HO\",Table2[[#This Row],[Prescribed Lighting Source]])),ISNUMBER(SEARCH(\"T5HO\",Table2[[#This Row],[Fortis Rebate Category ]])))          ),  IFERROR(INDEX(Table13NumberofLamps,MATCH(Table2[[#This Row],[Prescribed Lighting Source]],Table13ExistingLightingSource,0))*Table2[[#This Row],[Existing Luminaire Quantity]], \"-\"),  IF(Table2[[#This Row],[Lighting  Technology]]=\"Other\", IFERROR(Table2[[#This Row],[Existing Luminaire Quantity]],\"-\"), IFERROR(Table2[[#This Row],[Existing Luminaire Quantity]],\"-\"))))","v":""},{"$f":"IF( AND(ISBLANK(Table2[[#This Row],[BC Hydro Rebate Category ]]),ISBLANK(Table2[[#This Row],[Fortis Rebate Category ]])), \"\", IF(ISTEXT(Table2[[#This Row],[Fortis Rebate Category ]]), IFERROR(INDEX(Table13NewPrescribedWattage,MATCH(Table2[[#This Row],[Fortis Rebate Category ]],Table13[Fortis New Lighting source],0)),\"\"), IF(ISTEXT(Table2[[#This Row],[BC Hydro Rebate Category ]]), IFERROR(INDEX(Table13NewPrescribedWattage,MATCH(Table2[[#This Row],[BC Hydro Rebate Category ]],Table13BCHRebateCategory,0)),\"\"), \"\")))","v":""},null,null,{"$f":"IF(Table2[[#This Row],[Lighting  Technology]]=\"Other\", \"-\", IF( AND(ISBLANK(Table2[[#This Row],[BC Hydro Rebate Category ]]),ISBLANK(Table2[[#This Row],[Fortis Rebate Category ]])), \"\", IF(ISTEXT(Table2[[#This Row],[Fortis Rebate Category ]]), IFERROR(INDEX(Table13BCHECM,MATCH(Table2[[#This Row],[Fortis Rebate Category ]],Table13[Fortis New Lighting source],0)),\"\"), IF(ISTEXT(Table2[[#This Row],[BC Hydro Rebate Category ]]), IFERROR(INDEX(Table13BCHECM,MATCH(Table2[[#This Row],[BC Hydro Rebate Category ]],Table13BCHRebateCategory,0)),\"\"), \"\"))))","v":""},{"$f":"IF(Table2[[#This Row],[Lighting  Technology]]=\"Other\", 0, IF( AND(ISBLANK(Table2[[#This Row],[BC Hydro Rebate Category ]]),ISBLANK(Table2[[#This Row],[Fortis Rebate Category ]])), \"\", IF(ISTEXT(Table2[[#This Row],[Fortis Rebate Category ]]), IFERROR(INDEX(Table13Persistence,MATCH(Table2[[#This Row],[Fortis Rebate Category ]],Table13[Fortis New Lighting source],0)),\"\"), IF(ISTEXT(Table2[[#This Row],[BC Hydro Rebate Category ]]), IFERROR(INDEX(Table13Persistence,MATCH(Table2[[#This Row],[BC Hydro Rebate Category ]],Table13BCHRebateCategory,0)),\"\"), \"\"))))","v":""},null,{"$f":"IFERROR(INDEX(Table5ControlRebate,MATCH(Table2[[#This Row],[Control Type]],Table5NewControl,0)),\"\")","v":""},null,{"$f":"IF(ISBLANK(Table2[[#This Row],[Control Type]]), IF(ISBLANK(Table2[[#This Row],[Annual Usage Hours (hrs)]]),Table2[[#This Row],[Reference Hours (hrs)]], Table2[[#This Row],[Annual Usage Hours (hrs)]]), IF(AND(ISBLANK(Table2[[#This Row],[Annual Usage Hours (hrs)]]), Table2[[#This Row],[Control Type]]=\"None\"), Table2[[#This Row],[Reference Hours (hrs)]], IF(Table2[[#This Row],[Control Type]]=\"None\", Table2[[#This Row],[Annual Usage Hours (hrs)]], IF(AND(ISBLANK(Table2[[#This Row],[Annual Usage Hours (hrs)]]), Table2[[#This Row],[Control Type]]<>\"None\"), IFERROR(Table2[[#This Row],[Reference Hours (hrs)]]*0.8,\"\"), IF(Table2[[#This Row],[Control Type]]<>\"None\", IFERROR( Table2[[#This Row],[Annual Usage Hours (hrs)]]*0.8,\"\"),\"\")))))","v":""},{"$f":"IF( Table2[[#This Row],[Lighting  Technology]]=\"Other\", IF(ISBLANK(Table2[[#This Row],[Retrofit Lamp/ Luminaire Wattage (see Rebate Unit)]]),\"\",IFERROR(Table2[[#This Row],[Prescribed Quantity]]*Table2[[#This Row],[Retrofit Lamp/ Luminaire Wattage (see Rebate Unit)]],\"\")), IF(ISBLANK(Table2[[#This Row],[Retrofit Lamp/ Luminaire Wattage (see Rebate Unit)]]),IFERROR(Table2[[#This Row],[Prescribed Quantity]]*Table2[[#This Row],[Prescribed Wattage (W)]],\"\"),IFERROR(Table2[[#This Row],[Prescribed Quantity]]*Table2[[#This Row],[Retrofit Lamp/ Luminaire Wattage (see Rebate Unit)]],\"\")))","v":""},{"$f":"IFERROR((IF( Table2[[#This Row],[Lighting  Technology]]=\"Other\", Table2[[#This Row],[Prescribed Quantity]]*Table2[[#This Row],[Retrofit Lamp/ Luminaire Wattage (see Rebate Unit)]], Table2[[#This Row],[Prescribed Quantity]]*Table2[[#This Row],[Prescribed Wattage (W)]] )),\"\")","v":""},{"$f":"IF(ISBLANK(Table2[[#This Row],[New Total Demand (hidden, W)]]),\"\", IF(ISBLANK(Table2[[#This Row],[New Hours (hidden, hrs)]]), \"\", IFERROR(Table2[[#This Row],[New Hours (hidden, hrs)]]*Table2[[#This Row],[New Total Demand (hidden, W)]]/1000,\"\")))","v":""},{"$f":"IF(ISBLANK(Table2[[#This Row],[Total Demand (Hidden) W]]),\"\", IF(ISBLANK(Table2[[#This Row],[New Total Demand (hidden, W)]]), \"\", IFERROR((Table2[[#This Row],[Total Demand (Hidden) W]]-Table2[[#This Row],[New Total Demand (hidden, W)]])/1000,\"\")))","v":""},{"$f":"IF( OR(ISBLANK(Table2[[#This Row],[New Total Demand (hidden, W)]]),ISBLANK(Table2[[#This Row],[Total Demand (Hidden) W]])),\"\", IF(ISBLANK(Table2[[#This Row],[Annual Usage Hours (hrs)]]), IFERROR( Table2[[#This Row],[Reference Hours (hrs)]]*(Table2[[#This Row],[Total Demand (Hidden) W]]-Table2[[#This Row],[New Total Demand (hidden, W)]])/1000,\"\"), IFERROR( Table2[[#This Row],[Annual Usage Hours (hrs)]]*(Table2[[#This Row],[Total Demand (Hidden) W]]-Table2[[#This Row],[New Total Demand (hidden, W)]])/1000,\"\")))","v":""},{"$f":"IF( OR(ISBLANK(Table2[[#This Row],[Prescribed Total Demand (hidden, W)]]),ISBLANK(Table2[[#This Row],[Total Demand (Hidden) W]])),\"\", IF(ISBLANK(Table2[[#This Row],[Annual Usage Hours (hrs)]]), IFERROR( Table2[[#This Row],[Reference Hours (hrs)]]*((Table2[Existing Prescribed Wattage (W)]*Table2[Existing Luminaire Quantity])-Table2[[#This Row],[Prescribed Total Demand (hidden, W)]])/1000,\"\"), IFERROR( Table2[[#This Row],[Annual Usage Hours (hrs)]]*((Table2[Existing Prescribed Wattage (W)]*Table2[Existing Luminaire Quantity])-Table2[[#This Row],[Prescribed Total Demand (hidden, W)]])/1000,\"\")))","v":""},{"$f":"\"\"","v":""},{"$f":"IF(OR(Table2[[#This Row],[Control Type]]=\"None\", ISBLANK(Table2[[#This Row],[Control Type]])),\"\", IF(ISBLANK(Table2[[#This Row],[New Total Demand (hidden, W)]]),\"\", IF(ISBLANK(Table2[[#This Row],[Annual Usage Hours (hrs)]]),  IFERROR( 0.2*Table2[[#This Row],[Reference Hours (hrs)]]*Table2[[#This Row],[New Total Demand (hidden, W)]]/1000,\"\"), IFERROR( 0.2*Table2[[#This Row],[Annual Usage Hours (hrs)]]*Table2[[#This Row],[New Total Demand (hidden, W)]]/1000,\"\"))))","v":""},{"$f":"IF(AND(NOT(ISNUMBER(Table2[[#This Row],[Rebate Per Unit\n(CAD)]])),ISBLANK(Table2[[#This Row],[Control Type]])), \"\", IF(OR(Table2[[#This Row],[Rebate Per Unit\n(CAD)]]=0,AND(NOT(ISNUMBER(Table2[[#This Row],[Rebate Per Unit\n(CAD)]])), ISTEXT(Table2[[#This Row],[Control Type]]))), 0, IFERROR(Table2[[#This Row],[Prescribed Quantity]]*Table2[[#This Row],[Rebate Per Unit\n(CAD)]],\"\")))","v":""},{"$f":" IF(AND(ISBLANK(Table2[[#This Row],[Control Type]]),ISNUMBER(Table2[[#This Row],[Rebate Value (CAD)]])),0, IFERROR(Table2[[#This Row],[Control Quantity]]*Table2[[#This Row],[Control Rebate per Unit\n(CAD)]],\"\"))","v":""},{"$f":"IF(AND(ISBLANK(Table2[[#This Row],[Rebate Value (CAD)]]),ISBLANK(Table2[[#This Row],[Rebate Value for Controls (CAD)]])), \"\", IFERROR(Table2[[#This Row],[Rebate Value (CAD)]]+Table2[[#This Row],[Rebate Value for Controls (CAD)]],\"\"))","v":""},{"$f":"IF(Table2[[#This Row],[Lighting  Technology]]=\"Other\",\"Other - \"&Table2[[#This Row],[Other - Lighting Technology Description]],Table2[[#This Row],[BC Hydro Rebate Category ]])","v":0},{"$f":"Table2[[#This Row],[BC Hydro Rebate Category ]]&Table2[[#This Row],[Retrofit Part '# (mandatory to validate Rebates)]]","v":""}]
[null,null,null,null,null,null,{"$f":"IF(ISBLANK(Table2[[#This Row],[Prescribed Lighting Source]]), \"\", IFERROR( INDEX(Table13ExistingPrescribedWattage,MATCH(Table2[[#This Row],[Prescribed Lighting Source]],Table13ExistingLightingSource,0)), IFERROR(INDEX(Table13ExistingPrescribedWattage,MATCH(Table2[[#This Row],[Fortis Rebate Category ]],Table13NewLightingSource,0)),\"-\")))","v":""},null,{"$f":"IFERROR(INDEX(SpaceTypeHours,MATCH(Table2[[#This Row],[Space Type]],SpaceType,0)),\"\")","v":""},null,{"$f":"IFERROR(IF(Table2[[#This Row],[Lighting  Technology]]=\"Other\",Table2[[#This Row],[Existing Effective Input Wattage (W)]]*Table2[[#This Row],[Existing Luminaire Quantity]],Table2[[#This Row],[Existing Prescribed Wattage (W)]]*Table2[[#This Row],[Existing Luminaire Quantity]]),\"\")","v":""},{"$f":"IF(Table2[Lighting  Technology] = \"Other\",(Table2[[#This Row],[Existing Luminaire Quantity]]*Table2[[#This Row],[Existing Effective Input Wattage (W)]]), IF(Table2[Existing Prescribed Wattage (W)] = \"\",\"\", IF( ISBLANK(Table2[[#This Row],[Existing Effective Input Wattage (W)]]), (Table2[[#This Row],[Existing Luminaire Quantity]]*Table2[[#This Row],[Existing Prescribed Wattage (W)]]),(Table2[[#This Row],[Existing Luminaire Quantity]]*Table2[[#This Row],[Existing Effective Input Wattage (W)]]))))","v":""},{"$f":"IF( (ISBLANK(Table2[[#This Row],[Annual Usage Hours (hrs)]])), IFERROR(Table2[[#This Row],[Reference Hours (hrs)]]*Table2[[#This Row],[Total Demand (Hidden) W]]/1000,\"\"), IFERROR(Table2[[#This Row],[Annual Usage Hours (hrs)]]*Table2[[#This Row],[Total Demand (Hidden) W]]/1000,\"\"))","v":""},null,null,{"$f":"IF(Table2[[#This Row],[Lighting  Technology]]=\"Other\", 0, IF( AND(ISBLANK(Table2[[#This Row],[BC Hydro Rebate Category ]]),ISBLANK(Table2[[#This Row],[Fortis Rebate Category ]])), \"\", IF(ISTEXT(Table2[[#This Row],[Fortis Rebate Category ]]), IFERROR(INDEX(Table13[Rebate],MATCH(Table2[[#This Row],[Fortis Rebate Category ]],Table13[Fortis New Lighting source],0)),\"\"), IF(ISTEXT(Table2[[#This Row],[BC Hydro Rebate Category ]]), IFERROR(INDEX(Table13Rebate,MATCH(Table2[[#This Row],[BC Hydro Rebate Category ]],Table13BCHRebateCategory,0)),\"\"), \"\"))))","v":""},{"$f":" IF(Table2[[#This Row],[Lighting  Technology]]=\"Other\", \"per Unit\", IF( AND(ISBLANK(Table2[[#This Row],[BC Hydro Rebate Category ]]),ISBLANK(Table2[[#This Row],[Fortis Rebate Category ]])), \"\", IF(ISTEXT(Table2[[#This Row],[Fortis Rebate Category ]]), IFERROR(INDEX(Table13PerUnit,MATCH(Table2[[#This Row],[Fortis Rebate Category ]],Table13[Fortis New Lighting source],0)),\"\"), IF(ISTEXT(Table2[[#This Row],[BC Hydro Rebate Category ]]), IFERROR(INDEX(Table13PerUnit,MATCH(Table2[[#This Row],[BC Hydro Rebate Category ]],Table13BCHRebateCategory,0)),\"\"), \"\"))))","v":""},null,{"$f":"IF( AND(ISBLANK(Table2[[#This Row],[Existing Luminaire Quantity]]),ISBLANK(Table2[[#This Row],[Prescribed Lighting Source]])), \"\", IF( OR(AND(ISNUMBER(SEARCH(\"lamp fl.\",Table2[[#This Row],[Prescribed Lighting Source]])),ISNUMBER(SEARCH(\"T8 lamp\",Table2[[#This Row],[BC Hydro Rebate Category ]]))),AND(ISNUMBER(SEARCH(\"T5HO\",Table2[[#This Row],[Prescribed Lighting Source]])),ISNUMBER(SEARCH(\"T5HO\",Table2[[#This Row],[BC Hydro Rebate Category ]]))),AND(ISNUMBER(SEARCH(\"lamp fl.\",Table2[[#This Row],[Prescribed Lighting Source]])),ISNUMBER(SEARCH(\"T8 lamp\",Table2[[#This Row],[Fortis Rebate Category ]]))),AND(ISNUMBER(SEARCH(\"T5HO\",Table2[[#This Row],[Prescribed Lighting Source]])),ISNUMBER(SEARCH(\"T5HO\",Table2[[#This Row],[Fortis Rebate Category ]])))          ),  IFERROR(INDEX(Table13NumberofLamps,MATCH(Table2[[#This Row],[Prescribed Lighting Source]],Table13ExistingLightingSource,0))*Table2[[#This Row],[Existing Luminaire Quantity]], \"-\"),  IF(Table2[[#This Row],[Lighting  Technology]]=\"Other\", IFERROR(Table2[[#This Row],[Existing Luminaire Quantity]],\"-\"), IFERROR(Table2[[#This Row],[Existing Luminaire Quantity]],\"-\"))))","v":""},{"$f":"IF( AND(ISBLANK(Table2[[#This Row],[BC Hydro Rebate Category ]]),ISBLANK(Table2[[#This Row],[Fortis Rebate Category ]])), \"\", IF(ISTEXT(Table2[[#This Row],[Fortis Rebate Category ]]), IFERROR(INDEX(Table13NewPrescribedWattage,MATCH(Table2[[#This Row],[Fortis Rebate Category ]],Table13[Fortis New Lighting source],0)),\"\"), IF(ISTEXT(Table2[[#This Row],[BC Hydro Rebate Category ]]), IFERROR(INDEX(Table13NewPrescribedWattage,MATCH(Table2[[#This Row],[BC Hydro Rebate Category ]],Table13BCHRebateCategory,0)),\"\"), \"\")))","v":""},null,null,{"$f":"IF(Table2[[#This Row],[Lighting  Technology]]=\"Other\", \"-\", IF( AND(ISBLANK(Table2[[#This Row],[BC Hydro Rebate Category ]]),ISBLANK(Table2[[#This Row],[Fortis Rebate Category ]])), \"\", IF(ISTEXT(Table2[[#This Row],[Fortis Rebate Category ]]), IFERROR(INDEX(Table13BCHECM,MATCH(Table2[[#This Row],[Fortis Rebate Category ]],Table13[Fortis New Lighting source],0)),\"\"), IF(ISTEXT(Table2[[#This Row],[BC Hydro Rebate Category ]]), IFERROR(INDEX(Table13BCHECM,MATCH(Table2[[#This Row],[BC Hydro Rebate Category ]],Table13BCHRebateCategory,0)),\"\"), \"\"))))","v":""},{"$f":"IF(Table2[[#This Row],[Lighting  Technology]]=\"Other\", 0, IF( AND(ISBLANK(Table2[[#This Row],[BC Hydro Rebate Category ]]),ISBLANK(Table2[[#This Row],[Fortis Rebate Category ]])), \"\", IF(ISTEXT(Table2[[#This Row],[Fortis Rebate Category ]]), IFERROR(INDEX(Table13Persistence,MATCH(Table2[[#This Row],[Fortis Rebate Category ]],Table13[Fortis New Lighting source],0)),\"\"), IF(ISTEXT(Table2[[#This Row],[BC Hydro Rebate Category ]]), IFERROR(INDEX(Table13Persistence,MATCH(Table2[[#This Row],[BC Hydro Rebate Category ]],Table13BCHRebateCategory,0)),\"\"), \"\"))))","v":""},null,{"$f":"IFERROR(INDEX(Table5ControlRebate,MATCH(Table2[[#This Row],[Control Type]],Table5NewControl,0)),\"\")","v":""},null,{"$f":"IF(ISBLANK(Table2[[#This Row],[Control Type]]), IF(ISBLANK(Table2[[#This Row],[Annual Usage Hours (hrs)]]),Table2[[#This Row],[Reference Hours (hrs)]], Table2[[#This Row],[Annual Usage Hours (hrs)]]), IF(AND(ISBLANK(Table2[[#This Row],[Annual Usage Hours (hrs)]]), Table2[[#This Row],[Control Type]]=\"None\"), Table2[[#This Row],[Reference Hours (hrs)]], IF(Table2[[#This Row],[Control Type]]=\"None\", Table2[[#This Row],[Annual Usage Hours (hrs)]], IF(AND(ISBLANK(Table2[[#This Row],[Annual Usage Hours (hrs)]]), Table2[[#This Row],[Control Type]]<>\"None\"), IFERROR(Table2[[#This Row],[Reference Hours (hrs)]]*0.8,\"\"), IF(Table2[[#This Row],[Control Type]]<>\"None\", IFERROR( Table2[[#This Row],[Annual Usage Hours (hrs)]]*0.8,\"\"),\"\")))))","v":""},{"$f":"IF( Table2[[#This Row],[Lighting  Technology]]=\"Other\", IF(ISBLANK(Table2[[#This Row],[Retrofit Lamp/ Luminaire Wattage (see Rebate Unit)]]),\"\",IFERROR(Table2[[#This Row],[Prescribed Quantity]]*Table2[[#This Row],[Retrofit Lamp/ Luminaire Wattage (see Rebate Unit)]],\"\")), IF(ISBLANK(Table2[[#This Row],[Retrofit Lamp/ Luminaire Wattage (see Rebate Unit)]]),IFERROR(Table2[[#This Row],[Prescribed Quantity]]*Table2[[#This Row],[Prescribed Wattage (W)]],\"\"),IFERROR(Table2[[#This Row],[Prescribed Quantity]]*Table2[[#This Row],[Retrofit Lamp/ Luminaire Wattage (see Rebate Unit)]],\"\")))","v":""},{"$f":"IFERROR((IF( Table2[[#This Row],[Lighting  Technology]]=\"Other\", Table2[[#This Row],[Prescribed Quantity]]*Table2[[#This Row],[Retrofit Lamp/ Luminaire Wattage (see Rebate Unit)]], Table2[[#This Row],[Prescribed Quantity]]*Table2[[#This Row],[Prescribed Wattage (W)]] )),\"\")","v":""},{"$f":"IF(ISBLANK(Table2[[#This Row],[New Total Demand (hidden, W)]]),\"\", IF(ISBLANK(Table2[[#This Row],[New Hours (hidden, hrs)]]), \"\", IFERROR(Table2[[#This Row],[New Hours (hidden, hrs)]]*Table2[[#This Row],[New Total Demand (hidden, W)]]/1000,\"\")))","v":""},{"$f":"IF(ISBLANK(Table2[[#This Row],[Total Demand (Hidden) W]]),\"\", IF(ISBLANK(Table2[[#This Row],[New Total Demand (hidden, W)]]), \"\", IFERROR((Table2[[#This Row],[Total Demand (Hidden) W]]-Table2[[#This Row],[New Total Demand (hidden, W)]])/1000,\"\")))","v":""},{"$f":"IF( OR(ISBLANK(Table2[[#This Row],[New Total Demand (hidden, W)]]),ISBLANK(Table2[[#This Row],[Total Demand (Hidden) W]])),\"\", IF(ISBLANK(Table2[[#This Row],[Annual Usage Hours (hrs)]]), IFERROR( Table2[[#This Row],[Reference Hours (hrs)]]*(Table2[[#This Row],[Total Demand (Hidden) W]]-Table2[[#This Row],[New Total Demand (hidden, W)]])/1000,\"\"), IFERROR( Table2[[#This Row],[Annual Usage Hours (hrs)]]*(Table2[[#This Row],[Total Demand (Hidden) W]]-Table2[[#This Row],[New Total Demand (hidden, W)]])/1000,\"\")))","v":""},{"$f":"IF( OR(ISBLANK(Table2[[#This Row],[Prescribed Total Demand (hidden, W)]]),ISBLANK(Table2[[#This Row],[Total Demand (Hidden) W]])),\"\", IF(ISBLANK(Table2[[#This Row],[Annual Usage Hours (hrs)]]), IFERROR( Table2[[#This Row],[Reference Hours (hrs)]]*((Table2[Existing Prescribed Wattage (W)]*Table2[Existing Luminaire Quantity])-Table2[[#This Row],[Prescribed Total Demand (hidden, W)]])/1000,\"\"), IFERROR( Table2[[#This Row],[Annual Usage Hours (hrs)]]*((Table2[Existing Prescribed Wattage (W)]*Table2[Existing Luminaire Quantity])-Table2[[#This Row],[Prescribed Total Demand (hidden, W)]])/1000,\"\")))","v":""},{"$f":"\"\"","v":""},{"$f":"IF(OR(Table2[[#This Row],[Control Type]]=\"None\", ISBLANK(Table2[[#This Row],[Control Type]])),\"\", IF(ISBLANK(Table2[[#This Row],[New Total Demand (hidden, W)]]),\"\", IF(ISBLANK(Table2[[#This Row],[Annual Usage Hours (hrs)]]),  IFERROR( 0.2*Table2[[#This Row],[Reference Hours (hrs)]]*Table2[[#This Row],[New Total Demand (hidden, W)]]/1000,\"\"), IFERROR( 0.2*Table2[[#This Row],[Annual Usage Hours (hrs)]]*Table2[[#This Row],[New Total Demand (hidden, W)]]/1000,\"\"))))","v":""},{"$f":"IF(AND(NOT(ISNUMBER(Table2[[#This Row],[Rebate Per Unit\n(CAD)]])),ISBLANK(Table2[[#This Row],[Control Type]])), \"\", IF(OR(Table2[[#This Row],[Rebate Per Unit\n(CAD)]]=0,AND(NOT(ISNUMBER(Table2[[#This Row],[Rebate Per Unit\n(CAD)]])), ISTEXT(Table2[[#This Row],[Control Type]]))), 0, IFERROR(Table2[[#This Row],[Prescribed Quantity]]*Table2[[#This Row],[Rebate Per Unit\n(CAD)]],\"\")))","v":""},{"$f":" IF(AND(ISBLANK(Table2[[#This Row],[Control Type]]),ISNUMBER(Table2[[#This Row],[Rebate Value (CAD)]])),0, IFERROR(Table2[[#This Row],[Control Quantity]]*Table2[[#This Row],[Control Rebate per Unit\n(CAD)]],\"\"))","v":""},{"$f":"IF(AND(ISBLANK(Table2[[#This Row],[Rebate Value (CAD)]]),ISBLANK(Table2[[#This Row],[Rebate Value for Controls (CAD)]])), \"\", IFERROR(Table2[[#This Row],[Rebate Value (CAD)]]+Table2[[#This Row],[Rebate Value for Controls (CAD)]],\"\"))","v":""},{"$f":"IF(Table2[[#This Row],[Lighting  Technology]]=\"Other\",\"Other - \"&Table2[[#This Row],[Other - Lighting Technology Description]],Table2[[#This Row],[BC Hydro Rebate Category ]])","v":0},{"$f":"Table2[[#This Row],[BC Hydro Rebate Category ]]&Table2[[#This Row],[Retrofit Part '# (mandatory to validate Rebates)]]","v":""}]
[null,null,null,null,null,null,{"$f":"IF(ISBLANK(Table2[[#This Row],[Prescribed Lighting Source]]), \"\", IFERROR( INDEX(Table13ExistingPrescribedWattage,MATCH(Table2[[#This Row],[Prescribed Lighting Source]],Table13ExistingLightingSource,0)), IFERROR(INDEX(Table13ExistingPrescribedWattage,MATCH(Table2[[#This Row],[Fortis Rebate Category ]],Table13NewLightingSource,0)),\"-\")))","v":""},null,{"$f":"IFERROR(INDEX(SpaceTypeHours,MATCH(Table2[[#This Row],[Space Type]],SpaceType,0)),\"\")","v":""},null,{"$f":"IFERROR(IF(Table2[[#This Row],[Lighting  Technology]]=\"Other\",Table2[[#This Row],[Existing Effective Input Wattage (W)]]*Table2[[#This Row],[Existing Luminaire Quantity]],Table2[[#This Row],[Existing Prescribed Wattage (W)]]*Table2[[#This Row],[Existing Luminaire Quantity]]),\"\")","v":""},{"$f":"IF(Table2[Lighting  Technology] = \"Other\",(Table2[[#This Row],[Existing Luminaire Quantity]]*Table2[[#This Row],[Existing Effective Input Wattage (W)]]), IF(Table2[Existing Prescribed Wattage (W)] = \"\",\"\", IF( ISBLANK(Table2[[#This Row],[Existing Effective Input Wattage (W)]]), (Table2[[#This Row],[Existing Luminaire Quantity]]*Table2[[#This Row],[Existing Prescribed Wattage (W)]]),(Table2[[#This Row],[Existing Luminaire Quantity]]*Table2[[#This Row],[Existing Effective Input Wattage (W)]]))))","v":""},{"$f":"IF( (ISBLANK(Table2[[#This Row],[Annual Usage Hours (hrs)]])), IFERROR(Table2[[#This Row],[Reference Hours (hrs)]]*Table2[[#This Row],[Total Demand (Hidden) W]]/1000,\"\"), IFERROR(Table2[[#This Row],[Annual Usage Hours (hrs)]]*Table2[[#This Row],[Total Demand (Hidden) W]]/1000,\"\"))","v":""},null,null,{"$f":"IF(Table2[[#This Row],[Lighting  Technology]]=\"Other\", 0, IF( AND(ISBLANK(Table2[[#This Row],[BC Hydro Rebate Category ]]),ISBLANK(Table2[[#This Row],[Fortis Rebate Category ]])), \"\", IF(ISTEXT(Table2[[#This Row],[Fortis Rebate Category ]]), IFERROR(INDEX(Table13[Rebate],MATCH(Table2[[#This Row],[Fortis Rebate Category ]],Table13[Fortis New Lighting source],0)),\"\"), IF(ISTEXT(Table2[[#This Row],[BC Hydro Rebate Category ]]), IFERROR(INDEX(Table13Rebate,MATCH(Table2[[#This Row],[BC Hydro Rebate Category ]],Table13BCHRebateCategory,0)),\"\"), \"\"))))","v":""},{"$f":" IF(Table2[[#This Row],[Lighting  Technology]]=\"Other\", \"per Unit\", IF( AND(ISBLANK(Table2[[#This Row],[BC Hydro Rebate Category ]]),ISBLANK(Table2[[#This Row],[Fortis Rebate Category ]])), \"\", IF(ISTEXT(Table2[[#This Row],[Fortis Rebate Category ]]), IFERROR(INDEX(Table13PerUnit,MATCH(Table2[[#This Row],[Fortis Rebate Category ]],Table13[Fortis New Lighting source],0)),\"\"), IF(ISTEXT(Table2[[#This Row],[BC Hydro Rebate Category ]]), IFERROR(INDEX(Table13PerUnit,MATCH(Table2[[#This Row],[BC Hydro Rebate Category ]],Table13BCHRebateCategory,0)),\"\"), \"\"))))","v":""},null,{"$f":"IF( AND(ISBLANK(Table2[[#This Row],[Existing Luminaire Quantity]]),ISBLANK(Table2[[#This Row],[Prescribed Lighting Source]])), \"\", IF( OR(AND(ISNUMBER(SEARCH(\"lamp fl.\",Table2[[#This Row],[Prescribed Lighting Source]])),ISNUMBER(SEARCH(\"T8 lamp\",Table2[[#This Row],[BC Hydro Rebate Category ]]))),AND(ISNUMBER(SEARCH(\"T5HO\",Table2[[#This Row],[Prescribed Lighting Source]])),ISNUMBER(SEARCH(\"T5HO\",Table2[[#This Row],[BC Hydro Rebate Category ]]))),AND(ISNUMBER(SEARCH(\"lamp fl.\",Table2[[#This Row],[Prescribed Lighting Source]])),ISNUMBER(SEARCH(\"T8 lamp\",Table2[[#This Row],[Fortis Rebate Category ]]))),AND(ISNUMBER(SEARCH(\"T5HO\",Table2[[#This Row],[Prescribed Lighting Source]])),ISNUMBER(SEARCH(\"T5HO\",Table2[[#This Row],[Fortis Rebate Category ]])))          ),  IFERROR(INDEX(Table13NumberofLamps,MATCH(Table2[[#This Row],[Prescribed Lighting Source]],Table13ExistingLightingSource,0))*Table2[[#This Row],[Existing Luminaire Quantity]], \"-\"),  IF(Table2[[#This Row],[Lighting  Technology]]=\"Other\", IFERROR(Table2[[#This Row],[Existing Luminaire Quantity]],\"-\"), IFERROR(Table2[[#This Row],[Existing Luminaire Quantity]],\"-\"))))","v":""},{"$f":"IF( AND(ISBLANK(Table2[[#This Row],[BC Hydro Rebate Category ]]),ISBLANK(Table2[[#This Row],[Fortis Rebate Category ]])), \"\", IF(ISTEXT(Table2[[#This Row],[Fortis Rebate Category ]]), IFERROR(INDEX(Table13NewPrescribedWattage,MATCH(Table2[[#This Row],[Fortis Rebate Category ]],Table13[Fortis New Lighting source],0)),\"\"), IF(ISTEXT(Table2[[#This Row],[BC Hydro Rebate Category ]]), IFERROR(INDEX(Table13NewPrescribedWattage,MATCH(Table2[[#This Row],[BC Hydro Rebate Category ]],Table13BCHRebateCategory,0)),\"\"), \"\")))","v":""},null,null,{"$f":"IF(Table2[[#This Row],[Lighting  Technology]]=\"Other\", \"-\", IF( AND(ISBLANK(Table2[[#This Row],[BC Hydro Rebate Category ]]),ISBLANK(Table2[[#This Row],[Fortis Rebate Category ]])), \"\", IF(ISTEXT(Table2[[#This Row],[Fortis Rebate Category ]]), IFERROR(INDEX(Table13BCHECM,MATCH(Table2[[#This Row],[Fortis Rebate Category ]],Table13[Fortis New Lighting source],0)),\"\"), IF(ISTEXT(Table2[[#This Row],[BC Hydro Rebate Category ]]), IFERROR(INDEX(Table13BCHECM,MATCH(Table2[[#This Row],[BC Hydro Rebate Category ]],Table13BCHRebateCategory,0)),\"\"), \"\"))))","v":""},{"$f":"IF(Table2[[#This Row],[Lighting  Technology]]=\"Other\", 0, IF( AND(ISBLANK(Table2[[#This Row],[BC Hydro Rebate Category ]]),ISBLANK(Table2[[#This Row],[Fortis Rebate Category ]])), \"\", IF(ISTEXT(Table2[[#This Row],[Fortis Rebate Category ]]), IFERROR(INDEX(Table13Persistence,MATCH(Table2[[#This Row],[Fortis Rebate Category ]],Table13[Fortis New Lighting source],0)),\"\"), IF(ISTEXT(Table2[[#This Row],[BC Hydro Rebate Category ]]), IFERROR(INDEX(Table13Persistence,MATCH(Table2[[#This Row],[BC Hydro Rebate Category ]],Table13BCHRebateCategory,0)),\"\"), \"\"))))","v":""},null,{"$f":"IFERROR(INDEX(Table5ControlRebate,MATCH(Table2[[#This Row],[Control Type]],Table5NewControl,0)),\"\")","v":""},null,{"$f":"IF(ISBLANK(Table2[[#This Row],[Control Type]]), IF(ISBLANK(Table2[[#This Row],[Annual Usage Hours (hrs)]]),Table2[[#This Row],[Reference Hours (hrs)]], Table2[[#This Row],[Annual Usage Hours (hrs)]]), IF(AND(ISBLANK(Table2[[#This Row],[Annual Usage Hours (hrs)]]), Table2[[#This Row],[Control Type]]=\"None\"), Table2[[#This Row],[Reference Hours (hrs)]], IF(Table2[[#This Row],[Control Type]]=\"None\", Table2[[#This Row],[Annual Usage Hours (hrs)]], IF(AND(ISBLANK(Table2[[#This Row],[Annual Usage Hours (hrs)]]), Table2[[#This Row],[Control Type]]<>\"None\"), IFERROR(Table2[[#This Row],[Reference Hours (hrs)]]*0.8,\"\"), IF(Table2[[#This Row],[Control Type]]<>\"None\", IFERROR( Table2[[#This Row],[Annual Usage Hours (hrs)]]*0.8,\"\"),\"\")))))","v":""},{"$f":"IF( Table2[[#This Row],[Lighting  Technology]]=\"Other\", IF(ISBLANK(Table2[[#This Row],[Retrofit Lamp/ Luminaire Wattage (see Rebate Unit)]]),\"\",IFERROR(Table2[[#This Row],[Prescribed Quantity]]*Table2[[#This Row],[Retrofit Lamp/ Luminaire Wattage (see Rebate Unit)]],\"\")), IF(ISBLANK(Table2[[#This Row],[Retrofit Lamp/ Luminaire Wattage (see Rebate Unit)]]),IFERROR(Table2[[#This Row],[Prescribed Quantity]]*Table2[[#This Row],[Prescribed Wattage (W)]],\"\"),IFERROR(Table2[[#This Row],[Prescribed Quantity]]*Table2[[#This Row],[Retrofit Lamp/ Luminaire Wattage (see Rebate Unit)]],\"\")))","v":""},{"$f":"IFERROR((IF( Table2[[#This Row],[Lighting  Technology]]=\"Other\", Table2[[#This Row],[Prescribed Quantity]]*Table2[[#This Row],[Retrofit Lamp/ Luminaire Wattage (see Rebate Unit)]], Table2[[#This Row],[Prescribed Quantity]]*Table2[[#This Row],[Prescribed Wattage (W)]] )),\"\")","v":""},{"$f":"IF(ISBLANK(Table2[[#This Row],[New Total Demand (hidden, W)]]),\"\", IF(ISBLANK(Table2[[#This Row],[New Hours (hidden, hrs)]]), \"\", IFERROR(Table2[[#This Row],[New Hours (hidden, hrs)]]*Table2[[#This Row],[New Total Demand (hidden, W)]]/1000,\"\")))","v":""},{"$f":"IF(ISBLANK(Table2[[#This Row],[Total Demand (Hidden) W]]),\"\", IF(ISBLANK(Table2[[#This Row],[New Total Demand (hidden, W)]]), \"\", IFERROR((Table2[[#This Row],[Total Demand (Hidden) W]]-Table2[[#This Row],[New Total Demand (hidden, W)]])/1000,\"\")))","v":""},{"$f":"IF( OR(ISBLANK(Table2[[#This Row],[New Total Demand (hidden, W)]]),ISBLANK(Table2[[#This Row],[Total Demand (Hidden) W]])),\"\", IF(ISBLANK(Table2[[#This Row],[Annual Usage Hours (hrs)]]), IFERROR( Table2[[#This Row],[Reference Hours (hrs)]]*(Table2[[#This Row],[Total Demand (Hidden) W]]-Table2[[#This Row],[New Total Demand (hidden, W)]])/1000,\"\"), IFERROR( Table2[[#This Row],[Annual Usage Hours (hrs)]]*(Table2[[#This Row],[Total Demand (Hidden) W]]-Table2[[#This Row],[New Total Demand (hidden, W)]])/1000,\"\")))","v":""},{"$f":"IF( OR(ISBLANK(Table2[[#This Row],[Prescribed Total Demand (hidden, W)]]),ISBLANK(Table2[[#This Row],[Total Demand (Hidden) W]])),\"\", IF(ISBLANK(Table2[[#This Row],[Annual Usage Hours (hrs)]]), IFERROR( Table2[[#This Row],[Reference Hours (hrs)]]*((Table2[Existing Prescribed Wattage (W)]*Table2[Existing Luminaire Quantity])-Table2[[#This Row],[Prescribed Total Demand (hidden, W)]])/1000,\"\"), IFERROR( Table2[[#This Row],[Annual Usage Hours (hrs)]]*((Table2[Existing Prescribed Wattage (W)]*Table2[Existing Luminaire Quantity])-Table2[[#This Row],[Prescribed Total Demand (hidden, W)]])/1000,\"\")))","v":""},{"$f":"\"\"","v":""},{"$f":"IF(OR(Table2[[#This Row],[Control Type]]=\"None\", ISBLANK(Table2[[#This Row],[Control Type]])),\"\", IF(ISBLANK(Table2[[#This Row],[New Total Demand (hidden, W)]]),\"\", IF(ISBLANK(Table2[[#This Row],[Annual Usage Hours (hrs)]]),  IFERROR( 0.2*Table2[[#This Row],[Reference Hours (hrs)]]*Table2[[#This Row],[New Total Demand (hidden, W)]]/1000,\"\"), IFERROR( 0.2*Table2[[#This Row],[Annual Usage Hours (hrs)]]*Table2[[#This Row],[New Total Demand (hidden, W)]]/1000,\"\"))))","v":""},{"$f":"IF(AND(NOT(ISNUMBER(Table2[[#This Row],[Rebate Per Unit\n(CAD)]])),ISBLANK(Table2[[#This Row],[Control Type]])), \"\", IF(OR(Table2[[#This Row],[Rebate Per Unit\n(CAD)]]=0,AND(NOT(ISNUMBER(Table2[[#This Row],[Rebate Per Unit\n(CAD)]])), ISTEXT(Table2[[#This Row],[Control Type]]))), 0, IFERROR(Table2[[#This Row],[Prescribed Quantity]]*Table2[[#This Row],[Rebate Per Unit\n(CAD)]],\"\")))","v":""},{"$f":" IF(AND(ISBLANK(Table2[[#This Row],[Control Type]]),ISNUMBER(Table2[[#This Row],[Rebate Value (CAD)]])),0, IFERROR(Table2[[#This Row],[Control Quantity]]*Table2[[#This Row],[Control Rebate per Unit\n(CAD)]],\"\"))","v":""},{"$f":"IF(AND(ISBLANK(Table2[[#This Row],[Rebate Value (CAD)]]),ISBLANK(Table2[[#This Row],[Rebate Value for Controls (CAD)]])), \"\", IFERROR(Table2[[#This Row],[Rebate Value (CAD)]]+Table2[[#This Row],[Rebate Value for Controls (CAD)]],\"\"))","v":""},{"$f":"IF(Table2[[#This Row],[Lighting  Technology]]=\"Other\",\"Other - \"&Table2[[#This Row],[Other - Lighting Technology Description]],Table2[[#This Row],[BC Hydro Rebate Category ]])","v":0},{"$f":"Table2[[#This Row],[BC Hydro Rebate Category ]]&Table2[[#This Row],[Retrofit Part '# (mandatory to validate Rebates)]]","v":""}]
[null,null,null,null,null,null,{"$f":"IF(ISBLANK(Table2[[#This Row],[Prescribed Lighting Source]]), \"\", IFERROR( INDEX(Table13ExistingPrescribedWattage,MATCH(Table2[[#This Row],[Prescribed Lighting Source]],Table13ExistingLightingSource,0)), IFERROR(INDEX(Table13ExistingPrescribedWattage,MATCH(Table2[[#This Row],[Fortis Rebate Category ]],Table13NewLightingSource,0)),\"-\")))","v":""},null,{"$f":"IFERROR(INDEX(SpaceTypeHours,MATCH(Table2[[#This Row],[Space Type]],SpaceType,0)),\"\")","v":""},null,{"$f":"IFERROR(IF(Table2[[#This Row],[Lighting  Technology]]=\"Other\",Table2[[#This Row],[Existing Effective Input Wattage (W)]]*Table2[[#This Row],[Existing Luminaire Quantity]],Table2[[#This Row],[Existing Prescribed Wattage (W)]]*Table2[[#This Row],[Existing Luminaire Quantity]]),\"\")","v":""},{"$f":"IF(Table2[Lighting  Technology] = \"Other\",(Table2[[#This Row],[Existing Luminaire Quantity]]*Table2[[#This Row],[Existing Effective Input Wattage (W)]]), IF(Table2[Existing Prescribed Wattage (W)] = \"\",\"\", IF( ISBLANK(Table2[[#This Row],[Existing Effective Input Wattage (W)]]), (Table2[[#This Row],[Existing Luminaire Quantity]]*Table2[[#This Row],[Existing Prescribed Wattage (W)]]),(Table2[[#This Row],[Existing Luminaire Quantity]]*Table2[[#This Row],[Existing Effective Input Wattage (W)]]))))","v":""},{"$f":"IF( (ISBLANK(Table2[[#This Row],[Annual Usage Hours (hrs)]])), IFERROR(Table2[[#This Row],[Reference Hours (hrs)]]*Table2[[#This Row],[Total Demand (Hidden) W]]/1000,\"\"), IFERROR(Table2[[#This Row],[Annual Usage Hours (hrs)]]*Table2[[#This Row],[Total Demand (Hidden) W]]/1000,\"\"))","v":""},null,null,{"$f":"IF(Table2[[#This Row],[Lighting  Technology]]=\"Other\", 0, IF( AND(ISBLANK(Table2[[#This Row],[BC Hydro Rebate Category ]]),ISBLANK(Table2[[#This Row],[Fortis Rebate Category ]])), \"\", IF(ISTEXT(Table2[[#This Row],[Fortis Rebate Category ]]), IFERROR(INDEX(Table13[Rebate],MATCH(Table2[[#This Row],[Fortis Rebate Category ]],Table13[Fortis New Lighting source],0)),\"\"), IF(ISTEXT(Table2[[#This Row],[BC Hydro Rebate Category ]]), IFERROR(INDEX(Table13Rebate,MATCH(Table2[[#This Row],[BC Hydro Rebate Category ]],Table13BCHRebateCategory,0)),\"\"), \"\"))))","v":""},{"$f":" IF(Table2[[#This Row],[Lighting  Technology]]=\"Other\", \"per Unit\", IF( AND(ISBLANK(Table2[[#This Row],[BC Hydro Rebate Category ]]),ISBLANK(Table2[[#This Row],[Fortis Rebate Category ]])), \"\", IF(ISTEXT(Table2[[#This Row],[Fortis Rebate Category ]]), IFERROR(INDEX(Table13PerUnit,MATCH(Table2[[#This Row],[Fortis Rebate Category ]],Table13[Fortis New Lighting source],0)),\"\"), IF(ISTEXT(Table2[[#This Row],[BC Hydro Rebate Category ]]), IFERROR(INDEX(Table13PerUnit,MATCH(Table2[[#This Row],[BC Hydro Rebate Category ]],Table13BCHRebateCategory,0)),\"\"), \"\"))))","v":""},null,{"$f":"IF( AND(ISBLANK(Table2[[#This Row],[Existing Luminaire Quantity]]),ISBLANK(Table2[[#This Row],[Prescribed Lighting Source]])), \"\", IF( OR(AND(ISNUMBER(SEARCH(\"lamp fl.\",Table2[[#This Row],[Prescribed Lighting Source]])),ISNUMBER(SEARCH(\"T8 lamp\",Table2[[#This Row],[BC Hydro Rebate Category ]]))),AND(ISNUMBER(SEARCH(\"T5HO\",Table2[[#This Row],[Prescribed Lighting Source]])),ISNUMBER(SEARCH(\"T5HO\",Table2[[#This Row],[BC Hydro Rebate Category ]]))),AND(ISNUMBER(SEARCH(\"lamp fl.\",Table2[[#This Row],[Prescribed Lighting Source]])),ISNUMBER(SEARCH(\"T8 lamp\",Table2[[#This Row],[Fortis Rebate Category ]]))),AND(ISNUMBER(SEARCH(\"T5HO\",Table2[[#This Row],[Prescribed Lighting Source]])),ISNUMBER(SEARCH(\"T5HO\",Table2[[#This Row],[Fortis Rebate Category ]])))          ),  IFERROR(INDEX(Table13NumberofLamps,MATCH(Table2[[#This Row],[Prescribed Lighting Source]],Table13ExistingLightingSource,0))*Table2[[#This Row],[Existing Luminaire Quantity]], \"-\"),  IF(Table2[[#This Row],[Lighting  Technology]]=\"Other\", IFERROR(Table2[[#This Row],[Existing Luminaire Quantity]],\"-\"), IFERROR(Table2[[#This Row],[Existing Luminaire Quantity]],\"-\"))))","v":""},{"$f":"IF( AND(ISBLANK(Table2[[#This Row],[BC Hydro Rebate Category ]]),ISBLANK(Table2[[#This Row],[Fortis Rebate Category ]])), \"\", IF(ISTEXT(Table2[[#This Row],[Fortis Rebate Category ]]), IFERROR(INDEX(Table13NewPrescribedWattage,MATCH(Table2[[#This Row],[Fortis Rebate Category ]],Table13[Fortis New Lighting source],0)),\"\"), IF(ISTEXT(Table2[[#This Row],[BC Hydro Rebate Category ]]), IFERROR(INDEX(Table13NewPrescribedWattage,MATCH(Table2[[#This Row],[BC Hydro Rebate Category ]],Table13BCHRebateCategory,0)),\"\"), \"\")))","v":""},null,null,{"$f":"IF(Table2[[#This Row],[Lighting  Technology]]=\"Other\", \"-\", IF( AND(ISBLANK(Table2[[#This Row],[BC Hydro Rebate Category ]]),ISBLANK(Table2[[#This Row],[Fortis Rebate Category ]])), \"\", IF(ISTEXT(Table2[[#This Row],[Fortis Rebate Category ]]), IFERROR(INDEX(Table13BCHECM,MATCH(Table2[[#This Row],[Fortis Rebate Category ]],Table13[Fortis New Lighting source],0)),\"\"), IF(ISTEXT(Table2[[#This Row],[BC Hydro Rebate Category ]]), IFERROR(INDEX(Table13BCHECM,MATCH(Table2[[#This Row],[BC Hydro Rebate Category ]],Table13BCHRebateCategory,0)),\"\"), \"\"))))","v":""},{"$f":"IF(Table2[[#This Row],[Lighting  Technology]]=\"Other\", 0, IF( AND(ISBLANK(Table2[[#This Row],[BC Hydro Rebate Category ]]),ISBLANK(Table2[[#This Row],[Fortis Rebate Category ]])), \"\", IF(ISTEXT(Table2[[#This Row],[Fortis Rebate Category ]]), IFERROR(INDEX(Table13Persistence,MATCH(Table2[[#This Row],[Fortis Rebate Category ]],Table13[Fortis New Lighting source],0)),\"\"), IF(ISTEXT(Table2[[#This Row],[BC Hydro Rebate Category ]]), IFERROR(INDEX(Table13Persistence,MATCH(Table2[[#This Row],[BC Hydro Rebate Category ]],Table13BCHRebateCategory,0)),\"\"), \"\"))))","v":""},null,{"$f":"IFERROR(INDEX(Table5ControlRebate,MATCH(Table2[[#This Row],[Control Type]],Table5NewControl,0)),\"\")","v":""},null,{"$f":"IF(ISBLANK(Table2[[#This Row],[Control Type]]), IF(ISBLANK(Table2[[#This Row],[Annual Usage Hours (hrs)]]),Table2[[#This Row],[Reference Hours (hrs)]], Table2[[#This Row],[Annual Usage Hours (hrs)]]), IF(AND(ISBLANK(Table2[[#This Row],[Annual Usage Hours (hrs)]]), Table2[[#This Row],[Control Type]]=\"None\"), Table2[[#This Row],[Reference Hours (hrs)]], IF(Table2[[#This Row],[Control Type]]=\"None\", Table2[[#This Row],[Annual Usage Hours (hrs)]], IF(AND(ISBLANK(Table2[[#This Row],[Annual Usage Hours (hrs)]]), Table2[[#This Row],[Control Type]]<>\"None\"), IFERROR(Table2[[#This Row],[Reference Hours (hrs)]]*0.8,\"\"), IF(Table2[[#This Row],[Control Type]]<>\"None\", IFERROR( Table2[[#This Row],[Annual Usage Hours (hrs)]]*0.8,\"\"),\"\")))))","v":""},{"$f":"IF( Table2[[#This Row],[Lighting  Technology]]=\"Other\", IF(ISBLANK(Table2[[#This Row],[Retrofit Lamp/ Luminaire Wattage (see Rebate Unit)]]),\"\",IFERROR(Table2[[#This Row],[Prescribed Quantity]]*Table2[[#This Row],[Retrofit Lamp/ Luminaire Wattage (see Rebate Unit)]],\"\")), IF(ISBLANK(Table2[[#This Row],[Retrofit Lamp/ Luminaire Wattage (see Rebate Unit)]]),IFERROR(Table2[[#This Row],[Prescribed Quantity]]*Table2[[#This Row],[Prescribed Wattage (W)]],\"\"),IFERROR(Table2[[#This Row],[Prescribed Quantity]]*Table2[[#This Row],[Retrofit Lamp/ Luminaire Wattage (see Rebate Unit)]],\"\")))","v":""},{"$f":"IFERROR((IF( Table2[[#This Row],[Lighting  Technology]]=\"Other\", Table2[[#This Row],[Prescribed Quantity]]*Table2[[#This Row],[Retrofit Lamp/ Luminaire Wattage (see Rebate Unit)]], Table2[[#This Row],[Prescribed Quantity]]*Table2[[#This Row],[Prescribed Wattage (W)]] )),\"\")","v":""},{"$f":"IF(ISBLANK(Table2[[#This Row],[New Total Demand (hidden, W)]]),\"\", IF(ISBLANK(Table2[[#This Row],[New Hours (hidden, hrs)]]), \"\", IFERROR(Table2[[#This Row],[New Hours (hidden, hrs)]]*Table2[[#This Row],[New Total Demand (hidden, W)]]/1000,\"\")))","v":""},{"$f":"IF(ISBLANK(Table2[[#This Row],[Total Demand (Hidden) W]]),\"\", IF(ISBLANK(Table2[[#This Row],[New Total Demand (hidden, W)]]), \"\", IFERROR((Table2[[#This Row],[Total Demand (Hidden) W]]-Table2[[#This Row],[New Total Demand (hidden, W)]])/1000,\"\")))","v":""},{"$f":"IF( OR(ISBLANK(Table2[[#This Row],[New Total Demand (hidden, W)]]),ISBLANK(Table2[[#This Row],[Total Demand (Hidden) W]])),\"\", IF(ISBLANK(Table2[[#This Row],[Annual Usage Hours (hrs)]]), IFERROR( Table2[[#This Row],[Reference Hours (hrs)]]*(Table2[[#This Row],[Total Demand (Hidden) W]]-Table2[[#This Row],[New Total Demand (hidden, W)]])/1000,\"\"), IFERROR( Table2[[#This Row],[Annual Usage Hours (hrs)]]*(Table2[[#This Row],[Total Demand (Hidden) W]]-Table2[[#This Row],[New Total Demand (hidden, W)]])/1000,\"\")))","v":""},{"$f":"IF( OR(ISBLANK(Table2[[#This Row],[Prescribed Total Demand (hidden, W)]]),ISBLANK(Table2[[#This Row],[Total Demand (Hidden) W]])),\"\", IF(ISBLANK(Table2[[#This Row],[Annual Usage Hours (hrs)]]), IFERROR( Table2[[#This Row],[Reference Hours (hrs)]]*((Table2[Existing Prescribed Wattage (W)]*Table2[Existing Luminaire Quantity])-Table2[[#This Row],[Prescribed Total Demand (hidden, W)]])/1000,\"\"), IFERROR( Table2[[#This Row],[Annual Usage Hours (hrs)]]*((Table2[Existing Prescribed Wattage (W)]*Table2[Existing Luminaire Quantity])-Table2[[#This Row],[Prescribed Total Demand (hidden, W)]])/1000,\"\")))","v":""},{"$f":"\"\"","v":""},{"$f":"IF(OR(Table2[[#This Row],[Control Type]]=\"None\", ISBLANK(Table2[[#This Row],[Control Type]])),\"\", IF(ISBLANK(Table2[[#This Row],[New Total Demand (hidden, W)]]),\"\", IF(ISBLANK(Table2[[#This Row],[Annual Usage Hours (hrs)]]),  IFERROR( 0.2*Table2[[#This Row],[Reference Hours (hrs)]]*Table2[[#This Row],[New Total Demand (hidden, W)]]/1000,\"\"), IFERROR( 0.2*Table2[[#This Row],[Annual Usage Hours (hrs)]]*Table2[[#This Row],[New Total Demand (hidden, W)]]/1000,\"\"))))","v":""},{"$f":"IF(AND(NOT(ISNUMBER(Table2[[#This Row],[Rebate Per Unit\n(CAD)]])),ISBLANK(Table2[[#This Row],[Control Type]])), \"\", IF(OR(Table2[[#This Row],[Rebate Per Unit\n(CAD)]]=0,AND(NOT(ISNUMBER(Table2[[#This Row],[Rebate Per Unit\n(CAD)]])), ISTEXT(Table2[[#This Row],[Control Type]]))), 0, IFERROR(Table2[[#This Row],[Prescribed Quantity]]*Table2[[#This Row],[Rebate Per Unit\n(CAD)]],\"\")))","v":""},{"$f":" IF(AND(ISBLANK(Table2[[#This Row],[Control Type]]),ISNUMBER(Table2[[#This Row],[Rebate Value (CAD)]])),0, IFERROR(Table2[[#This Row],[Control Quantity]]*Table2[[#This Row],[Control Rebate per Unit\n(CAD)]],\"\"))","v":""},{"$f":"IF(AND(ISBLANK(Table2[[#This Row],[Rebate Value (CAD)]]),ISBLANK(Table2[[#This Row],[Rebate Value for Controls (CAD)]])), \"\", IFERROR(Table2[[#This Row],[Rebate Value (CAD)]]+Table2[[#This Row],[Rebate Value for Controls (CAD)]],\"\"))","v":""},{"$f":"IF(Table2[[#This Row],[Lighting  Technology]]=\"Other\",\"Other - \"&Table2[[#This Row],[Other - Lighting Technology Description]],Table2[[#This Row],[BC Hydro Rebate Category ]])","v":0},{"$f":"Table2[[#This Row],[BC Hydro Rebate Category ]]&Table2[[#This Row],[Retrofit Part '# (mandatory to validate Rebates)]]","v":""}]
[null,null,null,null,null,null,{"$f":"IF(ISBLANK(Table2[[#This Row],[Prescribed Lighting Source]]), \"\", IFERROR( INDEX(Table13ExistingPrescribedWattage,MATCH(Table2[[#This Row],[Prescribed Lighting Source]],Table13ExistingLightingSource,0)), IFERROR(INDEX(Table13ExistingPrescribedWattage,MATCH(Table2[[#This Row],[Fortis Rebate Category ]],Table13NewLightingSource,0)),\"-\")))","v":""},null,{"$f":"IFERROR(INDEX(SpaceTypeHours,MATCH(Table2[[#This Row],[Space Type]],SpaceType,0)),\"\")","v":""},null,{"$f":"IFERROR(IF(Table2[[#This Row],[Lighting  Technology]]=\"Other\",Table2[[#This Row],[Existing Effective Input Wattage (W)]]*Table2[[#This Row],[Existing Luminaire Quantity]],Table2[[#This Row],[Existing Prescribed Wattage (W)]]*Table2[[#This Row],[Existing Luminaire Quantity]]),\"\")","v":""},{"$f":"IF(Table2[Lighting  Technology] = \"Other\",(Table2[[#This Row],[Existing Luminaire Quantity]]*Table2[[#This Row],[Existing Effective Input Wattage (W)]]), IF(Table2[Existing Prescribed Wattage (W)] = \"\",\"\", IF( ISBLANK(Table2[[#This Row],[Existing Effective Input Wattage (W)]]), (Table2[[#This Row],[Existing Luminaire Quantity]]*Table2[[#This Row],[Existing Prescribed Wattage (W)]]),(Table2[[#This Row],[Existing Luminaire Quantity]]*Table2[[#This Row],[Existing Effective Input Wattage (W)]]))))","v":""},{"$f":"IF( (ISBLANK(Table2[[#This Row],[Annual Usage Hours (hrs)]])), IFERROR(Table2[[#This Row],[Reference Hours (hrs)]]*Table2[[#This Row],[Total Demand (Hidden) W]]/1000,\"\"), IFERROR(Table2[[#This Row],[Annual Usage Hours (hrs)]]*Table2[[#This Row],[Total Demand (Hidden) W]]/1000,\"\"))","v":""},null,null,{"$f":"IF(Table2[[#This Row],[Lighting  Technology]]=\"Other\", 0, IF( AND(ISBLANK(Table2[[#This Row],[BC Hydro Rebate Category ]]),ISBLANK(Table2[[#This Row],[Fortis Rebate Category ]])), \"\", IF(ISTEXT(Table2[[#This Row],[Fortis Rebate Category ]]), IFERROR(INDEX(Table13[Rebate],MATCH(Table2[[#This Row],[Fortis Rebate Category ]],Table13[Fortis New Lighting source],0)),\"\"), IF(ISTEXT(Table2[[#This Row],[BC Hydro Rebate Category ]]), IFERROR(INDEX(Table13Rebate,MATCH(Table2[[#This Row],[BC Hydro Rebate Category ]],Table13BCHRebateCategory,0)),\"\"), \"\"))))","v":""},{"$f":" IF(Table2[[#This Row],[Lighting  Technology]]=\"Other\", \"per Unit\", IF( AND(ISBLANK(Table2[[#This Row],[BC Hydro Rebate Category ]]),ISBLANK(Table2[[#This Row],[Fortis Rebate Category ]])), \"\", IF(ISTEXT(Table2[[#This Row],[Fortis Rebate Category ]]), IFERROR(INDEX(Table13PerUnit,MATCH(Table2[[#This Row],[Fortis Rebate Category ]],Table13[Fortis New Lighting source],0)),\"\"), IF(ISTEXT(Table2[[#This Row],[BC Hydro Rebate Category ]]), IFERROR(INDEX(Table13PerUnit,MATCH(Table2[[#This Row],[BC Hydro Rebate Category ]],Table13BCHRebateCategory,0)),\"\"), \"\"))))","v":""},null,{"$f":"IF( AND(ISBLANK(Table2[[#This Row],[Existing Luminaire Quantity]]),ISBLANK(Table2[[#This Row],[Prescribed Lighting Source]])), \"\", IF( OR(AND(ISNUMBER(SEARCH(\"lamp fl.\",Table2[[#This Row],[Prescribed Lighting Source]])),ISNUMBER(SEARCH(\"T8 lamp\",Table2[[#This Row],[BC Hydro Rebate Category ]]))),AND(ISNUMBER(SEARCH(\"T5HO\",Table2[[#This Row],[Prescribed Lighting Source]])),ISNUMBER(SEARCH(\"T5HO\",Table2[[#This Row],[BC Hydro Rebate Category ]]))),AND(ISNUMBER(SEARCH(\"lamp fl.\",Table2[[#This Row],[Prescribed Lighting Source]])),ISNUMBER(SEARCH(\"T8 lamp\",Table2[[#This Row],[Fortis Rebate Category ]]))),AND(ISNUMBER(SEARCH(\"T5HO\",Table2[[#This Row],[Prescribed Lighting Source]])),ISNUMBER(SEARCH(\"T5HO\",Table2[[#This Row],[Fortis Rebate Category ]])))          ),  IFERROR(INDEX(Table13NumberofLamps,MATCH(Table2[[#This Row],[Prescribed Lighting Source]],Table13ExistingLightingSource,0))*Table2[[#This Row],[Existing Luminaire Quantity]], \"-\"),  IF(Table2[[#This Row],[Lighting  Technology]]=\"Other\", IFERROR(Table2[[#This Row],[Existing Luminaire Quantity]],\"-\"), IFERROR(Table2[[#This Row],[Existing Luminaire Quantity]],\"-\"))))","v":""},{"$f":"IF( AND(ISBLANK(Table2[[#This Row],[BC Hydro Rebate Category ]]),ISBLANK(Table2[[#This Row],[Fortis Rebate Category ]])), \"\", IF(ISTEXT(Table2[[#This Row],[Fortis Rebate Category ]]), IFERROR(INDEX(Table13NewPrescribedWattage,MATCH(Table2[[#This Row],[Fortis Rebate Category ]],Table13[Fortis New Lighting source],0)),\"\"), IF(ISTEXT(Table2[[#This Row],[BC Hydro Rebate Category ]]), IFERROR(INDEX(Table13NewPrescribedWattage,MATCH(Table2[[#This Row],[BC Hydro Rebate Category ]],Table13BCHRebateCategory,0)),\"\"), \"\")))","v":""},null,null,{"$f":"IF(Table2[[#This Row],[Lighting  Technology]]=\"Other\", \"-\", IF( AND(ISBLANK(Table2[[#This Row],[BC Hydro Rebate Category ]]),ISBLANK(Table2[[#This Row],[Fortis Rebate Category ]])), \"\", IF(ISTEXT(Table2[[#This Row],[Fortis Rebate Category ]]), IFERROR(INDEX(Table13BCHECM,MATCH(Table2[[#This Row],[Fortis Rebate Category ]],Table13[Fortis New Lighting source],0)),\"\"), IF(ISTEXT(Table2[[#This Row],[BC Hydro Rebate Category ]]), IFERROR(INDEX(Table13BCHECM,MATCH(Table2[[#This Row],[BC Hydro Rebate Category ]],Table13BCHRebateCategory,0)),\"\"), \"\"))))","v":""},{"$f":"IF(Table2[[#This Row],[Lighting  Technology]]=\"Other\", 0, IF( AND(ISBLANK(Table2[[#This Row],[BC Hydro Rebate Category ]]),ISBLANK(Table2[[#This Row],[Fortis Rebate Category ]])), \"\", IF(ISTEXT(Table2[[#This Row],[Fortis Rebate Category ]]), IFERROR(INDEX(Table13Persistence,MATCH(Table2[[#This Row],[Fortis Rebate Category ]],Table13[Fortis New Lighting source],0)),\"\"), IF(ISTEXT(Table2[[#This Row],[BC Hydro Rebate Category ]]), IFERROR(INDEX(Table13Persistence,MATCH(Table2[[#This Row],[BC Hydro Rebate Category ]],Table13BCHRebateCategory,0)),\"\"), \"\"))))","v":""},null,{"$f":"IFERROR(INDEX(Table5ControlRebate,MATCH(Table2[[#This Row],[Control Type]],Table5NewControl,0)),\"\")","v":""},null,{"$f":"IF(ISBLANK(Table2[[#This Row],[Control Type]]), IF(ISBLANK(Table2[[#This Row],[Annual Usage Hours (hrs)]]),Table2[[#This Row],[Reference Hours (hrs)]], Table2[[#This Row],[Annual Usage Hours (hrs)]]), IF(AND(ISBLANK(Table2[[#This Row],[Annual Usage Hours (hrs)]]), Table2[[#This Row],[Control Type]]=\"None\"), Table2[[#This Row],[Reference Hours (hrs)]], IF(Table2[[#This Row],[Control Type]]=\"None\", Table2[[#This Row],[Annual Usage Hours (hrs)]], IF(AND(ISBLANK(Table2[[#This Row],[Annual Usage Hours (hrs)]]), Table2[[#This Row],[Control Type]]<>\"None\"), IFERROR(Table2[[#This Row],[Reference Hours (hrs)]]*0.8,\"\"), IF(Table2[[#This Row],[Control Type]]<>\"None\", IFERROR( Table2[[#This Row],[Annual Usage Hours (hrs)]]*0.8,\"\"),\"\")))))","v":""},{"$f":"IF( Table2[[#This Row],[Lighting  Technology]]=\"Other\", IF(ISBLANK(Table2[[#This Row],[Retrofit Lamp/ Luminaire Wattage (see Rebate Unit)]]),\"\",IFERROR(Table2[[#This Row],[Prescribed Quantity]]*Table2[[#This Row],[Retrofit Lamp/ Luminaire Wattage (see Rebate Unit)]],\"\")), IF(ISBLANK(Table2[[#This Row],[Retrofit Lamp/ Luminaire Wattage (see Rebate Unit)]]),IFERROR(Table2[[#This Row],[Prescribed Quantity]]*Table2[[#This Row],[Prescribed Wattage (W)]],\"\"),IFERROR(Table2[[#This Row],[Prescribed Quantity]]*Table2[[#This Row],[Retrofit Lamp/ Luminaire Wattage (see Rebate Unit)]],\"\")))","v":""},{"$f":"IFERROR((IF( Table2[[#This Row],[Lighting  Technology]]=\"Other\", Table2[[#This Row],[Prescribed Quantity]]*Table2[[#This Row],[Retrofit Lamp/ Luminaire Wattage (see Rebate Unit)]], Table2[[#This Row],[Prescribed Quantity]]*Table2[[#This Row],[Prescribed Wattage (W)]] )),\"\")","v":""},{"$f":"IF(ISBLANK(Table2[[#This Row],[New Total Demand (hidden, W)]]),\"\", IF(ISBLANK(Table2[[#This Row],[New Hours (hidden, hrs)]]), \"\", IFERROR(Table2[[#This Row],[New Hours (hidden, hrs)]]*Table2[[#This Row],[New Total Demand (hidden, W)]]/1000,\"\")))","v":""},{"$f":"IF(ISBLANK(Table2[[#This Row],[Total Demand (Hidden) W]]),\"\", IF(ISBLANK(Table2[[#This Row],[New Total Demand (hidden, W)]]), \"\", IFERROR((Table2[[#This Row],[Total Demand (Hidden) W]]-Table2[[#This Row],[New Total Demand (hidden, W)]])/1000,\"\")))","v":""},{"$f":"IF( OR(ISBLANK(Table2[[#This Row],[New Total Demand (hidden, W)]]),ISBLANK(Table2[[#This Row],[Total Demand (Hidden) W]])),\"\", IF(ISBLANK(Table2[[#This Row],[Annual Usage Hours (hrs)]]), IFERROR( Table2[[#This Row],[Reference Hours (hrs)]]*(Table2[[#This Row],[Total Demand (Hidden) W]]-Table2[[#This Row],[New Total Demand (hidden, W)]])/1000,\"\"), IFERROR( Table2[[#This Row],[Annual Usage Hours (hrs)]]*(Table2[[#This Row],[Total Demand (Hidden) W]]-Table2[[#This Row],[New Total Demand (hidden, W)]])/1000,\"\")))","v":""},{"$f":"IF( OR(ISBLANK(Table2[[#This Row],[Prescribed Total Demand (hidden, W)]]),ISBLANK(Table2[[#This Row],[Total Demand (Hidden) W]])),\"\", IF(ISBLANK(Table2[[#This Row],[Annual Usage Hours (hrs)]]), IFERROR( Table2[[#This Row],[Reference Hours (hrs)]]*((Table2[Existing Prescribed Wattage (W)]*Table2[Existing Luminaire Quantity])-Table2[[#This Row],[Prescribed Total Demand (hidden, W)]])/1000,\"\"), IFERROR( Table2[[#This Row],[Annual Usage Hours (hrs)]]*((Table2[Existing Prescribed Wattage (W)]*Table2[Existing Luminaire Quantity])-Table2[[#This Row],[Prescribed Total Demand (hidden, W)]])/1000,\"\")))","v":""},{"$f":"\"\"","v":""},{"$f":"IF(OR(Table2[[#This Row],[Control Type]]=\"None\", ISBLANK(Table2[[#This Row],[Control Type]])),\"\", IF(ISBLANK(Table2[[#This Row],[New Total Demand (hidden, W)]]),\"\", IF(ISBLANK(Table2[[#This Row],[Annual Usage Hours (hrs)]]),  IFERROR( 0.2*Table2[[#This Row],[Reference Hours (hrs)]]*Table2[[#This Row],[New Total Demand (hidden, W)]]/1000,\"\"), IFERROR( 0.2*Table2[[#This Row],[Annual Usage Hours (hrs)]]*Table2[[#This Row],[New Total Demand (hidden, W)]]/1000,\"\"))))","v":""},{"$f":"IF(AND(NOT(ISNUMBER(Table2[[#This Row],[Rebate Per Unit\n(CAD)]])),ISBLANK(Table2[[#This Row],[Control Type]])), \"\", IF(OR(Table2[[#This Row],[Rebate Per Unit\n(CAD)]]=0,AND(NOT(ISNUMBER(Table2[[#This Row],[Rebate Per Unit\n(CAD)]])), ISTEXT(Table2[[#This Row],[Control Type]]))), 0, IFERROR(Table2[[#This Row],[Prescribed Quantity]]*Table2[[#This Row],[Rebate Per Unit\n(CAD)]],\"\")))","v":""},{"$f":" IF(AND(ISBLANK(Table2[[#This Row],[Control Type]]),ISNUMBER(Table2[[#This Row],[Rebate Value (CAD)]])),0, IFERROR(Table2[[#This Row],[Control Quantity]]*Table2[[#This Row],[Control Rebate per Unit\n(CAD)]],\"\"))","v":""},{"$f":"IF(AND(ISBLANK(Table2[[#This Row],[Rebate Value (CAD)]]),ISBLANK(Table2[[#This Row],[Rebate Value for Controls (CAD)]])), \"\", IFERROR(Table2[[#This Row],[Rebate Value (CAD)]]+Table2[[#This Row],[Rebate Value for Controls (CAD)]],\"\"))","v":""},{"$f":"IF(Table2[[#This Row],[Lighting  Technology]]=\"Other\",\"Other - \"&Table2[[#This Row],[Other - Lighting Technology Description]],Table2[[#This Row],[BC Hydro Rebate Category ]])","v":0},{"$f":"Table2[[#This Row],[BC Hydro Rebate Category ]]&Table2[[#This Row],[Retrofit Part '# (mandatory to validate Rebates)]]","v":""}]
[null,null,null,null,null,null,{"$f":"IF(ISBLANK(Table2[[#This Row],[Prescribed Lighting Source]]), \"\", IFERROR( INDEX(Table13ExistingPrescribedWattage,MATCH(Table2[[#This Row],[Prescribed Lighting Source]],Table13ExistingLightingSource,0)), IFERROR(INDEX(Table13ExistingPrescribedWattage,MATCH(Table2[[#This Row],[Fortis Rebate Category ]],Table13NewLightingSource,0)),\"-\")))","v":""},null,{"$f":"IFERROR(INDEX(SpaceTypeHours,MATCH(Table2[[#This Row],[Space Type]],SpaceType,0)),\"\")","v":""},null,{"$f":"IFERROR(IF(Table2[[#This Row],[Lighting  Technology]]=\"Other\",Table2[[#This Row],[Existing Effective Input Wattage (W)]]*Table2[[#This Row],[Existing Luminaire Quantity]],Table2[[#This Row],[Existing Prescribed Wattage (W)]]*Table2[[#This Row],[Existing Luminaire Quantity]]),\"\")","v":""},{"$f":"IF(Table2[Lighting  Technology] = \"Other\",(Table2[[#This Row],[Existing Luminaire Quantity]]*Table2[[#This Row],[Existing Effective Input Wattage (W)]]), IF(Table2[Existing Prescribed Wattage (W)] = \"\",\"\", IF( ISBLANK(Table2[[#This Row],[Existing Effective Input Wattage (W)]]), (Table2[[#This Row],[Existing Luminaire Quantity]]*Table2[[#This Row],[Existing Prescribed Wattage (W)]]),(Table2[[#This Row],[Existing Luminaire Quantity]]*Table2[[#This Row],[Existing Effective Input Wattage (W)]]))))","v":""},{"$f":"IF( (ISBLANK(Table2[[#This Row],[Annual Usage Hours (hrs)]])), IFERROR(Table2[[#This Row],[Reference Hours (hrs)]]*Table2[[#This Row],[Total Demand (Hidden) W]]/1000,\"\"), IFERROR(Table2[[#This Row],[Annual Usage Hours (hrs)]]*Table2[[#This Row],[Total Demand (Hidden) W]]/1000,\"\"))","v":""},null,null,{"$f":"IF(Table2[[#This Row],[Lighting  Technology]]=\"Other\", 0, IF( AND(ISBLANK(Table2[[#This Row],[BC Hydro Rebate Category ]]),ISBLANK(Table2[[#This Row],[Fortis Rebate Category ]])), \"\", IF(ISTEXT(Table2[[#This Row],[Fortis Rebate Category ]]), IFERROR(INDEX(Table13[Rebate],MATCH(Table2[[#This Row],[Fortis Rebate Category ]],Table13[Fortis New Lighting source],0)),\"\"), IF(ISTEXT(Table2[[#This Row],[BC Hydro Rebate Category ]]), IFERROR(INDEX(Table13Rebate,MATCH(Table2[[#This Row],[BC Hydro Rebate Category ]],Table13BCHRebateCategory,0)),\"\"), \"\"))))","v":""},{"$f":" IF(Table2[[#This Row],[Lighting  Technology]]=\"Other\", \"per Unit\", IF( AND(ISBLANK(Table2[[#This Row],[BC Hydro Rebate Category ]]),ISBLANK(Table2[[#This Row],[Fortis Rebate Category ]])), \"\", IF(ISTEXT(Table2[[#This Row],[Fortis Rebate Category ]]), IFERROR(INDEX(Table13PerUnit,MATCH(Table2[[#This Row],[Fortis Rebate Category ]],Table13[Fortis New Lighting source],0)),\"\"), IF(ISTEXT(Table2[[#This Row],[BC Hydro Rebate Category ]]), IFERROR(INDEX(Table13PerUnit,MATCH(Table2[[#This Row],[BC Hydro Rebate Category ]],Table13BCHRebateCategory,0)),\"\"), \"\"))))","v":""},null,{"$f":"IF( AND(ISBLANK(Table2[[#This Row],[Existing Luminaire Quantity]]),ISBLANK(Table2[[#This Row],[Prescribed Lighting Source]])), \"\", IF( OR(AND(ISNUMBER(SEARCH(\"lamp fl.\",Table2[[#This Row],[Prescribed Lighting Source]])),ISNUMBER(SEARCH(\"T8 lamp\",Table2[[#This Row],[BC Hydro Rebate Category ]]))),AND(ISNUMBER(SEARCH(\"T5HO\",Table2[[#This Row],[Prescribed Lighting Source]])),ISNUMBER(SEARCH(\"T5HO\",Table2[[#This Row],[BC Hydro Rebate Category ]]))),AND(ISNUMBER(SEARCH(\"lamp fl.\",Table2[[#This Row],[Prescribed Lighting Source]])),ISNUMBER(SEARCH(\"T8 lamp\",Table2[[#This Row],[Fortis Rebate Category ]]))),AND(ISNUMBER(SEARCH(\"T5HO\",Table2[[#This Row],[Prescribed Lighting Source]])),ISNUMBER(SEARCH(\"T5HO\",Table2[[#This Row],[Fortis Rebate Category ]])))          ),  IFERROR(INDEX(Table13NumberofLamps,MATCH(Table2[[#This Row],[Prescribed Lighting Source]],Table13ExistingLightingSource,0))*Table2[[#This Row],[Existing Luminaire Quantity]], \"-\"),  IF(Table2[[#This Row],[Lighting  Technology]]=\"Other\", IFERROR(Table2[[#This Row],[Existing Luminaire Quantity]],\"-\"), IFERROR(Table2[[#This Row],[Existing Luminaire Quantity]],\"-\"))))","v":""},{"$f":"IF( AND(ISBLANK(Table2[[#This Row],[BC Hydro Rebate Category ]]),ISBLANK(Table2[[#This Row],[Fortis Rebate Category ]])), \"\", IF(ISTEXT(Table2[[#This Row],[Fortis Rebate Category ]]), IFERROR(INDEX(Table13NewPrescribedWattage,MATCH(Table2[[#This Row],[Fortis Rebate Category ]],Table13[Fortis New Lighting source],0)),\"\"), IF(ISTEXT(Table2[[#This Row],[BC Hydro Rebate Category ]]), IFERROR(INDEX(Table13NewPrescribedWattage,MATCH(Table2[[#This Row],[BC Hydro Rebate Category ]],Table13BCHRebateCategory,0)),\"\"), \"\")))","v":""},null,null,{"$f":"IF(Table2[[#This Row],[Lighting  Technology]]=\"Other\", \"-\", IF( AND(ISBLANK(Table2[[#This Row],[BC Hydro Rebate Category ]]),ISBLANK(Table2[[#This Row],[Fortis Rebate Category ]])), \"\", IF(ISTEXT(Table2[[#This Row],[Fortis Rebate Category ]]), IFERROR(INDEX(Table13BCHECM,MATCH(Table2[[#This Row],[Fortis Rebate Category ]],Table13[Fortis New Lighting source],0)),\"\"), IF(ISTEXT(Table2[[#This Row],[BC Hydro Rebate Category ]]), IFERROR(INDEX(Table13BCHECM,MATCH(Table2[[#This Row],[BC Hydro Rebate Category ]],Table13BCHRebateCategory,0)),\"\"), \"\"))))","v":""},{"$f":"IF(Table2[[#This Row],[Lighting  Technology]]=\"Other\", 0, IF( AND(ISBLANK(Table2[[#This Row],[BC Hydro Rebate Category ]]),ISBLANK(Table2[[#This Row],[Fortis Rebate Category ]])), \"\", IF(ISTEXT(Table2[[#This Row],[Fortis Rebate Category ]]), IFERROR(INDEX(Table13Persistence,MATCH(Table2[[#This Row],[Fortis Rebate Category ]],Table13[Fortis New Lighting source],0)),\"\"), IF(ISTEXT(Table2[[#This Row],[BC Hydro Rebate Category ]]), IFERROR(INDEX(Table13Persistence,MATCH(Table2[[#This Row],[BC Hydro Rebate Category ]],Table13BCHRebateCategory,0)),\"\"), \"\"))))","v":""},null,{"$f":"IFERROR(INDEX(Table5ControlRebate,MATCH(Table2[[#This Row],[Control Type]],Table5NewControl,0)),\"\")","v":""},null,{"$f":"IF(ISBLANK(Table2[[#This Row],[Control Type]]), IF(ISBLANK(Table2[[#This Row],[Annual Usage Hours (hrs)]]),Table2[[#This Row],[Reference Hours (hrs)]], Table2[[#This Row],[Annual Usage Hours (hrs)]]), IF(AND(ISBLANK(Table2[[#This Row],[Annual Usage Hours (hrs)]]), Table2[[#This Row],[Control Type]]=\"None\"), Table2[[#This Row],[Reference Hours (hrs)]], IF(Table2[[#This Row],[Control Type]]=\"None\", Table2[[#This Row],[Annual Usage Hours (hrs)]], IF(AND(ISBLANK(Table2[[#This Row],[Annual Usage Hours (hrs)]]), Table2[[#This Row],[Control Type]]<>\"None\"), IFERROR(Table2[[#This Row],[Reference Hours (hrs)]]*0.8,\"\"), IF(Table2[[#This Row],[Control Type]]<>\"None\", IFERROR( Table2[[#This Row],[Annual Usage Hours (hrs)]]*0.8,\"\"),\"\")))))","v":""},{"$f":"IF( Table2[[#This Row],[Lighting  Technology]]=\"Other\", IF(ISBLANK(Table2[[#This Row],[Retrofit Lamp/ Luminaire Wattage (see Rebate Unit)]]),\"\",IFERROR(Table2[[#This Row],[Prescribed Quantity]]*Table2[[#This Row],[Retrofit Lamp/ Luminaire Wattage (see Rebate Unit)]],\"\")), IF(ISBLANK(Table2[[#This Row],[Retrofit Lamp/ Luminaire Wattage (see Rebate Unit)]]),IFERROR(Table2[[#This Row],[Prescribed Quantity]]*Table2[[#This Row],[Prescribed Wattage (W)]],\"\"),IFERROR(Table2[[#This Row],[Prescribed Quantity]]*Table2[[#This Row],[Retrofit Lamp/ Luminaire Wattage (see Rebate Unit)]],\"\")))","v":""},{"$f":"IFERROR((IF( Table2[[#This Row],[Lighting  Technology]]=\"Other\", Table2[[#This Row],[Prescribed Quantity]]*Table2[[#This Row],[Retrofit Lamp/ Luminaire Wattage (see Rebate Unit)]], Table2[[#This Row],[Prescribed Quantity]]*Table2[[#This Row],[Prescribed Wattage (W)]] )),\"\")","v":""},{"$f":"IF(ISBLANK(Table2[[#This Row],[New Total Demand (hidden, W)]]),\"\", IF(ISBLANK(Table2[[#This Row],[New Hours (hidden, hrs)]]), \"\", IFERROR(Table2[[#This Row],[New Hours (hidden, hrs)]]*Table2[[#This Row],[New Total Demand (hidden, W)]]/1000,\"\")))","v":""},{"$f":"IF(ISBLANK(Table2[[#This Row],[Total Demand (Hidden) W]]),\"\", IF(ISBLANK(Table2[[#This Row],[New Total Demand (hidden, W)]]), \"\", IFERROR((Table2[[#This Row],[Total Demand (Hidden) W]]-Table2[[#This Row],[New Total Demand (hidden, W)]])/1000,\"\")))","v":""},{"$f":"IF( OR(ISBLANK(Table2[[#This Row],[New Total Demand (hidden, W)]]),ISBLANK(Table2[[#This Row],[Total Demand (Hidden) W]])),\"\", IF(ISBLANK(Table2[[#This Row],[Annual Usage Hours (hrs)]]), IFERROR( Table2[[#This Row],[Reference Hours (hrs)]]*(Table2[[#This Row],[Total Demand (Hidden) W]]-Table2[[#This Row],[New Total Demand (hidden, W)]])/1000,\"\"), IFERROR( Table2[[#This Row],[Annual Usage Hours (hrs)]]*(Table2[[#This Row],[Total Demand (Hidden) W]]-Table2[[#This Row],[New Total Demand (hidden, W)]])/1000,\"\")))","v":""},{"$f":"IF( OR(ISBLANK(Table2[[#This Row],[Prescribed Total Demand (hidden, W)]]),ISBLANK(Table2[[#This Row],[Total Demand (Hidden) W]])),\"\", IF(ISBLANK(Table2[[#This Row],[Annual Usage Hours (hrs)]]), IFERROR( Table2[[#This Row],[Reference Hours (hrs)]]*((Table2[Existing Prescribed Wattage (W)]*Table2[Existing Luminaire Quantity])-Table2[[#This Row],[Prescribed Total Demand (hidden, W)]])/1000,\"\"), IFERROR( Table2[[#This Row],[Annual Usage Hours (hrs)]]*((Table2[Existing Prescribed Wattage (W)]*Table2[Existing Luminaire Quantity])-Table2[[#This Row],[Prescribed Total Demand (hidden, W)]])/1000,\"\")))","v":""},{"$f":"\"\"","v":""},{"$f":"IF(OR(Table2[[#This Row],[Control Type]]=\"None\", ISBLANK(Table2[[#This Row],[Control Type]])),\"\", IF(ISBLANK(Table2[[#This Row],[New Total Demand (hidden, W)]]),\"\", IF(ISBLANK(Table2[[#This Row],[Annual Usage Hours (hrs)]]),  IFERROR( 0.2*Table2[[#This Row],[Reference Hours (hrs)]]*Table2[[#This Row],[New Total Demand (hidden, W)]]/1000,\"\"), IFERROR( 0.2*Table2[[#This Row],[Annual Usage Hours (hrs)]]*Table2[[#This Row],[New Total Demand (hidden, W)]]/1000,\"\"))))","v":""},{"$f":"IF(AND(NOT(ISNUMBER(Table2[[#This Row],[Rebate Per Unit\n(CAD)]])),ISBLANK(Table2[[#This Row],[Control Type]])), \"\", IF(OR(Table2[[#This Row],[Rebate Per Unit\n(CAD)]]=0,AND(NOT(ISNUMBER(Table2[[#This Row],[Rebate Per Unit\n(CAD)]])), ISTEXT(Table2[[#This Row],[Control Type]]))), 0, IFERROR(Table2[[#This Row],[Prescribed Quantity]]*Table2[[#This Row],[Rebate Per Unit\n(CAD)]],\"\")))","v":""},{"$f":" IF(AND(ISBLANK(Table2[[#This Row],[Control Type]]),ISNUMBER(Table2[[#This Row],[Rebate Value (CAD)]])),0, IFERROR(Table2[[#This Row],[Control Quantity]]*Table2[[#This Row],[Control Rebate per Unit\n(CAD)]],\"\"))","v":""},{"$f":"IF(AND(ISBLANK(Table2[[#This Row],[Rebate Value (CAD)]]),ISBLANK(Table2[[#This Row],[Rebate Value for Controls (CAD)]])), \"\", IFERROR(Table2[[#This Row],[Rebate Value (CAD)]]+Table2[[#This Row],[Rebate Value for Controls (CAD)]],\"\"))","v":""},{"$f":"IF(Table2[[#This Row],[Lighting  Technology]]=\"Other\",\"Other - \"&Table2[[#This Row],[Other - Lighting Technology Description]],Table2[[#This Row],[BC Hydro Rebate Category ]])","v":0},{"$f":"Table2[[#This Row],[BC Hydro Rebate Category ]]&Table2[[#This Row],[Retrofit Part '# (mandatory to validate Rebates)]]","v":""}]
[null,null,null,null,null,null,{"$f":"IF(ISBLANK(Table2[[#This Row],[Prescribed Lighting Source]]), \"\", IFERROR( INDEX(Table13ExistingPrescribedWattage,MATCH(Table2[[#This Row],[Prescribed Lighting Source]],Table13ExistingLightingSource,0)), IFERROR(INDEX(Table13ExistingPrescribedWattage,MATCH(Table2[[#This Row],[Fortis Rebate Category ]],Table13NewLightingSource,0)),\"-\")))","v":""},null,{"$f":"IFERROR(INDEX(SpaceTypeHours,MATCH(Table2[[#This Row],[Space Type]],SpaceType,0)),\"\")","v":""},null,{"$f":"IFERROR(IF(Table2[[#This Row],[Lighting  Technology]]=\"Other\",Table2[[#This Row],[Existing Effective Input Wattage (W)]]*Table2[[#This Row],[Existing Luminaire Quantity]],Table2[[#This Row],[Existing Prescribed Wattage (W)]]*Table2[[#This Row],[Existing Luminaire Quantity]]),\"\")","v":""},{"$f":"IF(Table2[Lighting  Technology] = \"Other\",(Table2[[#This Row],[Existing Luminaire Quantity]]*Table2[[#This Row],[Existing Effective Input Wattage (W)]]), IF(Table2[Existing Prescribed Wattage (W)] = \"\",\"\", IF( ISBLANK(Table2[[#This Row],[Existing Effective Input Wattage (W)]]), (Table2[[#This Row],[Existing Luminaire Quantity]]*Table2[[#This Row],[Existing Prescribed Wattage (W)]]),(Table2[[#This Row],[Existing Luminaire Quantity]]*Table2[[#This Row],[Existing Effective Input Wattage (W)]]))))","v":""},{"$f":"IF( (ISBLANK(Table2[[#This Row],[Annual Usage Hours (hrs)]])), IFERROR(Table2[[#This Row],[Reference Hours (hrs)]]*Table2[[#This Row],[Total Demand (Hidden) W]]/1000,\"\"), IFERROR(Table2[[#This Row],[Annual Usage Hours (hrs)]]*Table2[[#This Row],[Total Demand (Hidden) W]]/1000,\"\"))","v":""},null,null,{"$f":"IF(Table2[[#This Row],[Lighting  Technology]]=\"Other\", 0, IF( AND(ISBLANK(Table2[[#This Row],[BC Hydro Rebate Category ]]),ISBLANK(Table2[[#This Row],[Fortis Rebate Category ]])), \"\", IF(ISTEXT(Table2[[#This Row],[Fortis Rebate Category ]]), IFERROR(INDEX(Table13[Rebate],MATCH(Table2[[#This Row],[Fortis Rebate Category ]],Table13[Fortis New Lighting source],0)),\"\"), IF(ISTEXT(Table2[[#This Row],[BC Hydro Rebate Category ]]), IFERROR(INDEX(Table13Rebate,MATCH(Table2[[#This Row],[BC Hydro Rebate Category ]],Table13BCHRebateCategory,0)),\"\"), \"\"))))","v":""},{"$f":" IF(Table2[[#This Row],[Lighting  Technology]]=\"Other\", \"per Unit\", IF( AND(ISBLANK(Table2[[#This Row],[BC Hydro Rebate Category ]]),ISBLANK(Table2[[#This Row],[Fortis Rebate Category ]])), \"\", IF(ISTEXT(Table2[[#This Row],[Fortis Rebate Category ]]), IFERROR(INDEX(Table13PerUnit,MATCH(Table2[[#This Row],[Fortis Rebate Category ]],Table13[Fortis New Lighting source],0)),\"\"), IF(ISTEXT(Table2[[#This Row],[BC Hydro Rebate Category ]]), IFERROR(INDEX(Table13PerUnit,MATCH(Table2[[#This Row],[BC Hydro Rebate Category ]],Table13BCHRebateCategory,0)),\"\"), \"\"))))","v":""},null,{"$f":"IF( AND(ISBLANK(Table2[[#This Row],[Existing Luminaire Quantity]]),ISBLANK(Table2[[#This Row],[Prescribed Lighting Source]])), \"\", IF( OR(AND(ISNUMBER(SEARCH(\"lamp fl.\",Table2[[#This Row],[Prescribed Lighting Source]])),ISNUMBER(SEARCH(\"T8 lamp\",Table2[[#This Row],[BC Hydro Rebate Category ]]))),AND(ISNUMBER(SEARCH(\"T5HO\",Table2[[#This Row],[Prescribed Lighting Source]])),ISNUMBER(SEARCH(\"T5HO\",Table2[[#This Row],[BC Hydro Rebate Category ]]))),AND(ISNUMBER(SEARCH(\"lamp fl.\",Table2[[#This Row],[Prescribed Lighting Source]])),ISNUMBER(SEARCH(\"T8 lamp\",Table2[[#This Row],[Fortis Rebate Category ]]))),AND(ISNUMBER(SEARCH(\"T5HO\",Table2[[#This Row],[Prescribed Lighting Source]])),ISNUMBER(SEARCH(\"T5HO\",Table2[[#This Row],[Fortis Rebate Category ]])))          ),  IFERROR(INDEX(Table13NumberofLamps,MATCH(Table2[[#This Row],[Prescribed Lighting Source]],Table13ExistingLightingSource,0))*Table2[[#This Row],[Existing Luminaire Quantity]], \"-\"),  IF(Table2[[#This Row],[Lighting  Technology]]=\"Other\", IFERROR(Table2[[#This Row],[Existing Luminaire Quantity]],\"-\"), IFERROR(Table2[[#This Row],[Existing Luminaire Quantity]],\"-\"))))","v":""},{"$f":"IF( AND(ISBLANK(Table2[[#This Row],[BC Hydro Rebate Category ]]),ISBLANK(Table2[[#This Row],[Fortis Rebate Category ]])), \"\", IF(ISTEXT(Table2[[#This Row],[Fortis Rebate Category ]]), IFERROR(INDEX(Table13NewPrescribedWattage,MATCH(Table2[[#This Row],[Fortis Rebate Category ]],Table13[Fortis New Lighting source],0)),\"\"), IF(ISTEXT(Table2[[#This Row],[BC Hydro Rebate Category ]]), IFERROR(INDEX(Table13NewPrescribedWattage,MATCH(Table2[[#This Row],[BC Hydro Rebate Category ]],Table13BCHRebateCategory,0)),\"\"), \"\")))","v":""},null,null,{"$f":"IF(Table2[[#This Row],[Lighting  Technology]]=\"Other\", \"-\", IF( AND(ISBLANK(Table2[[#This Row],[BC Hydro Rebate Category ]]),ISBLANK(Table2[[#This Row],[Fortis Rebate Category ]])), \"\", IF(ISTEXT(Table2[[#This Row],[Fortis Rebate Category ]]), IFERROR(INDEX(Table13BCHECM,MATCH(Table2[[#This Row],[Fortis Rebate Category ]],Table13[Fortis New Lighting source],0)),\"\"), IF(ISTEXT(Table2[[#This Row],[BC Hydro Rebate Category ]]), IFERROR(INDEX(Table13BCHECM,MATCH(Table2[[#This Row],[BC Hydro Rebate Category ]],Table13BCHRebateCategory,0)),\"\"), \"\"))))","v":""},{"$f":"IF(Table2[[#This Row],[Lighting  Technology]]=\"Other\", 0, IF( AND(ISBLANK(Table2[[#This Row],[BC Hydro Rebate Category ]]),ISBLANK(Table2[[#This Row],[Fortis Rebate Category ]])), \"\", IF(ISTEXT(Table2[[#This Row],[Fortis Rebate Category ]]), IFERROR(INDEX(Table13Persistence,MATCH(Table2[[#This Row],[Fortis Rebate Category ]],Table13[Fortis New Lighting source],0)),\"\"), IF(ISTEXT(Table2[[#This Row],[BC Hydro Rebate Category ]]), IFERROR(INDEX(Table13Persistence,MATCH(Table2[[#This Row],[BC Hydro Rebate Category ]],Table13BCHRebateCategory,0)),\"\"), \"\"))))","v":""},null,{"$f":"IFERROR(INDEX(Table5ControlRebate,MATCH(Table2[[#This Row],[Control Type]],Table5NewControl,0)),\"\")","v":""},null,{"$f":"IF(ISBLANK(Table2[[#This Row],[Control Type]]), IF(ISBLANK(Table2[[#This Row],[Annual Usage Hours (hrs)]]),Table2[[#This Row],[Reference Hours (hrs)]], Table2[[#This Row],[Annual Usage Hours (hrs)]]), IF(AND(ISBLANK(Table2[[#This Row],[Annual Usage Hours (hrs)]]), Table2[[#This Row],[Control Type]]=\"None\"), Table2[[#This Row],[Reference Hours (hrs)]], IF(Table2[[#This Row],[Control Type]]=\"None\", Table2[[#This Row],[Annual Usage Hours (hrs)]], IF(AND(ISBLANK(Table2[[#This Row],[Annual Usage Hours (hrs)]]), Table2[[#This Row],[Control Type]]<>\"None\"), IFERROR(Table2[[#This Row],[Reference Hours (hrs)]]*0.8,\"\"), IF(Table2[[#This Row],[Control Type]]<>\"None\", IFERROR( Table2[[#This Row],[Annual Usage Hours (hrs)]]*0.8,\"\"),\"\")))))","v":""},{"$f":"IF( Table2[[#This Row],[Lighting  Technology]]=\"Other\", IF(ISBLANK(Table2[[#This Row],[Retrofit Lamp/ Luminaire Wattage (see Rebate Unit)]]),\"\",IFERROR(Table2[[#This Row],[Prescribed Quantity]]*Table2[[#This Row],[Retrofit Lamp/ Luminaire Wattage (see Rebate Unit)]],\"\")), IF(ISBLANK(Table2[[#This Row],[Retrofit Lamp/ Luminaire Wattage (see Rebate Unit)]]),IFERROR(Table2[[#This Row],[Prescribed Quantity]]*Table2[[#This Row],[Prescribed Wattage (W)]],\"\"),IFERROR(Table2[[#This Row],[Prescribed Quantity]]*Table2[[#This Row],[Retrofit Lamp/ Luminaire Wattage (see Rebate Unit)]],\"\")))","v":""},{"$f":"IFERROR((IF( Table2[[#This Row],[Lighting  Technology]]=\"Other\", Table2[[#This Row],[Prescribed Quantity]]*Table2[[#This Row],[Retrofit Lamp/ Luminaire Wattage (see Rebate Unit)]], Table2[[#This Row],[Prescribed Quantity]]*Table2[[#This Row],[Prescribed Wattage (W)]] )),\"\")","v":""},{"$f":"IF(ISBLANK(Table2[[#This Row],[New Total Demand (hidden, W)]]),\"\", IF(ISBLANK(Table2[[#This Row],[New Hours (hidden, hrs)]]), \"\", IFERROR(Table2[[#This Row],[New Hours (hidden, hrs)]]*Table2[[#This Row],[New Total Demand (hidden, W)]]/1000,\"\")))","v":""},{"$f":"IF(ISBLANK(Table2[[#This Row],[Total Demand (Hidden) W]]),\"\", IF(ISBLANK(Table2[[#This Row],[New Total Demand (hidden, W)]]), \"\", IFERROR((Table2[[#This Row],[Total Demand (Hidden) W]]-Table2[[#This Row],[New Total Demand (hidden, W)]])/1000,\"\")))","v":""},{"$f":"IF( OR(ISBLANK(Table2[[#This Row],[New Total Demand (hidden, W)]]),ISBLANK(Table2[[#This Row],[Total Demand (Hidden) W]])),\"\", IF(ISBLANK(Table2[[#This Row],[Annual Usage Hours (hrs)]]), IFERROR( Table2[[#This Row],[Reference Hours (hrs)]]*(Table2[[#This Row],[Total Demand (Hidden) W]]-Table2[[#This Row],[New Total Demand (hidden, W)]])/1000,\"\"), IFERROR( Table2[[#This Row],[Annual Usage Hours (hrs)]]*(Table2[[#This Row],[Total Demand (Hidden) W]]-Table2[[#This Row],[New Total Demand (hidden, W)]])/1000,\"\")))","v":""},{"$f":"IF( OR(ISBLANK(Table2[[#This Row],[Prescribed Total Demand (hidden, W)]]),ISBLANK(Table2[[#This Row],[Total Demand (Hidden) W]])),\"\", IF(ISBLANK(Table2[[#This Row],[Annual Usage Hours (hrs)]]), IFERROR( Table2[[#This Row],[Reference Hours (hrs)]]*((Table2[Existing Prescribed Wattage (W)]*Table2[Existing Luminaire Quantity])-Table2[[#This Row],[Prescribed Total Demand (hidden, W)]])/1000,\"\"), IFERROR( Table2[[#This Row],[Annual Usage Hours (hrs)]]*((Table2[Existing Prescribed Wattage (W)]*Table2[Existing Luminaire Quantity])-Table2[[#This Row],[Prescribed Total Demand (hidden, W)]])/1000,\"\")))","v":""},{"$f":"\"\"","v":""},{"$f":"IF(OR(Table2[[#This Row],[Control Type]]=\"None\", ISBLANK(Table2[[#This Row],[Control Type]])),\"\", IF(ISBLANK(Table2[[#This Row],[New Total Demand (hidden, W)]]),\"\", IF(ISBLANK(Table2[[#This Row],[Annual Usage Hours (hrs)]]),  IFERROR( 0.2*Table2[[#This Row],[Reference Hours (hrs)]]*Table2[[#This Row],[New Total Demand (hidden, W)]]/1000,\"\"), IFERROR( 0.2*Table2[[#This Row],[Annual Usage Hours (hrs)]]*Table2[[#This Row],[New Total Demand (hidden, W)]]/1000,\"\"))))","v":""},{"$f":"IF(AND(NOT(ISNUMBER(Table2[[#This Row],[Rebate Per Unit\n(CAD)]])),ISBLANK(Table2[[#This Row],[Control Type]])), \"\", IF(OR(Table2[[#This Row],[Rebate Per Unit\n(CAD)]]=0,AND(NOT(ISNUMBER(Table2[[#This Row],[Rebate Per Unit\n(CAD)]])), ISTEXT(Table2[[#This Row],[Control Type]]))), 0, IFERROR(Table2[[#This Row],[Prescribed Quantity]]*Table2[[#This Row],[Rebate Per Unit\n(CAD)]],\"\")))","v":""},{"$f":" IF(AND(ISBLANK(Table2[[#This Row],[Control Type]]),ISNUMBER(Table2[[#This Row],[Rebate Value (CAD)]])),0, IFERROR(Table2[[#This Row],[Control Quantity]]*Table2[[#This Row],[Control Rebate per Unit\n(CAD)]],\"\"))","v":""},{"$f":"IF(AND(ISBLANK(Table2[[#This Row],[Rebate Value (CAD)]]),ISBLANK(Table2[[#This Row],[Rebate Value for Controls (CAD)]])), \"\", IFERROR(Table2[[#This Row],[Rebate Value (CAD)]]+Table2[[#This Row],[Rebate Value for Controls (CAD)]],\"\"))","v":""},{"$f":"IF(Table2[[#This Row],[Lighting  Technology]]=\"Other\",\"Other - \"&Table2[[#This Row],[Other - Lighting Technology Description]],Table2[[#This Row],[BC Hydro Rebate Category ]])","v":0},{"$f":"Table2[[#This Row],[BC Hydro Rebate Category ]]&Table2[[#This Row],[Retrofit Part '# (mandatory to validate Rebates)]]","v":""}]
[null,null,null,null,null,null,{"$f":"IF(ISBLANK(Table2[[#This Row],[Prescribed Lighting Source]]), \"\", IFERROR( INDEX(Table13ExistingPrescribedWattage,MATCH(Table2[[#This Row],[Prescribed Lighting Source]],Table13ExistingLightingSource,0)), IFERROR(INDEX(Table13ExistingPrescribedWattage,MATCH(Table2[[#This Row],[Fortis Rebate Category ]],Table13NewLightingSource,0)),\"-\")))","v":""},null,{"$f":"IFERROR(INDEX(SpaceTypeHours,MATCH(Table2[[#This Row],[Space Type]],SpaceType,0)),\"\")","v":""},null,{"$f":"IFERROR(IF(Table2[[#This Row],[Lighting  Technology]]=\"Other\",Table2[[#This Row],[Existing Effective Input Wattage (W)]]*Table2[[#This Row],[Existing Luminaire Quantity]],Table2[[#This Row],[Existing Prescribed Wattage (W)]]*Table2[[#This Row],[Existing Luminaire Quantity]]),\"\")","v":""},{"$f":"IF(Table2[Lighting  Technology] = \"Other\",(Table2[[#This Row],[Existing Luminaire Quantity]]*Table2[[#This Row],[Existing Effective Input Wattage (W)]]), IF(Table2[Existing Prescribed Wattage (W)] = \"\",\"\", IF( ISBLANK(Table2[[#This Row],[Existing Effective Input Wattage (W)]]), (Table2[[#This Row],[Existing Luminaire Quantity]]*Table2[[#This Row],[Existing Prescribed Wattage (W)]]),(Table2[[#This Row],[Existing Luminaire Quantity]]*Table2[[#This Row],[Existing Effective Input Wattage (W)]]))))","v":""},{"$f":"IF( (ISBLANK(Table2[[#This Row],[Annual Usage Hours (hrs)]])), IFERROR(Table2[[#This Row],[Reference Hours (hrs)]]*Table2[[#This Row],[Total Demand (Hidden) W]]/1000,\"\"), IFERROR(Table2[[#This Row],[Annual Usage Hours (hrs)]]*Table2[[#This Row],[Total Demand (Hidden) W]]/1000,\"\"))","v":""},null,null,{"$f":"IF(Table2[[#This Row],[Lighting  Technology]]=\"Other\", 0, IF( AND(ISBLANK(Table2[[#This Row],[BC Hydro Rebate Category ]]),ISBLANK(Table2[[#This Row],[Fortis Rebate Category ]])), \"\", IF(ISTEXT(Table2[[#This Row],[Fortis Rebate Category ]]), IFERROR(INDEX(Table13[Rebate],MATCH(Table2[[#This Row],[Fortis Rebate Category ]],Table13[Fortis New Lighting source],0)),\"\"), IF(ISTEXT(Table2[[#This Row],[BC Hydro Rebate Category ]]), IFERROR(INDEX(Table13Rebate,MATCH(Table2[[#This Row],[BC Hydro Rebate Category ]],Table13BCHRebateCategory,0)),\"\"), \"\"))))","v":""},{"$f":" IF(Table2[[#This Row],[Lighting  Technology]]=\"Other\", \"per Unit\", IF( AND(ISBLANK(Table2[[#This Row],[BC Hydro Rebate Category ]]),ISBLANK(Table2[[#This Row],[Fortis Rebate Category ]])), \"\", IF(ISTEXT(Table2[[#This Row],[Fortis Rebate Category ]]), IFERROR(INDEX(Table13PerUnit,MATCH(Table2[[#This Row],[Fortis Rebate Category ]],Table13[Fortis New Lighting source],0)),\"\"), IF(ISTEXT(Table2[[#This Row],[BC Hydro Rebate Category ]]), IFERROR(INDEX(Table13PerUnit,MATCH(Table2[[#This Row],[BC Hydro Rebate Category ]],Table13BCHRebateCategory,0)),\"\"), \"\"))))","v":""},null,{"$f":"IF( AND(ISBLANK(Table2[[#This Row],[Existing Luminaire Quantity]]),ISBLANK(Table2[[#This Row],[Prescribed Lighting Source]])), \"\", IF( OR(AND(ISNUMBER(SEARCH(\"lamp fl.\",Table2[[#This Row],[Prescribed Lighting Source]])),ISNUMBER(SEARCH(\"T8 lamp\",Table2[[#This Row],[BC Hydro Rebate Category ]]))),AND(ISNUMBER(SEARCH(\"T5HO\",Table2[[#This Row],[Prescribed Lighting Source]])),ISNUMBER(SEARCH(\"T5HO\",Table2[[#This Row],[BC Hydro Rebate Category ]]))),AND(ISNUMBER(SEARCH(\"lamp fl.\",Table2[[#This Row],[Prescribed Lighting Source]])),ISNUMBER(SEARCH(\"T8 lamp\",Table2[[#This Row],[Fortis Rebate Category ]]))),AND(ISNUMBER(SEARCH(\"T5HO\",Table2[[#This Row],[Prescribed Lighting Source]])),ISNUMBER(SEARCH(\"T5HO\",Table2[[#This Row],[Fortis Rebate Category ]])))          ),  IFERROR(INDEX(Table13NumberofLamps,MATCH(Table2[[#This Row],[Prescribed Lighting Source]],Table13ExistingLightingSource,0))*Table2[[#This Row],[Existing Luminaire Quantity]], \"-\"),  IF(Table2[[#This Row],[Lighting  Technology]]=\"Other\", IFERROR(Table2[[#This Row],[Existing Luminaire Quantity]],\"-\"), IFERROR(Table2[[#This Row],[Existing Luminaire Quantity]],\"-\"))))","v":""},{"$f":"IF( AND(ISBLANK(Table2[[#This Row],[BC Hydro Rebate Category ]]),ISBLANK(Table2[[#This Row],[Fortis Rebate Category ]])), \"\", IF(ISTEXT(Table2[[#This Row],[Fortis Rebate Category ]]), IFERROR(INDEX(Table13NewPrescribedWattage,MATCH(Table2[[#This Row],[Fortis Rebate Category ]],Table13[Fortis New Lighting source],0)),\"\"), IF(ISTEXT(Table2[[#This Row],[BC Hydro Rebate Category ]]), IFERROR(INDEX(Table13NewPrescribedWattage,MATCH(Table2[[#This Row],[BC Hydro Rebate Category ]],Table13BCHRebateCategory,0)),\"\"), \"\")))","v":""},null,null,{"$f":"IF(Table2[[#This Row],[Lighting  Technology]]=\"Other\", \"-\", IF( AND(ISBLANK(Table2[[#This Row],[BC Hydro Rebate Category ]]),ISBLANK(Table2[[#This Row],[Fortis Rebate Category ]])), \"\", IF(ISTEXT(Table2[[#This Row],[Fortis Rebate Category ]]), IFERROR(INDEX(Table13BCHECM,MATCH(Table2[[#This Row],[Fortis Rebate Category ]],Table13[Fortis New Lighting source],0)),\"\"), IF(ISTEXT(Table2[[#This Row],[BC Hydro Rebate Category ]]), IFERROR(INDEX(Table13BCHECM,MATCH(Table2[[#This Row],[BC Hydro Rebate Category ]],Table13BCHRebateCategory,0)),\"\"), \"\"))))","v":""},{"$f":"IF(Table2[[#This Row],[Lighting  Technology]]=\"Other\", 0, IF( AND(ISBLANK(Table2[[#This Row],[BC Hydro Rebate Category ]]),ISBLANK(Table2[[#This Row],[Fortis Rebate Category ]])), \"\", IF(ISTEXT(Table2[[#This Row],[Fortis Rebate Category ]]), IFERROR(INDEX(Table13Persistence,MATCH(Table2[[#This Row],[Fortis Rebate Category ]],Table13[Fortis New Lighting source],0)),\"\"), IF(ISTEXT(Table2[[#This Row],[BC Hydro Rebate Category ]]), IFERROR(INDEX(Table13Persistence,MATCH(Table2[[#This Row],[BC Hydro Rebate Category ]],Table13BCHRebateCategory,0)),\"\"), \"\"))))","v":""},null,{"$f":"IFERROR(INDEX(Table5ControlRebate,MATCH(Table2[[#This Row],[Control Type]],Table5NewControl,0)),\"\")","v":""},null,{"$f":"IF(ISBLANK(Table2[[#This Row],[Control Type]]), IF(ISBLANK(Table2[[#This Row],[Annual Usage Hours (hrs)]]),Table2[[#This Row],[Reference Hours (hrs)]], Table2[[#This Row],[Annual Usage Hours (hrs)]]), IF(AND(ISBLANK(Table2[[#This Row],[Annual Usage Hours (hrs)]]), Table2[[#This Row],[Control Type]]=\"None\"), Table2[[#This Row],[Reference Hours (hrs)]], IF(Table2[[#This Row],[Control Type]]=\"None\", Table2[[#This Row],[Annual Usage Hours (hrs)]], IF(AND(ISBLANK(Table2[[#This Row],[Annual Usage Hours (hrs)]]), Table2[[#This Row],[Control Type]]<>\"None\"), IFERROR(Table2[[#This Row],[Reference Hours (hrs)]]*0.8,\"\"), IF(Table2[[#This Row],[Control Type]]<>\"None\", IFERROR( Table2[[#This Row],[Annual Usage Hours (hrs)]]*0.8,\"\"),\"\")))))","v":""},{"$f":"IF( Table2[[#This Row],[Lighting  Technology]]=\"Other\", IF(ISBLANK(Table2[[#This Row],[Retrofit Lamp/ Luminaire Wattage (see Rebate Unit)]]),\"\",IFERROR(Table2[[#This Row],[Prescribed Quantity]]*Table2[[#This Row],[Retrofit Lamp/ Luminaire Wattage (see Rebate Unit)]],\"\")), IF(ISBLANK(Table2[[#This Row],[Retrofit Lamp/ Luminaire Wattage (see Rebate Unit)]]),IFERROR(Table2[[#This Row],[Prescribed Quantity]]*Table2[[#This Row],[Prescribed Wattage (W)]],\"\"),IFERROR(Table2[[#This Row],[Prescribed Quantity]]*Table2[[#This Row],[Retrofit Lamp/ Luminaire Wattage (see Rebate Unit)]],\"\")))","v":""},{"$f":"IFERROR((IF( Table2[[#This Row],[Lighting  Technology]]=\"Other\", Table2[[#This Row],[Prescribed Quantity]]*Table2[[#This Row],[Retrofit Lamp/ Luminaire Wattage (see Rebate Unit)]], Table2[[#This Row],[Prescribed Quantity]]*Table2[[#This Row],[Prescribed Wattage (W)]] )),\"\")","v":""},{"$f":"IF(ISBLANK(Table2[[#This Row],[New Total Demand (hidden, W)]]),\"\", IF(ISBLANK(Table2[[#This Row],[New Hours (hidden, hrs)]]), \"\", IFERROR(Table2[[#This Row],[New Hours (hidden, hrs)]]*Table2[[#This Row],[New Total Demand (hidden, W)]]/1000,\"\")))","v":""},{"$f":"IF(ISBLANK(Table2[[#This Row],[Total Demand (Hidden) W]]),\"\", IF(ISBLANK(Table2[[#This Row],[New Total Demand (hidden, W)]]), \"\", IFERROR((Table2[[#This Row],[Total Demand (Hidden) W]]-Table2[[#This Row],[New Total Demand (hidden, W)]])/1000,\"\")))","v":""},{"$f":"IF( OR(ISBLANK(Table2[[#This Row],[New Total Demand (hidden, W)]]),ISBLANK(Table2[[#This Row],[Total Demand (Hidden) W]])),\"\", IF(ISBLANK(Table2[[#This Row],[Annual Usage Hours (hrs)]]), IFERROR( Table2[[#This Row],[Reference Hours (hrs)]]*(Table2[[#This Row],[Total Demand (Hidden) W]]-Table2[[#This Row],[New Total Demand (hidden, W)]])/1000,\"\"), IFERROR( Table2[[#This Row],[Annual Usage Hours (hrs)]]*(Table2[[#This Row],[Total Demand (Hidden) W]]-Table2[[#This Row],[New Total Demand (hidden, W)]])/1000,\"\")))","v":""},{"$f":"IF( OR(ISBLANK(Table2[[#This Row],[Prescribed Total Demand (hidden, W)]]),ISBLANK(Table2[[#This Row],[Total Demand (Hidden) W]])),\"\", IF(ISBLANK(Table2[[#This Row],[Annual Usage Hours (hrs)]]), IFERROR( Table2[[#This Row],[Reference Hours (hrs)]]*((Table2[Existing Prescribed Wattage (W)]*Table2[Existing Luminaire Quantity])-Table2[[#This Row],[Prescribed Total Demand (hidden, W)]])/1000,\"\"), IFERROR( Table2[[#This Row],[Annual Usage Hours (hrs)]]*((Table2[Existing Prescribed Wattage (W)]*Table2[Existing Luminaire Quantity])-Table2[[#This Row],[Prescribed Total Demand (hidden, W)]])/1000,\"\")))","v":""},{"$f":"\"\"","v":""},{"$f":"IF(OR(Table2[[#This Row],[Control Type]]=\"None\", ISBLANK(Table2[[#This Row],[Control Type]])),\"\", IF(ISBLANK(Table2[[#This Row],[New Total Demand (hidden, W)]]),\"\", IF(ISBLANK(Table2[[#This Row],[Annual Usage Hours (hrs)]]),  IFERROR( 0.2*Table2[[#This Row],[Reference Hours (hrs)]]*Table2[[#This Row],[New Total Demand (hidden, W)]]/1000,\"\"), IFERROR( 0.2*Table2[[#This Row],[Annual Usage Hours (hrs)]]*Table2[[#This Row],[New Total Demand (hidden, W)]]/1000,\"\"))))","v":""},{"$f":"IF(AND(NOT(ISNUMBER(Table2[[#This Row],[Rebate Per Unit\n(CAD)]])),ISBLANK(Table2[[#This Row],[Control Type]])), \"\", IF(OR(Table2[[#This Row],[Rebate Per Unit\n(CAD)]]=0,AND(NOT(ISNUMBER(Table2[[#This Row],[Rebate Per Unit\n(CAD)]])), ISTEXT(Table2[[#This Row],[Control Type]]))), 0, IFERROR(Table2[[#This Row],[Prescribed Quantity]]*Table2[[#This Row],[Rebate Per Unit\n(CAD)]],\"\")))","v":""},{"$f":" IF(AND(ISBLANK(Table2[[#This Row],[Control Type]]),ISNUMBER(Table2[[#This Row],[Rebate Value (CAD)]])),0, IFERROR(Table2[[#This Row],[Control Quantity]]*Table2[[#This Row],[Control Rebate per Unit\n(CAD)]],\"\"))","v":""},{"$f":"IF(AND(ISBLANK(Table2[[#This Row],[Rebate Value (CAD)]]),ISBLANK(Table2[[#This Row],[Rebate Value for Controls (CAD)]])), \"\", IFERROR(Table2[[#This Row],[Rebate Value (CAD)]]+Table2[[#This Row],[Rebate Value for Controls (CAD)]],\"\"))","v":""},{"$f":"IF(Table2[[#This Row],[Lighting  Technology]]=\"Other\",\"Other - \"&Table2[[#This Row],[Other - Lighting Technology Description]],Table2[[#This Row],[BC Hydro Rebate Category ]])","v":0},{"$f":"Table2[[#This Row],[BC Hydro Rebate Category ]]&Table2[[#This Row],[Retrofit Part '# (mandatory to validate Rebates)]]","v":""}]
[null,null,null,null,null,null,{"$f":"IF(ISBLANK(Table2[[#This Row],[Prescribed Lighting Source]]), \"\", IFERROR( INDEX(Table13ExistingPrescribedWattage,MATCH(Table2[[#This Row],[Prescribed Lighting Source]],Table13ExistingLightingSource,0)), IFERROR(INDEX(Table13ExistingPrescribedWattage,MATCH(Table2[[#This Row],[Fortis Rebate Category ]],Table13NewLightingSource,0)),\"-\")))","v":""},null,{"$f":"IFERROR(INDEX(SpaceTypeHours,MATCH(Table2[[#This Row],[Space Type]],SpaceType,0)),\"\")","v":""},null,{"$f":"IFERROR(IF(Table2[[#This Row],[Lighting  Technology]]=\"Other\",Table2[[#This Row],[Existing Effective Input Wattage (W)]]*Table2[[#This Row],[Existing Luminaire Quantity]],Table2[[#This Row],[Existing Prescribed Wattage (W)]]*Table2[[#This Row],[Existing Luminaire Quantity]]),\"\")","v":""},{"$f":"IF(Table2[Lighting  Technology] = \"Other\",(Table2[[#This Row],[Existing Luminaire Quantity]]*Table2[[#This Row],[Existing Effective Input Wattage (W)]]), IF(Table2[Existing Prescribed Wattage (W)] = \"\",\"\", IF( ISBLANK(Table2[[#This Row],[Existing Effective Input Wattage (W)]]), (Table2[[#This Row],[Existing Luminaire Quantity]]*Table2[[#This Row],[Existing Prescribed Wattage (W)]]),(Table2[[#This Row],[Existing Luminaire Quantity]]*Table2[[#This Row],[Existing Effective Input Wattage (W)]]))))","v":""},{"$f":"IF( (ISBLANK(Table2[[#This Row],[Annual Usage Hours (hrs)]])), IFERROR(Table2[[#This Row],[Reference Hours (hrs)]]*Table2[[#This Row],[Total Demand (Hidden) W]]/1000,\"\"), IFERROR(Table2[[#This Row],[Annual Usage Hours (hrs)]]*Table2[[#This Row],[Total Demand (Hidden) W]]/1000,\"\"))","v":""},null,null,{"$f":"IF(Table2[[#This Row],[Lighting  Technology]]=\"Other\", 0, IF( AND(ISBLANK(Table2[[#This Row],[BC Hydro Rebate Category ]]),ISBLANK(Table2[[#This Row],[Fortis Rebate Category ]])), \"\", IF(ISTEXT(Table2[[#This Row],[Fortis Rebate Category ]]), IFERROR(INDEX(Table13[Rebate],MATCH(Table2[[#This Row],[Fortis Rebate Category ]],Table13[Fortis New Lighting source],0)),\"\"), IF(ISTEXT(Table2[[#This Row],[BC Hydro Rebate Category ]]), IFERROR(INDEX(Table13Rebate,MATCH(Table2[[#This Row],[BC Hydro Rebate Category ]],Table13BCHRebateCategory,0)),\"\"), \"\"))))","v":""},{"$f":" IF(Table2[[#This Row],[Lighting  Technology]]=\"Other\", \"per Unit\", IF( AND(ISBLANK(Table2[[#This Row],[BC Hydro Rebate Category ]]),ISBLANK(Table2[[#This Row],[Fortis Rebate Category ]])), \"\", IF(ISTEXT(Table2[[#This Row],[Fortis Rebate Category ]]), IFERROR(INDEX(Table13PerUnit,MATCH(Table2[[#This Row],[Fortis Rebate Category ]],Table13[Fortis New Lighting source],0)),\"\"), IF(ISTEXT(Table2[[#This Row],[BC Hydro Rebate Category ]]), IFERROR(INDEX(Table13PerUnit,MATCH(Table2[[#This Row],[BC Hydro Rebate Category ]],Table13BCHRebateCategory,0)),\"\"), \"\"))))","v":""},null,{"$f":"IF( AND(ISBLANK(Table2[[#This Row],[Existing Luminaire Quantity]]),ISBLANK(Table2[[#This Row],[Prescribed Lighting Source]])), \"\", IF( OR(AND(ISNUMBER(SEARCH(\"lamp fl.\",Table2[[#This Row],[Prescribed Lighting Source]])),ISNUMBER(SEARCH(\"T8 lamp\",Table2[[#This Row],[BC Hydro Rebate Category ]]))),AND(ISNUMBER(SEARCH(\"T5HO\",Table2[[#This Row],[Prescribed Lighting Source]])),ISNUMBER(SEARCH(\"T5HO\",Table2[[#This Row],[BC Hydro Rebate Category ]]))),AND(ISNUMBER(SEARCH(\"lamp fl.\",Table2[[#This Row],[Prescribed Lighting Source]])),ISNUMBER(SEARCH(\"T8 lamp\",Table2[[#This Row],[Fortis Rebate Category ]]))),AND(ISNUMBER(SEARCH(\"T5HO\",Table2[[#This Row],[Prescribed Lighting Source]])),ISNUMBER(SEARCH(\"T5HO\",Table2[[#This Row],[Fortis Rebate Category ]])))          ),  IFERROR(INDEX(Table13NumberofLamps,MATCH(Table2[[#This Row],[Prescribed Lighting Source]],Table13ExistingLightingSource,0))*Table2[[#This Row],[Existing Luminaire Quantity]], \"-\"),  IF(Table2[[#This Row],[Lighting  Technology]]=\"Other\", IFERROR(Table2[[#This Row],[Existing Luminaire Quantity]],\"-\"), IFERROR(Table2[[#This Row],[Existing Luminaire Quantity]],\"-\"))))","v":""},{"$f":"IF( AND(ISBLANK(Table2[[#This Row],[BC Hydro Rebate Category ]]),ISBLANK(Table2[[#This Row],[Fortis Rebate Category ]])), \"\", IF(ISTEXT(Table2[[#This Row],[Fortis Rebate Category ]]), IFERROR(INDEX(Table13NewPrescribedWattage,MATCH(Table2[[#This Row],[Fortis Rebate Category ]],Table13[Fortis New Lighting source],0)),\"\"), IF(ISTEXT(Table2[[#This Row],[BC Hydro Rebate Category ]]), IFERROR(INDEX(Table13NewPrescribedWattage,MATCH(Table2[[#This Row],[BC Hydro Rebate Category ]],Table13BCHRebateCategory,0)),\"\"), \"\")))","v":""},null,null,{"$f":"IF(Table2[[#This Row],[Lighting  Technology]]=\"Other\", \"-\", IF( AND(ISBLANK(Table2[[#This Row],[BC Hydro Rebate Category ]]),ISBLANK(Table2[[#This Row],[Fortis Rebate Category ]])), \"\", IF(ISTEXT(Table2[[#This Row],[Fortis Rebate Category ]]), IFERROR(INDEX(Table13BCHECM,MATCH(Table2[[#This Row],[Fortis Rebate Category ]],Table13[Fortis New Lighting source],0)),\"\"), IF(ISTEXT(Table2[[#This Row],[BC Hydro Rebate Category ]]), IFERROR(INDEX(Table13BCHECM,MATCH(Table2[[#This Row],[BC Hydro Rebate Category ]],Table13BCHRebateCategory,0)),\"\"), \"\"))))","v":""},{"$f":"IF(Table2[[#This Row],[Lighting  Technology]]=\"Other\", 0, IF( AND(ISBLANK(Table2[[#This Row],[BC Hydro Rebate Category ]]),ISBLANK(Table2[[#This Row],[Fortis Rebate Category ]])), \"\", IF(ISTEXT(Table2[[#This Row],[Fortis Rebate Category ]]), IFERROR(INDEX(Table13Persistence,MATCH(Table2[[#This Row],[Fortis Rebate Category ]],Table13[Fortis New Lighting source],0)),\"\"), IF(ISTEXT(Table2[[#This Row],[BC Hydro Rebate Category ]]), IFERROR(INDEX(Table13Persistence,MATCH(Table2[[#This Row],[BC Hydro Rebate Category ]],Table13BCHRebateCategory,0)),\"\"), \"\"))))","v":""},null,{"$f":"IFERROR(INDEX(Table5ControlRebate,MATCH(Table2[[#This Row],[Control Type]],Table5NewControl,0)),\"\")","v":""},null,{"$f":"IF(ISBLANK(Table2[[#This Row],[Control Type]]), IF(ISBLANK(Table2[[#This Row],[Annual Usage Hours (hrs)]]),Table2[[#This Row],[Reference Hours (hrs)]], Table2[[#This Row],[Annual Usage Hours (hrs)]]), IF(AND(ISBLANK(Table2[[#This Row],[Annual Usage Hours (hrs)]]), Table2[[#This Row],[Control Type]]=\"None\"), Table2[[#This Row],[Reference Hours (hrs)]], IF(Table2[[#This Row],[Control Type]]=\"None\", Table2[[#This Row],[Annual Usage Hours (hrs)]], IF(AND(ISBLANK(Table2[[#This Row],[Annual Usage Hours (hrs)]]), Table2[[#This Row],[Control Type]]<>\"None\"), IFERROR(Table2[[#This Row],[Reference Hours (hrs)]]*0.8,\"\"), IF(Table2[[#This Row],[Control Type]]<>\"None\", IFERROR( Table2[[#This Row],[Annual Usage Hours (hrs)]]*0.8,\"\"),\"\")))))","v":""},{"$f":"IF( Table2[[#This Row],[Lighting  Technology]]=\"Other\", IF(ISBLANK(Table2[[#This Row],[Retrofit Lamp/ Luminaire Wattage (see Rebate Unit)]]),\"\",IFERROR(Table2[[#This Row],[Prescribed Quantity]]*Table2[[#This Row],[Retrofit Lamp/ Luminaire Wattage (see Rebate Unit)]],\"\")), IF(ISBLANK(Table2[[#This Row],[Retrofit Lamp/ Luminaire Wattage (see Rebate Unit)]]),IFERROR(Table2[[#This Row],[Prescribed Quantity]]*Table2[[#This Row],[Prescribed Wattage (W)]],\"\"),IFERROR(Table2[[#This Row],[Prescribed Quantity]]*Table2[[#This Row],[Retrofit Lamp/ Luminaire Wattage (see Rebate Unit)]],\"\")))","v":""},{"$f":"IFERROR((IF( Table2[[#This Row],[Lighting  Technology]]=\"Other\", Table2[[#This Row],[Prescribed Quantity]]*Table2[[#This Row],[Retrofit Lamp/ Luminaire Wattage (see Rebate Unit)]], Table2[[#This Row],[Prescribed Quantity]]*Table2[[#This Row],[Prescribed Wattage (W)]] )),\"\")","v":""},{"$f":"IF(ISBLANK(Table2[[#This Row],[New Total Demand (hidden, W)]]),\"\", IF(ISBLANK(Table2[[#This Row],[New Hours (hidden, hrs)]]), \"\", IFERROR(Table2[[#This Row],[New Hours (hidden, hrs)]]*Table2[[#This Row],[New Total Demand (hidden, W)]]/1000,\"\")))","v":""},{"$f":"IF(ISBLANK(Table2[[#This Row],[Total Demand (Hidden) W]]),\"\", IF(ISBLANK(Table2[[#This Row],[New Total Demand (hidden, W)]]), \"\", IFERROR((Table2[[#This Row],[Total Demand (Hidden) W]]-Table2[[#This Row],[New Total Demand (hidden, W)]])/1000,\"\")))","v":""},{"$f":"IF( OR(ISBLANK(Table2[[#This Row],[New Total Demand (hidden, W)]]),ISBLANK(Table2[[#This Row],[Total Demand (Hidden) W]])),\"\", IF(ISBLANK(Table2[[#This Row],[Annual Usage Hours (hrs)]]), IFERROR( Table2[[#This Row],[Reference Hours (hrs)]]*(Table2[[#This Row],[Total Demand (Hidden) W]]-Table2[[#This Row],[New Total Demand (hidden, W)]])/1000,\"\"), IFERROR( Table2[[#This Row],[Annual Usage Hours (hrs)]]*(Table2[[#This Row],[Total Demand (Hidden) W]]-Table2[[#This Row],[New Total Demand (hidden, W)]])/1000,\"\")))","v":""},{"$f":"IF( OR(ISBLANK(Table2[[#This Row],[Prescribed Total Demand (hidden, W)]]),ISBLANK(Table2[[#This Row],[Total Demand (Hidden) W]])),\"\", IF(ISBLANK(Table2[[#This Row],[Annual Usage Hours (hrs)]]), IFERROR( Table2[[#This Row],[Reference Hours (hrs)]]*((Table2[Existing Prescribed Wattage (W)]*Table2[Existing Luminaire Quantity])-Table2[[#This Row],[Prescribed Total Demand (hidden, W)]])/1000,\"\"), IFERROR( Table2[[#This Row],[Annual Usage Hours (hrs)]]*((Table2[Existing Prescribed Wattage (W)]*Table2[Existing Luminaire Quantity])-Table2[[#This Row],[Prescribed Total Demand (hidden, W)]])/1000,\"\")))","v":""},{"$f":"\"\"","v":""},{"$f":"IF(OR(Table2[[#This Row],[Control Type]]=\"None\", ISBLANK(Table2[[#This Row],[Control Type]])),\"\", IF(ISBLANK(Table2[[#This Row],[New Total Demand (hidden, W)]]),\"\", IF(ISBLANK(Table2[[#This Row],[Annual Usage Hours (hrs)]]),  IFERROR( 0.2*Table2[[#This Row],[Reference Hours (hrs)]]*Table2[[#This Row],[New Total Demand (hidden, W)]]/1000,\"\"), IFERROR( 0.2*Table2[[#This Row],[Annual Usage Hours (hrs)]]*Table2[[#This Row],[New Total Demand (hidden, W)]]/1000,\"\"))))","v":""},{"$f":"IF(AND(NOT(ISNUMBER(Table2[[#This Row],[Rebate Per Unit\n(CAD)]])),ISBLANK(Table2[[#This Row],[Control Type]])), \"\", IF(OR(Table2[[#This Row],[Rebate Per Unit\n(CAD)]]=0,AND(NOT(ISNUMBER(Table2[[#This Row],[Rebate Per Unit\n(CAD)]])), ISTEXT(Table2[[#This Row],[Control Type]]))), 0, IFERROR(Table2[[#This Row],[Prescribed Quantity]]*Table2[[#This Row],[Rebate Per Unit\n(CAD)]],\"\")))","v":""},{"$f":" IF(AND(ISBLANK(Table2[[#This Row],[Control Type]]),ISNUMBER(Table2[[#This Row],[Rebate Value (CAD)]])),0, IFERROR(Table2[[#This Row],[Control Quantity]]*Table2[[#This Row],[Control Rebate per Unit\n(CAD)]],\"\"))","v":""},{"$f":"IF(AND(ISBLANK(Table2[[#This Row],[Rebate Value (CAD)]]),ISBLANK(Table2[[#This Row],[Rebate Value for Controls (CAD)]])), \"\", IFERROR(Table2[[#This Row],[Rebate Value (CAD)]]+Table2[[#This Row],[Rebate Value for Controls (CAD)]],\"\"))","v":""},{"$f":"IF(Table2[[#This Row],[Lighting  Technology]]=\"Other\",\"Other - \"&Table2[[#This Row],[Other - Lighting Technology Description]],Table2[[#This Row],[BC Hydro Rebate Category ]])","v":0},{"$f":"Table2[[#This Row],[BC Hydro Rebate Category ]]&Table2[[#This Row],[Retrofit Part '# (mandatory to validate Rebates)]]","v":""}]
[null,null,null,null,null,null,{"$f":"IF(ISBLANK(Table2[[#This Row],[Prescribed Lighting Source]]), \"\", IFERROR( INDEX(Table13ExistingPrescribedWattage,MATCH(Table2[[#This Row],[Prescribed Lighting Source]],Table13ExistingLightingSource,0)), IFERROR(INDEX(Table13ExistingPrescribedWattage,MATCH(Table2[[#This Row],[Fortis Rebate Category ]],Table13NewLightingSource,0)),\"-\")))","v":""},null,{"$f":"IFERROR(INDEX(SpaceTypeHours,MATCH(Table2[[#This Row],[Space Type]],SpaceType,0)),\"\")","v":""},null,{"$f":"IFERROR(IF(Table2[[#This Row],[Lighting  Technology]]=\"Other\",Table2[[#This Row],[Existing Effective Input Wattage (W)]]*Table2[[#This Row],[Existing Luminaire Quantity]],Table2[[#This Row],[Existing Prescribed Wattage (W)]]*Table2[[#This Row],[Existing Luminaire Quantity]]),\"\")","v":""},{"$f":"IF(Table2[Lighting  Technology] = \"Other\",(Table2[[#This Row],[Existing Luminaire Quantity]]*Table2[[#This Row],[Existing Effective Input Wattage (W)]]), IF(Table2[Existing Prescribed Wattage (W)] = \"\",\"\", IF( ISBLANK(Table2[[#This Row],[Existing Effective Input Wattage (W)]]), (Table2[[#This Row],[Existing Luminaire Quantity]]*Table2[[#This Row],[Existing Prescribed Wattage (W)]]),(Table2[[#This Row],[Existing Luminaire Quantity]]*Table2[[#This Row],[Existing Effective Input Wattage (W)]]))))","v":""},{"$f":"IF( (ISBLANK(Table2[[#This Row],[Annual Usage Hours (hrs)]])), IFERROR(Table2[[#This Row],[Reference Hours (hrs)]]*Table2[[#This Row],[Total Demand (Hidden) W]]/1000,\"\"), IFERROR(Table2[[#This Row],[Annual Usage Hours (hrs)]]*Table2[[#This Row],[Total Demand (Hidden) W]]/1000,\"\"))","v":""},null,null,{"$f":"IF(Table2[[#This Row],[Lighting  Technology]]=\"Other\", 0, IF( AND(ISBLANK(Table2[[#This Row],[BC Hydro Rebate Category ]]),ISBLANK(Table2[[#This Row],[Fortis Rebate Category ]])), \"\", IF(ISTEXT(Table2[[#This Row],[Fortis Rebate Category ]]), IFERROR(INDEX(Table13[Rebate],MATCH(Table2[[#This Row],[Fortis Rebate Category ]],Table13[Fortis New Lighting source],0)),\"\"), IF(ISTEXT(Table2[[#This Row],[BC Hydro Rebate Category ]]), IFERROR(INDEX(Table13Rebate,MATCH(Table2[[#This Row],[BC Hydro Rebate Category ]],Table13BCHRebateCategory,0)),\"\"), \"\"))))","v":""},{"$f":" IF(Table2[[#This Row],[Lighting  Technology]]=\"Other\", \"per Unit\", IF( AND(ISBLANK(Table2[[#This Row],[BC Hydro Rebate Category ]]),ISBLANK(Table2[[#This Row],[Fortis Rebate Category ]])), \"\", IF(ISTEXT(Table2[[#This Row],[Fortis Rebate Category ]]), IFERROR(INDEX(Table13PerUnit,MATCH(Table2[[#This Row],[Fortis Rebate Category ]],Table13[Fortis New Lighting source],0)),\"\"), IF(ISTEXT(Table2[[#This Row],[BC Hydro Rebate Category ]]), IFERROR(INDEX(Table13PerUnit,MATCH(Table2[[#This Row],[BC Hydro Rebate Category ]],Table13BCHRebateCategory,0)),\"\"), \"\"))))","v":""},null,{"$f":"IF( AND(ISBLANK(Table2[[#This Row],[Existing Luminaire Quantity]]),ISBLANK(Table2[[#This Row],[Prescribed Lighting Source]])), \"\", IF( OR(AND(ISNUMBER(SEARCH(\"lamp fl.\",Table2[[#This Row],[Prescribed Lighting Source]])),ISNUMBER(SEARCH(\"T8 lamp\",Table2[[#This Row],[BC Hydro Rebate Category ]]))),AND(ISNUMBER(SEARCH(\"T5HO\",Table2[[#This Row],[Prescribed Lighting Source]])),ISNUMBER(SEARCH(\"T5HO\",Table2[[#This Row],[BC Hydro Rebate Category ]]))),AND(ISNUMBER(SEARCH(\"lamp fl.\",Table2[[#This Row],[Prescribed Lighting Source]])),ISNUMBER(SEARCH(\"T8 lamp\",Table2[[#This Row],[Fortis Rebate Category ]]))),AND(ISNUMBER(SEARCH(\"T5HO\",Table2[[#This Row],[Prescribed Lighting Source]])),ISNUMBER(SEARCH(\"T5HO\",Table2[[#This Row],[Fortis Rebate Category ]])))          ),  IFERROR(INDEX(Table13NumberofLamps,MATCH(Table2[[#This Row],[Prescribed Lighting Source]],Table13ExistingLightingSource,0))*Table2[[#This Row],[Existing Luminaire Quantity]], \"-\"),  IF(Table2[[#This Row],[Lighting  Technology]]=\"Other\", IFERROR(Table2[[#This Row],[Existing Luminaire Quantity]],\"-\"), IFERROR(Table2[[#This Row],[Existing Luminaire Quantity]],\"-\"))))","v":""},{"$f":"IF( AND(ISBLANK(Table2[[#This Row],[BC Hydro Rebate Category ]]),ISBLANK(Table2[[#This Row],[Fortis Rebate Category ]])), \"\", IF(ISTEXT(Table2[[#This Row],[Fortis Rebate Category ]]), IFERROR(INDEX(Table13NewPrescribedWattage,MATCH(Table2[[#This Row],[Fortis Rebate Category ]],Table13[Fortis New Lighting source],0)),\"\"), IF(ISTEXT(Table2[[#This Row],[BC Hydro Rebate Category ]]), IFERROR(INDEX(Table13NewPrescribedWattage,MATCH(Table2[[#This Row],[BC Hydro Rebate Category ]],Table13BCHRebateCategory,0)),\"\"), \"\")))","v":""},null,null,{"$f":"IF(Table2[[#This Row],[Lighting  Technology]]=\"Other\", \"-\", IF( AND(ISBLANK(Table2[[#This Row],[BC Hydro Rebate Category ]]),ISBLANK(Table2[[#This Row],[Fortis Rebate Category ]])), \"\", IF(ISTEXT(Table2[[#This Row],[Fortis Rebate Category ]]), IFERROR(INDEX(Table13BCHECM,MATCH(Table2[[#This Row],[Fortis Rebate Category ]],Table13[Fortis New Lighting source],0)),\"\"), IF(ISTEXT(Table2[[#This Row],[BC Hydro Rebate Category ]]), IFERROR(INDEX(Table13BCHECM,MATCH(Table2[[#This Row],[BC Hydro Rebate Category ]],Table13BCHRebateCategory,0)),\"\"), \"\"))))","v":""},{"$f":"IF(Table2[[#This Row],[Lighting  Technology]]=\"Other\", 0, IF( AND(ISBLANK(Table2[[#This Row],[BC Hydro Rebate Category ]]),ISBLANK(Table2[[#This Row],[Fortis Rebate Category ]])), \"\", IF(ISTEXT(Table2[[#This Row],[Fortis Rebate Category ]]), IFERROR(INDEX(Table13Persistence,MATCH(Table2[[#This Row],[Fortis Rebate Category ]],Table13[Fortis New Lighting source],0)),\"\"), IF(ISTEXT(Table2[[#This Row],[BC Hydro Rebate Category ]]), IFERROR(INDEX(Table13Persistence,MATCH(Table2[[#This Row],[BC Hydro Rebate Category ]],Table13BCHRebateCategory,0)),\"\"), \"\"))))","v":""},null,{"$f":"IFERROR(INDEX(Table5ControlRebate,MATCH(Table2[[#This Row],[Control Type]],Table5NewControl,0)),\"\")","v":""},null,{"$f":"IF(ISBLANK(Table2[[#This Row],[Control Type]]), IF(ISBLANK(Table2[[#This Row],[Annual Usage Hours (hrs)]]),Table2[[#This Row],[Reference Hours (hrs)]], Table2[[#This Row],[Annual Usage Hours (hrs)]]), IF(AND(ISBLANK(Table2[[#This Row],[Annual Usage Hours (hrs)]]), Table2[[#This Row],[Control Type]]=\"None\"), Table2[[#This Row],[Reference Hours (hrs)]], IF(Table2[[#This Row],[Control Type]]=\"None\", Table2[[#This Row],[Annual Usage Hours (hrs)]], IF(AND(ISBLANK(Table2[[#This Row],[Annual Usage Hours (hrs)]]), Table2[[#This Row],[Control Type]]<>\"None\"), IFERROR(Table2[[#This Row],[Reference Hours (hrs)]]*0.8,\"\"), IF(Table2[[#This Row],[Control Type]]<>\"None\", IFERROR( Table2[[#This Row],[Annual Usage Hours (hrs)]]*0.8,\"\"),\"\")))))","v":""},{"$f":"IF( Table2[[#This Row],[Lighting  Technology]]=\"Other\", IF(ISBLANK(Table2[[#This Row],[Retrofit Lamp/ Luminaire Wattage (see Rebate Unit)]]),\"\",IFERROR(Table2[[#This Row],[Prescribed Quantity]]*Table2[[#This Row],[Retrofit Lamp/ Luminaire Wattage (see Rebate Unit)]],\"\")), IF(ISBLANK(Table2[[#This Row],[Retrofit Lamp/ Luminaire Wattage (see Rebate Unit)]]),IFERROR(Table2[[#This Row],[Prescribed Quantity]]*Table2[[#This Row],[Prescribed Wattage (W)]],\"\"),IFERROR(Table2[[#This Row],[Prescribed Quantity]]*Table2[[#This Row],[Retrofit Lamp/ Luminaire Wattage (see Rebate Unit)]],\"\")))","v":""},{"$f":"IFERROR((IF( Table2[[#This Row],[Lighting  Technology]]=\"Other\", Table2[[#This Row],[Prescribed Quantity]]*Table2[[#This Row],[Retrofit Lamp/ Luminaire Wattage (see Rebate Unit)]], Table2[[#This Row],[Prescribed Quantity]]*Table2[[#This Row],[Prescribed Wattage (W)]] )),\"\")","v":""},{"$f":"IF(ISBLANK(Table2[[#This Row],[New Total Demand (hidden, W)]]),\"\", IF(ISBLANK(Table2[[#This Row],[New Hours (hidden, hrs)]]), \"\", IFERROR(Table2[[#This Row],[New Hours (hidden, hrs)]]*Table2[[#This Row],[New Total Demand (hidden, W)]]/1000,\"\")))","v":""},{"$f":"IF(ISBLANK(Table2[[#This Row],[Total Demand (Hidden) W]]),\"\", IF(ISBLANK(Table2[[#This Row],[New Total Demand (hidden, W)]]), \"\", IFERROR((Table2[[#This Row],[Total Demand (Hidden) W]]-Table2[[#This Row],[New Total Demand (hidden, W)]])/1000,\"\")))","v":""},{"$f":"IF( OR(ISBLANK(Table2[[#This Row],[New Total Demand (hidden, W)]]),ISBLANK(Table2[[#This Row],[Total Demand (Hidden) W]])),\"\", IF(ISBLANK(Table2[[#This Row],[Annual Usage Hours (hrs)]]), IFERROR( Table2[[#This Row],[Reference Hours (hrs)]]*(Table2[[#This Row],[Total Demand (Hidden) W]]-Table2[[#This Row],[New Total Demand (hidden, W)]])/1000,\"\"), IFERROR( Table2[[#This Row],[Annual Usage Hours (hrs)]]*(Table2[[#This Row],[Total Demand (Hidden) W]]-Table2[[#This Row],[New Total Demand (hidden, W)]])/1000,\"\")))","v":""},{"$f":"IF( OR(ISBLANK(Table2[[#This Row],[Prescribed Total Demand (hidden, W)]]),ISBLANK(Table2[[#This Row],[Total Demand (Hidden) W]])),\"\", IF(ISBLANK(Table2[[#This Row],[Annual Usage Hours (hrs)]]), IFERROR( Table2[[#This Row],[Reference Hours (hrs)]]*((Table2[Existing Prescribed Wattage (W)]*Table2[Existing Luminaire Quantity])-Table2[[#This Row],[Prescribed Total Demand (hidden, W)]])/1000,\"\"), IFERROR( Table2[[#This Row],[Annual Usage Hours (hrs)]]*((Table2[Existing Prescribed Wattage (W)]*Table2[Existing Luminaire Quantity])-Table2[[#This Row],[Prescribed Total Demand (hidden, W)]])/1000,\"\")))","v":""},{"$f":"\"\"","v":""},{"$f":"IF(OR(Table2[[#This Row],[Control Type]]=\"None\", ISBLANK(Table2[[#This Row],[Control Type]])),\"\", IF(ISBLANK(Table2[[#This Row],[New Total Demand (hidden, W)]]),\"\", IF(ISBLANK(Table2[[#This Row],[Annual Usage Hours (hrs)]]),  IFERROR( 0.2*Table2[[#This Row],[Reference Hours (hrs)]]*Table2[[#This Row],[New Total Demand (hidden, W)]]/1000,\"\"), IFERROR( 0.2*Table2[[#This Row],[Annual Usage Hours (hrs)]]*Table2[[#This Row],[New Total Demand (hidden, W)]]/1000,\"\"))))","v":""},{"$f":"IF(AND(NOT(ISNUMBER(Table2[[#This Row],[Rebate Per Unit\n(CAD)]])),ISBLANK(Table2[[#This Row],[Control Type]])), \"\", IF(OR(Table2[[#This Row],[Rebate Per Unit\n(CAD)]]=0,AND(NOT(ISNUMBER(Table2[[#This Row],[Rebate Per Unit\n(CAD)]])), ISTEXT(Table2[[#This Row],[Control Type]]))), 0, IFERROR(Table2[[#This Row],[Prescribed Quantity]]*Table2[[#This Row],[Rebate Per Unit\n(CAD)]],\"\")))","v":""},{"$f":" IF(AND(ISBLANK(Table2[[#This Row],[Control Type]]),ISNUMBER(Table2[[#This Row],[Rebate Value (CAD)]])),0, IFERROR(Table2[[#This Row],[Control Quantity]]*Table2[[#This Row],[Control Rebate per Unit\n(CAD)]],\"\"))","v":""},{"$f":"IF(AND(ISBLANK(Table2[[#This Row],[Rebate Value (CAD)]]),ISBLANK(Table2[[#This Row],[Rebate Value for Controls (CAD)]])), \"\", IFERROR(Table2[[#This Row],[Rebate Value (CAD)]]+Table2[[#This Row],[Rebate Value for Controls (CAD)]],\"\"))","v":""},{"$f":"IF(Table2[[#This Row],[Lighting  Technology]]=\"Other\",\"Other - \"&Table2[[#This Row],[Other - Lighting Technology Description]],Table2[[#This Row],[BC Hydro Rebate Category ]])","v":0},{"$f":"Table2[[#This Row],[BC Hydro Rebate Category ]]&Table2[[#This Row],[Retrofit Part '# (mandatory to validate Rebates)]]","v":""}]
[null,null,null,null,null,null,{"$f":"IF(ISBLANK(Table2[[#This Row],[Prescribed Lighting Source]]), \"\", IFERROR( INDEX(Table13ExistingPrescribedWattage,MATCH(Table2[[#This Row],[Prescribed Lighting Source]],Table13ExistingLightingSource,0)), IFERROR(INDEX(Table13ExistingPrescribedWattage,MATCH(Table2[[#This Row],[Fortis Rebate Category ]],Table13NewLightingSource,0)),\"-\")))","v":""},null,{"$f":"IFERROR(INDEX(SpaceTypeHours,MATCH(Table2[[#This Row],[Space Type]],SpaceType,0)),\"\")","v":""},null,{"$f":"IFERROR(IF(Table2[[#This Row],[Lighting  Technology]]=\"Other\",Table2[[#This Row],[Existing Effective Input Wattage (W)]]*Table2[[#This Row],[Existing Luminaire Quantity]],Table2[[#This Row],[Existing Prescribed Wattage (W)]]*Table2[[#This Row],[Existing Luminaire Quantity]]),\"\")","v":""},{"$f":"IF(Table2[Lighting  Technology] = \"Other\",(Table2[[#This Row],[Existing Luminaire Quantity]]*Table2[[#This Row],[Existing Effective Input Wattage (W)]]), IF(Table2[Existing Prescribed Wattage (W)] = \"\",\"\", IF( ISBLANK(Table2[[#This Row],[Existing Effective Input Wattage (W)]]), (Table2[[#This Row],[Existing Luminaire Quantity]]*Table2[[#This Row],[Existing Prescribed Wattage (W)]]),(Table2[[#This Row],[Existing Luminaire Quantity]]*Table2[[#This Row],[Existing Effective Input Wattage (W)]]))))","v":""},{"$f":"IF( (ISBLANK(Table2[[#This Row],[Annual Usage Hours (hrs)]])), IFERROR(Table2[[#This Row],[Reference Hours (hrs)]]*Table2[[#This Row],[Total Demand (Hidden) W]]/1000,\"\"), IFERROR(Table2[[#This Row],[Annual Usage Hours (hrs)]]*Table2[[#This Row],[Total Demand (Hidden) W]]/1000,\"\"))","v":""},null,null,{"$f":"IF(Table2[[#This Row],[Lighting  Technology]]=\"Other\", 0, IF( AND(ISBLANK(Table2[[#This Row],[BC Hydro Rebate Category ]]),ISBLANK(Table2[[#This Row],[Fortis Rebate Category ]])), \"\", IF(ISTEXT(Table2[[#This Row],[Fortis Rebate Category ]]), IFERROR(INDEX(Table13[Rebate],MATCH(Table2[[#This Row],[Fortis Rebate Category ]],Table13[Fortis New Lighting source],0)),\"\"), IF(ISTEXT(Table2[[#This Row],[BC Hydro Rebate Category ]]), IFERROR(INDEX(Table13Rebate,MATCH(Table2[[#This Row],[BC Hydro Rebate Category ]],Table13BCHRebateCategory,0)),\"\"), \"\"))))","v":""},{"$f":" IF(Table2[[#This Row],[Lighting  Technology]]=\"Other\", \"per Unit\", IF( AND(ISBLANK(Table2[[#This Row],[BC Hydro Rebate Category ]]),ISBLANK(Table2[[#This Row],[Fortis Rebate Category ]])), \"\", IF(ISTEXT(Table2[[#This Row],[Fortis Rebate Category ]]), IFERROR(INDEX(Table13PerUnit,MATCH(Table2[[#This Row],[Fortis Rebate Category ]],Table13[Fortis New Lighting source],0)),\"\"), IF(ISTEXT(Table2[[#This Row],[BC Hydro Rebate Category ]]), IFERROR(INDEX(Table13PerUnit,MATCH(Table2[[#This Row],[BC Hydro Rebate Category ]],Table13BCHRebateCategory,0)),\"\"), \"\"))))","v":""},null,{"$f":"IF( AND(ISBLANK(Table2[[#This Row],[Existing Luminaire Quantity]]),ISBLANK(Table2[[#This Row],[Prescribed Lighting Source]])), \"\", IF( OR(AND(ISNUMBER(SEARCH(\"lamp fl.\",Table2[[#This Row],[Prescribed Lighting Source]])),ISNUMBER(SEARCH(\"T8 lamp\",Table2[[#This Row],[BC Hydro Rebate Category ]]))),AND(ISNUMBER(SEARCH(\"T5HO\",Table2[[#This Row],[Prescribed Lighting Source]])),ISNUMBER(SEARCH(\"T5HO\",Table2[[#This Row],[BC Hydro Rebate Category ]]))),AND(ISNUMBER(SEARCH(\"lamp fl.\",Table2[[#This Row],[Prescribed Lighting Source]])),ISNUMBER(SEARCH(\"T8 lamp\",Table2[[#This Row],[Fortis Rebate Category ]]))),AND(ISNUMBER(SEARCH(\"T5HO\",Table2[[#This Row],[Prescribed Lighting Source]])),ISNUMBER(SEARCH(\"T5HO\",Table2[[#This Row],[Fortis Rebate Category ]])))          ),  IFERROR(INDEX(Table13NumberofLamps,MATCH(Table2[[#This Row],[Prescribed Lighting Source]],Table13ExistingLightingSource,0))*Table2[[#This Row],[Existing Luminaire Quantity]], \"-\"),  IF(Table2[[#This Row],[Lighting  Technology]]=\"Other\", IFERROR(Table2[[#This Row],[Existing Luminaire Quantity]],\"-\"), IFERROR(Table2[[#This Row],[Existing Luminaire Quantity]],\"-\"))))","v":""},{"$f":"IF( AND(ISBLANK(Table2[[#This Row],[BC Hydro Rebate Category ]]),ISBLANK(Table2[[#This Row],[Fortis Rebate Category ]])), \"\", IF(ISTEXT(Table2[[#This Row],[Fortis Rebate Category ]]), IFERROR(INDEX(Table13NewPrescribedWattage,MATCH(Table2[[#This Row],[Fortis Rebate Category ]],Table13[Fortis New Lighting source],0)),\"\"), IF(ISTEXT(Table2[[#This Row],[BC Hydro Rebate Category ]]), IFERROR(INDEX(Table13NewPrescribedWattage,MATCH(Table2[[#This Row],[BC Hydro Rebate Category ]],Table13BCHRebateCategory,0)),\"\"), \"\")))","v":""},null,null,{"$f":"IF(Table2[[#This Row],[Lighting  Technology]]=\"Other\", \"-\", IF( AND(ISBLANK(Table2[[#This Row],[BC Hydro Rebate Category ]]),ISBLANK(Table2[[#This Row],[Fortis Rebate Category ]])), \"\", IF(ISTEXT(Table2[[#This Row],[Fortis Rebate Category ]]), IFERROR(INDEX(Table13BCHECM,MATCH(Table2[[#This Row],[Fortis Rebate Category ]],Table13[Fortis New Lighting source],0)),\"\"), IF(ISTEXT(Table2[[#This Row],[BC Hydro Rebate Category ]]), IFERROR(INDEX(Table13BCHECM,MATCH(Table2[[#This Row],[BC Hydro Rebate Category ]],Table13BCHRebateCategory,0)),\"\"), \"\"))))","v":""},{"$f":"IF(Table2[[#This Row],[Lighting  Technology]]=\"Other\", 0, IF( AND(ISBLANK(Table2[[#This Row],[BC Hydro Rebate Category ]]),ISBLANK(Table2[[#This Row],[Fortis Rebate Category ]])), \"\", IF(ISTEXT(Table2[[#This Row],[Fortis Rebate Category ]]), IFERROR(INDEX(Table13Persistence,MATCH(Table2[[#This Row],[Fortis Rebate Category ]],Table13[Fortis New Lighting source],0)),\"\"), IF(ISTEXT(Table2[[#This Row],[BC Hydro Rebate Category ]]), IFERROR(INDEX(Table13Persistence,MATCH(Table2[[#This Row],[BC Hydro Rebate Category ]],Table13BCHRebateCategory,0)),\"\"), \"\"))))","v":""},null,{"$f":"IFERROR(INDEX(Table5ControlRebate,MATCH(Table2[[#This Row],[Control Type]],Table5NewControl,0)),\"\")","v":""},null,{"$f":"IF(ISBLANK(Table2[[#This Row],[Control Type]]), IF(ISBLANK(Table2[[#This Row],[Annual Usage Hours (hrs)]]),Table2[[#This Row],[Reference Hours (hrs)]], Table2[[#This Row],[Annual Usage Hours (hrs)]]), IF(AND(ISBLANK(Table2[[#This Row],[Annual Usage Hours (hrs)]]), Table2[[#This Row],[Control Type]]=\"None\"), Table2[[#This Row],[Reference Hours (hrs)]], IF(Table2[[#This Row],[Control Type]]=\"None\", Table2[[#This Row],[Annual Usage Hours (hrs)]], IF(AND(ISBLANK(Table2[[#This Row],[Annual Usage Hours (hrs)]]), Table2[[#This Row],[Control Type]]<>\"None\"), IFERROR(Table2[[#This Row],[Reference Hours (hrs)]]*0.8,\"\"), IF(Table2[[#This Row],[Control Type]]<>\"None\", IFERROR( Table2[[#This Row],[Annual Usage Hours (hrs)]]*0.8,\"\"),\"\")))))","v":""},{"$f":"IF( Table2[[#This Row],[Lighting  Technology]]=\"Other\", IF(ISBLANK(Table2[[#This Row],[Retrofit Lamp/ Luminaire Wattage (see Rebate Unit)]]),\"\",IFERROR(Table2[[#This Row],[Prescribed Quantity]]*Table2[[#This Row],[Retrofit Lamp/ Luminaire Wattage (see Rebate Unit)]],\"\")), IF(ISBLANK(Table2[[#This Row],[Retrofit Lamp/ Luminaire Wattage (see Rebate Unit)]]),IFERROR(Table2[[#This Row],[Prescribed Quantity]]*Table2[[#This Row],[Prescribed Wattage (W)]],\"\"),IFERROR(Table2[[#This Row],[Prescribed Quantity]]*Table2[[#This Row],[Retrofit Lamp/ Luminaire Wattage (see Rebate Unit)]],\"\")))","v":""},{"$f":"IFERROR((IF( Table2[[#This Row],[Lighting  Technology]]=\"Other\", Table2[[#This Row],[Prescribed Quantity]]*Table2[[#This Row],[Retrofit Lamp/ Luminaire Wattage (see Rebate Unit)]], Table2[[#This Row],[Prescribed Quantity]]*Table2[[#This Row],[Prescribed Wattage (W)]] )),\"\")","v":""},{"$f":"IF(ISBLANK(Table2[[#This Row],[New Total Demand (hidden, W)]]),\"\", IF(ISBLANK(Table2[[#This Row],[New Hours (hidden, hrs)]]), \"\", IFERROR(Table2[[#This Row],[New Hours (hidden, hrs)]]*Table2[[#This Row],[New Total Demand (hidden, W)]]/1000,\"\")))","v":""},{"$f":"IF(ISBLANK(Table2[[#This Row],[Total Demand (Hidden) W]]),\"\", IF(ISBLANK(Table2[[#This Row],[New Total Demand (hidden, W)]]), \"\", IFERROR((Table2[[#This Row],[Total Demand (Hidden) W]]-Table2[[#This Row],[New Total Demand (hidden, W)]])/1000,\"\")))","v":""},{"$f":"IF( OR(ISBLANK(Table2[[#This Row],[New Total Demand (hidden, W)]]),ISBLANK(Table2[[#This Row],[Total Demand (Hidden) W]])),\"\", IF(ISBLANK(Table2[[#This Row],[Annual Usage Hours (hrs)]]), IFERROR( Table2[[#This Row],[Reference Hours (hrs)]]*(Table2[[#This Row],[Total Demand (Hidden) W]]-Table2[[#This Row],[New Total Demand (hidden, W)]])/1000,\"\"), IFERROR( Table2[[#This Row],[Annual Usage Hours (hrs)]]*(Table2[[#This Row],[Total Demand (Hidden) W]]-Table2[[#This Row],[New Total Demand (hidden, W)]])/1000,\"\")))","v":""},{"$f":"IF( OR(ISBLANK(Table2[[#This Row],[Prescribed Total Demand (hidden, W)]]),ISBLANK(Table2[[#This Row],[Total Demand (Hidden) W]])),\"\", IF(ISBLANK(Table2[[#This Row],[Annual Usage Hours (hrs)]]), IFERROR( Table2[[#This Row],[Reference Hours (hrs)]]*((Table2[Existing Prescribed Wattage (W)]*Table2[Existing Luminaire Quantity])-Table2[[#This Row],[Prescribed Total Demand (hidden, W)]])/1000,\"\"), IFERROR( Table2[[#This Row],[Annual Usage Hours (hrs)]]*((Table2[Existing Prescribed Wattage (W)]*Table2[Existing Luminaire Quantity])-Table2[[#This Row],[Prescribed Total Demand (hidden, W)]])/1000,\"\")))","v":""},{"$f":"\"\"","v":""},{"$f":"IF(OR(Table2[[#This Row],[Control Type]]=\"None\", ISBLANK(Table2[[#This Row],[Control Type]])),\"\", IF(ISBLANK(Table2[[#This Row],[New Total Demand (hidden, W)]]),\"\", IF(ISBLANK(Table2[[#This Row],[Annual Usage Hours (hrs)]]),  IFERROR( 0.2*Table2[[#This Row],[Reference Hours (hrs)]]*Table2[[#This Row],[New Total Demand (hidden, W)]]/1000,\"\"), IFERROR( 0.2*Table2[[#This Row],[Annual Usage Hours (hrs)]]*Table2[[#This Row],[New Total Demand (hidden, W)]]/1000,\"\"))))","v":""},{"$f":"IF(AND(NOT(ISNUMBER(Table2[[#This Row],[Rebate Per Unit\n(CAD)]])),ISBLANK(Table2[[#This Row],[Control Type]])), \"\", IF(OR(Table2[[#This Row],[Rebate Per Unit\n(CAD)]]=0,AND(NOT(ISNUMBER(Table2[[#This Row],[Rebate Per Unit\n(CAD)]])), ISTEXT(Table2[[#This Row],[Control Type]]))), 0, IFERROR(Table2[[#This Row],[Prescribed Quantity]]*Table2[[#This Row],[Rebate Per Unit\n(CAD)]],\"\")))","v":""},{"$f":" IF(AND(ISBLANK(Table2[[#This Row],[Control Type]]),ISNUMBER(Table2[[#This Row],[Rebate Value (CAD)]])),0, IFERROR(Table2[[#This Row],[Control Quantity]]*Table2[[#This Row],[Control Rebate per Unit\n(CAD)]],\"\"))","v":""},{"$f":"IF(AND(ISBLANK(Table2[[#This Row],[Rebate Value (CAD)]]),ISBLANK(Table2[[#This Row],[Rebate Value for Controls (CAD)]])), \"\", IFERROR(Table2[[#This Row],[Rebate Value (CAD)]]+Table2[[#This Row],[Rebate Value for Controls (CAD)]],\"\"))","v":""},{"$f":"IF(Table2[[#This Row],[Lighting  Technology]]=\"Other\",\"Other - \"&Table2[[#This Row],[Other - Lighting Technology Description]],Table2[[#This Row],[BC Hydro Rebate Category ]])","v":0},{"$f":"Table2[[#This Row],[BC Hydro Rebate Category ]]&Table2[[#This Row],[Retrofit Part '# (mandatory to validate Rebates)]]","v":""}]
[null,null,null,null,null,null,{"$f":"IF(ISBLANK(Table2[[#This Row],[Prescribed Lighting Source]]), \"\", IFERROR( INDEX(Table13ExistingPrescribedWattage,MATCH(Table2[[#This Row],[Prescribed Lighting Source]],Table13ExistingLightingSource,0)), IFERROR(INDEX(Table13ExistingPrescribedWattage,MATCH(Table2[[#This Row],[Fortis Rebate Category ]],Table13NewLightingSource,0)),\"-\")))","v":""},null,{"$f":"IFERROR(INDEX(SpaceTypeHours,MATCH(Table2[[#This Row],[Space Type]],SpaceType,0)),\"\")","v":""},null,{"$f":"IFERROR(IF(Table2[[#This Row],[Lighting  Technology]]=\"Other\",Table2[[#This Row],[Existing Effective Input Wattage (W)]]*Table2[[#This Row],[Existing Luminaire Quantity]],Table2[[#This Row],[Existing Prescribed Wattage (W)]]*Table2[[#This Row],[Existing Luminaire Quantity]]),\"\")","v":""},{"$f":"IF(Table2[Lighting  Technology] = \"Other\",(Table2[[#This Row],[Existing Luminaire Quantity]]*Table2[[#This Row],[Existing Effective Input Wattage (W)]]), IF(Table2[Existing Prescribed Wattage (W)] = \"\",\"\", IF( ISBLANK(Table2[[#This Row],[Existing Effective Input Wattage (W)]]), (Table2[[#This Row],[Existing Luminaire Quantity]]*Table2[[#This Row],[Existing Prescribed Wattage (W)]]),(Table2[[#This Row],[Existing Luminaire Quantity]]*Table2[[#This Row],[Existing Effective Input Wattage (W)]]))))","v":""},{"$f":"IF( (ISBLANK(Table2[[#This Row],[Annual Usage Hours (hrs)]])), IFERROR(Table2[[#This Row],[Reference Hours (hrs)]]*Table2[[#This Row],[Total Demand (Hidden) W]]/1000,\"\"), IFERROR(Table2[[#This Row],[Annual Usage Hours (hrs)]]*Table2[[#This Row],[Total Demand (Hidden) W]]/1000,\"\"))","v":""},null,null,{"$f":"IF(Table2[[#This Row],[Lighting  Technology]]=\"Other\", 0, IF( AND(ISBLANK(Table2[[#This Row],[BC Hydro Rebate Category ]]),ISBLANK(Table2[[#This Row],[Fortis Rebate Category ]])), \"\", IF(ISTEXT(Table2[[#This Row],[Fortis Rebate Category ]]), IFERROR(INDEX(Table13[Rebate],MATCH(Table2[[#This Row],[Fortis Rebate Category ]],Table13[Fortis New Lighting source],0)),\"\"), IF(ISTEXT(Table2[[#This Row],[BC Hydro Rebate Category ]]), IFERROR(INDEX(Table13Rebate,MATCH(Table2[[#This Row],[BC Hydro Rebate Category ]],Table13BCHRebateCategory,0)),\"\"), \"\"))))","v":""},{"$f":" IF(Table2[[#This Row],[Lighting  Technology]]=\"Other\", \"per Unit\", IF( AND(ISBLANK(Table2[[#This Row],[BC Hydro Rebate Category ]]),ISBLANK(Table2[[#This Row],[Fortis Rebate Category ]])), \"\", IF(ISTEXT(Table2[[#This Row],[Fortis Rebate Category ]]), IFERROR(INDEX(Table13PerUnit,MATCH(Table2[[#This Row],[Fortis Rebate Category ]],Table13[Fortis New Lighting source],0)),\"\"), IF(ISTEXT(Table2[[#This Row],[BC Hydro Rebate Category ]]), IFERROR(INDEX(Table13PerUnit,MATCH(Table2[[#This Row],[BC Hydro Rebate Category ]],Table13BCHRebateCategory,0)),\"\"), \"\"))))","v":""},null,{"$f":"IF( AND(ISBLANK(Table2[[#This Row],[Existing Luminaire Quantity]]),ISBLANK(Table2[[#This Row],[Prescribed Lighting Source]])), \"\", IF( OR(AND(ISNUMBER(SEARCH(\"lamp fl.\",Table2[[#This Row],[Prescribed Lighting Source]])),ISNUMBER(SEARCH(\"T8 lamp\",Table2[[#This Row],[BC Hydro Rebate Category ]]))),AND(ISNUMBER(SEARCH(\"T5HO\",Table2[[#This Row],[Prescribed Lighting Source]])),ISNUMBER(SEARCH(\"T5HO\",Table2[[#This Row],[BC Hydro Rebate Category ]]))),AND(ISNUMBER(SEARCH(\"lamp fl.\",Table2[[#This Row],[Prescribed Lighting Source]])),ISNUMBER(SEARCH(\"T8 lamp\",Table2[[#This Row],[Fortis Rebate Category ]]))),AND(ISNUMBER(SEARCH(\"T5HO\",Table2[[#This Row],[Prescribed Lighting Source]])),ISNUMBER(SEARCH(\"T5HO\",Table2[[#This Row],[Fortis Rebate Category ]])))          ),  IFERROR(INDEX(Table13NumberofLamps,MATCH(Table2[[#This Row],[Prescribed Lighting Source]],Table13ExistingLightingSource,0))*Table2[[#This Row],[Existing Luminaire Quantity]], \"-\"),  IF(Table2[[#This Row],[Lighting  Technology]]=\"Other\", IFERROR(Table2[[#This Row],[Existing Luminaire Quantity]],\"-\"), IFERROR(Table2[[#This Row],[Existing Luminaire Quantity]],\"-\"))))","v":""},{"$f":"IF( AND(ISBLANK(Table2[[#This Row],[BC Hydro Rebate Category ]]),ISBLANK(Table2[[#This Row],[Fortis Rebate Category ]])), \"\", IF(ISTEXT(Table2[[#This Row],[Fortis Rebate Category ]]), IFERROR(INDEX(Table13NewPrescribedWattage,MATCH(Table2[[#This Row],[Fortis Rebate Category ]],Table13[Fortis New Lighting source],0)),\"\"), IF(ISTEXT(Table2[[#This Row],[BC Hydro Rebate Category ]]), IFERROR(INDEX(Table13NewPrescribedWattage,MATCH(Table2[[#This Row],[BC Hydro Rebate Category ]],Table13BCHRebateCategory,0)),\"\"), \"\")))","v":""},null,null,{"$f":"IF(Table2[[#This Row],[Lighting  Technology]]=\"Other\", \"-\", IF( AND(ISBLANK(Table2[[#This Row],[BC Hydro Rebate Category ]]),ISBLANK(Table2[[#This Row],[Fortis Rebate Category ]])), \"\", IF(ISTEXT(Table2[[#This Row],[Fortis Rebate Category ]]), IFERROR(INDEX(Table13BCHECM,MATCH(Table2[[#This Row],[Fortis Rebate Category ]],Table13[Fortis New Lighting source],0)),\"\"), IF(ISTEXT(Table2[[#This Row],[BC Hydro Rebate Category ]]), IFERROR(INDEX(Table13BCHECM,MATCH(Table2[[#This Row],[BC Hydro Rebate Category ]],Table13BCHRebateCategory,0)),\"\"), \"\"))))","v":""},{"$f":"IF(Table2[[#This Row],[Lighting  Technology]]=\"Other\", 0, IF( AND(ISBLANK(Table2[[#This Row],[BC Hydro Rebate Category ]]),ISBLANK(Table2[[#This Row],[Fortis Rebate Category ]])), \"\", IF(ISTEXT(Table2[[#This Row],[Fortis Rebate Category ]]), IFERROR(INDEX(Table13Persistence,MATCH(Table2[[#This Row],[Fortis Rebate Category ]],Table13[Fortis New Lighting source],0)),\"\"), IF(ISTEXT(Table2[[#This Row],[BC Hydro Rebate Category ]]), IFERROR(INDEX(Table13Persistence,MATCH(Table2[[#This Row],[BC Hydro Rebate Category ]],Table13BCHRebateCategory,0)),\"\"), \"\"))))","v":""},null,{"$f":"IFERROR(INDEX(Table5ControlRebate,MATCH(Table2[[#This Row],[Control Type]],Table5NewControl,0)),\"\")","v":""},null,{"$f":"IF(ISBLANK(Table2[[#This Row],[Control Type]]), IF(ISBLANK(Table2[[#This Row],[Annual Usage Hours (hrs)]]),Table2[[#This Row],[Reference Hours (hrs)]], Table2[[#This Row],[Annual Usage Hours (hrs)]]), IF(AND(ISBLANK(Table2[[#This Row],[Annual Usage Hours (hrs)]]), Table2[[#This Row],[Control Type]]=\"None\"), Table2[[#This Row],[Reference Hours (hrs)]], IF(Table2[[#This Row],[Control Type]]=\"None\", Table2[[#This Row],[Annual Usage Hours (hrs)]], IF(AND(ISBLANK(Table2[[#This Row],[Annual Usage Hours (hrs)]]), Table2[[#This Row],[Control Type]]<>\"None\"), IFERROR(Table2[[#This Row],[Reference Hours (hrs)]]*0.8,\"\"), IF(Table2[[#This Row],[Control Type]]<>\"None\", IFERROR( Table2[[#This Row],[Annual Usage Hours (hrs)]]*0.8,\"\"),\"\")))))","v":""},{"$f":"IF( Table2[[#This Row],[Lighting  Technology]]=\"Other\", IF(ISBLANK(Table2[[#This Row],[Retrofit Lamp/ Luminaire Wattage (see Rebate Unit)]]),\"\",IFERROR(Table2[[#This Row],[Prescribed Quantity]]*Table2[[#This Row],[Retrofit Lamp/ Luminaire Wattage (see Rebate Unit)]],\"\")), IF(ISBLANK(Table2[[#This Row],[Retrofit Lamp/ Luminaire Wattage (see Rebate Unit)]]),IFERROR(Table2[[#This Row],[Prescribed Quantity]]*Table2[[#This Row],[Prescribed Wattage (W)]],\"\"),IFERROR(Table2[[#This Row],[Prescribed Quantity]]*Table2[[#This Row],[Retrofit Lamp/ Luminaire Wattage (see Rebate Unit)]],\"\")))","v":""},{"$f":"IFERROR((IF( Table2[[#This Row],[Lighting  Technology]]=\"Other\", Table2[[#This Row],[Prescribed Quantity]]*Table2[[#This Row],[Retrofit Lamp/ Luminaire Wattage (see Rebate Unit)]], Table2[[#This Row],[Prescribed Quantity]]*Table2[[#This Row],[Prescribed Wattage (W)]] )),\"\")","v":""},{"$f":"IF(ISBLANK(Table2[[#This Row],[New Total Demand (hidden, W)]]),\"\", IF(ISBLANK(Table2[[#This Row],[New Hours (hidden, hrs)]]), \"\", IFERROR(Table2[[#This Row],[New Hours (hidden, hrs)]]*Table2[[#This Row],[New Total Demand (hidden, W)]]/1000,\"\")))","v":""},{"$f":"IF(ISBLANK(Table2[[#This Row],[Total Demand (Hidden) W]]),\"\", IF(ISBLANK(Table2[[#This Row],[New Total Demand (hidden, W)]]), \"\", IFERROR((Table2[[#This Row],[Total Demand (Hidden) W]]-Table2[[#This Row],[New Total Demand (hidden, W)]])/1000,\"\")))","v":""},{"$f":"IF( OR(ISBLANK(Table2[[#This Row],[New Total Demand (hidden, W)]]),ISBLANK(Table2[[#This Row],[Total Demand (Hidden) W]])),\"\", IF(ISBLANK(Table2[[#This Row],[Annual Usage Hours (hrs)]]), IFERROR( Table2[[#This Row],[Reference Hours (hrs)]]*(Table2[[#This Row],[Total Demand (Hidden) W]]-Table2[[#This Row],[New Total Demand (hidden, W)]])/1000,\"\"), IFERROR( Table2[[#This Row],[Annual Usage Hours (hrs)]]*(Table2[[#This Row],[Total Demand (Hidden) W]]-Table2[[#This Row],[New Total Demand (hidden, W)]])/1000,\"\")))","v":""},{"$f":"IF( OR(ISBLANK(Table2[[#This Row],[Prescribed Total Demand (hidden, W)]]),ISBLANK(Table2[[#This Row],[Total Demand (Hidden) W]])),\"\", IF(ISBLANK(Table2[[#This Row],[Annual Usage Hours (hrs)]]), IFERROR( Table2[[#This Row],[Reference Hours (hrs)]]*((Table2[Existing Prescribed Wattage (W)]*Table2[Existing Luminaire Quantity])-Table2[[#This Row],[Prescribed Total Demand (hidden, W)]])/1000,\"\"), IFERROR( Table2[[#This Row],[Annual Usage Hours (hrs)]]*((Table2[Existing Prescribed Wattage (W)]*Table2[Existing Luminaire Quantity])-Table2[[#This Row],[Prescribed Total Demand (hidden, W)]])/1000,\"\")))","v":""},{"$f":"\"\"","v":""},{"$f":"IF(OR(Table2[[#This Row],[Control Type]]=\"None\", ISBLANK(Table2[[#This Row],[Control Type]])),\"\", IF(ISBLANK(Table2[[#This Row],[New Total Demand (hidden, W)]]),\"\", IF(ISBLANK(Table2[[#This Row],[Annual Usage Hours (hrs)]]),  IFERROR( 0.2*Table2[[#This Row],[Reference Hours (hrs)]]*Table2[[#This Row],[New Total Demand (hidden, W)]]/1000,\"\"), IFERROR( 0.2*Table2[[#This Row],[Annual Usage Hours (hrs)]]*Table2[[#This Row],[New Total Demand (hidden, W)]]/1000,\"\"))))","v":""},{"$f":"IF(AND(NOT(ISNUMBER(Table2[[#This Row],[Rebate Per Unit\n(CAD)]])),ISBLANK(Table2[[#This Row],[Control Type]])), \"\", IF(OR(Table2[[#This Row],[Rebate Per Unit\n(CAD)]]=0,AND(NOT(ISNUMBER(Table2[[#This Row],[Rebate Per Unit\n(CAD)]])), ISTEXT(Table2[[#This Row],[Control Type]]))), 0, IFERROR(Table2[[#This Row],[Prescribed Quantity]]*Table2[[#This Row],[Rebate Per Unit\n(CAD)]],\"\")))","v":""},{"$f":" IF(AND(ISBLANK(Table2[[#This Row],[Control Type]]),ISNUMBER(Table2[[#This Row],[Rebate Value (CAD)]])),0, IFERROR(Table2[[#This Row],[Control Quantity]]*Table2[[#This Row],[Control Rebate per Unit\n(CAD)]],\"\"))","v":""},{"$f":"IF(AND(ISBLANK(Table2[[#This Row],[Rebate Value (CAD)]]),ISBLANK(Table2[[#This Row],[Rebate Value for Controls (CAD)]])), \"\", IFERROR(Table2[[#This Row],[Rebate Value (CAD)]]+Table2[[#This Row],[Rebate Value for Controls (CAD)]],\"\"))","v":""},{"$f":"IF(Table2[[#This Row],[Lighting  Technology]]=\"Other\",\"Other - \"&Table2[[#This Row],[Other - Lighting Technology Description]],Table2[[#This Row],[BC Hydro Rebate Category ]])","v":0},{"$f":"Table2[[#This Row],[BC Hydro Rebate Category ]]&Table2[[#This Row],[Retrofit Part '# (mandatory to validate Rebates)]]","v":""}]
[null,null,null,null,null,null,{"$f":"IF(ISBLANK(Table2[[#This Row],[Prescribed Lighting Source]]), \"\", IFERROR( INDEX(Table13ExistingPrescribedWattage,MATCH(Table2[[#This Row],[Prescribed Lighting Source]],Table13ExistingLightingSource,0)), IFERROR(INDEX(Table13ExistingPrescribedWattage,MATCH(Table2[[#This Row],[Fortis Rebate Category ]],Table13NewLightingSource,0)),\"-\")))","v":""},null,{"$f":"IFERROR(INDEX(SpaceTypeHours,MATCH(Table2[[#This Row],[Space Type]],SpaceType,0)),\"\")","v":""},null,{"$f":"IFERROR(IF(Table2[[#This Row],[Lighting  Technology]]=\"Other\",Table2[[#This Row],[Existing Effective Input Wattage (W)]]*Table2[[#This Row],[Existing Luminaire Quantity]],Table2[[#This Row],[Existing Prescribed Wattage (W)]]*Table2[[#This Row],[Existing Luminaire Quantity]]),\"\")","v":""},{"$f":"IF(Table2[Lighting  Technology] = \"Other\",(Table2[[#This Row],[Existing Luminaire Quantity]]*Table2[[#This Row],[Existing Effective Input Wattage (W)]]), IF(Table2[Existing Prescribed Wattage (W)] = \"\",\"\", IF( ISBLANK(Table2[[#This Row],[Existing Effective Input Wattage (W)]]), (Table2[[#This Row],[Existing Luminaire Quantity]]*Table2[[#This Row],[Existing Prescribed Wattage (W)]]),(Table2[[#This Row],[Existing Luminaire Quantity]]*Table2[[#This Row],[Existing Effective Input Wattage (W)]]))))","v":""},{"$f":"IF( (ISBLANK(Table2[[#This Row],[Annual Usage Hours (hrs)]])), IFERROR(Table2[[#This Row],[Reference Hours (hrs)]]*Table2[[#This Row],[Total Demand (Hidden) W]]/1000,\"\"), IFERROR(Table2[[#This Row],[Annual Usage Hours (hrs)]]*Table2[[#This Row],[Total Demand (Hidden) W]]/1000,\"\"))","v":""},null,null,{"$f":"IF(Table2[[#This Row],[Lighting  Technology]]=\"Other\", 0, IF( AND(ISBLANK(Table2[[#This Row],[BC Hydro Rebate Category ]]),ISBLANK(Table2[[#This Row],[Fortis Rebate Category ]])), \"\", IF(ISTEXT(Table2[[#This Row],[Fortis Rebate Category ]]), IFERROR(INDEX(Table13[Rebate],MATCH(Table2[[#This Row],[Fortis Rebate Category ]],Table13[Fortis New Lighting source],0)),\"\"), IF(ISTEXT(Table2[[#This Row],[BC Hydro Rebate Category ]]), IFERROR(INDEX(Table13Rebate,MATCH(Table2[[#This Row],[BC Hydro Rebate Category ]],Table13BCHRebateCategory,0)),\"\"), \"\"))))","v":""},{"$f":" IF(Table2[[#This Row],[Lighting  Technology]]=\"Other\", \"per Unit\", IF( AND(ISBLANK(Table2[[#This Row],[BC Hydro Rebate Category ]]),ISBLANK(Table2[[#This Row],[Fortis Rebate Category ]])), \"\", IF(ISTEXT(Table2[[#This Row],[Fortis Rebate Category ]]), IFERROR(INDEX(Table13PerUnit,MATCH(Table2[[#This Row],[Fortis Rebate Category ]],Table13[Fortis New Lighting source],0)),\"\"), IF(ISTEXT(Table2[[#This Row],[BC Hydro Rebate Category ]]), IFERROR(INDEX(Table13PerUnit,MATCH(Table2[[#This Row],[BC Hydro Rebate Category ]],Table13BCHRebateCategory,0)),\"\"), \"\"))))","v":""},null,{"$f":"IF( AND(ISBLANK(Table2[[#This Row],[Existing Luminaire Quantity]]),ISBLANK(Table2[[#This Row],[Prescribed Lighting Source]])), \"\", IF( OR(AND(ISNUMBER(SEARCH(\"lamp fl.\",Table2[[#This Row],[Prescribed Lighting Source]])),ISNUMBER(SEARCH(\"T8 lamp\",Table2[[#This Row],[BC Hydro Rebate Category ]]))),AND(ISNUMBER(SEARCH(\"T5HO\",Table2[[#This Row],[Prescribed Lighting Source]])),ISNUMBER(SEARCH(\"T5HO\",Table2[[#This Row],[BC Hydro Rebate Category ]]))),AND(ISNUMBER(SEARCH(\"lamp fl.\",Table2[[#This Row],[Prescribed Lighting Source]])),ISNUMBER(SEARCH(\"T8 lamp\",Table2[[#This Row],[Fortis Rebate Category ]]))),AND(ISNUMBER(SEARCH(\"T5HO\",Table2[[#This Row],[Prescribed Lighting Source]])),ISNUMBER(SEARCH(\"T5HO\",Table2[[#This Row],[Fortis Rebate Category ]])))          ),  IFERROR(INDEX(Table13NumberofLamps,MATCH(Table2[[#This Row],[Prescribed Lighting Source]],Table13ExistingLightingSource,0))*Table2[[#This Row],[Existing Luminaire Quantity]], \"-\"),  IF(Table2[[#This Row],[Lighting  Technology]]=\"Other\", IFERROR(Table2[[#This Row],[Existing Luminaire Quantity]],\"-\"), IFERROR(Table2[[#This Row],[Existing Luminaire Quantity]],\"-\"))))","v":""},{"$f":"IF( AND(ISBLANK(Table2[[#This Row],[BC Hydro Rebate Category ]]),ISBLANK(Table2[[#This Row],[Fortis Rebate Category ]])), \"\", IF(ISTEXT(Table2[[#This Row],[Fortis Rebate Category ]]), IFERROR(INDEX(Table13NewPrescribedWattage,MATCH(Table2[[#This Row],[Fortis Rebate Category ]],Table13[Fortis New Lighting source],0)),\"\"), IF(ISTEXT(Table2[[#This Row],[BC Hydro Rebate Category ]]), IFERROR(INDEX(Table13NewPrescribedWattage,MATCH(Table2[[#This Row],[BC Hydro Rebate Category ]],Table13BCHRebateCategory,0)),\"\"), \"\")))","v":""},null,null,{"$f":"IF(Table2[[#This Row],[Lighting  Technology]]=\"Other\", \"-\", IF( AND(ISBLANK(Table2[[#This Row],[BC Hydro Rebate Category ]]),ISBLANK(Table2[[#This Row],[Fortis Rebate Category ]])), \"\", IF(ISTEXT(Table2[[#This Row],[Fortis Rebate Category ]]), IFERROR(INDEX(Table13BCHECM,MATCH(Table2[[#This Row],[Fortis Rebate Category ]],Table13[Fortis New Lighting source],0)),\"\"), IF(ISTEXT(Table2[[#This Row],[BC Hydro Rebate Category ]]), IFERROR(INDEX(Table13BCHECM,MATCH(Table2[[#This Row],[BC Hydro Rebate Category ]],Table13BCHRebateCategory,0)),\"\"), \"\"))))","v":""},{"$f":"IF(Table2[[#This Row],[Lighting  Technology]]=\"Other\", 0, IF( AND(ISBLANK(Table2[[#This Row],[BC Hydro Rebate Category ]]),ISBLANK(Table2[[#This Row],[Fortis Rebate Category ]])), \"\", IF(ISTEXT(Table2[[#This Row],[Fortis Rebate Category ]]), IFERROR(INDEX(Table13Persistence,MATCH(Table2[[#This Row],[Fortis Rebate Category ]],Table13[Fortis New Lighting source],0)),\"\"), IF(ISTEXT(Table2[[#This Row],[BC Hydro Rebate Category ]]), IFERROR(INDEX(Table13Persistence,MATCH(Table2[[#This Row],[BC Hydro Rebate Category ]],Table13BCHRebateCategory,0)),\"\"), \"\"))))","v":""},null,{"$f":"IFERROR(INDEX(Table5ControlRebate,MATCH(Table2[[#This Row],[Control Type]],Table5NewControl,0)),\"\")","v":""},null,{"$f":"IF(ISBLANK(Table2[[#This Row],[Control Type]]), IF(ISBLANK(Table2[[#This Row],[Annual Usage Hours (hrs)]]),Table2[[#This Row],[Reference Hours (hrs)]], Table2[[#This Row],[Annual Usage Hours (hrs)]]), IF(AND(ISBLANK(Table2[[#This Row],[Annual Usage Hours (hrs)]]), Table2[[#This Row],[Control Type]]=\"None\"), Table2[[#This Row],[Reference Hours (hrs)]], IF(Table2[[#This Row],[Control Type]]=\"None\", Table2[[#This Row],[Annual Usage Hours (hrs)]], IF(AND(ISBLANK(Table2[[#This Row],[Annual Usage Hours (hrs)]]), Table2[[#This Row],[Control Type]]<>\"None\"), IFERROR(Table2[[#This Row],[Reference Hours (hrs)]]*0.8,\"\"), IF(Table2[[#This Row],[Control Type]]<>\"None\", IFERROR( Table2[[#This Row],[Annual Usage Hours (hrs)]]*0.8,\"\"),\"\")))))","v":""},{"$f":"IF( Table2[[#This Row],[Lighting  Technology]]=\"Other\", IF(ISBLANK(Table2[[#This Row],[Retrofit Lamp/ Luminaire Wattage (see Rebate Unit)]]),\"\",IFERROR(Table2[[#This Row],[Prescribed Quantity]]*Table2[[#This Row],[Retrofit Lamp/ Luminaire Wattage (see Rebate Unit)]],\"\")), IF(ISBLANK(Table2[[#This Row],[Retrofit Lamp/ Luminaire Wattage (see Rebate Unit)]]),IFERROR(Table2[[#This Row],[Prescribed Quantity]]*Table2[[#This Row],[Prescribed Wattage (W)]],\"\"),IFERROR(Table2[[#This Row],[Prescribed Quantity]]*Table2[[#This Row],[Retrofit Lamp/ Luminaire Wattage (see Rebate Unit)]],\"\")))","v":""},{"$f":"IFERROR((IF( Table2[[#This Row],[Lighting  Technology]]=\"Other\", Table2[[#This Row],[Prescribed Quantity]]*Table2[[#This Row],[Retrofit Lamp/ Luminaire Wattage (see Rebate Unit)]], Table2[[#This Row],[Prescribed Quantity]]*Table2[[#This Row],[Prescribed Wattage (W)]] )),\"\")","v":""},{"$f":"IF(ISBLANK(Table2[[#This Row],[New Total Demand (hidden, W)]]),\"\", IF(ISBLANK(Table2[[#This Row],[New Hours (hidden, hrs)]]), \"\", IFERROR(Table2[[#This Row],[New Hours (hidden, hrs)]]*Table2[[#This Row],[New Total Demand (hidden, W)]]/1000,\"\")))","v":""},{"$f":"IF(ISBLANK(Table2[[#This Row],[Total Demand (Hidden) W]]),\"\", IF(ISBLANK(Table2[[#This Row],[New Total Demand (hidden, W)]]), \"\", IFERROR((Table2[[#This Row],[Total Demand (Hidden) W]]-Table2[[#This Row],[New Total Demand (hidden, W)]])/1000,\"\")))","v":""},{"$f":"IF( OR(ISBLANK(Table2[[#This Row],[New Total Demand (hidden, W)]]),ISBLANK(Table2[[#This Row],[Total Demand (Hidden) W]])),\"\", IF(ISBLANK(Table2[[#This Row],[Annual Usage Hours (hrs)]]), IFERROR( Table2[[#This Row],[Reference Hours (hrs)]]*(Table2[[#This Row],[Total Demand (Hidden) W]]-Table2[[#This Row],[New Total Demand (hidden, W)]])/1000,\"\"), IFERROR( Table2[[#This Row],[Annual Usage Hours (hrs)]]*(Table2[[#This Row],[Total Demand (Hidden) W]]-Table2[[#This Row],[New Total Demand (hidden, W)]])/1000,\"\")))","v":""},{"$f":"IF( OR(ISBLANK(Table2[[#This Row],[Prescribed Total Demand (hidden, W)]]),ISBLANK(Table2[[#This Row],[Total Demand (Hidden) W]])),\"\", IF(ISBLANK(Table2[[#This Row],[Annual Usage Hours (hrs)]]), IFERROR( Table2[[#This Row],[Reference Hours (hrs)]]*((Table2[Existing Prescribed Wattage (W)]*Table2[Existing Luminaire Quantity])-Table2[[#This Row],[Prescribed Total Demand (hidden, W)]])/1000,\"\"), IFERROR( Table2[[#This Row],[Annual Usage Hours (hrs)]]*((Table2[Existing Prescribed Wattage (W)]*Table2[Existing Luminaire Quantity])-Table2[[#This Row],[Prescribed Total Demand (hidden, W)]])/1000,\"\")))","v":""},{"$f":"\"\"","v":""},{"$f":"IF(OR(Table2[[#This Row],[Control Type]]=\"None\", ISBLANK(Table2[[#This Row],[Control Type]])),\"\", IF(ISBLANK(Table2[[#This Row],[New Total Demand (hidden, W)]]),\"\", IF(ISBLANK(Table2[[#This Row],[Annual Usage Hours (hrs)]]),  IFERROR( 0.2*Table2[[#This Row],[Reference Hours (hrs)]]*Table2[[#This Row],[New Total Demand (hidden, W)]]/1000,\"\"), IFERROR( 0.2*Table2[[#This Row],[Annual Usage Hours (hrs)]]*Table2[[#This Row],[New Total Demand (hidden, W)]]/1000,\"\"))))","v":""},{"$f":"IF(AND(NOT(ISNUMBER(Table2[[#This Row],[Rebate Per Unit\n(CAD)]])),ISBLANK(Table2[[#This Row],[Control Type]])), \"\", IF(OR(Table2[[#This Row],[Rebate Per Unit\n(CAD)]]=0,AND(NOT(ISNUMBER(Table2[[#This Row],[Rebate Per Unit\n(CAD)]])), ISTEXT(Table2[[#This Row],[Control Type]]))), 0, IFERROR(Table2[[#This Row],[Prescribed Quantity]]*Table2[[#This Row],[Rebate Per Unit\n(CAD)]],\"\")))","v":""},{"$f":" IF(AND(ISBLANK(Table2[[#This Row],[Control Type]]),ISNUMBER(Table2[[#This Row],[Rebate Value (CAD)]])),0, IFERROR(Table2[[#This Row],[Control Quantity]]*Table2[[#This Row],[Control Rebate per Unit\n(CAD)]],\"\"))","v":""},{"$f":"IF(AND(ISBLANK(Table2[[#This Row],[Rebate Value (CAD)]]),ISBLANK(Table2[[#This Row],[Rebate Value for Controls (CAD)]])), \"\", IFERROR(Table2[[#This Row],[Rebate Value (CAD)]]+Table2[[#This Row],[Rebate Value for Controls (CAD)]],\"\"))","v":""},{"$f":"IF(Table2[[#This Row],[Lighting  Technology]]=\"Other\",\"Other - \"&Table2[[#This Row],[Other - Lighting Technology Description]],Table2[[#This Row],[BC Hydro Rebate Category ]])","v":0},{"$f":"Table2[[#This Row],[BC Hydro Rebate Category ]]&Table2[[#This Row],[Retrofit Part '# (mandatory to validate Rebates)]]","v":""}]
[null,null,null,null,null,null,{"$f":"IF(ISBLANK(Table2[[#This Row],[Prescribed Lighting Source]]), \"\", IFERROR( INDEX(Table13ExistingPrescribedWattage,MATCH(Table2[[#This Row],[Prescribed Lighting Source]],Table13ExistingLightingSource,0)), IFERROR(INDEX(Table13ExistingPrescribedWattage,MATCH(Table2[[#This Row],[Fortis Rebate Category ]],Table13NewLightingSource,0)),\"-\")))","v":""},null,{"$f":"IFERROR(INDEX(SpaceTypeHours,MATCH(Table2[[#This Row],[Space Type]],SpaceType,0)),\"\")","v":""},null,{"$f":"IFERROR(IF(Table2[[#This Row],[Lighting  Technology]]=\"Other\",Table2[[#This Row],[Existing Effective Input Wattage (W)]]*Table2[[#This Row],[Existing Luminaire Quantity]],Table2[[#This Row],[Existing Prescribed Wattage (W)]]*Table2[[#This Row],[Existing Luminaire Quantity]]),\"\")","v":""},{"$f":"IF(Table2[Lighting  Technology] = \"Other\",(Table2[[#This Row],[Existing Luminaire Quantity]]*Table2[[#This Row],[Existing Effective Input Wattage (W)]]), IF(Table2[Existing Prescribed Wattage (W)] = \"\",\"\", IF( ISBLANK(Table2[[#This Row],[Existing Effective Input Wattage (W)]]), (Table2[[#This Row],[Existing Luminaire Quantity]]*Table2[[#This Row],[Existing Prescribed Wattage (W)]]),(Table2[[#This Row],[Existing Luminaire Quantity]]*Table2[[#This Row],[Existing Effective Input Wattage (W)]]))))","v":""},{"$f":"IF( (ISBLANK(Table2[[#This Row],[Annual Usage Hours (hrs)]])), IFERROR(Table2[[#This Row],[Reference Hours (hrs)]]*Table2[[#This Row],[Total Demand (Hidden) W]]/1000,\"\"), IFERROR(Table2[[#This Row],[Annual Usage Hours (hrs)]]*Table2[[#This Row],[Total Demand (Hidden) W]]/1000,\"\"))","v":""},null,null,{"$f":"IF(Table2[[#This Row],[Lighting  Technology]]=\"Other\", 0, IF( AND(ISBLANK(Table2[[#This Row],[BC Hydro Rebate Category ]]),ISBLANK(Table2[[#This Row],[Fortis Rebate Category ]])), \"\", IF(ISTEXT(Table2[[#This Row],[Fortis Rebate Category ]]), IFERROR(INDEX(Table13[Rebate],MATCH(Table2[[#This Row],[Fortis Rebate Category ]],Table13[Fortis New Lighting source],0)),\"\"), IF(ISTEXT(Table2[[#This Row],[BC Hydro Rebate Category ]]), IFERROR(INDEX(Table13Rebate,MATCH(Table2[[#This Row],[BC Hydro Rebate Category ]],Table13BCHRebateCategory,0)),\"\"), \"\"))))","v":""},{"$f":" IF(Table2[[#This Row],[Lighting  Technology]]=\"Other\", \"per Unit\", IF( AND(ISBLANK(Table2[[#This Row],[BC Hydro Rebate Category ]]),ISBLANK(Table2[[#This Row],[Fortis Rebate Category ]])), \"\", IF(ISTEXT(Table2[[#This Row],[Fortis Rebate Category ]]), IFERROR(INDEX(Table13PerUnit,MATCH(Table2[[#This Row],[Fortis Rebate Category ]],Table13[Fortis New Lighting source],0)),\"\"), IF(ISTEXT(Table2[[#This Row],[BC Hydro Rebate Category ]]), IFERROR(INDEX(Table13PerUnit,MATCH(Table2[[#This Row],[BC Hydro Rebate Category ]],Table13BCHRebateCategory,0)),\"\"), \"\"))))","v":""},null,{"$f":"IF( AND(ISBLANK(Table2[[#This Row],[Existing Luminaire Quantity]]),ISBLANK(Table2[[#This Row],[Prescribed Lighting Source]])), \"\", IF( OR(AND(ISNUMBER(SEARCH(\"lamp fl.\",Table2[[#This Row],[Prescribed Lighting Source]])),ISNUMBER(SEARCH(\"T8 lamp\",Table2[[#This Row],[BC Hydro Rebate Category ]]))),AND(ISNUMBER(SEARCH(\"T5HO\",Table2[[#This Row],[Prescribed Lighting Source]])),ISNUMBER(SEARCH(\"T5HO\",Table2[[#This Row],[BC Hydro Rebate Category ]]))),AND(ISNUMBER(SEARCH(\"lamp fl.\",Table2[[#This Row],[Prescribed Lighting Source]])),ISNUMBER(SEARCH(\"T8 lamp\",Table2[[#This Row],[Fortis Rebate Category ]]))),AND(ISNUMBER(SEARCH(\"T5HO\",Table2[[#This Row],[Prescribed Lighting Source]])),ISNUMBER(SEARCH(\"T5HO\",Table2[[#This Row],[Fortis Rebate Category ]])))          ),  IFERROR(INDEX(Table13NumberofLamps,MATCH(Table2[[#This Row],[Prescribed Lighting Source]],Table13ExistingLightingSource,0))*Table2[[#This Row],[Existing Luminaire Quantity]], \"-\"),  IF(Table2[[#This Row],[Lighting  Technology]]=\"Other\", IFERROR(Table2[[#This Row],[Existing Luminaire Quantity]],\"-\"), IFERROR(Table2[[#This Row],[Existing Luminaire Quantity]],\"-\"))))","v":""},{"$f":"IF( AND(ISBLANK(Table2[[#This Row],[BC Hydro Rebate Category ]]),ISBLANK(Table2[[#This Row],[Fortis Rebate Category ]])), \"\", IF(ISTEXT(Table2[[#This Row],[Fortis Rebate Category ]]), IFERROR(INDEX(Table13NewPrescribedWattage,MATCH(Table2[[#This Row],[Fortis Rebate Category ]],Table13[Fortis New Lighting source],0)),\"\"), IF(ISTEXT(Table2[[#This Row],[BC Hydro Rebate Category ]]), IFERROR(INDEX(Table13NewPrescribedWattage,MATCH(Table2[[#This Row],[BC Hydro Rebate Category ]],Table13BCHRebateCategory,0)),\"\"), \"\")))","v":""},null,null,{"$f":"IF(Table2[[#This Row],[Lighting  Technology]]=\"Other\", \"-\", IF( AND(ISBLANK(Table2[[#This Row],[BC Hydro Rebate Category ]]),ISBLANK(Table2[[#This Row],[Fortis Rebate Category ]])), \"\", IF(ISTEXT(Table2[[#This Row],[Fortis Rebate Category ]]), IFERROR(INDEX(Table13BCHECM,MATCH(Table2[[#This Row],[Fortis Rebate Category ]],Table13[Fortis New Lighting source],0)),\"\"), IF(ISTEXT(Table2[[#This Row],[BC Hydro Rebate Category ]]), IFERROR(INDEX(Table13BCHECM,MATCH(Table2[[#This Row],[BC Hydro Rebate Category ]],Table13BCHRebateCategory,0)),\"\"), \"\"))))","v":""},{"$f":"IF(Table2[[#This Row],[Lighting  Technology]]=\"Other\", 0, IF( AND(ISBLANK(Table2[[#This Row],[BC Hydro Rebate Category ]]),ISBLANK(Table2[[#This Row],[Fortis Rebate Category ]])), \"\", IF(ISTEXT(Table2[[#This Row],[Fortis Rebate Category ]]), IFERROR(INDEX(Table13Persistence,MATCH(Table2[[#This Row],[Fortis Rebate Category ]],Table13[Fortis New Lighting source],0)),\"\"), IF(ISTEXT(Table2[[#This Row],[BC Hydro Rebate Category ]]), IFERROR(INDEX(Table13Persistence,MATCH(Table2[[#This Row],[BC Hydro Rebate Category ]],Table13BCHRebateCategory,0)),\"\"), \"\"))))","v":""},null,{"$f":"IFERROR(INDEX(Table5ControlRebate,MATCH(Table2[[#This Row],[Control Type]],Table5NewControl,0)),\"\")","v":""},null,{"$f":"IF(ISBLANK(Table2[[#This Row],[Control Type]]), IF(ISBLANK(Table2[[#This Row],[Annual Usage Hours (hrs)]]),Table2[[#This Row],[Reference Hours (hrs)]], Table2[[#This Row],[Annual Usage Hours (hrs)]]), IF(AND(ISBLANK(Table2[[#This Row],[Annual Usage Hours (hrs)]]), Table2[[#This Row],[Control Type]]=\"None\"), Table2[[#This Row],[Reference Hours (hrs)]], IF(Table2[[#This Row],[Control Type]]=\"None\", Table2[[#This Row],[Annual Usage Hours (hrs)]], IF(AND(ISBLANK(Table2[[#This Row],[Annual Usage Hours (hrs)]]), Table2[[#This Row],[Control Type]]<>\"None\"), IFERROR(Table2[[#This Row],[Reference Hours (hrs)]]*0.8,\"\"), IF(Table2[[#This Row],[Control Type]]<>\"None\", IFERROR( Table2[[#This Row],[Annual Usage Hours (hrs)]]*0.8,\"\"),\"\")))))","v":""},{"$f":"IF( Table2[[#This Row],[Lighting  Technology]]=\"Other\", IF(ISBLANK(Table2[[#This Row],[Retrofit Lamp/ Luminaire Wattage (see Rebate Unit)]]),\"\",IFERROR(Table2[[#This Row],[Prescribed Quantity]]*Table2[[#This Row],[Retrofit Lamp/ Luminaire Wattage (see Rebate Unit)]],\"\")), IF(ISBLANK(Table2[[#This Row],[Retrofit Lamp/ Luminaire Wattage (see Rebate Unit)]]),IFERROR(Table2[[#This Row],[Prescribed Quantity]]*Table2[[#This Row],[Prescribed Wattage (W)]],\"\"),IFERROR(Table2[[#This Row],[Prescribed Quantity]]*Table2[[#This Row],[Retrofit Lamp/ Luminaire Wattage (see Rebate Unit)]],\"\")))","v":""},{"$f":"IFERROR((IF( Table2[[#This Row],[Lighting  Technology]]=\"Other\", Table2[[#This Row],[Prescribed Quantity]]*Table2[[#This Row],[Retrofit Lamp/ Luminaire Wattage (see Rebate Unit)]], Table2[[#This Row],[Prescribed Quantity]]*Table2[[#This Row],[Prescribed Wattage (W)]] )),\"\")","v":""},{"$f":"IF(ISBLANK(Table2[[#This Row],[New Total Demand (hidden, W)]]),\"\", IF(ISBLANK(Table2[[#This Row],[New Hours (hidden, hrs)]]), \"\", IFERROR(Table2[[#This Row],[New Hours (hidden, hrs)]]*Table2[[#This Row],[New Total Demand (hidden, W)]]/1000,\"\")))","v":""},{"$f":"IF(ISBLANK(Table2[[#This Row],[Total Demand (Hidden) W]]),\"\", IF(ISBLANK(Table2[[#This Row],[New Total Demand (hidden, W)]]), \"\", IFERROR((Table2[[#This Row],[Total Demand (Hidden) W]]-Table2[[#This Row],[New Total Demand (hidden, W)]])/1000,\"\")))","v":""},{"$f":"IF( OR(ISBLANK(Table2[[#This Row],[New Total Demand (hidden, W)]]),ISBLANK(Table2[[#This Row],[Total Demand (Hidden) W]])),\"\", IF(ISBLANK(Table2[[#This Row],[Annual Usage Hours (hrs)]]), IFERROR( Table2[[#This Row],[Reference Hours (hrs)]]*(Table2[[#This Row],[Total Demand (Hidden) W]]-Table2[[#This Row],[New Total Demand (hidden, W)]])/1000,\"\"), IFERROR( Table2[[#This Row],[Annual Usage Hours (hrs)]]*(Table2[[#This Row],[Total Demand (Hidden) W]]-Table2[[#This Row],[New Total Demand (hidden, W)]])/1000,\"\")))","v":""},{"$f":"IF( OR(ISBLANK(Table2[[#This Row],[Prescribed Total Demand (hidden, W)]]),ISBLANK(Table2[[#This Row],[Total Demand (Hidden) W]])),\"\", IF(ISBLANK(Table2[[#This Row],[Annual Usage Hours (hrs)]]), IFERROR( Table2[[#This Row],[Reference Hours (hrs)]]*((Table2[Existing Prescribed Wattage (W)]*Table2[Existing Luminaire Quantity])-Table2[[#This Row],[Prescribed Total Demand (hidden, W)]])/1000,\"\"), IFERROR( Table2[[#This Row],[Annual Usage Hours (hrs)]]*((Table2[Existing Prescribed Wattage (W)]*Table2[Existing Luminaire Quantity])-Table2[[#This Row],[Prescribed Total Demand (hidden, W)]])/1000,\"\")))","v":""},{"$f":"\"\"","v":""},{"$f":"IF(OR(Table2[[#This Row],[Control Type]]=\"None\", ISBLANK(Table2[[#This Row],[Control Type]])),\"\", IF(ISBLANK(Table2[[#This Row],[New Total Demand (hidden, W)]]),\"\", IF(ISBLANK(Table2[[#This Row],[Annual Usage Hours (hrs)]]),  IFERROR( 0.2*Table2[[#This Row],[Reference Hours (hrs)]]*Table2[[#This Row],[New Total Demand (hidden, W)]]/1000,\"\"), IFERROR( 0.2*Table2[[#This Row],[Annual Usage Hours (hrs)]]*Table2[[#This Row],[New Total Demand (hidden, W)]]/1000,\"\"))))","v":""},{"$f":"IF(AND(NOT(ISNUMBER(Table2[[#This Row],[Rebate Per Unit\n(CAD)]])),ISBLANK(Table2[[#This Row],[Control Type]])), \"\", IF(OR(Table2[[#This Row],[Rebate Per Unit\n(CAD)]]=0,AND(NOT(ISNUMBER(Table2[[#This Row],[Rebate Per Unit\n(CAD)]])), ISTEXT(Table2[[#This Row],[Control Type]]))), 0, IFERROR(Table2[[#This Row],[Prescribed Quantity]]*Table2[[#This Row],[Rebate Per Unit\n(CAD)]],\"\")))","v":""},{"$f":" IF(AND(ISBLANK(Table2[[#This Row],[Control Type]]),ISNUMBER(Table2[[#This Row],[Rebate Value (CAD)]])),0, IFERROR(Table2[[#This Row],[Control Quantity]]*Table2[[#This Row],[Control Rebate per Unit\n(CAD)]],\"\"))","v":""},{"$f":"IF(AND(ISBLANK(Table2[[#This Row],[Rebate Value (CAD)]]),ISBLANK(Table2[[#This Row],[Rebate Value for Controls (CAD)]])), \"\", IFERROR(Table2[[#This Row],[Rebate Value (CAD)]]+Table2[[#This Row],[Rebate Value for Controls (CAD)]],\"\"))","v":""},{"$f":"IF(Table2[[#This Row],[Lighting  Technology]]=\"Other\",\"Other - \"&Table2[[#This Row],[Other - Lighting Technology Description]],Table2[[#This Row],[BC Hydro Rebate Category ]])","v":0},{"$f":"Table2[[#This Row],[BC Hydro Rebate Category ]]&Table2[[#This Row],[Retrofit Part '# (mandatory to validate Rebates)]]","v":""}]
[null,null,null,null,null,null,{"$f":"IF(ISBLANK(Table2[[#This Row],[Prescribed Lighting Source]]), \"\", IFERROR( INDEX(Table13ExistingPrescribedWattage,MATCH(Table2[[#This Row],[Prescribed Lighting Source]],Table13ExistingLightingSource,0)), IFERROR(INDEX(Table13ExistingPrescribedWattage,MATCH(Table2[[#This Row],[Fortis Rebate Category ]],Table13NewLightingSource,0)),\"-\")))","v":""},null,{"$f":"IFERROR(INDEX(SpaceTypeHours,MATCH(Table2[[#This Row],[Space Type]],SpaceType,0)),\"\")","v":""},null,{"$f":"IFERROR(IF(Table2[[#This Row],[Lighting  Technology]]=\"Other\",Table2[[#This Row],[Existing Effective Input Wattage (W)]]*Table2[[#This Row],[Existing Luminaire Quantity]],Table2[[#This Row],[Existing Prescribed Wattage (W)]]*Table2[[#This Row],[Existing Luminaire Quantity]]),\"\")","v":""},{"$f":"IF(Table2[Lighting  Technology] = \"Other\",(Table2[[#This Row],[Existing Luminaire Quantity]]*Table2[[#This Row],[Existing Effective Input Wattage (W)]]), IF(Table2[Existing Prescribed Wattage (W)] = \"\",\"\", IF( ISBLANK(Table2[[#This Row],[Existing Effective Input Wattage (W)]]), (Table2[[#This Row],[Existing Luminaire Quantity]]*Table2[[#This Row],[Existing Prescribed Wattage (W)]]),(Table2[[#This Row],[Existing Luminaire Quantity]]*Table2[[#This Row],[Existing Effective Input Wattage (W)]]))))","v":""},{"$f":"IF( (ISBLANK(Table2[[#This Row],[Annual Usage Hours (hrs)]])), IFERROR(Table2[[#This Row],[Reference Hours (hrs)]]*Table2[[#This Row],[Total Demand (Hidden) W]]/1000,\"\"), IFERROR(Table2[[#This Row],[Annual Usage Hours (hrs)]]*Table2[[#This Row],[Total Demand (Hidden) W]]/1000,\"\"))","v":""},null,null,{"$f":"IF(Table2[[#This Row],[Lighting  Technology]]=\"Other\", 0, IF( AND(ISBLANK(Table2[[#This Row],[BC Hydro Rebate Category ]]),ISBLANK(Table2[[#This Row],[Fortis Rebate Category ]])), \"\", IF(ISTEXT(Table2[[#This Row],[Fortis Rebate Category ]]), IFERROR(INDEX(Table13[Rebate],MATCH(Table2[[#This Row],[Fortis Rebate Category ]],Table13[Fortis New Lighting source],0)),\"\"), IF(ISTEXT(Table2[[#This Row],[BC Hydro Rebate Category ]]), IFERROR(INDEX(Table13Rebate,MATCH(Table2[[#This Row],[BC Hydro Rebate Category ]],Table13BCHRebateCategory,0)),\"\"), \"\"))))","v":""},{"$f":" IF(Table2[[#This Row],[Lighting  Technology]]=\"Other\", \"per Unit\", IF( AND(ISBLANK(Table2[[#This Row],[BC Hydro Rebate Category ]]),ISBLANK(Table2[[#This Row],[Fortis Rebate Category ]])), \"\", IF(ISTEXT(Table2[[#This Row],[Fortis Rebate Category ]]), IFERROR(INDEX(Table13PerUnit,MATCH(Table2[[#This Row],[Fortis Rebate Category ]],Table13[Fortis New Lighting source],0)),\"\"), IF(ISTEXT(Table2[[#This Row],[BC Hydro Rebate Category ]]), IFERROR(INDEX(Table13PerUnit,MATCH(Table2[[#This Row],[BC Hydro Rebate Category ]],Table13BCHRebateCategory,0)),\"\"), \"\"))))","v":""},null,{"$f":"IF( AND(ISBLANK(Table2[[#This Row],[Existing Luminaire Quantity]]),ISBLANK(Table2[[#This Row],[Prescribed Lighting Source]])), \"\", IF( OR(AND(ISNUMBER(SEARCH(\"lamp fl.\",Table2[[#This Row],[Prescribed Lighting Source]])),ISNUMBER(SEARCH(\"T8 lamp\",Table2[[#This Row],[BC Hydro Rebate Category ]]))),AND(ISNUMBER(SEARCH(\"T5HO\",Table2[[#This Row],[Prescribed Lighting Source]])),ISNUMBER(SEARCH(\"T5HO\",Table2[[#This Row],[BC Hydro Rebate Category ]]))),AND(ISNUMBER(SEARCH(\"lamp fl.\",Table2[[#This Row],[Prescribed Lighting Source]])),ISNUMBER(SEARCH(\"T8 lamp\",Table2[[#This Row],[Fortis Rebate Category ]]))),AND(ISNUMBER(SEARCH(\"T5HO\",Table2[[#This Row],[Prescribed Lighting Source]])),ISNUMBER(SEARCH(\"T5HO\",Table2[[#This Row],[Fortis Rebate Category ]])))          ),  IFERROR(INDEX(Table13NumberofLamps,MATCH(Table2[[#This Row],[Prescribed Lighting Source]],Table13ExistingLightingSource,0))*Table2[[#This Row],[Existing Luminaire Quantity]], \"-\"),  IF(Table2[[#This Row],[Lighting  Technology]]=\"Other\", IFERROR(Table2[[#This Row],[Existing Luminaire Quantity]],\"-\"), IFERROR(Table2[[#This Row],[Existing Luminaire Quantity]],\"-\"))))","v":""},{"$f":"IF( AND(ISBLANK(Table2[[#This Row],[BC Hydro Rebate Category ]]),ISBLANK(Table2[[#This Row],[Fortis Rebate Category ]])), \"\", IF(ISTEXT(Table2[[#This Row],[Fortis Rebate Category ]]), IFERROR(INDEX(Table13NewPrescribedWattage,MATCH(Table2[[#This Row],[Fortis Rebate Category ]],Table13[Fortis New Lighting source],0)),\"\"), IF(ISTEXT(Table2[[#This Row],[BC Hydro Rebate Category ]]), IFERROR(INDEX(Table13NewPrescribedWattage,MATCH(Table2[[#This Row],[BC Hydro Rebate Category ]],Table13BCHRebateCategory,0)),\"\"), \"\")))","v":""},null,null,{"$f":"IF(Table2[[#This Row],[Lighting  Technology]]=\"Other\", \"-\", IF( AND(ISBLANK(Table2[[#This Row],[BC Hydro Rebate Category ]]),ISBLANK(Table2[[#This Row],[Fortis Rebate Category ]])), \"\", IF(ISTEXT(Table2[[#This Row],[Fortis Rebate Category ]]), IFERROR(INDEX(Table13BCHECM,MATCH(Table2[[#This Row],[Fortis Rebate Category ]],Table13[Fortis New Lighting source],0)),\"\"), IF(ISTEXT(Table2[[#This Row],[BC Hydro Rebate Category ]]), IFERROR(INDEX(Table13BCHECM,MATCH(Table2[[#This Row],[BC Hydro Rebate Category ]],Table13BCHRebateCategory,0)),\"\"), \"\"))))","v":""},{"$f":"IF(Table2[[#This Row],[Lighting  Technology]]=\"Other\", 0, IF( AND(ISBLANK(Table2[[#This Row],[BC Hydro Rebate Category ]]),ISBLANK(Table2[[#This Row],[Fortis Rebate Category ]])), \"\", IF(ISTEXT(Table2[[#This Row],[Fortis Rebate Category ]]), IFERROR(INDEX(Table13Persistence,MATCH(Table2[[#This Row],[Fortis Rebate Category ]],Table13[Fortis New Lighting source],0)),\"\"), IF(ISTEXT(Table2[[#This Row],[BC Hydro Rebate Category ]]), IFERROR(INDEX(Table13Persistence,MATCH(Table2[[#This Row],[BC Hydro Rebate Category ]],Table13BCHRebateCategory,0)),\"\"), \"\"))))","v":""},null,{"$f":"IFERROR(INDEX(Table5ControlRebate,MATCH(Table2[[#This Row],[Control Type]],Table5NewControl,0)),\"\")","v":""},null,{"$f":"IF(ISBLANK(Table2[[#This Row],[Control Type]]), IF(ISBLANK(Table2[[#This Row],[Annual Usage Hours (hrs)]]),Table2[[#This Row],[Reference Hours (hrs)]], Table2[[#This Row],[Annual Usage Hours (hrs)]]), IF(AND(ISBLANK(Table2[[#This Row],[Annual Usage Hours (hrs)]]), Table2[[#This Row],[Control Type]]=\"None\"), Table2[[#This Row],[Reference Hours (hrs)]], IF(Table2[[#This Row],[Control Type]]=\"None\", Table2[[#This Row],[Annual Usage Hours (hrs)]], IF(AND(ISBLANK(Table2[[#This Row],[Annual Usage Hours (hrs)]]), Table2[[#This Row],[Control Type]]<>\"None\"), IFERROR(Table2[[#This Row],[Reference Hours (hrs)]]*0.8,\"\"), IF(Table2[[#This Row],[Control Type]]<>\"None\", IFERROR( Table2[[#This Row],[Annual Usage Hours (hrs)]]*0.8,\"\"),\"\")))))","v":""},{"$f":"IF( Table2[[#This Row],[Lighting  Technology]]=\"Other\", IF(ISBLANK(Table2[[#This Row],[Retrofit Lamp/ Luminaire Wattage (see Rebate Unit)]]),\"\",IFERROR(Table2[[#This Row],[Prescribed Quantity]]*Table2[[#This Row],[Retrofit Lamp/ Luminaire Wattage (see Rebate Unit)]],\"\")), IF(ISBLANK(Table2[[#This Row],[Retrofit Lamp/ Luminaire Wattage (see Rebate Unit)]]),IFERROR(Table2[[#This Row],[Prescribed Quantity]]*Table2[[#This Row],[Prescribed Wattage (W)]],\"\"),IFERROR(Table2[[#This Row],[Prescribed Quantity]]*Table2[[#This Row],[Retrofit Lamp/ Luminaire Wattage (see Rebate Unit)]],\"\")))","v":""},{"$f":"IFERROR((IF( Table2[[#This Row],[Lighting  Technology]]=\"Other\", Table2[[#This Row],[Prescribed Quantity]]*Table2[[#This Row],[Retrofit Lamp/ Luminaire Wattage (see Rebate Unit)]], Table2[[#This Row],[Prescribed Quantity]]*Table2[[#This Row],[Prescribed Wattage (W)]] )),\"\")","v":""},{"$f":"IF(ISBLANK(Table2[[#This Row],[New Total Demand (hidden, W)]]),\"\", IF(ISBLANK(Table2[[#This Row],[New Hours (hidden, hrs)]]), \"\", IFERROR(Table2[[#This Row],[New Hours (hidden, hrs)]]*Table2[[#This Row],[New Total Demand (hidden, W)]]/1000,\"\")))","v":""},{"$f":"IF(ISBLANK(Table2[[#This Row],[Total Demand (Hidden) W]]),\"\", IF(ISBLANK(Table2[[#This Row],[New Total Demand (hidden, W)]]), \"\", IFERROR((Table2[[#This Row],[Total Demand (Hidden) W]]-Table2[[#This Row],[New Total Demand (hidden, W)]])/1000,\"\")))","v":""},{"$f":"IF( OR(ISBLANK(Table2[[#This Row],[New Total Demand (hidden, W)]]),ISBLANK(Table2[[#This Row],[Total Demand (Hidden) W]])),\"\", IF(ISBLANK(Table2[[#This Row],[Annual Usage Hours (hrs)]]), IFERROR( Table2[[#This Row],[Reference Hours (hrs)]]*(Table2[[#This Row],[Total Demand (Hidden) W]]-Table2[[#This Row],[New Total Demand (hidden, W)]])/1000,\"\"), IFERROR( Table2[[#This Row],[Annual Usage Hours (hrs)]]*(Table2[[#This Row],[Total Demand (Hidden) W]]-Table2[[#This Row],[New Total Demand (hidden, W)]])/1000,\"\")))","v":""},{"$f":"IF( OR(ISBLANK(Table2[[#This Row],[Prescribed Total Demand (hidden, W)]]),ISBLANK(Table2[[#This Row],[Total Demand (Hidden) W]])),\"\", IF(ISBLANK(Table2[[#This Row],[Annual Usage Hours (hrs)]]), IFERROR( Table2[[#This Row],[Reference Hours (hrs)]]*((Table2[Existing Prescribed Wattage (W)]*Table2[Existing Luminaire Quantity])-Table2[[#This Row],[Prescribed Total Demand (hidden, W)]])/1000,\"\"), IFERROR( Table2[[#This Row],[Annual Usage Hours (hrs)]]*((Table2[Existing Prescribed Wattage (W)]*Table2[Existing Luminaire Quantity])-Table2[[#This Row],[Prescribed Total Demand (hidden, W)]])/1000,\"\")))","v":""},{"$f":"\"\"","v":""},{"$f":"IF(OR(Table2[[#This Row],[Control Type]]=\"None\", ISBLANK(Table2[[#This Row],[Control Type]])),\"\", IF(ISBLANK(Table2[[#This Row],[New Total Demand (hidden, W)]]),\"\", IF(ISBLANK(Table2[[#This Row],[Annual Usage Hours (hrs)]]),  IFERROR( 0.2*Table2[[#This Row],[Reference Hours (hrs)]]*Table2[[#This Row],[New Total Demand (hidden, W)]]/1000,\"\"), IFERROR( 0.2*Table2[[#This Row],[Annual Usage Hours (hrs)]]*Table2[[#This Row],[New Total Demand (hidden, W)]]/1000,\"\"))))","v":""},{"$f":"IF(AND(NOT(ISNUMBER(Table2[[#This Row],[Rebate Per Unit\n(CAD)]])),ISBLANK(Table2[[#This Row],[Control Type]])), \"\", IF(OR(Table2[[#This Row],[Rebate Per Unit\n(CAD)]]=0,AND(NOT(ISNUMBER(Table2[[#This Row],[Rebate Per Unit\n(CAD)]])), ISTEXT(Table2[[#This Row],[Control Type]]))), 0, IFERROR(Table2[[#This Row],[Prescribed Quantity]]*Table2[[#This Row],[Rebate Per Unit\n(CAD)]],\"\")))","v":""},{"$f":" IF(AND(ISBLANK(Table2[[#This Row],[Control Type]]),ISNUMBER(Table2[[#This Row],[Rebate Value (CAD)]])),0, IFERROR(Table2[[#This Row],[Control Quantity]]*Table2[[#This Row],[Control Rebate per Unit\n(CAD)]],\"\"))","v":""},{"$f":"IF(AND(ISBLANK(Table2[[#This Row],[Rebate Value (CAD)]]),ISBLANK(Table2[[#This Row],[Rebate Value for Controls (CAD)]])), \"\", IFERROR(Table2[[#This Row],[Rebate Value (CAD)]]+Table2[[#This Row],[Rebate Value for Controls (CAD)]],\"\"))","v":""},{"$f":"IF(Table2[[#This Row],[Lighting  Technology]]=\"Other\",\"Other - \"&Table2[[#This Row],[Other - Lighting Technology Description]],Table2[[#This Row],[BC Hydro Rebate Category ]])","v":0},{"$f":"Table2[[#This Row],[BC Hydro Rebate Category ]]&Table2[[#This Row],[Retrofit Part '# (mandatory to validate Rebates)]]","v":""}]
[null,null,null,null,null,null,{"$f":"IF(ISBLANK(Table2[[#This Row],[Prescribed Lighting Source]]), \"\", IFERROR( INDEX(Table13ExistingPrescribedWattage,MATCH(Table2[[#This Row],[Prescribed Lighting Source]],Table13ExistingLightingSource,0)), IFERROR(INDEX(Table13ExistingPrescribedWattage,MATCH(Table2[[#This Row],[Fortis Rebate Category ]],Table13NewLightingSource,0)),\"-\")))","v":""},null,{"$f":"IFERROR(INDEX(SpaceTypeHours,MATCH(Table2[[#This Row],[Space Type]],SpaceType,0)),\"\")","v":""},null,{"$f":"IFERROR(IF(Table2[[#This Row],[Lighting  Technology]]=\"Other\",Table2[[#This Row],[Existing Effective Input Wattage (W)]]*Table2[[#This Row],[Existing Luminaire Quantity]],Table2[[#This Row],[Existing Prescribed Wattage (W)]]*Table2[[#This Row],[Existing Luminaire Quantity]]),\"\")","v":""},{"$f":"IF(Table2[Lighting  Technology] = \"Other\",(Table2[[#This Row],[Existing Luminaire Quantity]]*Table2[[#This Row],[Existing Effective Input Wattage (W)]]), IF(Table2[Existing Prescribed Wattage (W)] = \"\",\"\", IF( ISBLANK(Table2[[#This Row],[Existing Effective Input Wattage (W)]]), (Table2[[#This Row],[Existing Luminaire Quantity]]*Table2[[#This Row],[Existing Prescribed Wattage (W)]]),(Table2[[#This Row],[Existing Luminaire Quantity]]*Table2[[#This Row],[Existing Effective Input Wattage (W)]]))))","v":""},{"$f":"IF( (ISBLANK(Table2[[#This Row],[Annual Usage Hours (hrs)]])), IFERROR(Table2[[#This Row],[Reference Hours (hrs)]]*Table2[[#This Row],[Total Demand (Hidden) W]]/1000,\"\"), IFERROR(Table2[[#This Row],[Annual Usage Hours (hrs)]]*Table2[[#This Row],[Total Demand (Hidden) W]]/1000,\"\"))","v":""},null,null,{"$f":"IF(Table2[[#This Row],[Lighting  Technology]]=\"Other\", 0, IF( AND(ISBLANK(Table2[[#This Row],[BC Hydro Rebate Category ]]),ISBLANK(Table2[[#This Row],[Fortis Rebate Category ]])), \"\", IF(ISTEXT(Table2[[#This Row],[Fortis Rebate Category ]]), IFERROR(INDEX(Table13[Rebate],MATCH(Table2[[#This Row],[Fortis Rebate Category ]],Table13[Fortis New Lighting source],0)),\"\"), IF(ISTEXT(Table2[[#This Row],[BC Hydro Rebate Category ]]), IFERROR(INDEX(Table13Rebate,MATCH(Table2[[#This Row],[BC Hydro Rebate Category ]],Table13BCHRebateCategory,0)),\"\"), \"\"))))","v":""},{"$f":" IF(Table2[[#This Row],[Lighting  Technology]]=\"Other\", \"per Unit\", IF( AND(ISBLANK(Table2[[#This Row],[BC Hydro Rebate Category ]]),ISBLANK(Table2[[#This Row],[Fortis Rebate Category ]])), \"\", IF(ISTEXT(Table2[[#This Row],[Fortis Rebate Category ]]), IFERROR(INDEX(Table13PerUnit,MATCH(Table2[[#This Row],[Fortis Rebate Category ]],Table13[Fortis New Lighting source],0)),\"\"), IF(ISTEXT(Table2[[#This Row],[BC Hydro Rebate Category ]]), IFERROR(INDEX(Table13PerUnit,MATCH(Table2[[#This Row],[BC Hydro Rebate Category ]],Table13BCHRebateCategory,0)),\"\"), \"\"))))","v":""},null,{"$f":"IF( AND(ISBLANK(Table2[[#This Row],[Existing Luminaire Quantity]]),ISBLANK(Table2[[#This Row],[Prescribed Lighting Source]])), \"\", IF( OR(AND(ISNUMBER(SEARCH(\"lamp fl.\",Table2[[#This Row],[Prescribed Lighting Source]])),ISNUMBER(SEARCH(\"T8 lamp\",Table2[[#This Row],[BC Hydro Rebate Category ]]))),AND(ISNUMBER(SEARCH(\"T5HO\",Table2[[#This Row],[Prescribed Lighting Source]])),ISNUMBER(SEARCH(\"T5HO\",Table2[[#This Row],[BC Hydro Rebate Category ]]))),AND(ISNUMBER(SEARCH(\"lamp fl.\",Table2[[#This Row],[Prescribed Lighting Source]])),ISNUMBER(SEARCH(\"T8 lamp\",Table2[[#This Row],[Fortis Rebate Category ]]))),AND(ISNUMBER(SEARCH(\"T5HO\",Table2[[#This Row],[Prescribed Lighting Source]])),ISNUMBER(SEARCH(\"T5HO\",Table2[[#This Row],[Fortis Rebate Category ]])))          ),  IFERROR(INDEX(Table13NumberofLamps,MATCH(Table2[[#This Row],[Prescribed Lighting Source]],Table13ExistingLightingSource,0))*Table2[[#This Row],[Existing Luminaire Quantity]], \"-\"),  IF(Table2[[#This Row],[Lighting  Technology]]=\"Other\", IFERROR(Table2[[#This Row],[Existing Luminaire Quantity]],\"-\"), IFERROR(Table2[[#This Row],[Existing Luminaire Quantity]],\"-\"))))","v":""},{"$f":"IF( AND(ISBLANK(Table2[[#This Row],[BC Hydro Rebate Category ]]),ISBLANK(Table2[[#This Row],[Fortis Rebate Category ]])), \"\", IF(ISTEXT(Table2[[#This Row],[Fortis Rebate Category ]]), IFERROR(INDEX(Table13NewPrescribedWattage,MATCH(Table2[[#This Row],[Fortis Rebate Category ]],Table13[Fortis New Lighting source],0)),\"\"), IF(ISTEXT(Table2[[#This Row],[BC Hydro Rebate Category ]]), IFERROR(INDEX(Table13NewPrescribedWattage,MATCH(Table2[[#This Row],[BC Hydro Rebate Category ]],Table13BCHRebateCategory,0)),\"\"), \"\")))","v":""},null,null,{"$f":"IF(Table2[[#This Row],[Lighting  Technology]]=\"Other\", \"-\", IF( AND(ISBLANK(Table2[[#This Row],[BC Hydro Rebate Category ]]),ISBLANK(Table2[[#This Row],[Fortis Rebate Category ]])), \"\", IF(ISTEXT(Table2[[#This Row],[Fortis Rebate Category ]]), IFERROR(INDEX(Table13BCHECM,MATCH(Table2[[#This Row],[Fortis Rebate Category ]],Table13[Fortis New Lighting source],0)),\"\"), IF(ISTEXT(Table2[[#This Row],[BC Hydro Rebate Category ]]), IFERROR(INDEX(Table13BCHECM,MATCH(Table2[[#This Row],[BC Hydro Rebate Category ]],Table13BCHRebateCategory,0)),\"\"), \"\"))))","v":""},{"$f":"IF(Table2[[#This Row],[Lighting  Technology]]=\"Other\", 0, IF( AND(ISBLANK(Table2[[#This Row],[BC Hydro Rebate Category ]]),ISBLANK(Table2[[#This Row],[Fortis Rebate Category ]])), \"\", IF(ISTEXT(Table2[[#This Row],[Fortis Rebate Category ]]), IFERROR(INDEX(Table13Persistence,MATCH(Table2[[#This Row],[Fortis Rebate Category ]],Table13[Fortis New Lighting source],0)),\"\"), IF(ISTEXT(Table2[[#This Row],[BC Hydro Rebate Category ]]), IFERROR(INDEX(Table13Persistence,MATCH(Table2[[#This Row],[BC Hydro Rebate Category ]],Table13BCHRebateCategory,0)),\"\"), \"\"))))","v":""},null,{"$f":"IFERROR(INDEX(Table5ControlRebate,MATCH(Table2[[#This Row],[Control Type]],Table5NewControl,0)),\"\")","v":""},null,{"$f":"IF(ISBLANK(Table2[[#This Row],[Control Type]]), IF(ISBLANK(Table2[[#This Row],[Annual Usage Hours (hrs)]]),Table2[[#This Row],[Reference Hours (hrs)]], Table2[[#This Row],[Annual Usage Hours (hrs)]]), IF(AND(ISBLANK(Table2[[#This Row],[Annual Usage Hours (hrs)]]), Table2[[#This Row],[Control Type]]=\"None\"), Table2[[#This Row],[Reference Hours (hrs)]], IF(Table2[[#This Row],[Control Type]]=\"None\", Table2[[#This Row],[Annual Usage Hours (hrs)]], IF(AND(ISBLANK(Table2[[#This Row],[Annual Usage Hours (hrs)]]), Table2[[#This Row],[Control Type]]<>\"None\"), IFERROR(Table2[[#This Row],[Reference Hours (hrs)]]*0.8,\"\"), IF(Table2[[#This Row],[Control Type]]<>\"None\", IFERROR( Table2[[#This Row],[Annual Usage Hours (hrs)]]*0.8,\"\"),\"\")))))","v":""},{"$f":"IF( Table2[[#This Row],[Lighting  Technology]]=\"Other\", IF(ISBLANK(Table2[[#This Row],[Retrofit Lamp/ Luminaire Wattage (see Rebate Unit)]]),\"\",IFERROR(Table2[[#This Row],[Prescribed Quantity]]*Table2[[#This Row],[Retrofit Lamp/ Luminaire Wattage (see Rebate Unit)]],\"\")), IF(ISBLANK(Table2[[#This Row],[Retrofit Lamp/ Luminaire Wattage (see Rebate Unit)]]),IFERROR(Table2[[#This Row],[Prescribed Quantity]]*Table2[[#This Row],[Prescribed Wattage (W)]],\"\"),IFERROR(Table2[[#This Row],[Prescribed Quantity]]*Table2[[#This Row],[Retrofit Lamp/ Luminaire Wattage (see Rebate Unit)]],\"\")))","v":""},{"$f":"IFERROR((IF( Table2[[#This Row],[Lighting  Technology]]=\"Other\", Table2[[#This Row],[Prescribed Quantity]]*Table2[[#This Row],[Retrofit Lamp/ Luminaire Wattage (see Rebate Unit)]], Table2[[#This Row],[Prescribed Quantity]]*Table2[[#This Row],[Prescribed Wattage (W)]] )),\"\")","v":""},{"$f":"IF(ISBLANK(Table2[[#This Row],[New Total Demand (hidden, W)]]),\"\", IF(ISBLANK(Table2[[#This Row],[New Hours (hidden, hrs)]]), \"\", IFERROR(Table2[[#This Row],[New Hours (hidden, hrs)]]*Table2[[#This Row],[New Total Demand (hidden, W)]]/1000,\"\")))","v":""},{"$f":"IF(ISBLANK(Table2[[#This Row],[Total Demand (Hidden) W]]),\"\", IF(ISBLANK(Table2[[#This Row],[New Total Demand (hidden, W)]]), \"\", IFERROR((Table2[[#This Row],[Total Demand (Hidden) W]]-Table2[[#This Row],[New Total Demand (hidden, W)]])/1000,\"\")))","v":""},{"$f":"IF( OR(ISBLANK(Table2[[#This Row],[New Total Demand (hidden, W)]]),ISBLANK(Table2[[#This Row],[Total Demand (Hidden) W]])),\"\", IF(ISBLANK(Table2[[#This Row],[Annual Usage Hours (hrs)]]), IFERROR( Table2[[#This Row],[Reference Hours (hrs)]]*(Table2[[#This Row],[Total Demand (Hidden) W]]-Table2[[#This Row],[New Total Demand (hidden, W)]])/1000,\"\"), IFERROR( Table2[[#This Row],[Annual Usage Hours (hrs)]]*(Table2[[#This Row],[Total Demand (Hidden) W]]-Table2[[#This Row],[New Total Demand (hidden, W)]])/1000,\"\")))","v":""},{"$f":"IF( OR(ISBLANK(Table2[[#This Row],[Prescribed Total Demand (hidden, W)]]),ISBLANK(Table2[[#This Row],[Total Demand (Hidden) W]])),\"\", IF(ISBLANK(Table2[[#This Row],[Annual Usage Hours (hrs)]]), IFERROR( Table2[[#This Row],[Reference Hours (hrs)]]*((Table2[Existing Prescribed Wattage (W)]*Table2[Existing Luminaire Quantity])-Table2[[#This Row],[Prescribed Total Demand (hidden, W)]])/1000,\"\"), IFERROR( Table2[[#This Row],[Annual Usage Hours (hrs)]]*((Table2[Existing Prescribed Wattage (W)]*Table2[Existing Luminaire Quantity])-Table2[[#This Row],[Prescribed Total Demand (hidden, W)]])/1000,\"\")))","v":""},{"$f":"\"\"","v":""},{"$f":"IF(OR(Table2[[#This Row],[Control Type]]=\"None\", ISBLANK(Table2[[#This Row],[Control Type]])),\"\", IF(ISBLANK(Table2[[#This Row],[New Total Demand (hidden, W)]]),\"\", IF(ISBLANK(Table2[[#This Row],[Annual Usage Hours (hrs)]]),  IFERROR( 0.2*Table2[[#This Row],[Reference Hours (hrs)]]*Table2[[#This Row],[New Total Demand (hidden, W)]]/1000,\"\"), IFERROR( 0.2*Table2[[#This Row],[Annual Usage Hours (hrs)]]*Table2[[#This Row],[New Total Demand (hidden, W)]]/1000,\"\"))))","v":""},{"$f":"IF(AND(NOT(ISNUMBER(Table2[[#This Row],[Rebate Per Unit\n(CAD)]])),ISBLANK(Table2[[#This Row],[Control Type]])), \"\", IF(OR(Table2[[#This Row],[Rebate Per Unit\n(CAD)]]=0,AND(NOT(ISNUMBER(Table2[[#This Row],[Rebate Per Unit\n(CAD)]])), ISTEXT(Table2[[#This Row],[Control Type]]))), 0, IFERROR(Table2[[#This Row],[Prescribed Quantity]]*Table2[[#This Row],[Rebate Per Unit\n(CAD)]],\"\")))","v":""},{"$f":" IF(AND(ISBLANK(Table2[[#This Row],[Control Type]]),ISNUMBER(Table2[[#This Row],[Rebate Value (CAD)]])),0, IFERROR(Table2[[#This Row],[Control Quantity]]*Table2[[#This Row],[Control Rebate per Unit\n(CAD)]],\"\"))","v":""},{"$f":"IF(AND(ISBLANK(Table2[[#This Row],[Rebate Value (CAD)]]),ISBLANK(Table2[[#This Row],[Rebate Value for Controls (CAD)]])), \"\", IFERROR(Table2[[#This Row],[Rebate Value (CAD)]]+Table2[[#This Row],[Rebate Value for Controls (CAD)]],\"\"))","v":""},{"$f":"IF(Table2[[#This Row],[Lighting  Technology]]=\"Other\",\"Other - \"&Table2[[#This Row],[Other - Lighting Technology Description]],Table2[[#This Row],[BC Hydro Rebate Category ]])","v":0},{"$f":"Table2[[#This Row],[BC Hydro Rebate Category ]]&Table2[[#This Row],[Retrofit Part '# (mandatory to validate Rebates)]]","v":""}]
[null,null,null,null,null,null,{"$f":"IF(ISBLANK(Table2[[#This Row],[Prescribed Lighting Source]]), \"\", IFERROR( INDEX(Table13ExistingPrescribedWattage,MATCH(Table2[[#This Row],[Prescribed Lighting Source]],Table13ExistingLightingSource,0)), IFERROR(INDEX(Table13ExistingPrescribedWattage,MATCH(Table2[[#This Row],[Fortis Rebate Category ]],Table13NewLightingSource,0)),\"-\")))","v":""},null,{"$f":"IFERROR(INDEX(SpaceTypeHours,MATCH(Table2[[#This Row],[Space Type]],SpaceType,0)),\"\")","v":""},null,{"$f":"IFERROR(IF(Table2[[#This Row],[Lighting  Technology]]=\"Other\",Table2[[#This Row],[Existing Effective Input Wattage (W)]]*Table2[[#This Row],[Existing Luminaire Quantity]],Table2[[#This Row],[Existing Prescribed Wattage (W)]]*Table2[[#This Row],[Existing Luminaire Quantity]]),\"\")","v":""},{"$f":"IF(Table2[Lighting  Technology] = \"Other\",(Table2[[#This Row],[Existing Luminaire Quantity]]*Table2[[#This Row],[Existing Effective Input Wattage (W)]]), IF(Table2[Existing Prescribed Wattage (W)] = \"\",\"\", IF( ISBLANK(Table2[[#This Row],[Existing Effective Input Wattage (W)]]), (Table2[[#This Row],[Existing Luminaire Quantity]]*Table2[[#This Row],[Existing Prescribed Wattage (W)]]),(Table2[[#This Row],[Existing Luminaire Quantity]]*Table2[[#This Row],[Existing Effective Input Wattage (W)]]))))","v":""},{"$f":"IF( (ISBLANK(Table2[[#This Row],[Annual Usage Hours (hrs)]])), IFERROR(Table2[[#This Row],[Reference Hours (hrs)]]*Table2[[#This Row],[Total Demand (Hidden) W]]/1000,\"\"), IFERROR(Table2[[#This Row],[Annual Usage Hours (hrs)]]*Table2[[#This Row],[Total Demand (Hidden) W]]/1000,\"\"))","v":""},null,null,{"$f":"IF(Table2[[#This Row],[Lighting  Technology]]=\"Other\", 0, IF( AND(ISBLANK(Table2[[#This Row],[BC Hydro Rebate Category ]]),ISBLANK(Table2[[#This Row],[Fortis Rebate Category ]])), \"\", IF(ISTEXT(Table2[[#This Row],[Fortis Rebate Category ]]), IFERROR(INDEX(Table13[Rebate],MATCH(Table2[[#This Row],[Fortis Rebate Category ]],Table13[Fortis New Lighting source],0)),\"\"), IF(ISTEXT(Table2[[#This Row],[BC Hydro Rebate Category ]]), IFERROR(INDEX(Table13Rebate,MATCH(Table2[[#This Row],[BC Hydro Rebate Category ]],Table13BCHRebateCategory,0)),\"\"), \"\"))))","v":""},{"$f":" IF(Table2[[#This Row],[Lighting  Technology]]=\"Other\", \"per Unit\", IF( AND(ISBLANK(Table2[[#This Row],[BC Hydro Rebate Category ]]),ISBLANK(Table2[[#This Row],[Fortis Rebate Category ]])), \"\", IF(ISTEXT(Table2[[#This Row],[Fortis Rebate Category ]]), IFERROR(INDEX(Table13PerUnit,MATCH(Table2[[#This Row],[Fortis Rebate Category ]],Table13[Fortis New Lighting source],0)),\"\"), IF(ISTEXT(Table2[[#This Row],[BC Hydro Rebate Category ]]), IFERROR(INDEX(Table13PerUnit,MATCH(Table2[[#This Row],[BC Hydro Rebate Category ]],Table13BCHRebateCategory,0)),\"\"), \"\"))))","v":""},null,{"$f":"IF( AND(ISBLANK(Table2[[#This Row],[Existing Luminaire Quantity]]),ISBLANK(Table2[[#This Row],[Prescribed Lighting Source]])), \"\", IF( OR(AND(ISNUMBER(SEARCH(\"lamp fl.\",Table2[[#This Row],[Prescribed Lighting Source]])),ISNUMBER(SEARCH(\"T8 lamp\",Table2[[#This Row],[BC Hydro Rebate Category ]]))),AND(ISNUMBER(SEARCH(\"T5HO\",Table2[[#This Row],[Prescribed Lighting Source]])),ISNUMBER(SEARCH(\"T5HO\",Table2[[#This Row],[BC Hydro Rebate Category ]]))),AND(ISNUMBER(SEARCH(\"lamp fl.\",Table2[[#This Row],[Prescribed Lighting Source]])),ISNUMBER(SEARCH(\"T8 lamp\",Table2[[#This Row],[Fortis Rebate Category ]]))),AND(ISNUMBER(SEARCH(\"T5HO\",Table2[[#This Row],[Prescribed Lighting Source]])),ISNUMBER(SEARCH(\"T5HO\",Table2[[#This Row],[Fortis Rebate Category ]])))          ),  IFERROR(INDEX(Table13NumberofLamps,MATCH(Table2[[#This Row],[Prescribed Lighting Source]],Table13ExistingLightingSource,0))*Table2[[#This Row],[Existing Luminaire Quantity]], \"-\"),  IF(Table2[[#This Row],[Lighting  Technology]]=\"Other\", IFERROR(Table2[[#This Row],[Existing Luminaire Quantity]],\"-\"), IFERROR(Table2[[#This Row],[Existing Luminaire Quantity]],\"-\"))))","v":""},{"$f":"IF( AND(ISBLANK(Table2[[#This Row],[BC Hydro Rebate Category ]]),ISBLANK(Table2[[#This Row],[Fortis Rebate Category ]])), \"\", IF(ISTEXT(Table2[[#This Row],[Fortis Rebate Category ]]), IFERROR(INDEX(Table13NewPrescribedWattage,MATCH(Table2[[#This Row],[Fortis Rebate Category ]],Table13[Fortis New Lighting source],0)),\"\"), IF(ISTEXT(Table2[[#This Row],[BC Hydro Rebate Category ]]), IFERROR(INDEX(Table13NewPrescribedWattage,MATCH(Table2[[#This Row],[BC Hydro Rebate Category ]],Table13BCHRebateCategory,0)),\"\"), \"\")))","v":""},null,null,{"$f":"IF(Table2[[#This Row],[Lighting  Technology]]=\"Other\", \"-\", IF( AND(ISBLANK(Table2[[#This Row],[BC Hydro Rebate Category ]]),ISBLANK(Table2[[#This Row],[Fortis Rebate Category ]])), \"\", IF(ISTEXT(Table2[[#This Row],[Fortis Rebate Category ]]), IFERROR(INDEX(Table13BCHECM,MATCH(Table2[[#This Row],[Fortis Rebate Category ]],Table13[Fortis New Lighting source],0)),\"\"), IF(ISTEXT(Table2[[#This Row],[BC Hydro Rebate Category ]]), IFERROR(INDEX(Table13BCHECM,MATCH(Table2[[#This Row],[BC Hydro Rebate Category ]],Table13BCHRebateCategory,0)),\"\"), \"\"))))","v":""},{"$f":"IF(Table2[[#This Row],[Lighting  Technology]]=\"Other\", 0, IF( AND(ISBLANK(Table2[[#This Row],[BC Hydro Rebate Category ]]),ISBLANK(Table2[[#This Row],[Fortis Rebate Category ]])), \"\", IF(ISTEXT(Table2[[#This Row],[Fortis Rebate Category ]]), IFERROR(INDEX(Table13Persistence,MATCH(Table2[[#This Row],[Fortis Rebate Category ]],Table13[Fortis New Lighting source],0)),\"\"), IF(ISTEXT(Table2[[#This Row],[BC Hydro Rebate Category ]]), IFERROR(INDEX(Table13Persistence,MATCH(Table2[[#This Row],[BC Hydro Rebate Category ]],Table13BCHRebateCategory,0)),\"\"), \"\"))))","v":""},null,{"$f":"IFERROR(INDEX(Table5ControlRebate,MATCH(Table2[[#This Row],[Control Type]],Table5NewControl,0)),\"\")","v":""},null,{"$f":"IF(ISBLANK(Table2[[#This Row],[Control Type]]), IF(ISBLANK(Table2[[#This Row],[Annual Usage Hours (hrs)]]),Table2[[#This Row],[Reference Hours (hrs)]], Table2[[#This Row],[Annual Usage Hours (hrs)]]), IF(AND(ISBLANK(Table2[[#This Row],[Annual Usage Hours (hrs)]]), Table2[[#This Row],[Control Type]]=\"None\"), Table2[[#This Row],[Reference Hours (hrs)]], IF(Table2[[#This Row],[Control Type]]=\"None\", Table2[[#This Row],[Annual Usage Hours (hrs)]], IF(AND(ISBLANK(Table2[[#This Row],[Annual Usage Hours (hrs)]]), Table2[[#This Row],[Control Type]]<>\"None\"), IFERROR(Table2[[#This Row],[Reference Hours (hrs)]]*0.8,\"\"), IF(Table2[[#This Row],[Control Type]]<>\"None\", IFERROR( Table2[[#This Row],[Annual Usage Hours (hrs)]]*0.8,\"\"),\"\")))))","v":""},{"$f":"IF( Table2[[#This Row],[Lighting  Technology]]=\"Other\", IF(ISBLANK(Table2[[#This Row],[Retrofit Lamp/ Luminaire Wattage (see Rebate Unit)]]),\"\",IFERROR(Table2[[#This Row],[Prescribed Quantity]]*Table2[[#This Row],[Retrofit Lamp/ Luminaire Wattage (see Rebate Unit)]],\"\")), IF(ISBLANK(Table2[[#This Row],[Retrofit Lamp/ Luminaire Wattage (see Rebate Unit)]]),IFERROR(Table2[[#This Row],[Prescribed Quantity]]*Table2[[#This Row],[Prescribed Wattage (W)]],\"\"),IFERROR(Table2[[#This Row],[Prescribed Quantity]]*Table2[[#This Row],[Retrofit Lamp/ Luminaire Wattage (see Rebate Unit)]],\"\")))","v":""},{"$f":"IFERROR((IF( Table2[[#This Row],[Lighting  Technology]]=\"Other\", Table2[[#This Row],[Prescribed Quantity]]*Table2[[#This Row],[Retrofit Lamp/ Luminaire Wattage (see Rebate Unit)]], Table2[[#This Row],[Prescribed Quantity]]*Table2[[#This Row],[Prescribed Wattage (W)]] )),\"\")","v":""},{"$f":"IF(ISBLANK(Table2[[#This Row],[New Total Demand (hidden, W)]]),\"\", IF(ISBLANK(Table2[[#This Row],[New Hours (hidden, hrs)]]), \"\", IFERROR(Table2[[#This Row],[New Hours (hidden, hrs)]]*Table2[[#This Row],[New Total Demand (hidden, W)]]/1000,\"\")))","v":""},{"$f":"IF(ISBLANK(Table2[[#This Row],[Total Demand (Hidden) W]]),\"\", IF(ISBLANK(Table2[[#This Row],[New Total Demand (hidden, W)]]), \"\", IFERROR((Table2[[#This Row],[Total Demand (Hidden) W]]-Table2[[#This Row],[New Total Demand (hidden, W)]])/1000,\"\")))","v":""},{"$f":"IF( OR(ISBLANK(Table2[[#This Row],[New Total Demand (hidden, W)]]),ISBLANK(Table2[[#This Row],[Total Demand (Hidden) W]])),\"\", IF(ISBLANK(Table2[[#This Row],[Annual Usage Hours (hrs)]]), IFERROR( Table2[[#This Row],[Reference Hours (hrs)]]*(Table2[[#This Row],[Total Demand (Hidden) W]]-Table2[[#This Row],[New Total Demand (hidden, W)]])/1000,\"\"), IFERROR( Table2[[#This Row],[Annual Usage Hours (hrs)]]*(Table2[[#This Row],[Total Demand (Hidden) W]]-Table2[[#This Row],[New Total Demand (hidden, W)]])/1000,\"\")))","v":""},{"$f":"IF( OR(ISBLANK(Table2[[#This Row],[Prescribed Total Demand (hidden, W)]]),ISBLANK(Table2[[#This Row],[Total Demand (Hidden) W]])),\"\", IF(ISBLANK(Table2[[#This Row],[Annual Usage Hours (hrs)]]), IFERROR( Table2[[#This Row],[Reference Hours (hrs)]]*((Table2[Existing Prescribed Wattage (W)]*Table2[Existing Luminaire Quantity])-Table2[[#This Row],[Prescribed Total Demand (hidden, W)]])/1000,\"\"), IFERROR( Table2[[#This Row],[Annual Usage Hours (hrs)]]*((Table2[Existing Prescribed Wattage (W)]*Table2[Existing Luminaire Quantity])-Table2[[#This Row],[Prescribed Total Demand (hidden, W)]])/1000,\"\")))","v":""},{"$f":"\"\"","v":""},{"$f":"IF(OR(Table2[[#This Row],[Control Type]]=\"None\", ISBLANK(Table2[[#This Row],[Control Type]])),\"\", IF(ISBLANK(Table2[[#This Row],[New Total Demand (hidden, W)]]),\"\", IF(ISBLANK(Table2[[#This Row],[Annual Usage Hours (hrs)]]),  IFERROR( 0.2*Table2[[#This Row],[Reference Hours (hrs)]]*Table2[[#This Row],[New Total Demand (hidden, W)]]/1000,\"\"), IFERROR( 0.2*Table2[[#This Row],[Annual Usage Hours (hrs)]]*Table2[[#This Row],[New Total Demand (hidden, W)]]/1000,\"\"))))","v":""},{"$f":"IF(AND(NOT(ISNUMBER(Table2[[#This Row],[Rebate Per Unit\n(CAD)]])),ISBLANK(Table2[[#This Row],[Control Type]])), \"\", IF(OR(Table2[[#This Row],[Rebate Per Unit\n(CAD)]]=0,AND(NOT(ISNUMBER(Table2[[#This Row],[Rebate Per Unit\n(CAD)]])), ISTEXT(Table2[[#This Row],[Control Type]]))), 0, IFERROR(Table2[[#This Row],[Prescribed Quantity]]*Table2[[#This Row],[Rebate Per Unit\n(CAD)]],\"\")))","v":""},{"$f":" IF(AND(ISBLANK(Table2[[#This Row],[Control Type]]),ISNUMBER(Table2[[#This Row],[Rebate Value (CAD)]])),0, IFERROR(Table2[[#This Row],[Control Quantity]]*Table2[[#This Row],[Control Rebate per Unit\n(CAD)]],\"\"))","v":""},{"$f":"IF(AND(ISBLANK(Table2[[#This Row],[Rebate Value (CAD)]]),ISBLANK(Table2[[#This Row],[Rebate Value for Controls (CAD)]])), \"\", IFERROR(Table2[[#This Row],[Rebate Value (CAD)]]+Table2[[#This Row],[Rebate Value for Controls (CAD)]],\"\"))","v":""},{"$f":"IF(Table2[[#This Row],[Lighting  Technology]]=\"Other\",\"Other - \"&Table2[[#This Row],[Other - Lighting Technology Description]],Table2[[#This Row],[BC Hydro Rebate Category ]])","v":0},{"$f":"Table2[[#This Row],[BC Hydro Rebate Category ]]&Table2[[#This Row],[Retrofit Part '# (mandatory to validate Rebates)]]","v":""}]
[null,null,null,null,null,null,{"$f":"IF(ISBLANK(Table2[[#This Row],[Prescribed Lighting Source]]), \"\", IFERROR( INDEX(Table13ExistingPrescribedWattage,MATCH(Table2[[#This Row],[Prescribed Lighting Source]],Table13ExistingLightingSource,0)), IFERROR(INDEX(Table13ExistingPrescribedWattage,MATCH(Table2[[#This Row],[Fortis Rebate Category ]],Table13NewLightingSource,0)),\"-\")))","v":""},null,{"$f":"IFERROR(INDEX(SpaceTypeHours,MATCH(Table2[[#This Row],[Space Type]],SpaceType,0)),\"\")","v":""},null,{"$f":"IFERROR(IF(Table2[[#This Row],[Lighting  Technology]]=\"Other\",Table2[[#This Row],[Existing Effective Input Wattage (W)]]*Table2[[#This Row],[Existing Luminaire Quantity]],Table2[[#This Row],[Existing Prescribed Wattage (W)]]*Table2[[#This Row],[Existing Luminaire Quantity]]),\"\")","v":""},{"$f":"IF(Table2[Lighting  Technology] = \"Other\",(Table2[[#This Row],[Existing Luminaire Quantity]]*Table2[[#This Row],[Existing Effective Input Wattage (W)]]), IF(Table2[Existing Prescribed Wattage (W)] = \"\",\"\", IF( ISBLANK(Table2[[#This Row],[Existing Effective Input Wattage (W)]]), (Table2[[#This Row],[Existing Luminaire Quantity]]*Table2[[#This Row],[Existing Prescribed Wattage (W)]]),(Table2[[#This Row],[Existing Luminaire Quantity]]*Table2[[#This Row],[Existing Effective Input Wattage (W)]]))))","v":""},{"$f":"IF( (ISBLANK(Table2[[#This Row],[Annual Usage Hours (hrs)]])), IFERROR(Table2[[#This Row],[Reference Hours (hrs)]]*Table2[[#This Row],[Total Demand (Hidden) W]]/1000,\"\"), IFERROR(Table2[[#This Row],[Annual Usage Hours (hrs)]]*Table2[[#This Row],[Total Demand (Hidden) W]]/1000,\"\"))","v":""},null,null,{"$f":"IF(Table2[[#This Row],[Lighting  Technology]]=\"Other\", 0, IF( AND(ISBLANK(Table2[[#This Row],[BC Hydro Rebate Category ]]),ISBLANK(Table2[[#This Row],[Fortis Rebate Category ]])), \"\", IF(ISTEXT(Table2[[#This Row],[Fortis Rebate Category ]]), IFERROR(INDEX(Table13[Rebate],MATCH(Table2[[#This Row],[Fortis Rebate Category ]],Table13[Fortis New Lighting source],0)),\"\"), IF(ISTEXT(Table2[[#This Row],[BC Hydro Rebate Category ]]), IFERROR(INDEX(Table13Rebate,MATCH(Table2[[#This Row],[BC Hydro Rebate Category ]],Table13BCHRebateCategory,0)),\"\"), \"\"))))","v":""},{"$f":" IF(Table2[[#This Row],[Lighting  Technology]]=\"Other\", \"per Unit\", IF( AND(ISBLANK(Table2[[#This Row],[BC Hydro Rebate Category ]]),ISBLANK(Table2[[#This Row],[Fortis Rebate Category ]])), \"\", IF(ISTEXT(Table2[[#This Row],[Fortis Rebate Category ]]), IFERROR(INDEX(Table13PerUnit,MATCH(Table2[[#This Row],[Fortis Rebate Category ]],Table13[Fortis New Lighting source],0)),\"\"), IF(ISTEXT(Table2[[#This Row],[BC Hydro Rebate Category ]]), IFERROR(INDEX(Table13PerUnit,MATCH(Table2[[#This Row],[BC Hydro Rebate Category ]],Table13BCHRebateCategory,0)),\"\"), \"\"))))","v":""},null,{"$f":"IF( AND(ISBLANK(Table2[[#This Row],[Existing Luminaire Quantity]]),ISBLANK(Table2[[#This Row],[Prescribed Lighting Source]])), \"\", IF( OR(AND(ISNUMBER(SEARCH(\"lamp fl.\",Table2[[#This Row],[Prescribed Lighting Source]])),ISNUMBER(SEARCH(\"T8 lamp\",Table2[[#This Row],[BC Hydro Rebate Category ]]))),AND(ISNUMBER(SEARCH(\"T5HO\",Table2[[#This Row],[Prescribed Lighting Source]])),ISNUMBER(SEARCH(\"T5HO\",Table2[[#This Row],[BC Hydro Rebate Category ]]))),AND(ISNUMBER(SEARCH(\"lamp fl.\",Table2[[#This Row],[Prescribed Lighting Source]])),ISNUMBER(SEARCH(\"T8 lamp\",Table2[[#This Row],[Fortis Rebate Category ]]))),AND(ISNUMBER(SEARCH(\"T5HO\",Table2[[#This Row],[Prescribed Lighting Source]])),ISNUMBER(SEARCH(\"T5HO\",Table2[[#This Row],[Fortis Rebate Category ]])))          ),  IFERROR(INDEX(Table13NumberofLamps,MATCH(Table2[[#This Row],[Prescribed Lighting Source]],Table13ExistingLightingSource,0))*Table2[[#This Row],[Existing Luminaire Quantity]], \"-\"),  IF(Table2[[#This Row],[Lighting  Technology]]=\"Other\", IFERROR(Table2[[#This Row],[Existing Luminaire Quantity]],\"-\"), IFERROR(Table2[[#This Row],[Existing Luminaire Quantity]],\"-\"))))","v":""},{"$f":"IF( AND(ISBLANK(Table2[[#This Row],[BC Hydro Rebate Category ]]),ISBLANK(Table2[[#This Row],[Fortis Rebate Category ]])), \"\", IF(ISTEXT(Table2[[#This Row],[Fortis Rebate Category ]]), IFERROR(INDEX(Table13NewPrescribedWattage,MATCH(Table2[[#This Row],[Fortis Rebate Category ]],Table13[Fortis New Lighting source],0)),\"\"), IF(ISTEXT(Table2[[#This Row],[BC Hydro Rebate Category ]]), IFERROR(INDEX(Table13NewPrescribedWattage,MATCH(Table2[[#This Row],[BC Hydro Rebate Category ]],Table13BCHRebateCategory,0)),\"\"), \"\")))","v":""},null,null,{"$f":"IF(Table2[[#This Row],[Lighting  Technology]]=\"Other\", \"-\", IF( AND(ISBLANK(Table2[[#This Row],[BC Hydro Rebate Category ]]),ISBLANK(Table2[[#This Row],[Fortis Rebate Category ]])), \"\", IF(ISTEXT(Table2[[#This Row],[Fortis Rebate Category ]]), IFERROR(INDEX(Table13BCHECM,MATCH(Table2[[#This Row],[Fortis Rebate Category ]],Table13[Fortis New Lighting source],0)),\"\"), IF(ISTEXT(Table2[[#This Row],[BC Hydro Rebate Category ]]), IFERROR(INDEX(Table13BCHECM,MATCH(Table2[[#This Row],[BC Hydro Rebate Category ]],Table13BCHRebateCategory,0)),\"\"), \"\"))))","v":""},{"$f":"IF(Table2[[#This Row],[Lighting  Technology]]=\"Other\", 0, IF( AND(ISBLANK(Table2[[#This Row],[BC Hydro Rebate Category ]]),ISBLANK(Table2[[#This Row],[Fortis Rebate Category ]])), \"\", IF(ISTEXT(Table2[[#This Row],[Fortis Rebate Category ]]), IFERROR(INDEX(Table13Persistence,MATCH(Table2[[#This Row],[Fortis Rebate Category ]],Table13[Fortis New Lighting source],0)),\"\"), IF(ISTEXT(Table2[[#This Row],[BC Hydro Rebate Category ]]), IFERROR(INDEX(Table13Persistence,MATCH(Table2[[#This Row],[BC Hydro Rebate Category ]],Table13BCHRebateCategory,0)),\"\"), \"\"))))","v":""},null,{"$f":"IFERROR(INDEX(Table5ControlRebate,MATCH(Table2[[#This Row],[Control Type]],Table5NewControl,0)),\"\")","v":""},null,{"$f":"IF(ISBLANK(Table2[[#This Row],[Control Type]]), IF(ISBLANK(Table2[[#This Row],[Annual Usage Hours (hrs)]]),Table2[[#This Row],[Reference Hours (hrs)]], Table2[[#This Row],[Annual Usage Hours (hrs)]]), IF(AND(ISBLANK(Table2[[#This Row],[Annual Usage Hours (hrs)]]), Table2[[#This Row],[Control Type]]=\"None\"), Table2[[#This Row],[Reference Hours (hrs)]], IF(Table2[[#This Row],[Control Type]]=\"None\", Table2[[#This Row],[Annual Usage Hours (hrs)]], IF(AND(ISBLANK(Table2[[#This Row],[Annual Usage Hours (hrs)]]), Table2[[#This Row],[Control Type]]<>\"None\"), IFERROR(Table2[[#This Row],[Reference Hours (hrs)]]*0.8,\"\"), IF(Table2[[#This Row],[Control Type]]<>\"None\", IFERROR( Table2[[#This Row],[Annual Usage Hours (hrs)]]*0.8,\"\"),\"\")))))","v":""},{"$f":"IF( Table2[[#This Row],[Lighting  Technology]]=\"Other\", IF(ISBLANK(Table2[[#This Row],[Retrofit Lamp/ Luminaire Wattage (see Rebate Unit)]]),\"\",IFERROR(Table2[[#This Row],[Prescribed Quantity]]*Table2[[#This Row],[Retrofit Lamp/ Luminaire Wattage (see Rebate Unit)]],\"\")), IF(ISBLANK(Table2[[#This Row],[Retrofit Lamp/ Luminaire Wattage (see Rebate Unit)]]),IFERROR(Table2[[#This Row],[Prescribed Quantity]]*Table2[[#This Row],[Prescribed Wattage (W)]],\"\"),IFERROR(Table2[[#This Row],[Prescribed Quantity]]*Table2[[#This Row],[Retrofit Lamp/ Luminaire Wattage (see Rebate Unit)]],\"\")))","v":""},{"$f":"IFERROR((IF( Table2[[#This Row],[Lighting  Technology]]=\"Other\", Table2[[#This Row],[Prescribed Quantity]]*Table2[[#This Row],[Retrofit Lamp/ Luminaire Wattage (see Rebate Unit)]], Table2[[#This Row],[Prescribed Quantity]]*Table2[[#This Row],[Prescribed Wattage (W)]] )),\"\")","v":""},{"$f":"IF(ISBLANK(Table2[[#This Row],[New Total Demand (hidden, W)]]),\"\", IF(ISBLANK(Table2[[#This Row],[New Hours (hidden, hrs)]]), \"\", IFERROR(Table2[[#This Row],[New Hours (hidden, hrs)]]*Table2[[#This Row],[New Total Demand (hidden, W)]]/1000,\"\")))","v":""},{"$f":"IF(ISBLANK(Table2[[#This Row],[Total Demand (Hidden) W]]),\"\", IF(ISBLANK(Table2[[#This Row],[New Total Demand (hidden, W)]]), \"\", IFERROR((Table2[[#This Row],[Total Demand (Hidden) W]]-Table2[[#This Row],[New Total Demand (hidden, W)]])/1000,\"\")))","v":""},{"$f":"IF( OR(ISBLANK(Table2[[#This Row],[New Total Demand (hidden, W)]]),ISBLANK(Table2[[#This Row],[Total Demand (Hidden) W]])),\"\", IF(ISBLANK(Table2[[#This Row],[Annual Usage Hours (hrs)]]), IFERROR( Table2[[#This Row],[Reference Hours (hrs)]]*(Table2[[#This Row],[Total Demand (Hidden) W]]-Table2[[#This Row],[New Total Demand (hidden, W)]])/1000,\"\"), IFERROR( Table2[[#This Row],[Annual Usage Hours (hrs)]]*(Table2[[#This Row],[Total Demand (Hidden) W]]-Table2[[#This Row],[New Total Demand (hidden, W)]])/1000,\"\")))","v":""},{"$f":"IF( OR(ISBLANK(Table2[[#This Row],[Prescribed Total Demand (hidden, W)]]),ISBLANK(Table2[[#This Row],[Total Demand (Hidden) W]])),\"\", IF(ISBLANK(Table2[[#This Row],[Annual Usage Hours (hrs)]]), IFERROR( Table2[[#This Row],[Reference Hours (hrs)]]*((Table2[Existing Prescribed Wattage (W)]*Table2[Existing Luminaire Quantity])-Table2[[#This Row],[Prescribed Total Demand (hidden, W)]])/1000,\"\"), IFERROR( Table2[[#This Row],[Annual Usage Hours (hrs)]]*((Table2[Existing Prescribed Wattage (W)]*Table2[Existing Luminaire Quantity])-Table2[[#This Row],[Prescribed Total Demand (hidden, W)]])/1000,\"\")))","v":""},{"$f":"\"\"","v":""},{"$f":"IF(OR(Table2[[#This Row],[Control Type]]=\"None\", ISBLANK(Table2[[#This Row],[Control Type]])),\"\", IF(ISBLANK(Table2[[#This Row],[New Total Demand (hidden, W)]]),\"\", IF(ISBLANK(Table2[[#This Row],[Annual Usage Hours (hrs)]]),  IFERROR( 0.2*Table2[[#This Row],[Reference Hours (hrs)]]*Table2[[#This Row],[New Total Demand (hidden, W)]]/1000,\"\"), IFERROR( 0.2*Table2[[#This Row],[Annual Usage Hours (hrs)]]*Table2[[#This Row],[New Total Demand (hidden, W)]]/1000,\"\"))))","v":""},{"$f":"IF(AND(NOT(ISNUMBER(Table2[[#This Row],[Rebate Per Unit\n(CAD)]])),ISBLANK(Table2[[#This Row],[Control Type]])), \"\", IF(OR(Table2[[#This Row],[Rebate Per Unit\n(CAD)]]=0,AND(NOT(ISNUMBER(Table2[[#This Row],[Rebate Per Unit\n(CAD)]])), ISTEXT(Table2[[#This Row],[Control Type]]))), 0, IFERROR(Table2[[#This Row],[Prescribed Quantity]]*Table2[[#This Row],[Rebate Per Unit\n(CAD)]],\"\")))","v":""},{"$f":" IF(AND(ISBLANK(Table2[[#This Row],[Control Type]]),ISNUMBER(Table2[[#This Row],[Rebate Value (CAD)]])),0, IFERROR(Table2[[#This Row],[Control Quantity]]*Table2[[#This Row],[Control Rebate per Unit\n(CAD)]],\"\"))","v":""},{"$f":"IF(AND(ISBLANK(Table2[[#This Row],[Rebate Value (CAD)]]),ISBLANK(Table2[[#This Row],[Rebate Value for Controls (CAD)]])), \"\", IFERROR(Table2[[#This Row],[Rebate Value (CAD)]]+Table2[[#This Row],[Rebate Value for Controls (CAD)]],\"\"))","v":""},{"$f":"IF(Table2[[#This Row],[Lighting  Technology]]=\"Other\",\"Other - \"&Table2[[#This Row],[Other - Lighting Technology Description]],Table2[[#This Row],[BC Hydro Rebate Category ]])","v":0},{"$f":"Table2[[#This Row],[BC Hydro Rebate Category ]]&Table2[[#This Row],[Retrofit Part '# (mandatory to validate Rebates)]]","v":""}]
[null,null,null,null,null,null,{"$f":"IF(ISBLANK(Table2[[#This Row],[Prescribed Lighting Source]]), \"\", IFERROR( INDEX(Table13ExistingPrescribedWattage,MATCH(Table2[[#This Row],[Prescribed Lighting Source]],Table13ExistingLightingSource,0)), IFERROR(INDEX(Table13ExistingPrescribedWattage,MATCH(Table2[[#This Row],[Fortis Rebate Category ]],Table13NewLightingSource,0)),\"-\")))","v":""},null,{"$f":"IFERROR(INDEX(SpaceTypeHours,MATCH(Table2[[#This Row],[Space Type]],SpaceType,0)),\"\")","v":""},null,{"$f":"IFERROR(IF(Table2[[#This Row],[Lighting  Technology]]=\"Other\",Table2[[#This Row],[Existing Effective Input Wattage (W)]]*Table2[[#This Row],[Existing Luminaire Quantity]],Table2[[#This Row],[Existing Prescribed Wattage (W)]]*Table2[[#This Row],[Existing Luminaire Quantity]]),\"\")","v":""},{"$f":"IF(Table2[Lighting  Technology] = \"Other\",(Table2[[#This Row],[Existing Luminaire Quantity]]*Table2[[#This Row],[Existing Effective Input Wattage (W)]]), IF(Table2[Existing Prescribed Wattage (W)] = \"\",\"\", IF( ISBLANK(Table2[[#This Row],[Existing Effective Input Wattage (W)]]), (Table2[[#This Row],[Existing Luminaire Quantity]]*Table2[[#This Row],[Existing Prescribed Wattage (W)]]),(Table2[[#This Row],[Existing Luminaire Quantity]]*Table2[[#This Row],[Existing Effective Input Wattage (W)]]))))","v":""},{"$f":"IF( (ISBLANK(Table2[[#This Row],[Annual Usage Hours (hrs)]])), IFERROR(Table2[[#This Row],[Reference Hours (hrs)]]*Table2[[#This Row],[Total Demand (Hidden) W]]/1000,\"\"), IFERROR(Table2[[#This Row],[Annual Usage Hours (hrs)]]*Table2[[#This Row],[Total Demand (Hidden) W]]/1000,\"\"))","v":""},null,null,{"$f":"IF(Table2[[#This Row],[Lighting  Technology]]=\"Other\", 0, IF( AND(ISBLANK(Table2[[#This Row],[BC Hydro Rebate Category ]]),ISBLANK(Table2[[#This Row],[Fortis Rebate Category ]])), \"\", IF(ISTEXT(Table2[[#This Row],[Fortis Rebate Category ]]), IFERROR(INDEX(Table13[Rebate],MATCH(Table2[[#This Row],[Fortis Rebate Category ]],Table13[Fortis New Lighting source],0)),\"\"), IF(ISTEXT(Table2[[#This Row],[BC Hydro Rebate Category ]]), IFERROR(INDEX(Table13Rebate,MATCH(Table2[[#This Row],[BC Hydro Rebate Category ]],Table13BCHRebateCategory,0)),\"\"), \"\"))))","v":""},{"$f":" IF(Table2[[#This Row],[Lighting  Technology]]=\"Other\", \"per Unit\", IF( AND(ISBLANK(Table2[[#This Row],[BC Hydro Rebate Category ]]),ISBLANK(Table2[[#This Row],[Fortis Rebate Category ]])), \"\", IF(ISTEXT(Table2[[#This Row],[Fortis Rebate Category ]]), IFERROR(INDEX(Table13PerUnit,MATCH(Table2[[#This Row],[Fortis Rebate Category ]],Table13[Fortis New Lighting source],0)),\"\"), IF(ISTEXT(Table2[[#This Row],[BC Hydro Rebate Category ]]), IFERROR(INDEX(Table13PerUnit,MATCH(Table2[[#This Row],[BC Hydro Rebate Category ]],Table13BCHRebateCategory,0)),\"\"), \"\"))))","v":""},null,{"$f":"IF( AND(ISBLANK(Table2[[#This Row],[Existing Luminaire Quantity]]),ISBLANK(Table2[[#This Row],[Prescribed Lighting Source]])), \"\", IF( OR(AND(ISNUMBER(SEARCH(\"lamp fl.\",Table2[[#This Row],[Prescribed Lighting Source]])),ISNUMBER(SEARCH(\"T8 lamp\",Table2[[#This Row],[BC Hydro Rebate Category ]]))),AND(ISNUMBER(SEARCH(\"T5HO\",Table2[[#This Row],[Prescribed Lighting Source]])),ISNUMBER(SEARCH(\"T5HO\",Table2[[#This Row],[BC Hydro Rebate Category ]]))),AND(ISNUMBER(SEARCH(\"lamp fl.\",Table2[[#This Row],[Prescribed Lighting Source]])),ISNUMBER(SEARCH(\"T8 lamp\",Table2[[#This Row],[Fortis Rebate Category ]]))),AND(ISNUMBER(SEARCH(\"T5HO\",Table2[[#This Row],[Prescribed Lighting Source]])),ISNUMBER(SEARCH(\"T5HO\",Table2[[#This Row],[Fortis Rebate Category ]])))          ),  IFERROR(INDEX(Table13NumberofLamps,MATCH(Table2[[#This Row],[Prescribed Lighting Source]],Table13ExistingLightingSource,0))*Table2[[#This Row],[Existing Luminaire Quantity]], \"-\"),  IF(Table2[[#This Row],[Lighting  Technology]]=\"Other\", IFERROR(Table2[[#This Row],[Existing Luminaire Quantity]],\"-\"), IFERROR(Table2[[#This Row],[Existing Luminaire Quantity]],\"-\"))))","v":""},{"$f":"IF( AND(ISBLANK(Table2[[#This Row],[BC Hydro Rebate Category ]]),ISBLANK(Table2[[#This Row],[Fortis Rebate Category ]])), \"\", IF(ISTEXT(Table2[[#This Row],[Fortis Rebate Category ]]), IFERROR(INDEX(Table13NewPrescribedWattage,MATCH(Table2[[#This Row],[Fortis Rebate Category ]],Table13[Fortis New Lighting source],0)),\"\"), IF(ISTEXT(Table2[[#This Row],[BC Hydro Rebate Category ]]), IFERROR(INDEX(Table13NewPrescribedWattage,MATCH(Table2[[#This Row],[BC Hydro Rebate Category ]],Table13BCHRebateCategory,0)),\"\"), \"\")))","v":""},null,null,{"$f":"IF(Table2[[#This Row],[Lighting  Technology]]=\"Other\", \"-\", IF( AND(ISBLANK(Table2[[#This Row],[BC Hydro Rebate Category ]]),ISBLANK(Table2[[#This Row],[Fortis Rebate Category ]])), \"\", IF(ISTEXT(Table2[[#This Row],[Fortis Rebate Category ]]), IFERROR(INDEX(Table13BCHECM,MATCH(Table2[[#This Row],[Fortis Rebate Category ]],Table13[Fortis New Lighting source],0)),\"\"), IF(ISTEXT(Table2[[#This Row],[BC Hydro Rebate Category ]]), IFERROR(INDEX(Table13BCHECM,MATCH(Table2[[#This Row],[BC Hydro Rebate Category ]],Table13BCHRebateCategory,0)),\"\"), \"\"))))","v":""},{"$f":"IF(Table2[[#This Row],[Lighting  Technology]]=\"Other\", 0, IF( AND(ISBLANK(Table2[[#This Row],[BC Hydro Rebate Category ]]),ISBLANK(Table2[[#This Row],[Fortis Rebate Category ]])), \"\", IF(ISTEXT(Table2[[#This Row],[Fortis Rebate Category ]]), IFERROR(INDEX(Table13Persistence,MATCH(Table2[[#This Row],[Fortis Rebate Category ]],Table13[Fortis New Lighting source],0)),\"\"), IF(ISTEXT(Table2[[#This Row],[BC Hydro Rebate Category ]]), IFERROR(INDEX(Table13Persistence,MATCH(Table2[[#This Row],[BC Hydro Rebate Category ]],Table13BCHRebateCategory,0)),\"\"), \"\"))))","v":""},null,{"$f":"IFERROR(INDEX(Table5ControlRebate,MATCH(Table2[[#This Row],[Control Type]],Table5NewControl,0)),\"\")","v":""},null,{"$f":"IF(ISBLANK(Table2[[#This Row],[Control Type]]), IF(ISBLANK(Table2[[#This Row],[Annual Usage Hours (hrs)]]),Table2[[#This Row],[Reference Hours (hrs)]], Table2[[#This Row],[Annual Usage Hours (hrs)]]), IF(AND(ISBLANK(Table2[[#This Row],[Annual Usage Hours (hrs)]]), Table2[[#This Row],[Control Type]]=\"None\"), Table2[[#This Row],[Reference Hours (hrs)]], IF(Table2[[#This Row],[Control Type]]=\"None\", Table2[[#This Row],[Annual Usage Hours (hrs)]], IF(AND(ISBLANK(Table2[[#This Row],[Annual Usage Hours (hrs)]]), Table2[[#This Row],[Control Type]]<>\"None\"), IFERROR(Table2[[#This Row],[Reference Hours (hrs)]]*0.8,\"\"), IF(Table2[[#This Row],[Control Type]]<>\"None\", IFERROR( Table2[[#This Row],[Annual Usage Hours (hrs)]]*0.8,\"\"),\"\")))))","v":""},{"$f":"IF( Table2[[#This Row],[Lighting  Technology]]=\"Other\", IF(ISBLANK(Table2[[#This Row],[Retrofit Lamp/ Luminaire Wattage (see Rebate Unit)]]),\"\",IFERROR(Table2[[#This Row],[Prescribed Quantity]]*Table2[[#This Row],[Retrofit Lamp/ Luminaire Wattage (see Rebate Unit)]],\"\")), IF(ISBLANK(Table2[[#This Row],[Retrofit Lamp/ Luminaire Wattage (see Rebate Unit)]]),IFERROR(Table2[[#This Row],[Prescribed Quantity]]*Table2[[#This Row],[Prescribed Wattage (W)]],\"\"),IFERROR(Table2[[#This Row],[Prescribed Quantity]]*Table2[[#This Row],[Retrofit Lamp/ Luminaire Wattage (see Rebate Unit)]],\"\")))","v":""},{"$f":"IFERROR((IF( Table2[[#This Row],[Lighting  Technology]]=\"Other\", Table2[[#This Row],[Prescribed Quantity]]*Table2[[#This Row],[Retrofit Lamp/ Luminaire Wattage (see Rebate Unit)]], Table2[[#This Row],[Prescribed Quantity]]*Table2[[#This Row],[Prescribed Wattage (W)]] )),\"\")","v":""},{"$f":"IF(ISBLANK(Table2[[#This Row],[New Total Demand (hidden, W)]]),\"\", IF(ISBLANK(Table2[[#This Row],[New Hours (hidden, hrs)]]), \"\", IFERROR(Table2[[#This Row],[New Hours (hidden, hrs)]]*Table2[[#This Row],[New Total Demand (hidden, W)]]/1000,\"\")))","v":""},{"$f":"IF(ISBLANK(Table2[[#This Row],[Total Demand (Hidden) W]]),\"\", IF(ISBLANK(Table2[[#This Row],[New Total Demand (hidden, W)]]), \"\", IFERROR((Table2[[#This Row],[Total Demand (Hidden) W]]-Table2[[#This Row],[New Total Demand (hidden, W)]])/1000,\"\")))","v":""},{"$f":"IF( OR(ISBLANK(Table2[[#This Row],[New Total Demand (hidden, W)]]),ISBLANK(Table2[[#This Row],[Total Demand (Hidden) W]])),\"\", IF(ISBLANK(Table2[[#This Row],[Annual Usage Hours (hrs)]]), IFERROR( Table2[[#This Row],[Reference Hours (hrs)]]*(Table2[[#This Row],[Total Demand (Hidden) W]]-Table2[[#This Row],[New Total Demand (hidden, W)]])/1000,\"\"), IFERROR( Table2[[#This Row],[Annual Usage Hours (hrs)]]*(Table2[[#This Row],[Total Demand (Hidden) W]]-Table2[[#This Row],[New Total Demand (hidden, W)]])/1000,\"\")))","v":""},{"$f":"IF( OR(ISBLANK(Table2[[#This Row],[Prescribed Total Demand (hidden, W)]]),ISBLANK(Table2[[#This Row],[Total Demand (Hidden) W]])),\"\", IF(ISBLANK(Table2[[#This Row],[Annual Usage Hours (hrs)]]), IFERROR( Table2[[#This Row],[Reference Hours (hrs)]]*((Table2[Existing Prescribed Wattage (W)]*Table2[Existing Luminaire Quantity])-Table2[[#This Row],[Prescribed Total Demand (hidden, W)]])/1000,\"\"), IFERROR( Table2[[#This Row],[Annual Usage Hours (hrs)]]*((Table2[Existing Prescribed Wattage (W)]*Table2[Existing Luminaire Quantity])-Table2[[#This Row],[Prescribed Total Demand (hidden, W)]])/1000,\"\")))","v":""},{"$f":"\"\"","v":""},{"$f":"IF(OR(Table2[[#This Row],[Control Type]]=\"None\", ISBLANK(Table2[[#This Row],[Control Type]])),\"\", IF(ISBLANK(Table2[[#This Row],[New Total Demand (hidden, W)]]),\"\", IF(ISBLANK(Table2[[#This Row],[Annual Usage Hours (hrs)]]),  IFERROR( 0.2*Table2[[#This Row],[Reference Hours (hrs)]]*Table2[[#This Row],[New Total Demand (hidden, W)]]/1000,\"\"), IFERROR( 0.2*Table2[[#This Row],[Annual Usage Hours (hrs)]]*Table2[[#This Row],[New Total Demand (hidden, W)]]/1000,\"\"))))","v":""},{"$f":"IF(AND(NOT(ISNUMBER(Table2[[#This Row],[Rebate Per Unit\n(CAD)]])),ISBLANK(Table2[[#This Row],[Control Type]])), \"\", IF(OR(Table2[[#This Row],[Rebate Per Unit\n(CAD)]]=0,AND(NOT(ISNUMBER(Table2[[#This Row],[Rebate Per Unit\n(CAD)]])), ISTEXT(Table2[[#This Row],[Control Type]]))), 0, IFERROR(Table2[[#This Row],[Prescribed Quantity]]*Table2[[#This Row],[Rebate Per Unit\n(CAD)]],\"\")))","v":""},{"$f":" IF(AND(ISBLANK(Table2[[#This Row],[Control Type]]),ISNUMBER(Table2[[#This Row],[Rebate Value (CAD)]])),0, IFERROR(Table2[[#This Row],[Control Quantity]]*Table2[[#This Row],[Control Rebate per Unit\n(CAD)]],\"\"))","v":""},{"$f":"IF(AND(ISBLANK(Table2[[#This Row],[Rebate Value (CAD)]]),ISBLANK(Table2[[#This Row],[Rebate Value for Controls (CAD)]])), \"\", IFERROR(Table2[[#This Row],[Rebate Value (CAD)]]+Table2[[#This Row],[Rebate Value for Controls (CAD)]],\"\"))","v":""},{"$f":"IF(Table2[[#This Row],[Lighting  Technology]]=\"Other\",\"Other - \"&Table2[[#This Row],[Other - Lighting Technology Description]],Table2[[#This Row],[BC Hydro Rebate Category ]])","v":0},{"$f":"Table2[[#This Row],[BC Hydro Rebate Category ]]&Table2[[#This Row],[Retrofit Part '# (mandatory to validate Rebates)]]","v":""}]
[null,null,null,null,null,null,{"$f":"IF(ISBLANK(Table2[[#This Row],[Prescribed Lighting Source]]), \"\", IFERROR( INDEX(Table13ExistingPrescribedWattage,MATCH(Table2[[#This Row],[Prescribed Lighting Source]],Table13ExistingLightingSource,0)), IFERROR(INDEX(Table13ExistingPrescribedWattage,MATCH(Table2[[#This Row],[Fortis Rebate Category ]],Table13NewLightingSource,0)),\"-\")))","v":""},null,{"$f":"IFERROR(INDEX(SpaceTypeHours,MATCH(Table2[[#This Row],[Space Type]],SpaceType,0)),\"\")","v":""},null,{"$f":"IFERROR(IF(Table2[[#This Row],[Lighting  Technology]]=\"Other\",Table2[[#This Row],[Existing Effective Input Wattage (W)]]*Table2[[#This Row],[Existing Luminaire Quantity]],Table2[[#This Row],[Existing Prescribed Wattage (W)]]*Table2[[#This Row],[Existing Luminaire Quantity]]),\"\")","v":""},{"$f":"IF(Table2[Lighting  Technology] = \"Other\",(Table2[[#This Row],[Existing Luminaire Quantity]]*Table2[[#This Row],[Existing Effective Input Wattage (W)]]), IF(Table2[Existing Prescribed Wattage (W)] = \"\",\"\", IF( ISBLANK(Table2[[#This Row],[Existing Effective Input Wattage (W)]]), (Table2[[#This Row],[Existing Luminaire Quantity]]*Table2[[#This Row],[Existing Prescribed Wattage (W)]]),(Table2[[#This Row],[Existing Luminaire Quantity]]*Table2[[#This Row],[Existing Effective Input Wattage (W)]]))))","v":""},{"$f":"IF( (ISBLANK(Table2[[#This Row],[Annual Usage Hours (hrs)]])), IFERROR(Table2[[#This Row],[Reference Hours (hrs)]]*Table2[[#This Row],[Total Demand (Hidden) W]]/1000,\"\"), IFERROR(Table2[[#This Row],[Annual Usage Hours (hrs)]]*Table2[[#This Row],[Total Demand (Hidden) W]]/1000,\"\"))","v":""},null,null,{"$f":"IF(Table2[[#This Row],[Lighting  Technology]]=\"Other\", 0, IF( AND(ISBLANK(Table2[[#This Row],[BC Hydro Rebate Category ]]),ISBLANK(Table2[[#This Row],[Fortis Rebate Category ]])), \"\", IF(ISTEXT(Table2[[#This Row],[Fortis Rebate Category ]]), IFERROR(INDEX(Table13[Rebate],MATCH(Table2[[#This Row],[Fortis Rebate Category ]],Table13[Fortis New Lighting source],0)),\"\"), IF(ISTEXT(Table2[[#This Row],[BC Hydro Rebate Category ]]), IFERROR(INDEX(Table13Rebate,MATCH(Table2[[#This Row],[BC Hydro Rebate Category ]],Table13BCHRebateCategory,0)),\"\"), \"\"))))","v":""},{"$f":" IF(Table2[[#This Row],[Lighting  Technology]]=\"Other\", \"per Unit\", IF( AND(ISBLANK(Table2[[#This Row],[BC Hydro Rebate Category ]]),ISBLANK(Table2[[#This Row],[Fortis Rebate Category ]])), \"\", IF(ISTEXT(Table2[[#This Row],[Fortis Rebate Category ]]), IFERROR(INDEX(Table13PerUnit,MATCH(Table2[[#This Row],[Fortis Rebate Category ]],Table13[Fortis New Lighting source],0)),\"\"), IF(ISTEXT(Table2[[#This Row],[BC Hydro Rebate Category ]]), IFERROR(INDEX(Table13PerUnit,MATCH(Table2[[#This Row],[BC Hydro Rebate Category ]],Table13BCHRebateCategory,0)),\"\"), \"\"))))","v":""},null,{"$f":"IF( AND(ISBLANK(Table2[[#This Row],[Existing Luminaire Quantity]]),ISBLANK(Table2[[#This Row],[Prescribed Lighting Source]])), \"\", IF( OR(AND(ISNUMBER(SEARCH(\"lamp fl.\",Table2[[#This Row],[Prescribed Lighting Source]])),ISNUMBER(SEARCH(\"T8 lamp\",Table2[[#This Row],[BC Hydro Rebate Category ]]))),AND(ISNUMBER(SEARCH(\"T5HO\",Table2[[#This Row],[Prescribed Lighting Source]])),ISNUMBER(SEARCH(\"T5HO\",Table2[[#This Row],[BC Hydro Rebate Category ]]))),AND(ISNUMBER(SEARCH(\"lamp fl.\",Table2[[#This Row],[Prescribed Lighting Source]])),ISNUMBER(SEARCH(\"T8 lamp\",Table2[[#This Row],[Fortis Rebate Category ]]))),AND(ISNUMBER(SEARCH(\"T5HO\",Table2[[#This Row],[Prescribed Lighting Source]])),ISNUMBER(SEARCH(\"T5HO\",Table2[[#This Row],[Fortis Rebate Category ]])))          ),  IFERROR(INDEX(Table13NumberofLamps,MATCH(Table2[[#This Row],[Prescribed Lighting Source]],Table13ExistingLightingSource,0))*Table2[[#This Row],[Existing Luminaire Quantity]], \"-\"),  IF(Table2[[#This Row],[Lighting  Technology]]=\"Other\", IFERROR(Table2[[#This Row],[Existing Luminaire Quantity]],\"-\"), IFERROR(Table2[[#This Row],[Existing Luminaire Quantity]],\"-\"))))","v":""},{"$f":"IF( AND(ISBLANK(Table2[[#This Row],[BC Hydro Rebate Category ]]),ISBLANK(Table2[[#This Row],[Fortis Rebate Category ]])), \"\", IF(ISTEXT(Table2[[#This Row],[Fortis Rebate Category ]]), IFERROR(INDEX(Table13NewPrescribedWattage,MATCH(Table2[[#This Row],[Fortis Rebate Category ]],Table13[Fortis New Lighting source],0)),\"\"), IF(ISTEXT(Table2[[#This Row],[BC Hydro Rebate Category ]]), IFERROR(INDEX(Table13NewPrescribedWattage,MATCH(Table2[[#This Row],[BC Hydro Rebate Category ]],Table13BCHRebateCategory,0)),\"\"), \"\")))","v":""},null,null,{"$f":"IF(Table2[[#This Row],[Lighting  Technology]]=\"Other\", \"-\", IF( AND(ISBLANK(Table2[[#This Row],[BC Hydro Rebate Category ]]),ISBLANK(Table2[[#This Row],[Fortis Rebate Category ]])), \"\", IF(ISTEXT(Table2[[#This Row],[Fortis Rebate Category ]]), IFERROR(INDEX(Table13BCHECM,MATCH(Table2[[#This Row],[Fortis Rebate Category ]],Table13[Fortis New Lighting source],0)),\"\"), IF(ISTEXT(Table2[[#This Row],[BC Hydro Rebate Category ]]), IFERROR(INDEX(Table13BCHECM,MATCH(Table2[[#This Row],[BC Hydro Rebate Category ]],Table13BCHRebateCategory,0)),\"\"), \"\"))))","v":""},{"$f":"IF(Table2[[#This Row],[Lighting  Technology]]=\"Other\", 0, IF( AND(ISBLANK(Table2[[#This Row],[BC Hydro Rebate Category ]]),ISBLANK(Table2[[#This Row],[Fortis Rebate Category ]])), \"\", IF(ISTEXT(Table2[[#This Row],[Fortis Rebate Category ]]), IFERROR(INDEX(Table13Persistence,MATCH(Table2[[#This Row],[Fortis Rebate Category ]],Table13[Fortis New Lighting source],0)),\"\"), IF(ISTEXT(Table2[[#This Row],[BC Hydro Rebate Category ]]), IFERROR(INDEX(Table13Persistence,MATCH(Table2[[#This Row],[BC Hydro Rebate Category ]],Table13BCHRebateCategory,0)),\"\"), \"\"))))","v":""},null,{"$f":"IFERROR(INDEX(Table5ControlRebate,MATCH(Table2[[#This Row],[Control Type]],Table5NewControl,0)),\"\")","v":""},null,{"$f":"IF(ISBLANK(Table2[[#This Row],[Control Type]]), IF(ISBLANK(Table2[[#This Row],[Annual Usage Hours (hrs)]]),Table2[[#This Row],[Reference Hours (hrs)]], Table2[[#This Row],[Annual Usage Hours (hrs)]]), IF(AND(ISBLANK(Table2[[#This Row],[Annual Usage Hours (hrs)]]), Table2[[#This Row],[Control Type]]=\"None\"), Table2[[#This Row],[Reference Hours (hrs)]], IF(Table2[[#This Row],[Control Type]]=\"None\", Table2[[#This Row],[Annual Usage Hours (hrs)]], IF(AND(ISBLANK(Table2[[#This Row],[Annual Usage Hours (hrs)]]), Table2[[#This Row],[Control Type]]<>\"None\"), IFERROR(Table2[[#This Row],[Reference Hours (hrs)]]*0.8,\"\"), IF(Table2[[#This Row],[Control Type]]<>\"None\", IFERROR( Table2[[#This Row],[Annual Usage Hours (hrs)]]*0.8,\"\"),\"\")))))","v":""},{"$f":"IF( Table2[[#This Row],[Lighting  Technology]]=\"Other\", IF(ISBLANK(Table2[[#This Row],[Retrofit Lamp/ Luminaire Wattage (see Rebate Unit)]]),\"\",IFERROR(Table2[[#This Row],[Prescribed Quantity]]*Table2[[#This Row],[Retrofit Lamp/ Luminaire Wattage (see Rebate Unit)]],\"\")), IF(ISBLANK(Table2[[#This Row],[Retrofit Lamp/ Luminaire Wattage (see Rebate Unit)]]),IFERROR(Table2[[#This Row],[Prescribed Quantity]]*Table2[[#This Row],[Prescribed Wattage (W)]],\"\"),IFERROR(Table2[[#This Row],[Prescribed Quantity]]*Table2[[#This Row],[Retrofit Lamp/ Luminaire Wattage (see Rebate Unit)]],\"\")))","v":""},{"$f":"IFERROR((IF( Table2[[#This Row],[Lighting  Technology]]=\"Other\", Table2[[#This Row],[Prescribed Quantity]]*Table2[[#This Row],[Retrofit Lamp/ Luminaire Wattage (see Rebate Unit)]], Table2[[#This Row],[Prescribed Quantity]]*Table2[[#This Row],[Prescribed Wattage (W)]] )),\"\")","v":""},{"$f":"IF(ISBLANK(Table2[[#This Row],[New Total Demand (hidden, W)]]),\"\", IF(ISBLANK(Table2[[#This Row],[New Hours (hidden, hrs)]]), \"\", IFERROR(Table2[[#This Row],[New Hours (hidden, hrs)]]*Table2[[#This Row],[New Total Demand (hidden, W)]]/1000,\"\")))","v":""},{"$f":"IF(ISBLANK(Table2[[#This Row],[Total Demand (Hidden) W]]),\"\", IF(ISBLANK(Table2[[#This Row],[New Total Demand (hidden, W)]]), \"\", IFERROR((Table2[[#This Row],[Total Demand (Hidden) W]]-Table2[[#This Row],[New Total Demand (hidden, W)]])/1000,\"\")))","v":""},{"$f":"IF( OR(ISBLANK(Table2[[#This Row],[New Total Demand (hidden, W)]]),ISBLANK(Table2[[#This Row],[Total Demand (Hidden) W]])),\"\", IF(ISBLANK(Table2[[#This Row],[Annual Usage Hours (hrs)]]), IFERROR( Table2[[#This Row],[Reference Hours (hrs)]]*(Table2[[#This Row],[Total Demand (Hidden) W]]-Table2[[#This Row],[New Total Demand (hidden, W)]])/1000,\"\"), IFERROR( Table2[[#This Row],[Annual Usage Hours (hrs)]]*(Table2[[#This Row],[Total Demand (Hidden) W]]-Table2[[#This Row],[New Total Demand (hidden, W)]])/1000,\"\")))","v":""},{"$f":"IF( OR(ISBLANK(Table2[[#This Row],[Prescribed Total Demand (hidden, W)]]),ISBLANK(Table2[[#This Row],[Total Demand (Hidden) W]])),\"\", IF(ISBLANK(Table2[[#This Row],[Annual Usage Hours (hrs)]]), IFERROR( Table2[[#This Row],[Reference Hours (hrs)]]*((Table2[Existing Prescribed Wattage (W)]*Table2[Existing Luminaire Quantity])-Table2[[#This Row],[Prescribed Total Demand (hidden, W)]])/1000,\"\"), IFERROR( Table2[[#This Row],[Annual Usage Hours (hrs)]]*((Table2[Existing Prescribed Wattage (W)]*Table2[Existing Luminaire Quantity])-Table2[[#This Row],[Prescribed Total Demand (hidden, W)]])/1000,\"\")))","v":""},{"$f":"\"\"","v":""},{"$f":"IF(OR(Table2[[#This Row],[Control Type]]=\"None\", ISBLANK(Table2[[#This Row],[Control Type]])),\"\", IF(ISBLANK(Table2[[#This Row],[New Total Demand (hidden, W)]]),\"\", IF(ISBLANK(Table2[[#This Row],[Annual Usage Hours (hrs)]]),  IFERROR( 0.2*Table2[[#This Row],[Reference Hours (hrs)]]*Table2[[#This Row],[New Total Demand (hidden, W)]]/1000,\"\"), IFERROR( 0.2*Table2[[#This Row],[Annual Usage Hours (hrs)]]*Table2[[#This Row],[New Total Demand (hidden, W)]]/1000,\"\"))))","v":""},{"$f":"IF(AND(NOT(ISNUMBER(Table2[[#This Row],[Rebate Per Unit\n(CAD)]])),ISBLANK(Table2[[#This Row],[Control Type]])), \"\", IF(OR(Table2[[#This Row],[Rebate Per Unit\n(CAD)]]=0,AND(NOT(ISNUMBER(Table2[[#This Row],[Rebate Per Unit\n(CAD)]])), ISTEXT(Table2[[#This Row],[Control Type]]))), 0, IFERROR(Table2[[#This Row],[Prescribed Quantity]]*Table2[[#This Row],[Rebate Per Unit\n(CAD)]],\"\")))","v":""},{"$f":" IF(AND(ISBLANK(Table2[[#This Row],[Control Type]]),ISNUMBER(Table2[[#This Row],[Rebate Value (CAD)]])),0, IFERROR(Table2[[#This Row],[Control Quantity]]*Table2[[#This Row],[Control Rebate per Unit\n(CAD)]],\"\"))","v":""},{"$f":"IF(AND(ISBLANK(Table2[[#This Row],[Rebate Value (CAD)]]),ISBLANK(Table2[[#This Row],[Rebate Value for Controls (CAD)]])), \"\", IFERROR(Table2[[#This Row],[Rebate Value (CAD)]]+Table2[[#This Row],[Rebate Value for Controls (CAD)]],\"\"))","v":""},{"$f":"IF(Table2[[#This Row],[Lighting  Technology]]=\"Other\",\"Other - \"&Table2[[#This Row],[Other - Lighting Technology Description]],Table2[[#This Row],[BC Hydro Rebate Category ]])","v":0},{"$f":"Table2[[#This Row],[BC Hydro Rebate Category ]]&Table2[[#This Row],[Retrofit Part '# (mandatory to validate Rebates)]]","v":""}]
[null,null,null,null,null,null,{"$f":"IF(ISBLANK(Table2[[#This Row],[Prescribed Lighting Source]]), \"\", IFERROR( INDEX(Table13ExistingPrescribedWattage,MATCH(Table2[[#This Row],[Prescribed Lighting Source]],Table13ExistingLightingSource,0)), IFERROR(INDEX(Table13ExistingPrescribedWattage,MATCH(Table2[[#This Row],[Fortis Rebate Category ]],Table13NewLightingSource,0)),\"-\")))","v":""},null,{"$f":"IFERROR(INDEX(SpaceTypeHours,MATCH(Table2[[#This Row],[Space Type]],SpaceType,0)),\"\")","v":""},null,{"$f":"IFERROR(IF(Table2[[#This Row],[Lighting  Technology]]=\"Other\",Table2[[#This Row],[Existing Effective Input Wattage (W)]]*Table2[[#This Row],[Existing Luminaire Quantity]],Table2[[#This Row],[Existing Prescribed Wattage (W)]]*Table2[[#This Row],[Existing Luminaire Quantity]]),\"\")","v":""},{"$f":"IF(Table2[Lighting  Technology] = \"Other\",(Table2[[#This Row],[Existing Luminaire Quantity]]*Table2[[#This Row],[Existing Effective Input Wattage (W)]]), IF(Table2[Existing Prescribed Wattage (W)] = \"\",\"\", IF( ISBLANK(Table2[[#This Row],[Existing Effective Input Wattage (W)]]), (Table2[[#This Row],[Existing Luminaire Quantity]]*Table2[[#This Row],[Existing Prescribed Wattage (W)]]),(Table2[[#This Row],[Existing Luminaire Quantity]]*Table2[[#This Row],[Existing Effective Input Wattage (W)]]))))","v":""},{"$f":"IF( (ISBLANK(Table2[[#This Row],[Annual Usage Hours (hrs)]])), IFERROR(Table2[[#This Row],[Reference Hours (hrs)]]*Table2[[#This Row],[Total Demand (Hidden) W]]/1000,\"\"), IFERROR(Table2[[#This Row],[Annual Usage Hours (hrs)]]*Table2[[#This Row],[Total Demand (Hidden) W]]/1000,\"\"))","v":""},null,null,{"$f":"IF(Table2[[#This Row],[Lighting  Technology]]=\"Other\", 0, IF( AND(ISBLANK(Table2[[#This Row],[BC Hydro Rebate Category ]]),ISBLANK(Table2[[#This Row],[Fortis Rebate Category ]])), \"\", IF(ISTEXT(Table2[[#This Row],[Fortis Rebate Category ]]), IFERROR(INDEX(Table13[Rebate],MATCH(Table2[[#This Row],[Fortis Rebate Category ]],Table13[Fortis New Lighting source],0)),\"\"), IF(ISTEXT(Table2[[#This Row],[BC Hydro Rebate Category ]]), IFERROR(INDEX(Table13Rebate,MATCH(Table2[[#This Row],[BC Hydro Rebate Category ]],Table13BCHRebateCategory,0)),\"\"), \"\"))))","v":""},{"$f":" IF(Table2[[#This Row],[Lighting  Technology]]=\"Other\", \"per Unit\", IF( AND(ISBLANK(Table2[[#This Row],[BC Hydro Rebate Category ]]),ISBLANK(Table2[[#This Row],[Fortis Rebate Category ]])), \"\", IF(ISTEXT(Table2[[#This Row],[Fortis Rebate Category ]]), IFERROR(INDEX(Table13PerUnit,MATCH(Table2[[#This Row],[Fortis Rebate Category ]],Table13[Fortis New Lighting source],0)),\"\"), IF(ISTEXT(Table2[[#This Row],[BC Hydro Rebate Category ]]), IFERROR(INDEX(Table13PerUnit,MATCH(Table2[[#This Row],[BC Hydro Rebate Category ]],Table13BCHRebateCategory,0)),\"\"), \"\"))))","v":""},null,{"$f":"IF( AND(ISBLANK(Table2[[#This Row],[Existing Luminaire Quantity]]),ISBLANK(Table2[[#This Row],[Prescribed Lighting Source]])), \"\", IF( OR(AND(ISNUMBER(SEARCH(\"lamp fl.\",Table2[[#This Row],[Prescribed Lighting Source]])),ISNUMBER(SEARCH(\"T8 lamp\",Table2[[#This Row],[BC Hydro Rebate Category ]]))),AND(ISNUMBER(SEARCH(\"T5HO\",Table2[[#This Row],[Prescribed Lighting Source]])),ISNUMBER(SEARCH(\"T5HO\",Table2[[#This Row],[BC Hydro Rebate Category ]]))),AND(ISNUMBER(SEARCH(\"lamp fl.\",Table2[[#This Row],[Prescribed Lighting Source]])),ISNUMBER(SEARCH(\"T8 lamp\",Table2[[#This Row],[Fortis Rebate Category ]]))),AND(ISNUMBER(SEARCH(\"T5HO\",Table2[[#This Row],[Prescribed Lighting Source]])),ISNUMBER(SEARCH(\"T5HO\",Table2[[#This Row],[Fortis Rebate Category ]])))          ),  IFERROR(INDEX(Table13NumberofLamps,MATCH(Table2[[#This Row],[Prescribed Lighting Source]],Table13ExistingLightingSource,0))*Table2[[#This Row],[Existing Luminaire Quantity]], \"-\"),  IF(Table2[[#This Row],[Lighting  Technology]]=\"Other\", IFERROR(Table2[[#This Row],[Existing Luminaire Quantity]],\"-\"), IFERROR(Table2[[#This Row],[Existing Luminaire Quantity]],\"-\"))))","v":""},{"$f":"IF( AND(ISBLANK(Table2[[#This Row],[BC Hydro Rebate Category ]]),ISBLANK(Table2[[#This Row],[Fortis Rebate Category ]])), \"\", IF(ISTEXT(Table2[[#This Row],[Fortis Rebate Category ]]), IFERROR(INDEX(Table13NewPrescribedWattage,MATCH(Table2[[#This Row],[Fortis Rebate Category ]],Table13[Fortis New Lighting source],0)),\"\"), IF(ISTEXT(Table2[[#This Row],[BC Hydro Rebate Category ]]), IFERROR(INDEX(Table13NewPrescribedWattage,MATCH(Table2[[#This Row],[BC Hydro Rebate Category ]],Table13BCHRebateCategory,0)),\"\"), \"\")))","v":""},null,null,{"$f":"IF(Table2[[#This Row],[Lighting  Technology]]=\"Other\", \"-\", IF( AND(ISBLANK(Table2[[#This Row],[BC Hydro Rebate Category ]]),ISBLANK(Table2[[#This Row],[Fortis Rebate Category ]])), \"\", IF(ISTEXT(Table2[[#This Row],[Fortis Rebate Category ]]), IFERROR(INDEX(Table13BCHECM,MATCH(Table2[[#This Row],[Fortis Rebate Category ]],Table13[Fortis New Lighting source],0)),\"\"), IF(ISTEXT(Table2[[#This Row],[BC Hydro Rebate Category ]]), IFERROR(INDEX(Table13BCHECM,MATCH(Table2[[#This Row],[BC Hydro Rebate Category ]],Table13BCHRebateCategory,0)),\"\"), \"\"))))","v":""},{"$f":"IF(Table2[[#This Row],[Lighting  Technology]]=\"Other\", 0, IF( AND(ISBLANK(Table2[[#This Row],[BC Hydro Rebate Category ]]),ISBLANK(Table2[[#This Row],[Fortis Rebate Category ]])), \"\", IF(ISTEXT(Table2[[#This Row],[Fortis Rebate Category ]]), IFERROR(INDEX(Table13Persistence,MATCH(Table2[[#This Row],[Fortis Rebate Category ]],Table13[Fortis New Lighting source],0)),\"\"), IF(ISTEXT(Table2[[#This Row],[BC Hydro Rebate Category ]]), IFERROR(INDEX(Table13Persistence,MATCH(Table2[[#This Row],[BC Hydro Rebate Category ]],Table13BCHRebateCategory,0)),\"\"), \"\"))))","v":""},null,{"$f":"IFERROR(INDEX(Table5ControlRebate,MATCH(Table2[[#This Row],[Control Type]],Table5NewControl,0)),\"\")","v":""},null,{"$f":"IF(ISBLANK(Table2[[#This Row],[Control Type]]), IF(ISBLANK(Table2[[#This Row],[Annual Usage Hours (hrs)]]),Table2[[#This Row],[Reference Hours (hrs)]], Table2[[#This Row],[Annual Usage Hours (hrs)]]), IF(AND(ISBLANK(Table2[[#This Row],[Annual Usage Hours (hrs)]]), Table2[[#This Row],[Control Type]]=\"None\"), Table2[[#This Row],[Reference Hours (hrs)]], IF(Table2[[#This Row],[Control Type]]=\"None\", Table2[[#This Row],[Annual Usage Hours (hrs)]], IF(AND(ISBLANK(Table2[[#This Row],[Annual Usage Hours (hrs)]]), Table2[[#This Row],[Control Type]]<>\"None\"), IFERROR(Table2[[#This Row],[Reference Hours (hrs)]]*0.8,\"\"), IF(Table2[[#This Row],[Control Type]]<>\"None\", IFERROR( Table2[[#This Row],[Annual Usage Hours (hrs)]]*0.8,\"\"),\"\")))))","v":""},{"$f":"IF( Table2[[#This Row],[Lighting  Technology]]=\"Other\", IF(ISBLANK(Table2[[#This Row],[Retrofit Lamp/ Luminaire Wattage (see Rebate Unit)]]),\"\",IFERROR(Table2[[#This Row],[Prescribed Quantity]]*Table2[[#This Row],[Retrofit Lamp/ Luminaire Wattage (see Rebate Unit)]],\"\")), IF(ISBLANK(Table2[[#This Row],[Retrofit Lamp/ Luminaire Wattage (see Rebate Unit)]]),IFERROR(Table2[[#This Row],[Prescribed Quantity]]*Table2[[#This Row],[Prescribed Wattage (W)]],\"\"),IFERROR(Table2[[#This Row],[Prescribed Quantity]]*Table2[[#This Row],[Retrofit Lamp/ Luminaire Wattage (see Rebate Unit)]],\"\")))","v":""},{"$f":"IFERROR((IF( Table2[[#This Row],[Lighting  Technology]]=\"Other\", Table2[[#This Row],[Prescribed Quantity]]*Table2[[#This Row],[Retrofit Lamp/ Luminaire Wattage (see Rebate Unit)]], Table2[[#This Row],[Prescribed Quantity]]*Table2[[#This Row],[Prescribed Wattage (W)]] )),\"\")","v":""},{"$f":"IF(ISBLANK(Table2[[#This Row],[New Total Demand (hidden, W)]]),\"\", IF(ISBLANK(Table2[[#This Row],[New Hours (hidden, hrs)]]), \"\", IFERROR(Table2[[#This Row],[New Hours (hidden, hrs)]]*Table2[[#This Row],[New Total Demand (hidden, W)]]/1000,\"\")))","v":""},{"$f":"IF(ISBLANK(Table2[[#This Row],[Total Demand (Hidden) W]]),\"\", IF(ISBLANK(Table2[[#This Row],[New Total Demand (hidden, W)]]), \"\", IFERROR((Table2[[#This Row],[Total Demand (Hidden) W]]-Table2[[#This Row],[New Total Demand (hidden, W)]])/1000,\"\")))","v":""},{"$f":"IF( OR(ISBLANK(Table2[[#This Row],[New Total Demand (hidden, W)]]),ISBLANK(Table2[[#This Row],[Total Demand (Hidden) W]])),\"\", IF(ISBLANK(Table2[[#This Row],[Annual Usage Hours (hrs)]]), IFERROR( Table2[[#This Row],[Reference Hours (hrs)]]*(Table2[[#This Row],[Total Demand (Hidden) W]]-Table2[[#This Row],[New Total Demand (hidden, W)]])/1000,\"\"), IFERROR( Table2[[#This Row],[Annual Usage Hours (hrs)]]*(Table2[[#This Row],[Total Demand (Hidden) W]]-Table2[[#This Row],[New Total Demand (hidden, W)]])/1000,\"\")))","v":""},{"$f":"IF( OR(ISBLANK(Table2[[#This Row],[Prescribed Total Demand (hidden, W)]]),ISBLANK(Table2[[#This Row],[Total Demand (Hidden) W]])),\"\", IF(ISBLANK(Table2[[#This Row],[Annual Usage Hours (hrs)]]), IFERROR( Table2[[#This Row],[Reference Hours (hrs)]]*((Table2[Existing Prescribed Wattage (W)]*Table2[Existing Luminaire Quantity])-Table2[[#This Row],[Prescribed Total Demand (hidden, W)]])/1000,\"\"), IFERROR( Table2[[#This Row],[Annual Usage Hours (hrs)]]*((Table2[Existing Prescribed Wattage (W)]*Table2[Existing Luminaire Quantity])-Table2[[#This Row],[Prescribed Total Demand (hidden, W)]])/1000,\"\")))","v":""},{"$f":"\"\"","v":""},{"$f":"IF(OR(Table2[[#This Row],[Control Type]]=\"None\", ISBLANK(Table2[[#This Row],[Control Type]])),\"\", IF(ISBLANK(Table2[[#This Row],[New Total Demand (hidden, W)]]),\"\", IF(ISBLANK(Table2[[#This Row],[Annual Usage Hours (hrs)]]),  IFERROR( 0.2*Table2[[#This Row],[Reference Hours (hrs)]]*Table2[[#This Row],[New Total Demand (hidden, W)]]/1000,\"\"), IFERROR( 0.2*Table2[[#This Row],[Annual Usage Hours (hrs)]]*Table2[[#This Row],[New Total Demand (hidden, W)]]/1000,\"\"))))","v":""},{"$f":"IF(AND(NOT(ISNUMBER(Table2[[#This Row],[Rebate Per Unit\n(CAD)]])),ISBLANK(Table2[[#This Row],[Control Type]])), \"\", IF(OR(Table2[[#This Row],[Rebate Per Unit\n(CAD)]]=0,AND(NOT(ISNUMBER(Table2[[#This Row],[Rebate Per Unit\n(CAD)]])), ISTEXT(Table2[[#This Row],[Control Type]]))), 0, IFERROR(Table2[[#This Row],[Prescribed Quantity]]*Table2[[#This Row],[Rebate Per Unit\n(CAD)]],\"\")))","v":""},{"$f":" IF(AND(ISBLANK(Table2[[#This Row],[Control Type]]),ISNUMBER(Table2[[#This Row],[Rebate Value (CAD)]])),0, IFERROR(Table2[[#This Row],[Control Quantity]]*Table2[[#This Row],[Control Rebate per Unit\n(CAD)]],\"\"))","v":""},{"$f":"IF(AND(ISBLANK(Table2[[#This Row],[Rebate Value (CAD)]]),ISBLANK(Table2[[#This Row],[Rebate Value for Controls (CAD)]])), \"\", IFERROR(Table2[[#This Row],[Rebate Value (CAD)]]+Table2[[#This Row],[Rebate Value for Controls (CAD)]],\"\"))","v":""},{"$f":"IF(Table2[[#This Row],[Lighting  Technology]]=\"Other\",\"Other - \"&Table2[[#This Row],[Other - Lighting Technology Description]],Table2[[#This Row],[BC Hydro Rebate Category ]])","v":0},{"$f":"Table2[[#This Row],[BC Hydro Rebate Category ]]&Table2[[#This Row],[Retrofit Part '# (mandatory to validate Rebates)]]","v":""}]
[null,null,null,null,null,null,{"$f":"IF(ISBLANK(Table2[[#This Row],[Prescribed Lighting Source]]), \"\", IFERROR( INDEX(Table13ExistingPrescribedWattage,MATCH(Table2[[#This Row],[Prescribed Lighting Source]],Table13ExistingLightingSource,0)), IFERROR(INDEX(Table13ExistingPrescribedWattage,MATCH(Table2[[#This Row],[Fortis Rebate Category ]],Table13NewLightingSource,0)),\"-\")))","v":""},null,{"$f":"IFERROR(INDEX(SpaceTypeHours,MATCH(Table2[[#This Row],[Space Type]],SpaceType,0)),\"\")","v":""},null,{"$f":"IFERROR(IF(Table2[[#This Row],[Lighting  Technology]]=\"Other\",Table2[[#This Row],[Existing Effective Input Wattage (W)]]*Table2[[#This Row],[Existing Luminaire Quantity]],Table2[[#This Row],[Existing Prescribed Wattage (W)]]*Table2[[#This Row],[Existing Luminaire Quantity]]),\"\")","v":""},{"$f":"IF(Table2[Lighting  Technology] = \"Other\",(Table2[[#This Row],[Existing Luminaire Quantity]]*Table2[[#This Row],[Existing Effective Input Wattage (W)]]), IF(Table2[Existing Prescribed Wattage (W)] = \"\",\"\", IF( ISBLANK(Table2[[#This Row],[Existing Effective Input Wattage (W)]]), (Table2[[#This Row],[Existing Luminaire Quantity]]*Table2[[#This Row],[Existing Prescribed Wattage (W)]]),(Table2[[#This Row],[Existing Luminaire Quantity]]*Table2[[#This Row],[Existing Effective Input Wattage (W)]]))))","v":""},{"$f":"IF( (ISBLANK(Table2[[#This Row],[Annual Usage Hours (hrs)]])), IFERROR(Table2[[#This Row],[Reference Hours (hrs)]]*Table2[[#This Row],[Total Demand (Hidden) W]]/1000,\"\"), IFERROR(Table2[[#This Row],[Annual Usage Hours (hrs)]]*Table2[[#This Row],[Total Demand (Hidden) W]]/1000,\"\"))","v":""},null,null,{"$f":"IF(Table2[[#This Row],[Lighting  Technology]]=\"Other\", 0, IF( AND(ISBLANK(Table2[[#This Row],[BC Hydro Rebate Category ]]),ISBLANK(Table2[[#This Row],[Fortis Rebate Category ]])), \"\", IF(ISTEXT(Table2[[#This Row],[Fortis Rebate Category ]]), IFERROR(INDEX(Table13[Rebate],MATCH(Table2[[#This Row],[Fortis Rebate Category ]],Table13[Fortis New Lighting source],0)),\"\"), IF(ISTEXT(Table2[[#This Row],[BC Hydro Rebate Category ]]), IFERROR(INDEX(Table13Rebate,MATCH(Table2[[#This Row],[BC Hydro Rebate Category ]],Table13BCHRebateCategory,0)),\"\"), \"\"))))","v":""},{"$f":" IF(Table2[[#This Row],[Lighting  Technology]]=\"Other\", \"per Unit\", IF( AND(ISBLANK(Table2[[#This Row],[BC Hydro Rebate Category ]]),ISBLANK(Table2[[#This Row],[Fortis Rebate Category ]])), \"\", IF(ISTEXT(Table2[[#This Row],[Fortis Rebate Category ]]), IFERROR(INDEX(Table13PerUnit,MATCH(Table2[[#This Row],[Fortis Rebate Category ]],Table13[Fortis New Lighting source],0)),\"\"), IF(ISTEXT(Table2[[#This Row],[BC Hydro Rebate Category ]]), IFERROR(INDEX(Table13PerUnit,MATCH(Table2[[#This Row],[BC Hydro Rebate Category ]],Table13BCHRebateCategory,0)),\"\"), \"\"))))","v":""},null,{"$f":"IF( AND(ISBLANK(Table2[[#This Row],[Existing Luminaire Quantity]]),ISBLANK(Table2[[#This Row],[Prescribed Lighting Source]])), \"\", IF( OR(AND(ISNUMBER(SEARCH(\"lamp fl.\",Table2[[#This Row],[Prescribed Lighting Source]])),ISNUMBER(SEARCH(\"T8 lamp\",Table2[[#This Row],[BC Hydro Rebate Category ]]))),AND(ISNUMBER(SEARCH(\"T5HO\",Table2[[#This Row],[Prescribed Lighting Source]])),ISNUMBER(SEARCH(\"T5HO\",Table2[[#This Row],[BC Hydro Rebate Category ]]))),AND(ISNUMBER(SEARCH(\"lamp fl.\",Table2[[#This Row],[Prescribed Lighting Source]])),ISNUMBER(SEARCH(\"T8 lamp\",Table2[[#This Row],[Fortis Rebate Category ]]))),AND(ISNUMBER(SEARCH(\"T5HO\",Table2[[#This Row],[Prescribed Lighting Source]])),ISNUMBER(SEARCH(\"T5HO\",Table2[[#This Row],[Fortis Rebate Category ]])))          ),  IFERROR(INDEX(Table13NumberofLamps,MATCH(Table2[[#This Row],[Prescribed Lighting Source]],Table13ExistingLightingSource,0))*Table2[[#This Row],[Existing Luminaire Quantity]], \"-\"),  IF(Table2[[#This Row],[Lighting  Technology]]=\"Other\", IFERROR(Table2[[#This Row],[Existing Luminaire Quantity]],\"-\"), IFERROR(Table2[[#This Row],[Existing Luminaire Quantity]],\"-\"))))","v":""},{"$f":"IF( AND(ISBLANK(Table2[[#This Row],[BC Hydro Rebate Category ]]),ISBLANK(Table2[[#This Row],[Fortis Rebate Category ]])), \"\", IF(ISTEXT(Table2[[#This Row],[Fortis Rebate Category ]]), IFERROR(INDEX(Table13NewPrescribedWattage,MATCH(Table2[[#This Row],[Fortis Rebate Category ]],Table13[Fortis New Lighting source],0)),\"\"), IF(ISTEXT(Table2[[#This Row],[BC Hydro Rebate Category ]]), IFERROR(INDEX(Table13NewPrescribedWattage,MATCH(Table2[[#This Row],[BC Hydro Rebate Category ]],Table13BCHRebateCategory,0)),\"\"), \"\")))","v":""},null,null,{"$f":"IF(Table2[[#This Row],[Lighting  Technology]]=\"Other\", \"-\", IF( AND(ISBLANK(Table2[[#This Row],[BC Hydro Rebate Category ]]),ISBLANK(Table2[[#This Row],[Fortis Rebate Category ]])), \"\", IF(ISTEXT(Table2[[#This Row],[Fortis Rebate Category ]]), IFERROR(INDEX(Table13BCHECM,MATCH(Table2[[#This Row],[Fortis Rebate Category ]],Table13[Fortis New Lighting source],0)),\"\"), IF(ISTEXT(Table2[[#This Row],[BC Hydro Rebate Category ]]), IFERROR(INDEX(Table13BCHECM,MATCH(Table2[[#This Row],[BC Hydro Rebate Category ]],Table13BCHRebateCategory,0)),\"\"), \"\"))))","v":""},{"$f":"IF(Table2[[#This Row],[Lighting  Technology]]=\"Other\", 0, IF( AND(ISBLANK(Table2[[#This Row],[BC Hydro Rebate Category ]]),ISBLANK(Table2[[#This Row],[Fortis Rebate Category ]])), \"\", IF(ISTEXT(Table2[[#This Row],[Fortis Rebate Category ]]), IFERROR(INDEX(Table13Persistence,MATCH(Table2[[#This Row],[Fortis Rebate Category ]],Table13[Fortis New Lighting source],0)),\"\"), IF(ISTEXT(Table2[[#This Row],[BC Hydro Rebate Category ]]), IFERROR(INDEX(Table13Persistence,MATCH(Table2[[#This Row],[BC Hydro Rebate Category ]],Table13BCHRebateCategory,0)),\"\"), \"\"))))","v":""},null,{"$f":"IFERROR(INDEX(Table5ControlRebate,MATCH(Table2[[#This Row],[Control Type]],Table5NewControl,0)),\"\")","v":""},null,{"$f":"IF(ISBLANK(Table2[[#This Row],[Control Type]]), IF(ISBLANK(Table2[[#This Row],[Annual Usage Hours (hrs)]]),Table2[[#This Row],[Reference Hours (hrs)]], Table2[[#This Row],[Annual Usage Hours (hrs)]]), IF(AND(ISBLANK(Table2[[#This Row],[Annual Usage Hours (hrs)]]), Table2[[#This Row],[Control Type]]=\"None\"), Table2[[#This Row],[Reference Hours (hrs)]], IF(Table2[[#This Row],[Control Type]]=\"None\", Table2[[#This Row],[Annual Usage Hours (hrs)]], IF(AND(ISBLANK(Table2[[#This Row],[Annual Usage Hours (hrs)]]), Table2[[#This Row],[Control Type]]<>\"None\"), IFERROR(Table2[[#This Row],[Reference Hours (hrs)]]*0.8,\"\"), IF(Table2[[#This Row],[Control Type]]<>\"None\", IFERROR( Table2[[#This Row],[Annual Usage Hours (hrs)]]*0.8,\"\"),\"\")))))","v":""},{"$f":"IF( Table2[[#This Row],[Lighting  Technology]]=\"Other\", IF(ISBLANK(Table2[[#This Row],[Retrofit Lamp/ Luminaire Wattage (see Rebate Unit)]]),\"\",IFERROR(Table2[[#This Row],[Prescribed Quantity]]*Table2[[#This Row],[Retrofit Lamp/ Luminaire Wattage (see Rebate Unit)]],\"\")), IF(ISBLANK(Table2[[#This Row],[Retrofit Lamp/ Luminaire Wattage (see Rebate Unit)]]),IFERROR(Table2[[#This Row],[Prescribed Quantity]]*Table2[[#This Row],[Prescribed Wattage (W)]],\"\"),IFERROR(Table2[[#This Row],[Prescribed Quantity]]*Table2[[#This Row],[Retrofit Lamp/ Luminaire Wattage (see Rebate Unit)]],\"\")))","v":""},{"$f":"IFERROR((IF( Table2[[#This Row],[Lighting  Technology]]=\"Other\", Table2[[#This Row],[Prescribed Quantity]]*Table2[[#This Row],[Retrofit Lamp/ Luminaire Wattage (see Rebate Unit)]], Table2[[#This Row],[Prescribed Quantity]]*Table2[[#This Row],[Prescribed Wattage (W)]] )),\"\")","v":""},{"$f":"IF(ISBLANK(Table2[[#This Row],[New Total Demand (hidden, W)]]),\"\", IF(ISBLANK(Table2[[#This Row],[New Hours (hidden, hrs)]]), \"\", IFERROR(Table2[[#This Row],[New Hours (hidden, hrs)]]*Table2[[#This Row],[New Total Demand (hidden, W)]]/1000,\"\")))","v":""},{"$f":"IF(ISBLANK(Table2[[#This Row],[Total Demand (Hidden) W]]),\"\", IF(ISBLANK(Table2[[#This Row],[New Total Demand (hidden, W)]]), \"\", IFERROR((Table2[[#This Row],[Total Demand (Hidden) W]]-Table2[[#This Row],[New Total Demand (hidden, W)]])/1000,\"\")))","v":""},{"$f":"IF( OR(ISBLANK(Table2[[#This Row],[New Total Demand (hidden, W)]]),ISBLANK(Table2[[#This Row],[Total Demand (Hidden) W]])),\"\", IF(ISBLANK(Table2[[#This Row],[Annual Usage Hours (hrs)]]), IFERROR( Table2[[#This Row],[Reference Hours (hrs)]]*(Table2[[#This Row],[Total Demand (Hidden) W]]-Table2[[#This Row],[New Total Demand (hidden, W)]])/1000,\"\"), IFERROR( Table2[[#This Row],[Annual Usage Hours (hrs)]]*(Table2[[#This Row],[Total Demand (Hidden) W]]-Table2[[#This Row],[New Total Demand (hidden, W)]])/1000,\"\")))","v":""},{"$f":"IF( OR(ISBLANK(Table2[[#This Row],[Prescribed Total Demand (hidden, W)]]),ISBLANK(Table2[[#This Row],[Total Demand (Hidden) W]])),\"\", IF(ISBLANK(Table2[[#This Row],[Annual Usage Hours (hrs)]]), IFERROR( Table2[[#This Row],[Reference Hours (hrs)]]*((Table2[Existing Prescribed Wattage (W)]*Table2[Existing Luminaire Quantity])-Table2[[#This Row],[Prescribed Total Demand (hidden, W)]])/1000,\"\"), IFERROR( Table2[[#This Row],[Annual Usage Hours (hrs)]]*((Table2[Existing Prescribed Wattage (W)]*Table2[Existing Luminaire Quantity])-Table2[[#This Row],[Prescribed Total Demand (hidden, W)]])/1000,\"\")))","v":""},{"$f":"\"\"","v":""},{"$f":"IF(OR(Table2[[#This Row],[Control Type]]=\"None\", ISBLANK(Table2[[#This Row],[Control Type]])),\"\", IF(ISBLANK(Table2[[#This Row],[New Total Demand (hidden, W)]]),\"\", IF(ISBLANK(Table2[[#This Row],[Annual Usage Hours (hrs)]]),  IFERROR( 0.2*Table2[[#This Row],[Reference Hours (hrs)]]*Table2[[#This Row],[New Total Demand (hidden, W)]]/1000,\"\"), IFERROR( 0.2*Table2[[#This Row],[Annual Usage Hours (hrs)]]*Table2[[#This Row],[New Total Demand (hidden, W)]]/1000,\"\"))))","v":""},{"$f":"IF(AND(NOT(ISNUMBER(Table2[[#This Row],[Rebate Per Unit\n(CAD)]])),ISBLANK(Table2[[#This Row],[Control Type]])), \"\", IF(OR(Table2[[#This Row],[Rebate Per Unit\n(CAD)]]=0,AND(NOT(ISNUMBER(Table2[[#This Row],[Rebate Per Unit\n(CAD)]])), ISTEXT(Table2[[#This Row],[Control Type]]))), 0, IFERROR(Table2[[#This Row],[Prescribed Quantity]]*Table2[[#This Row],[Rebate Per Unit\n(CAD)]],\"\")))","v":""},{"$f":" IF(AND(ISBLANK(Table2[[#This Row],[Control Type]]),ISNUMBER(Table2[[#This Row],[Rebate Value (CAD)]])),0, IFERROR(Table2[[#This Row],[Control Quantity]]*Table2[[#This Row],[Control Rebate per Unit\n(CAD)]],\"\"))","v":""},{"$f":"IF(AND(ISBLANK(Table2[[#This Row],[Rebate Value (CAD)]]),ISBLANK(Table2[[#This Row],[Rebate Value for Controls (CAD)]])), \"\", IFERROR(Table2[[#This Row],[Rebate Value (CAD)]]+Table2[[#This Row],[Rebate Value for Controls (CAD)]],\"\"))","v":""},{"$f":"IF(Table2[[#This Row],[Lighting  Technology]]=\"Other\",\"Other - \"&Table2[[#This Row],[Other - Lighting Technology Description]],Table2[[#This Row],[BC Hydro Rebate Category ]])","v":0},{"$f":"Table2[[#This Row],[BC Hydro Rebate Category ]]&Table2[[#This Row],[Retrofit Part '# (mandatory to validate Rebates)]]","v":""}]
[null,null,null,null,null,null,{"$f":"IF(ISBLANK(Table2[[#This Row],[Prescribed Lighting Source]]), \"\", IFERROR( INDEX(Table13ExistingPrescribedWattage,MATCH(Table2[[#This Row],[Prescribed Lighting Source]],Table13ExistingLightingSource,0)), IFERROR(INDEX(Table13ExistingPrescribedWattage,MATCH(Table2[[#This Row],[Fortis Rebate Category ]],Table13NewLightingSource,0)),\"-\")))","v":""},null,{"$f":"IFERROR(INDEX(SpaceTypeHours,MATCH(Table2[[#This Row],[Space Type]],SpaceType,0)),\"\")","v":""},null,{"$f":"IFERROR(IF(Table2[[#This Row],[Lighting  Technology]]=\"Other\",Table2[[#This Row],[Existing Effective Input Wattage (W)]]*Table2[[#This Row],[Existing Luminaire Quantity]],Table2[[#This Row],[Existing Prescribed Wattage (W)]]*Table2[[#This Row],[Existing Luminaire Quantity]]),\"\")","v":""},{"$f":"IF(Table2[Lighting  Technology] = \"Other\",(Table2[[#This Row],[Existing Luminaire Quantity]]*Table2[[#This Row],[Existing Effective Input Wattage (W)]]), IF(Table2[Existing Prescribed Wattage (W)] = \"\",\"\", IF( ISBLANK(Table2[[#This Row],[Existing Effective Input Wattage (W)]]), (Table2[[#This Row],[Existing Luminaire Quantity]]*Table2[[#This Row],[Existing Prescribed Wattage (W)]]),(Table2[[#This Row],[Existing Luminaire Quantity]]*Table2[[#This Row],[Existing Effective Input Wattage (W)]]))))","v":""},{"$f":"IF( (ISBLANK(Table2[[#This Row],[Annual Usage Hours (hrs)]])), IFERROR(Table2[[#This Row],[Reference Hours (hrs)]]*Table2[[#This Row],[Total Demand (Hidden) W]]/1000,\"\"), IFERROR(Table2[[#This Row],[Annual Usage Hours (hrs)]]*Table2[[#This Row],[Total Demand (Hidden) W]]/1000,\"\"))","v":""},null,null,{"$f":"IF(Table2[[#This Row],[Lighting  Technology]]=\"Other\", 0, IF( AND(ISBLANK(Table2[[#This Row],[BC Hydro Rebate Category ]]),ISBLANK(Table2[[#This Row],[Fortis Rebate Category ]])), \"\", IF(ISTEXT(Table2[[#This Row],[Fortis Rebate Category ]]), IFERROR(INDEX(Table13[Rebate],MATCH(Table2[[#This Row],[Fortis Rebate Category ]],Table13[Fortis New Lighting source],0)),\"\"), IF(ISTEXT(Table2[[#This Row],[BC Hydro Rebate Category ]]), IFERROR(INDEX(Table13Rebate,MATCH(Table2[[#This Row],[BC Hydro Rebate Category ]],Table13BCHRebateCategory,0)),\"\"), \"\"))))","v":""},{"$f":" IF(Table2[[#This Row],[Lighting  Technology]]=\"Other\", \"per Unit\", IF( AND(ISBLANK(Table2[[#This Row],[BC Hydro Rebate Category ]]),ISBLANK(Table2[[#This Row],[Fortis Rebate Category ]])), \"\", IF(ISTEXT(Table2[[#This Row],[Fortis Rebate Category ]]), IFERROR(INDEX(Table13PerUnit,MATCH(Table2[[#This Row],[Fortis Rebate Category ]],Table13[Fortis New Lighting source],0)),\"\"), IF(ISTEXT(Table2[[#This Row],[BC Hydro Rebate Category ]]), IFERROR(INDEX(Table13PerUnit,MATCH(Table2[[#This Row],[BC Hydro Rebate Category ]],Table13BCHRebateCategory,0)),\"\"), \"\"))))","v":""},null,{"$f":"IF( AND(ISBLANK(Table2[[#This Row],[Existing Luminaire Quantity]]),ISBLANK(Table2[[#This Row],[Prescribed Lighting Source]])), \"\", IF( OR(AND(ISNUMBER(SEARCH(\"lamp fl.\",Table2[[#This Row],[Prescribed Lighting Source]])),ISNUMBER(SEARCH(\"T8 lamp\",Table2[[#This Row],[BC Hydro Rebate Category ]]))),AND(ISNUMBER(SEARCH(\"T5HO\",Table2[[#This Row],[Prescribed Lighting Source]])),ISNUMBER(SEARCH(\"T5HO\",Table2[[#This Row],[BC Hydro Rebate Category ]]))),AND(ISNUMBER(SEARCH(\"lamp fl.\",Table2[[#This Row],[Prescribed Lighting Source]])),ISNUMBER(SEARCH(\"T8 lamp\",Table2[[#This Row],[Fortis Rebate Category ]]))),AND(ISNUMBER(SEARCH(\"T5HO\",Table2[[#This Row],[Prescribed Lighting Source]])),ISNUMBER(SEARCH(\"T5HO\",Table2[[#This Row],[Fortis Rebate Category ]])))          ),  IFERROR(INDEX(Table13NumberofLamps,MATCH(Table2[[#This Row],[Prescribed Lighting Source]],Table13ExistingLightingSource,0))*Table2[[#This Row],[Existing Luminaire Quantity]], \"-\"),  IF(Table2[[#This Row],[Lighting  Technology]]=\"Other\", IFERROR(Table2[[#This Row],[Existing Luminaire Quantity]],\"-\"), IFERROR(Table2[[#This Row],[Existing Luminaire Quantity]],\"-\"))))","v":""},{"$f":"IF( AND(ISBLANK(Table2[[#This Row],[BC Hydro Rebate Category ]]),ISBLANK(Table2[[#This Row],[Fortis Rebate Category ]])), \"\", IF(ISTEXT(Table2[[#This Row],[Fortis Rebate Category ]]), IFERROR(INDEX(Table13NewPrescribedWattage,MATCH(Table2[[#This Row],[Fortis Rebate Category ]],Table13[Fortis New Lighting source],0)),\"\"), IF(ISTEXT(Table2[[#This Row],[BC Hydro Rebate Category ]]), IFERROR(INDEX(Table13NewPrescribedWattage,MATCH(Table2[[#This Row],[BC Hydro Rebate Category ]],Table13BCHRebateCategory,0)),\"\"), \"\")))","v":""},null,null,{"$f":"IF(Table2[[#This Row],[Lighting  Technology]]=\"Other\", \"-\", IF( AND(ISBLANK(Table2[[#This Row],[BC Hydro Rebate Category ]]),ISBLANK(Table2[[#This Row],[Fortis Rebate Category ]])), \"\", IF(ISTEXT(Table2[[#This Row],[Fortis Rebate Category ]]), IFERROR(INDEX(Table13BCHECM,MATCH(Table2[[#This Row],[Fortis Rebate Category ]],Table13[Fortis New Lighting source],0)),\"\"), IF(ISTEXT(Table2[[#This Row],[BC Hydro Rebate Category ]]), IFERROR(INDEX(Table13BCHECM,MATCH(Table2[[#This Row],[BC Hydro Rebate Category ]],Table13BCHRebateCategory,0)),\"\"), \"\"))))","v":""},{"$f":"IF(Table2[[#This Row],[Lighting  Technology]]=\"Other\", 0, IF( AND(ISBLANK(Table2[[#This Row],[BC Hydro Rebate Category ]]),ISBLANK(Table2[[#This Row],[Fortis Rebate Category ]])), \"\", IF(ISTEXT(Table2[[#This Row],[Fortis Rebate Category ]]), IFERROR(INDEX(Table13Persistence,MATCH(Table2[[#This Row],[Fortis Rebate Category ]],Table13[Fortis New Lighting source],0)),\"\"), IF(ISTEXT(Table2[[#This Row],[BC Hydro Rebate Category ]]), IFERROR(INDEX(Table13Persistence,MATCH(Table2[[#This Row],[BC Hydro Rebate Category ]],Table13BCHRebateCategory,0)),\"\"), \"\"))))","v":""},null,{"$f":"IFERROR(INDEX(Table5ControlRebate,MATCH(Table2[[#This Row],[Control Type]],Table5NewControl,0)),\"\")","v":""},null,{"$f":"IF(ISBLANK(Table2[[#This Row],[Control Type]]), IF(ISBLANK(Table2[[#This Row],[Annual Usage Hours (hrs)]]),Table2[[#This Row],[Reference Hours (hrs)]], Table2[[#This Row],[Annual Usage Hours (hrs)]]), IF(AND(ISBLANK(Table2[[#This Row],[Annual Usage Hours (hrs)]]), Table2[[#This Row],[Control Type]]=\"None\"), Table2[[#This Row],[Reference Hours (hrs)]], IF(Table2[[#This Row],[Control Type]]=\"None\", Table2[[#This Row],[Annual Usage Hours (hrs)]], IF(AND(ISBLANK(Table2[[#This Row],[Annual Usage Hours (hrs)]]), Table2[[#This Row],[Control Type]]<>\"None\"), IFERROR(Table2[[#This Row],[Reference Hours (hrs)]]*0.8,\"\"), IF(Table2[[#This Row],[Control Type]]<>\"None\", IFERROR( Table2[[#This Row],[Annual Usage Hours (hrs)]]*0.8,\"\"),\"\")))))","v":""},{"$f":"IF( Table2[[#This Row],[Lighting  Technology]]=\"Other\", IF(ISBLANK(Table2[[#This Row],[Retrofit Lamp/ Luminaire Wattage (see Rebate Unit)]]),\"\",IFERROR(Table2[[#This Row],[Prescribed Quantity]]*Table2[[#This Row],[Retrofit Lamp/ Luminaire Wattage (see Rebate Unit)]],\"\")), IF(ISBLANK(Table2[[#This Row],[Retrofit Lamp/ Luminaire Wattage (see Rebate Unit)]]),IFERROR(Table2[[#This Row],[Prescribed Quantity]]*Table2[[#This Row],[Prescribed Wattage (W)]],\"\"),IFERROR(Table2[[#This Row],[Prescribed Quantity]]*Table2[[#This Row],[Retrofit Lamp/ Luminaire Wattage (see Rebate Unit)]],\"\")))","v":""},{"$f":"IFERROR((IF( Table2[[#This Row],[Lighting  Technology]]=\"Other\", Table2[[#This Row],[Prescribed Quantity]]*Table2[[#This Row],[Retrofit Lamp/ Luminaire Wattage (see Rebate Unit)]], Table2[[#This Row],[Prescribed Quantity]]*Table2[[#This Row],[Prescribed Wattage (W)]] )),\"\")","v":""},{"$f":"IF(ISBLANK(Table2[[#This Row],[New Total Demand (hidden, W)]]),\"\", IF(ISBLANK(Table2[[#This Row],[New Hours (hidden, hrs)]]), \"\", IFERROR(Table2[[#This Row],[New Hours (hidden, hrs)]]*Table2[[#This Row],[New Total Demand (hidden, W)]]/1000,\"\")))","v":""},{"$f":"IF(ISBLANK(Table2[[#This Row],[Total Demand (Hidden) W]]),\"\", IF(ISBLANK(Table2[[#This Row],[New Total Demand (hidden, W)]]), \"\", IFERROR((Table2[[#This Row],[Total Demand (Hidden) W]]-Table2[[#This Row],[New Total Demand (hidden, W)]])/1000,\"\")))","v":""},{"$f":"IF( OR(ISBLANK(Table2[[#This Row],[New Total Demand (hidden, W)]]),ISBLANK(Table2[[#This Row],[Total Demand (Hidden) W]])),\"\", IF(ISBLANK(Table2[[#This Row],[Annual Usage Hours (hrs)]]), IFERROR( Table2[[#This Row],[Reference Hours (hrs)]]*(Table2[[#This Row],[Total Demand (Hidden) W]]-Table2[[#This Row],[New Total Demand (hidden, W)]])/1000,\"\"), IFERROR( Table2[[#This Row],[Annual Usage Hours (hrs)]]*(Table2[[#This Row],[Total Demand (Hidden) W]]-Table2[[#This Row],[New Total Demand (hidden, W)]])/1000,\"\")))","v":""},{"$f":"IF( OR(ISBLANK(Table2[[#This Row],[Prescribed Total Demand (hidden, W)]]),ISBLANK(Table2[[#This Row],[Total Demand (Hidden) W]])),\"\", IF(ISBLANK(Table2[[#This Row],[Annual Usage Hours (hrs)]]), IFERROR( Table2[[#This Row],[Reference Hours (hrs)]]*((Table2[Existing Prescribed Wattage (W)]*Table2[Existing Luminaire Quantity])-Table2[[#This Row],[Prescribed Total Demand (hidden, W)]])/1000,\"\"), IFERROR( Table2[[#This Row],[Annual Usage Hours (hrs)]]*((Table2[Existing Prescribed Wattage (W)]*Table2[Existing Luminaire Quantity])-Table2[[#This Row],[Prescribed Total Demand (hidden, W)]])/1000,\"\")))","v":""},{"$f":"\"\"","v":""},{"$f":"IF(OR(Table2[[#This Row],[Control Type]]=\"None\", ISBLANK(Table2[[#This Row],[Control Type]])),\"\", IF(ISBLANK(Table2[[#This Row],[New Total Demand (hidden, W)]]),\"\", IF(ISBLANK(Table2[[#This Row],[Annual Usage Hours (hrs)]]),  IFERROR( 0.2*Table2[[#This Row],[Reference Hours (hrs)]]*Table2[[#This Row],[New Total Demand (hidden, W)]]/1000,\"\"), IFERROR( 0.2*Table2[[#This Row],[Annual Usage Hours (hrs)]]*Table2[[#This Row],[New Total Demand (hidden, W)]]/1000,\"\"))))","v":""},{"$f":"IF(AND(NOT(ISNUMBER(Table2[[#This Row],[Rebate Per Unit\n(CAD)]])),ISBLANK(Table2[[#This Row],[Control Type]])), \"\", IF(OR(Table2[[#This Row],[Rebate Per Unit\n(CAD)]]=0,AND(NOT(ISNUMBER(Table2[[#This Row],[Rebate Per Unit\n(CAD)]])), ISTEXT(Table2[[#This Row],[Control Type]]))), 0, IFERROR(Table2[[#This Row],[Prescribed Quantity]]*Table2[[#This Row],[Rebate Per Unit\n(CAD)]],\"\")))","v":""},{"$f":" IF(AND(ISBLANK(Table2[[#This Row],[Control Type]]),ISNUMBER(Table2[[#This Row],[Rebate Value (CAD)]])),0, IFERROR(Table2[[#This Row],[Control Quantity]]*Table2[[#This Row],[Control Rebate per Unit\n(CAD)]],\"\"))","v":""},{"$f":"IF(AND(ISBLANK(Table2[[#This Row],[Rebate Value (CAD)]]),ISBLANK(Table2[[#This Row],[Rebate Value for Controls (CAD)]])), \"\", IFERROR(Table2[[#This Row],[Rebate Value (CAD)]]+Table2[[#This Row],[Rebate Value for Controls (CAD)]],\"\"))","v":""},{"$f":"IF(Table2[[#This Row],[Lighting  Technology]]=\"Other\",\"Other - \"&Table2[[#This Row],[Other - Lighting Technology Description]],Table2[[#This Row],[BC Hydro Rebate Category ]])","v":0},{"$f":"Table2[[#This Row],[BC Hydro Rebate Category ]]&Table2[[#This Row],[Retrofit Part '# (mandatory to validate Rebates)]]","v":""}]
[null,null,null,null,null,null,{"$f":"IF(ISBLANK(Table2[[#This Row],[Prescribed Lighting Source]]), \"\", IFERROR( INDEX(Table13ExistingPrescribedWattage,MATCH(Table2[[#This Row],[Prescribed Lighting Source]],Table13ExistingLightingSource,0)), IFERROR(INDEX(Table13ExistingPrescribedWattage,MATCH(Table2[[#This Row],[Fortis Rebate Category ]],Table13NewLightingSource,0)),\"-\")))","v":""},null,{"$f":"IFERROR(INDEX(SpaceTypeHours,MATCH(Table2[[#This Row],[Space Type]],SpaceType,0)),\"\")","v":""},null,{"$f":"IFERROR(IF(Table2[[#This Row],[Lighting  Technology]]=\"Other\",Table2[[#This Row],[Existing Effective Input Wattage (W)]]*Table2[[#This Row],[Existing Luminaire Quantity]],Table2[[#This Row],[Existing Prescribed Wattage (W)]]*Table2[[#This Row],[Existing Luminaire Quantity]]),\"\")","v":""},{"$f":"IF(Table2[Lighting  Technology] = \"Other\",(Table2[[#This Row],[Existing Luminaire Quantity]]*Table2[[#This Row],[Existing Effective Input Wattage (W)]]), IF(Table2[Existing Prescribed Wattage (W)] = \"\",\"\", IF( ISBLANK(Table2[[#This Row],[Existing Effective Input Wattage (W)]]), (Table2[[#This Row],[Existing Luminaire Quantity]]*Table2[[#This Row],[Existing Prescribed Wattage (W)]]),(Table2[[#This Row],[Existing Luminaire Quantity]]*Table2[[#This Row],[Existing Effective Input Wattage (W)]]))))","v":""},{"$f":"IF( (ISBLANK(Table2[[#This Row],[Annual Usage Hours (hrs)]])), IFERROR(Table2[[#This Row],[Reference Hours (hrs)]]*Table2[[#This Row],[Total Demand (Hidden) W]]/1000,\"\"), IFERROR(Table2[[#This Row],[Annual Usage Hours (hrs)]]*Table2[[#This Row],[Total Demand (Hidden) W]]/1000,\"\"))","v":""},null,null,{"$f":"IF(Table2[[#This Row],[Lighting  Technology]]=\"Other\", 0, IF( AND(ISBLANK(Table2[[#This Row],[BC Hydro Rebate Category ]]),ISBLANK(Table2[[#This Row],[Fortis Rebate Category ]])), \"\", IF(ISTEXT(Table2[[#This Row],[Fortis Rebate Category ]]), IFERROR(INDEX(Table13[Rebate],MATCH(Table2[[#This Row],[Fortis Rebate Category ]],Table13[Fortis New Lighting source],0)),\"\"), IF(ISTEXT(Table2[[#This Row],[BC Hydro Rebate Category ]]), IFERROR(INDEX(Table13Rebate,MATCH(Table2[[#This Row],[BC Hydro Rebate Category ]],Table13BCHRebateCategory,0)),\"\"), \"\"))))","v":""},{"$f":" IF(Table2[[#This Row],[Lighting  Technology]]=\"Other\", \"per Unit\", IF( AND(ISBLANK(Table2[[#This Row],[BC Hydro Rebate Category ]]),ISBLANK(Table2[[#This Row],[Fortis Rebate Category ]])), \"\", IF(ISTEXT(Table2[[#This Row],[Fortis Rebate Category ]]), IFERROR(INDEX(Table13PerUnit,MATCH(Table2[[#This Row],[Fortis Rebate Category ]],Table13[Fortis New Lighting source],0)),\"\"), IF(ISTEXT(Table2[[#This Row],[BC Hydro Rebate Category ]]), IFERROR(INDEX(Table13PerUnit,MATCH(Table2[[#This Row],[BC Hydro Rebate Category ]],Table13BCHRebateCategory,0)),\"\"), \"\"))))","v":""},null,{"$f":"IF( AND(ISBLANK(Table2[[#This Row],[Existing Luminaire Quantity]]),ISBLANK(Table2[[#This Row],[Prescribed Lighting Source]])), \"\", IF( OR(AND(ISNUMBER(SEARCH(\"lamp fl.\",Table2[[#This Row],[Prescribed Lighting Source]])),ISNUMBER(SEARCH(\"T8 lamp\",Table2[[#This Row],[BC Hydro Rebate Category ]]))),AND(ISNUMBER(SEARCH(\"T5HO\",Table2[[#This Row],[Prescribed Lighting Source]])),ISNUMBER(SEARCH(\"T5HO\",Table2[[#This Row],[BC Hydro Rebate Category ]]))),AND(ISNUMBER(SEARCH(\"lamp fl.\",Table2[[#This Row],[Prescribed Lighting Source]])),ISNUMBER(SEARCH(\"T8 lamp\",Table2[[#This Row],[Fortis Rebate Category ]]))),AND(ISNUMBER(SEARCH(\"T5HO\",Table2[[#This Row],[Prescribed Lighting Source]])),ISNUMBER(SEARCH(\"T5HO\",Table2[[#This Row],[Fortis Rebate Category ]])))          ),  IFERROR(INDEX(Table13NumberofLamps,MATCH(Table2[[#This Row],[Prescribed Lighting Source]],Table13ExistingLightingSource,0))*Table2[[#This Row],[Existing Luminaire Quantity]], \"-\"),  IF(Table2[[#This Row],[Lighting  Technology]]=\"Other\", IFERROR(Table2[[#This Row],[Existing Luminaire Quantity]],\"-\"), IFERROR(Table2[[#This Row],[Existing Luminaire Quantity]],\"-\"))))","v":""},{"$f":"IF( AND(ISBLANK(Table2[[#This Row],[BC Hydro Rebate Category ]]),ISBLANK(Table2[[#This Row],[Fortis Rebate Category ]])), \"\", IF(ISTEXT(Table2[[#This Row],[Fortis Rebate Category ]]), IFERROR(INDEX(Table13NewPrescribedWattage,MATCH(Table2[[#This Row],[Fortis Rebate Category ]],Table13[Fortis New Lighting source],0)),\"\"), IF(ISTEXT(Table2[[#This Row],[BC Hydro Rebate Category ]]), IFERROR(INDEX(Table13NewPrescribedWattage,MATCH(Table2[[#This Row],[BC Hydro Rebate Category ]],Table13BCHRebateCategory,0)),\"\"), \"\")))","v":""},null,null,{"$f":"IF(Table2[[#This Row],[Lighting  Technology]]=\"Other\", \"-\", IF( AND(ISBLANK(Table2[[#This Row],[BC Hydro Rebate Category ]]),ISBLANK(Table2[[#This Row],[Fortis Rebate Category ]])), \"\", IF(ISTEXT(Table2[[#This Row],[Fortis Rebate Category ]]), IFERROR(INDEX(Table13BCHECM,MATCH(Table2[[#This Row],[Fortis Rebate Category ]],Table13[Fortis New Lighting source],0)),\"\"), IF(ISTEXT(Table2[[#This Row],[BC Hydro Rebate Category ]]), IFERROR(INDEX(Table13BCHECM,MATCH(Table2[[#This Row],[BC Hydro Rebate Category ]],Table13BCHRebateCategory,0)),\"\"), \"\"))))","v":""},{"$f":"IF(Table2[[#This Row],[Lighting  Technology]]=\"Other\", 0, IF( AND(ISBLANK(Table2[[#This Row],[BC Hydro Rebate Category ]]),ISBLANK(Table2[[#This Row],[Fortis Rebate Category ]])), \"\", IF(ISTEXT(Table2[[#This Row],[Fortis Rebate Category ]]), IFERROR(INDEX(Table13Persistence,MATCH(Table2[[#This Row],[Fortis Rebate Category ]],Table13[Fortis New Lighting source],0)),\"\"), IF(ISTEXT(Table2[[#This Row],[BC Hydro Rebate Category ]]), IFERROR(INDEX(Table13Persistence,MATCH(Table2[[#This Row],[BC Hydro Rebate Category ]],Table13BCHRebateCategory,0)),\"\"), \"\"))))","v":""},null,{"$f":"IFERROR(INDEX(Table5ControlRebate,MATCH(Table2[[#This Row],[Control Type]],Table5NewControl,0)),\"\")","v":""},null,{"$f":"IF(ISBLANK(Table2[[#This Row],[Control Type]]), IF(ISBLANK(Table2[[#This Row],[Annual Usage Hours (hrs)]]),Table2[[#This Row],[Reference Hours (hrs)]], Table2[[#This Row],[Annual Usage Hours (hrs)]]), IF(AND(ISBLANK(Table2[[#This Row],[Annual Usage Hours (hrs)]]), Table2[[#This Row],[Control Type]]=\"None\"), Table2[[#This Row],[Reference Hours (hrs)]], IF(Table2[[#This Row],[Control Type]]=\"None\", Table2[[#This Row],[Annual Usage Hours (hrs)]], IF(AND(ISBLANK(Table2[[#This Row],[Annual Usage Hours (hrs)]]), Table2[[#This Row],[Control Type]]<>\"None\"), IFERROR(Table2[[#This Row],[Reference Hours (hrs)]]*0.8,\"\"), IF(Table2[[#This Row],[Control Type]]<>\"None\", IFERROR( Table2[[#This Row],[Annual Usage Hours (hrs)]]*0.8,\"\"),\"\")))))","v":""},{"$f":"IF( Table2[[#This Row],[Lighting  Technology]]=\"Other\", IF(ISBLANK(Table2[[#This Row],[Retrofit Lamp/ Luminaire Wattage (see Rebate Unit)]]),\"\",IFERROR(Table2[[#This Row],[Prescribed Quantity]]*Table2[[#This Row],[Retrofit Lamp/ Luminaire Wattage (see Rebate Unit)]],\"\")), IF(ISBLANK(Table2[[#This Row],[Retrofit Lamp/ Luminaire Wattage (see Rebate Unit)]]),IFERROR(Table2[[#This Row],[Prescribed Quantity]]*Table2[[#This Row],[Prescribed Wattage (W)]],\"\"),IFERROR(Table2[[#This Row],[Prescribed Quantity]]*Table2[[#This Row],[Retrofit Lamp/ Luminaire Wattage (see Rebate Unit)]],\"\")))","v":""},{"$f":"IFERROR((IF( Table2[[#This Row],[Lighting  Technology]]=\"Other\", Table2[[#This Row],[Prescribed Quantity]]*Table2[[#This Row],[Retrofit Lamp/ Luminaire Wattage (see Rebate Unit)]], Table2[[#This Row],[Prescribed Quantity]]*Table2[[#This Row],[Prescribed Wattage (W)]] )),\"\")","v":""},{"$f":"IF(ISBLANK(Table2[[#This Row],[New Total Demand (hidden, W)]]),\"\", IF(ISBLANK(Table2[[#This Row],[New Hours (hidden, hrs)]]), \"\", IFERROR(Table2[[#This Row],[New Hours (hidden, hrs)]]*Table2[[#This Row],[New Total Demand (hidden, W)]]/1000,\"\")))","v":""},{"$f":"IF(ISBLANK(Table2[[#This Row],[Total Demand (Hidden) W]]),\"\", IF(ISBLANK(Table2[[#This Row],[New Total Demand (hidden, W)]]), \"\", IFERROR((Table2[[#This Row],[Total Demand (Hidden) W]]-Table2[[#This Row],[New Total Demand (hidden, W)]])/1000,\"\")))","v":""},{"$f":"IF( OR(ISBLANK(Table2[[#This Row],[New Total Demand (hidden, W)]]),ISBLANK(Table2[[#This Row],[Total Demand (Hidden) W]])),\"\", IF(ISBLANK(Table2[[#This Row],[Annual Usage Hours (hrs)]]), IFERROR( Table2[[#This Row],[Reference Hours (hrs)]]*(Table2[[#This Row],[Total Demand (Hidden) W]]-Table2[[#This Row],[New Total Demand (hidden, W)]])/1000,\"\"), IFERROR( Table2[[#This Row],[Annual Usage Hours (hrs)]]*(Table2[[#This Row],[Total Demand (Hidden) W]]-Table2[[#This Row],[New Total Demand (hidden, W)]])/1000,\"\")))","v":""},{"$f":"IF( OR(ISBLANK(Table2[[#This Row],[Prescribed Total Demand (hidden, W)]]),ISBLANK(Table2[[#This Row],[Total Demand (Hidden) W]])),\"\", IF(ISBLANK(Table2[[#This Row],[Annual Usage Hours (hrs)]]), IFERROR( Table2[[#This Row],[Reference Hours (hrs)]]*((Table2[Existing Prescribed Wattage (W)]*Table2[Existing Luminaire Quantity])-Table2[[#This Row],[Prescribed Total Demand (hidden, W)]])/1000,\"\"), IFERROR( Table2[[#This Row],[Annual Usage Hours (hrs)]]*((Table2[Existing Prescribed Wattage (W)]*Table2[Existing Luminaire Quantity])-Table2[[#This Row],[Prescribed Total Demand (hidden, W)]])/1000,\"\")))","v":""},{"$f":"\"\"","v":""},{"$f":"IF(OR(Table2[[#This Row],[Control Type]]=\"None\", ISBLANK(Table2[[#This Row],[Control Type]])),\"\", IF(ISBLANK(Table2[[#This Row],[New Total Demand (hidden, W)]]),\"\", IF(ISBLANK(Table2[[#This Row],[Annual Usage Hours (hrs)]]),  IFERROR( 0.2*Table2[[#This Row],[Reference Hours (hrs)]]*Table2[[#This Row],[New Total Demand (hidden, W)]]/1000,\"\"), IFERROR( 0.2*Table2[[#This Row],[Annual Usage Hours (hrs)]]*Table2[[#This Row],[New Total Demand (hidden, W)]]/1000,\"\"))))","v":""},{"$f":"IF(AND(NOT(ISNUMBER(Table2[[#This Row],[Rebate Per Unit\n(CAD)]])),ISBLANK(Table2[[#This Row],[Control Type]])), \"\", IF(OR(Table2[[#This Row],[Rebate Per Unit\n(CAD)]]=0,AND(NOT(ISNUMBER(Table2[[#This Row],[Rebate Per Unit\n(CAD)]])), ISTEXT(Table2[[#This Row],[Control Type]]))), 0, IFERROR(Table2[[#This Row],[Prescribed Quantity]]*Table2[[#This Row],[Rebate Per Unit\n(CAD)]],\"\")))","v":""},{"$f":" IF(AND(ISBLANK(Table2[[#This Row],[Control Type]]),ISNUMBER(Table2[[#This Row],[Rebate Value (CAD)]])),0, IFERROR(Table2[[#This Row],[Control Quantity]]*Table2[[#This Row],[Control Rebate per Unit\n(CAD)]],\"\"))","v":""},{"$f":"IF(AND(ISBLANK(Table2[[#This Row],[Rebate Value (CAD)]]),ISBLANK(Table2[[#This Row],[Rebate Value for Controls (CAD)]])), \"\", IFERROR(Table2[[#This Row],[Rebate Value (CAD)]]+Table2[[#This Row],[Rebate Value for Controls (CAD)]],\"\"))","v":""},{"$f":"IF(Table2[[#This Row],[Lighting  Technology]]=\"Other\",\"Other - \"&Table2[[#This Row],[Other - Lighting Technology Description]],Table2[[#This Row],[BC Hydro Rebate Category ]])","v":0},{"$f":"Table2[[#This Row],[BC Hydro Rebate Category ]]&Table2[[#This Row],[Retrofit Part '# (mandatory to validate Rebates)]]","v":""}]
[null,null,null,null,null,null,{"$f":"IF(ISBLANK(Table2[[#This Row],[Prescribed Lighting Source]]), \"\", IFERROR( INDEX(Table13ExistingPrescribedWattage,MATCH(Table2[[#This Row],[Prescribed Lighting Source]],Table13ExistingLightingSource,0)), IFERROR(INDEX(Table13ExistingPrescribedWattage,MATCH(Table2[[#This Row],[Fortis Rebate Category ]],Table13NewLightingSource,0)),\"-\")))","v":""},null,{"$f":"IFERROR(INDEX(SpaceTypeHours,MATCH(Table2[[#This Row],[Space Type]],SpaceType,0)),\"\")","v":""},null,{"$f":"IFERROR(IF(Table2[[#This Row],[Lighting  Technology]]=\"Other\",Table2[[#This Row],[Existing Effective Input Wattage (W)]]*Table2[[#This Row],[Existing Luminaire Quantity]],Table2[[#This Row],[Existing Prescribed Wattage (W)]]*Table2[[#This Row],[Existing Luminaire Quantity]]),\"\")","v":""},{"$f":"IF(Table2[Lighting  Technology] = \"Other\",(Table2[[#This Row],[Existing Luminaire Quantity]]*Table2[[#This Row],[Existing Effective Input Wattage (W)]]), IF(Table2[Existing Prescribed Wattage (W)] = \"\",\"\", IF( ISBLANK(Table2[[#This Row],[Existing Effective Input Wattage (W)]]), (Table2[[#This Row],[Existing Luminaire Quantity]]*Table2[[#This Row],[Existing Prescribed Wattage (W)]]),(Table2[[#This Row],[Existing Luminaire Quantity]]*Table2[[#This Row],[Existing Effective Input Wattage (W)]]))))","v":""},{"$f":"IF( (ISBLANK(Table2[[#This Row],[Annual Usage Hours (hrs)]])), IFERROR(Table2[[#This Row],[Reference Hours (hrs)]]*Table2[[#This Row],[Total Demand (Hidden) W]]/1000,\"\"), IFERROR(Table2[[#This Row],[Annual Usage Hours (hrs)]]*Table2[[#This Row],[Total Demand (Hidden) W]]/1000,\"\"))","v":""},null,null,{"$f":"IF(Table2[[#This Row],[Lighting  Technology]]=\"Other\", 0, IF( AND(ISBLANK(Table2[[#This Row],[BC Hydro Rebate Category ]]),ISBLANK(Table2[[#This Row],[Fortis Rebate Category ]])), \"\", IF(ISTEXT(Table2[[#This Row],[Fortis Rebate Category ]]), IFERROR(INDEX(Table13[Rebate],MATCH(Table2[[#This Row],[Fortis Rebate Category ]],Table13[Fortis New Lighting source],0)),\"\"), IF(ISTEXT(Table2[[#This Row],[BC Hydro Rebate Category ]]), IFERROR(INDEX(Table13Rebate,MATCH(Table2[[#This Row],[BC Hydro Rebate Category ]],Table13BCHRebateCategory,0)),\"\"), \"\"))))","v":""},{"$f":" IF(Table2[[#This Row],[Lighting  Technology]]=\"Other\", \"per Unit\", IF( AND(ISBLANK(Table2[[#This Row],[BC Hydro Rebate Category ]]),ISBLANK(Table2[[#This Row],[Fortis Rebate Category ]])), \"\", IF(ISTEXT(Table2[[#This Row],[Fortis Rebate Category ]]), IFERROR(INDEX(Table13PerUnit,MATCH(Table2[[#This Row],[Fortis Rebate Category ]],Table13[Fortis New Lighting source],0)),\"\"), IF(ISTEXT(Table2[[#This Row],[BC Hydro Rebate Category ]]), IFERROR(INDEX(Table13PerUnit,MATCH(Table2[[#This Row],[BC Hydro Rebate Category ]],Table13BCHRebateCategory,0)),\"\"), \"\"))))","v":""},null,{"$f":"IF( AND(ISBLANK(Table2[[#This Row],[Existing Luminaire Quantity]]),ISBLANK(Table2[[#This Row],[Prescribed Lighting Source]])), \"\", IF( OR(AND(ISNUMBER(SEARCH(\"lamp fl.\",Table2[[#This Row],[Prescribed Lighting Source]])),ISNUMBER(SEARCH(\"T8 lamp\",Table2[[#This Row],[BC Hydro Rebate Category ]]))),AND(ISNUMBER(SEARCH(\"T5HO\",Table2[[#This Row],[Prescribed Lighting Source]])),ISNUMBER(SEARCH(\"T5HO\",Table2[[#This Row],[BC Hydro Rebate Category ]]))),AND(ISNUMBER(SEARCH(\"lamp fl.\",Table2[[#This Row],[Prescribed Lighting Source]])),ISNUMBER(SEARCH(\"T8 lamp\",Table2[[#This Row],[Fortis Rebate Category ]]))),AND(ISNUMBER(SEARCH(\"T5HO\",Table2[[#This Row],[Prescribed Lighting Source]])),ISNUMBER(SEARCH(\"T5HO\",Table2[[#This Row],[Fortis Rebate Category ]])))          ),  IFERROR(INDEX(Table13NumberofLamps,MATCH(Table2[[#This Row],[Prescribed Lighting Source]],Table13ExistingLightingSource,0))*Table2[[#This Row],[Existing Luminaire Quantity]], \"-\"),  IF(Table2[[#This Row],[Lighting  Technology]]=\"Other\", IFERROR(Table2[[#This Row],[Existing Luminaire Quantity]],\"-\"), IFERROR(Table2[[#This Row],[Existing Luminaire Quantity]],\"-\"))))","v":""},{"$f":"IF( AND(ISBLANK(Table2[[#This Row],[BC Hydro Rebate Category ]]),ISBLANK(Table2[[#This Row],[Fortis Rebate Category ]])), \"\", IF(ISTEXT(Table2[[#This Row],[Fortis Rebate Category ]]), IFERROR(INDEX(Table13NewPrescribedWattage,MATCH(Table2[[#This Row],[Fortis Rebate Category ]],Table13[Fortis New Lighting source],0)),\"\"), IF(ISTEXT(Table2[[#This Row],[BC Hydro Rebate Category ]]), IFERROR(INDEX(Table13NewPrescribedWattage,MATCH(Table2[[#This Row],[BC Hydro Rebate Category ]],Table13BCHRebateCategory,0)),\"\"), \"\")))","v":""},null,null,{"$f":"IF(Table2[[#This Row],[Lighting  Technology]]=\"Other\", \"-\", IF( AND(ISBLANK(Table2[[#This Row],[BC Hydro Rebate Category ]]),ISBLANK(Table2[[#This Row],[Fortis Rebate Category ]])), \"\", IF(ISTEXT(Table2[[#This Row],[Fortis Rebate Category ]]), IFERROR(INDEX(Table13BCHECM,MATCH(Table2[[#This Row],[Fortis Rebate Category ]],Table13[Fortis New Lighting source],0)),\"\"), IF(ISTEXT(Table2[[#This Row],[BC Hydro Rebate Category ]]), IFERROR(INDEX(Table13BCHECM,MATCH(Table2[[#This Row],[BC Hydro Rebate Category ]],Table13BCHRebateCategory,0)),\"\"), \"\"))))","v":""},{"$f":"IF(Table2[[#This Row],[Lighting  Technology]]=\"Other\", 0, IF( AND(ISBLANK(Table2[[#This Row],[BC Hydro Rebate Category ]]),ISBLANK(Table2[[#This Row],[Fortis Rebate Category ]])), \"\", IF(ISTEXT(Table2[[#This Row],[Fortis Rebate Category ]]), IFERROR(INDEX(Table13Persistence,MATCH(Table2[[#This Row],[Fortis Rebate Category ]],Table13[Fortis New Lighting source],0)),\"\"), IF(ISTEXT(Table2[[#This Row],[BC Hydro Rebate Category ]]), IFERROR(INDEX(Table13Persistence,MATCH(Table2[[#This Row],[BC Hydro Rebate Category ]],Table13BCHRebateCategory,0)),\"\"), \"\"))))","v":""},null,{"$f":"IFERROR(INDEX(Table5ControlRebate,MATCH(Table2[[#This Row],[Control Type]],Table5NewControl,0)),\"\")","v":""},null,{"$f":"IF(ISBLANK(Table2[[#This Row],[Control Type]]), IF(ISBLANK(Table2[[#This Row],[Annual Usage Hours (hrs)]]),Table2[[#This Row],[Reference Hours (hrs)]], Table2[[#This Row],[Annual Usage Hours (hrs)]]), IF(AND(ISBLANK(Table2[[#This Row],[Annual Usage Hours (hrs)]]), Table2[[#This Row],[Control Type]]=\"None\"), Table2[[#This Row],[Reference Hours (hrs)]], IF(Table2[[#This Row],[Control Type]]=\"None\", Table2[[#This Row],[Annual Usage Hours (hrs)]], IF(AND(ISBLANK(Table2[[#This Row],[Annual Usage Hours (hrs)]]), Table2[[#This Row],[Control Type]]<>\"None\"), IFERROR(Table2[[#This Row],[Reference Hours (hrs)]]*0.8,\"\"), IF(Table2[[#This Row],[Control Type]]<>\"None\", IFERROR( Table2[[#This Row],[Annual Usage Hours (hrs)]]*0.8,\"\"),\"\")))))","v":""},{"$f":"IF( Table2[[#This Row],[Lighting  Technology]]=\"Other\", IF(ISBLANK(Table2[[#This Row],[Retrofit Lamp/ Luminaire Wattage (see Rebate Unit)]]),\"\",IFERROR(Table2[[#This Row],[Prescribed Quantity]]*Table2[[#This Row],[Retrofit Lamp/ Luminaire Wattage (see Rebate Unit)]],\"\")), IF(ISBLANK(Table2[[#This Row],[Retrofit Lamp/ Luminaire Wattage (see Rebate Unit)]]),IFERROR(Table2[[#This Row],[Prescribed Quantity]]*Table2[[#This Row],[Prescribed Wattage (W)]],\"\"),IFERROR(Table2[[#This Row],[Prescribed Quantity]]*Table2[[#This Row],[Retrofit Lamp/ Luminaire Wattage (see Rebate Unit)]],\"\")))","v":""},{"$f":"IFERROR((IF( Table2[[#This Row],[Lighting  Technology]]=\"Other\", Table2[[#This Row],[Prescribed Quantity]]*Table2[[#This Row],[Retrofit Lamp/ Luminaire Wattage (see Rebate Unit)]], Table2[[#This Row],[Prescribed Quantity]]*Table2[[#This Row],[Prescribed Wattage (W)]] )),\"\")","v":""},{"$f":"IF(ISBLANK(Table2[[#This Row],[New Total Demand (hidden, W)]]),\"\", IF(ISBLANK(Table2[[#This Row],[New Hours (hidden, hrs)]]), \"\", IFERROR(Table2[[#This Row],[New Hours (hidden, hrs)]]*Table2[[#This Row],[New Total Demand (hidden, W)]]/1000,\"\")))","v":""},{"$f":"IF(ISBLANK(Table2[[#This Row],[Total Demand (Hidden) W]]),\"\", IF(ISBLANK(Table2[[#This Row],[New Total Demand (hidden, W)]]), \"\", IFERROR((Table2[[#This Row],[Total Demand (Hidden) W]]-Table2[[#This Row],[New Total Demand (hidden, W)]])/1000,\"\")))","v":""},{"$f":"IF( OR(ISBLANK(Table2[[#This Row],[New Total Demand (hidden, W)]]),ISBLANK(Table2[[#This Row],[Total Demand (Hidden) W]])),\"\", IF(ISBLANK(Table2[[#This Row],[Annual Usage Hours (hrs)]]), IFERROR( Table2[[#This Row],[Reference Hours (hrs)]]*(Table2[[#This Row],[Total Demand (Hidden) W]]-Table2[[#This Row],[New Total Demand (hidden, W)]])/1000,\"\"), IFERROR( Table2[[#This Row],[Annual Usage Hours (hrs)]]*(Table2[[#This Row],[Total Demand (Hidden) W]]-Table2[[#This Row],[New Total Demand (hidden, W)]])/1000,\"\")))","v":""},{"$f":"IF( OR(ISBLANK(Table2[[#This Row],[Prescribed Total Demand (hidden, W)]]),ISBLANK(Table2[[#This Row],[Total Demand (Hidden) W]])),\"\", IF(ISBLANK(Table2[[#This Row],[Annual Usage Hours (hrs)]]), IFERROR( Table2[[#This Row],[Reference Hours (hrs)]]*((Table2[Existing Prescribed Wattage (W)]*Table2[Existing Luminaire Quantity])-Table2[[#This Row],[Prescribed Total Demand (hidden, W)]])/1000,\"\"), IFERROR( Table2[[#This Row],[Annual Usage Hours (hrs)]]*((Table2[Existing Prescribed Wattage (W)]*Table2[Existing Luminaire Quantity])-Table2[[#This Row],[Prescribed Total Demand (hidden, W)]])/1000,\"\")))","v":""},{"$f":"\"\"","v":""},{"$f":"IF(OR(Table2[[#This Row],[Control Type]]=\"None\", ISBLANK(Table2[[#This Row],[Control Type]])),\"\", IF(ISBLANK(Table2[[#This Row],[New Total Demand (hidden, W)]]),\"\", IF(ISBLANK(Table2[[#This Row],[Annual Usage Hours (hrs)]]),  IFERROR( 0.2*Table2[[#This Row],[Reference Hours (hrs)]]*Table2[[#This Row],[New Total Demand (hidden, W)]]/1000,\"\"), IFERROR( 0.2*Table2[[#This Row],[Annual Usage Hours (hrs)]]*Table2[[#This Row],[New Total Demand (hidden, W)]]/1000,\"\"))))","v":""},{"$f":"IF(AND(NOT(ISNUMBER(Table2[[#This Row],[Rebate Per Unit\n(CAD)]])),ISBLANK(Table2[[#This Row],[Control Type]])), \"\", IF(OR(Table2[[#This Row],[Rebate Per Unit\n(CAD)]]=0,AND(NOT(ISNUMBER(Table2[[#This Row],[Rebate Per Unit\n(CAD)]])), ISTEXT(Table2[[#This Row],[Control Type]]))), 0, IFERROR(Table2[[#This Row],[Prescribed Quantity]]*Table2[[#This Row],[Rebate Per Unit\n(CAD)]],\"\")))","v":""},{"$f":" IF(AND(ISBLANK(Table2[[#This Row],[Control Type]]),ISNUMBER(Table2[[#This Row],[Rebate Value (CAD)]])),0, IFERROR(Table2[[#This Row],[Control Quantity]]*Table2[[#This Row],[Control Rebate per Unit\n(CAD)]],\"\"))","v":""},{"$f":"IF(AND(ISBLANK(Table2[[#This Row],[Rebate Value (CAD)]]),ISBLANK(Table2[[#This Row],[Rebate Value for Controls (CAD)]])), \"\", IFERROR(Table2[[#This Row],[Rebate Value (CAD)]]+Table2[[#This Row],[Rebate Value for Controls (CAD)]],\"\"))","v":""},{"$f":"IF(Table2[[#This Row],[Lighting  Technology]]=\"Other\",\"Other - \"&Table2[[#This Row],[Other - Lighting Technology Description]],Table2[[#This Row],[BC Hydro Rebate Category ]])","v":0},{"$f":"Table2[[#This Row],[BC Hydro Rebate Category ]]&Table2[[#This Row],[Retrofit Part '# (mandatory to validate Rebates)]]","v":""}]
[null,null,null,null,null,null,{"$f":"IF(ISBLANK(Table2[[#This Row],[Prescribed Lighting Source]]), \"\", IFERROR( INDEX(Table13ExistingPrescribedWattage,MATCH(Table2[[#This Row],[Prescribed Lighting Source]],Table13ExistingLightingSource,0)), IFERROR(INDEX(Table13ExistingPrescribedWattage,MATCH(Table2[[#This Row],[Fortis Rebate Category ]],Table13NewLightingSource,0)),\"-\")))","v":""},null,{"$f":"IFERROR(INDEX(SpaceTypeHours,MATCH(Table2[[#This Row],[Space Type]],SpaceType,0)),\"\")","v":""},null,{"$f":"IFERROR(IF(Table2[[#This Row],[Lighting  Technology]]=\"Other\",Table2[[#This Row],[Existing Effective Input Wattage (W)]]*Table2[[#This Row],[Existing Luminaire Quantity]],Table2[[#This Row],[Existing Prescribed Wattage (W)]]*Table2[[#This Row],[Existing Luminaire Quantity]]),\"\")","v":""},{"$f":"IF(Table2[Lighting  Technology] = \"Other\",(Table2[[#This Row],[Existing Luminaire Quantity]]*Table2[[#This Row],[Existing Effective Input Wattage (W)]]), IF(Table2[Existing Prescribed Wattage (W)] = \"\",\"\", IF( ISBLANK(Table2[[#This Row],[Existing Effective Input Wattage (W)]]), (Table2[[#This Row],[Existing Luminaire Quantity]]*Table2[[#This Row],[Existing Prescribed Wattage (W)]]),(Table2[[#This Row],[Existing Luminaire Quantity]]*Table2[[#This Row],[Existing Effective Input Wattage (W)]]))))","v":""},{"$f":"IF( (ISBLANK(Table2[[#This Row],[Annual Usage Hours (hrs)]])), IFERROR(Table2[[#This Row],[Reference Hours (hrs)]]*Table2[[#This Row],[Total Demand (Hidden) W]]/1000,\"\"), IFERROR(Table2[[#This Row],[Annual Usage Hours (hrs)]]*Table2[[#This Row],[Total Demand (Hidden) W]]/1000,\"\"))","v":""},null,null,{"$f":"IF(Table2[[#This Row],[Lighting  Technology]]=\"Other\", 0, IF( AND(ISBLANK(Table2[[#This Row],[BC Hydro Rebate Category ]]),ISBLANK(Table2[[#This Row],[Fortis Rebate Category ]])), \"\", IF(ISTEXT(Table2[[#This Row],[Fortis Rebate Category ]]), IFERROR(INDEX(Table13[Rebate],MATCH(Table2[[#This Row],[Fortis Rebate Category ]],Table13[Fortis New Lighting source],0)),\"\"), IF(ISTEXT(Table2[[#This Row],[BC Hydro Rebate Category ]]), IFERROR(INDEX(Table13Rebate,MATCH(Table2[[#This Row],[BC Hydro Rebate Category ]],Table13BCHRebateCategory,0)),\"\"), \"\"))))","v":""},{"$f":" IF(Table2[[#This Row],[Lighting  Technology]]=\"Other\", \"per Unit\", IF( AND(ISBLANK(Table2[[#This Row],[BC Hydro Rebate Category ]]),ISBLANK(Table2[[#This Row],[Fortis Rebate Category ]])), \"\", IF(ISTEXT(Table2[[#This Row],[Fortis Rebate Category ]]), IFERROR(INDEX(Table13PerUnit,MATCH(Table2[[#This Row],[Fortis Rebate Category ]],Table13[Fortis New Lighting source],0)),\"\"), IF(ISTEXT(Table2[[#This Row],[BC Hydro Rebate Category ]]), IFERROR(INDEX(Table13PerUnit,MATCH(Table2[[#This Row],[BC Hydro Rebate Category ]],Table13BCHRebateCategory,0)),\"\"), \"\"))))","v":""},null,{"$f":"IF( AND(ISBLANK(Table2[[#This Row],[Existing Luminaire Quantity]]),ISBLANK(Table2[[#This Row],[Prescribed Lighting Source]])), \"\", IF( OR(AND(ISNUMBER(SEARCH(\"lamp fl.\",Table2[[#This Row],[Prescribed Lighting Source]])),ISNUMBER(SEARCH(\"T8 lamp\",Table2[[#This Row],[BC Hydro Rebate Category ]]))),AND(ISNUMBER(SEARCH(\"T5HO\",Table2[[#This Row],[Prescribed Lighting Source]])),ISNUMBER(SEARCH(\"T5HO\",Table2[[#This Row],[BC Hydro Rebate Category ]]))),AND(ISNUMBER(SEARCH(\"lamp fl.\",Table2[[#This Row],[Prescribed Lighting Source]])),ISNUMBER(SEARCH(\"T8 lamp\",Table2[[#This Row],[Fortis Rebate Category ]]))),AND(ISNUMBER(SEARCH(\"T5HO\",Table2[[#This Row],[Prescribed Lighting Source]])),ISNUMBER(SEARCH(\"T5HO\",Table2[[#This Row],[Fortis Rebate Category ]])))          ),  IFERROR(INDEX(Table13NumberofLamps,MATCH(Table2[[#This Row],[Prescribed Lighting Source]],Table13ExistingLightingSource,0))*Table2[[#This Row],[Existing Luminaire Quantity]], \"-\"),  IF(Table2[[#This Row],[Lighting  Technology]]=\"Other\", IFERROR(Table2[[#This Row],[Existing Luminaire Quantity]],\"-\"), IFERROR(Table2[[#This Row],[Existing Luminaire Quantity]],\"-\"))))","v":""},{"$f":"IF( AND(ISBLANK(Table2[[#This Row],[BC Hydro Rebate Category ]]),ISBLANK(Table2[[#This Row],[Fortis Rebate Category ]])), \"\", IF(ISTEXT(Table2[[#This Row],[Fortis Rebate Category ]]), IFERROR(INDEX(Table13NewPrescribedWattage,MATCH(Table2[[#This Row],[Fortis Rebate Category ]],Table13[Fortis New Lighting source],0)),\"\"), IF(ISTEXT(Table2[[#This Row],[BC Hydro Rebate Category ]]), IFERROR(INDEX(Table13NewPrescribedWattage,MATCH(Table2[[#This Row],[BC Hydro Rebate Category ]],Table13BCHRebateCategory,0)),\"\"), \"\")))","v":""},null,null,{"$f":"IF(Table2[[#This Row],[Lighting  Technology]]=\"Other\", \"-\", IF( AND(ISBLANK(Table2[[#This Row],[BC Hydro Rebate Category ]]),ISBLANK(Table2[[#This Row],[Fortis Rebate Category ]])), \"\", IF(ISTEXT(Table2[[#This Row],[Fortis Rebate Category ]]), IFERROR(INDEX(Table13BCHECM,MATCH(Table2[[#This Row],[Fortis Rebate Category ]],Table13[Fortis New Lighting source],0)),\"\"), IF(ISTEXT(Table2[[#This Row],[BC Hydro Rebate Category ]]), IFERROR(INDEX(Table13BCHECM,MATCH(Table2[[#This Row],[BC Hydro Rebate Category ]],Table13BCHRebateCategory,0)),\"\"), \"\"))))","v":""},{"$f":"IF(Table2[[#This Row],[Lighting  Technology]]=\"Other\", 0, IF( AND(ISBLANK(Table2[[#This Row],[BC Hydro Rebate Category ]]),ISBLANK(Table2[[#This Row],[Fortis Rebate Category ]])), \"\", IF(ISTEXT(Table2[[#This Row],[Fortis Rebate Category ]]), IFERROR(INDEX(Table13Persistence,MATCH(Table2[[#This Row],[Fortis Rebate Category ]],Table13[Fortis New Lighting source],0)),\"\"), IF(ISTEXT(Table2[[#This Row],[BC Hydro Rebate Category ]]), IFERROR(INDEX(Table13Persistence,MATCH(Table2[[#This Row],[BC Hydro Rebate Category ]],Table13BCHRebateCategory,0)),\"\"), \"\"))))","v":""},null,{"$f":"IFERROR(INDEX(Table5ControlRebate,MATCH(Table2[[#This Row],[Control Type]],Table5NewControl,0)),\"\")","v":""},null,{"$f":"IF(ISBLANK(Table2[[#This Row],[Control Type]]), IF(ISBLANK(Table2[[#This Row],[Annual Usage Hours (hrs)]]),Table2[[#This Row],[Reference Hours (hrs)]], Table2[[#This Row],[Annual Usage Hours (hrs)]]), IF(AND(ISBLANK(Table2[[#This Row],[Annual Usage Hours (hrs)]]), Table2[[#This Row],[Control Type]]=\"None\"), Table2[[#This Row],[Reference Hours (hrs)]], IF(Table2[[#This Row],[Control Type]]=\"None\", Table2[[#This Row],[Annual Usage Hours (hrs)]], IF(AND(ISBLANK(Table2[[#This Row],[Annual Usage Hours (hrs)]]), Table2[[#This Row],[Control Type]]<>\"None\"), IFERROR(Table2[[#This Row],[Reference Hours (hrs)]]*0.8,\"\"), IF(Table2[[#This Row],[Control Type]]<>\"None\", IFERROR( Table2[[#This Row],[Annual Usage Hours (hrs)]]*0.8,\"\"),\"\")))))","v":""},{"$f":"IF( Table2[[#This Row],[Lighting  Technology]]=\"Other\", IF(ISBLANK(Table2[[#This Row],[Retrofit Lamp/ Luminaire Wattage (see Rebate Unit)]]),\"\",IFERROR(Table2[[#This Row],[Prescribed Quantity]]*Table2[[#This Row],[Retrofit Lamp/ Luminaire Wattage (see Rebate Unit)]],\"\")), IF(ISBLANK(Table2[[#This Row],[Retrofit Lamp/ Luminaire Wattage (see Rebate Unit)]]),IFERROR(Table2[[#This Row],[Prescribed Quantity]]*Table2[[#This Row],[Prescribed Wattage (W)]],\"\"),IFERROR(Table2[[#This Row],[Prescribed Quantity]]*Table2[[#This Row],[Retrofit Lamp/ Luminaire Wattage (see Rebate Unit)]],\"\")))","v":""},{"$f":"IFERROR((IF( Table2[[#This Row],[Lighting  Technology]]=\"Other\", Table2[[#This Row],[Prescribed Quantity]]*Table2[[#This Row],[Retrofit Lamp/ Luminaire Wattage (see Rebate Unit)]], Table2[[#This Row],[Prescribed Quantity]]*Table2[[#This Row],[Prescribed Wattage (W)]] )),\"\")","v":""},{"$f":"IF(ISBLANK(Table2[[#This Row],[New Total Demand (hidden, W)]]),\"\", IF(ISBLANK(Table2[[#This Row],[New Hours (hidden, hrs)]]), \"\", IFERROR(Table2[[#This Row],[New Hours (hidden, hrs)]]*Table2[[#This Row],[New Total Demand (hidden, W)]]/1000,\"\")))","v":""},{"$f":"IF(ISBLANK(Table2[[#This Row],[Total Demand (Hidden) W]]),\"\", IF(ISBLANK(Table2[[#This Row],[New Total Demand (hidden, W)]]), \"\", IFERROR((Table2[[#This Row],[Total Demand (Hidden) W]]-Table2[[#This Row],[New Total Demand (hidden, W)]])/1000,\"\")))","v":""},{"$f":"IF( OR(ISBLANK(Table2[[#This Row],[New Total Demand (hidden, W)]]),ISBLANK(Table2[[#This Row],[Total Demand (Hidden) W]])),\"\", IF(ISBLANK(Table2[[#This Row],[Annual Usage Hours (hrs)]]), IFERROR( Table2[[#This Row],[Reference Hours (hrs)]]*(Table2[[#This Row],[Total Demand (Hidden) W]]-Table2[[#This Row],[New Total Demand (hidden, W)]])/1000,\"\"), IFERROR( Table2[[#This Row],[Annual Usage Hours (hrs)]]*(Table2[[#This Row],[Total Demand (Hidden) W]]-Table2[[#This Row],[New Total Demand (hidden, W)]])/1000,\"\")))","v":""},{"$f":"IF( OR(ISBLANK(Table2[[#This Row],[Prescribed Total Demand (hidden, W)]]),ISBLANK(Table2[[#This Row],[Total Demand (Hidden) W]])),\"\", IF(ISBLANK(Table2[[#This Row],[Annual Usage Hours (hrs)]]), IFERROR( Table2[[#This Row],[Reference Hours (hrs)]]*((Table2[Existing Prescribed Wattage (W)]*Table2[Existing Luminaire Quantity])-Table2[[#This Row],[Prescribed Total Demand (hidden, W)]])/1000,\"\"), IFERROR( Table2[[#This Row],[Annual Usage Hours (hrs)]]*((Table2[Existing Prescribed Wattage (W)]*Table2[Existing Luminaire Quantity])-Table2[[#This Row],[Prescribed Total Demand (hidden, W)]])/1000,\"\")))","v":""},{"$f":"\"\"","v":""},{"$f":"IF(OR(Table2[[#This Row],[Control Type]]=\"None\", ISBLANK(Table2[[#This Row],[Control Type]])),\"\", IF(ISBLANK(Table2[[#This Row],[New Total Demand (hidden, W)]]),\"\", IF(ISBLANK(Table2[[#This Row],[Annual Usage Hours (hrs)]]),  IFERROR( 0.2*Table2[[#This Row],[Reference Hours (hrs)]]*Table2[[#This Row],[New Total Demand (hidden, W)]]/1000,\"\"), IFERROR( 0.2*Table2[[#This Row],[Annual Usage Hours (hrs)]]*Table2[[#This Row],[New Total Demand (hidden, W)]]/1000,\"\"))))","v":""},{"$f":"IF(AND(NOT(ISNUMBER(Table2[[#This Row],[Rebate Per Unit\n(CAD)]])),ISBLANK(Table2[[#This Row],[Control Type]])), \"\", IF(OR(Table2[[#This Row],[Rebate Per Unit\n(CAD)]]=0,AND(NOT(ISNUMBER(Table2[[#This Row],[Rebate Per Unit\n(CAD)]])), ISTEXT(Table2[[#This Row],[Control Type]]))), 0, IFERROR(Table2[[#This Row],[Prescribed Quantity]]*Table2[[#This Row],[Rebate Per Unit\n(CAD)]],\"\")))","v":""},{"$f":" IF(AND(ISBLANK(Table2[[#This Row],[Control Type]]),ISNUMBER(Table2[[#This Row],[Rebate Value (CAD)]])),0, IFERROR(Table2[[#This Row],[Control Quantity]]*Table2[[#This Row],[Control Rebate per Unit\n(CAD)]],\"\"))","v":""},{"$f":"IF(AND(ISBLANK(Table2[[#This Row],[Rebate Value (CAD)]]),ISBLANK(Table2[[#This Row],[Rebate Value for Controls (CAD)]])), \"\", IFERROR(Table2[[#This Row],[Rebate Value (CAD)]]+Table2[[#This Row],[Rebate Value for Controls (CAD)]],\"\"))","v":""},{"$f":"IF(Table2[[#This Row],[Lighting  Technology]]=\"Other\",\"Other - \"&Table2[[#This Row],[Other - Lighting Technology Description]],Table2[[#This Row],[BC Hydro Rebate Category ]])","v":0},{"$f":"Table2[[#This Row],[BC Hydro Rebate Category ]]&Table2[[#This Row],[Retrofit Part '# (mandatory to validate Rebates)]]","v":""}]
[null,null,null,null,null,null,{"$f":"IF(ISBLANK(Table2[[#This Row],[Prescribed Lighting Source]]), \"\", IFERROR( INDEX(Table13ExistingPrescribedWattage,MATCH(Table2[[#This Row],[Prescribed Lighting Source]],Table13ExistingLightingSource,0)), IFERROR(INDEX(Table13ExistingPrescribedWattage,MATCH(Table2[[#This Row],[Fortis Rebate Category ]],Table13NewLightingSource,0)),\"-\")))","v":""},null,{"$f":"IFERROR(INDEX(SpaceTypeHours,MATCH(Table2[[#This Row],[Space Type]],SpaceType,0)),\"\")","v":""},null,{"$f":"IFERROR(IF(Table2[[#This Row],[Lighting  Technology]]=\"Other\",Table2[[#This Row],[Existing Effective Input Wattage (W)]]*Table2[[#This Row],[Existing Luminaire Quantity]],Table2[[#This Row],[Existing Prescribed Wattage (W)]]*Table2[[#This Row],[Existing Luminaire Quantity]]),\"\")","v":""},{"$f":"IF(Table2[Lighting  Technology] = \"Other\",(Table2[[#This Row],[Existing Luminaire Quantity]]*Table2[[#This Row],[Existing Effective Input Wattage (W)]]), IF(Table2[Existing Prescribed Wattage (W)] = \"\",\"\", IF( ISBLANK(Table2[[#This Row],[Existing Effective Input Wattage (W)]]), (Table2[[#This Row],[Existing Luminaire Quantity]]*Table2[[#This Row],[Existing Prescribed Wattage (W)]]),(Table2[[#This Row],[Existing Luminaire Quantity]]*Table2[[#This Row],[Existing Effective Input Wattage (W)]]))))","v":""},{"$f":"IF( (ISBLANK(Table2[[#This Row],[Annual Usage Hours (hrs)]])), IFERROR(Table2[[#This Row],[Reference Hours (hrs)]]*Table2[[#This Row],[Total Demand (Hidden) W]]/1000,\"\"), IFERROR(Table2[[#This Row],[Annual Usage Hours (hrs)]]*Table2[[#This Row],[Total Demand (Hidden) W]]/1000,\"\"))","v":""},null,null,{"$f":"IF(Table2[[#This Row],[Lighting  Technology]]=\"Other\", 0, IF( AND(ISBLANK(Table2[[#This Row],[BC Hydro Rebate Category ]]),ISBLANK(Table2[[#This Row],[Fortis Rebate Category ]])), \"\", IF(ISTEXT(Table2[[#This Row],[Fortis Rebate Category ]]), IFERROR(INDEX(Table13[Rebate],MATCH(Table2[[#This Row],[Fortis Rebate Category ]],Table13[Fortis New Lighting source],0)),\"\"), IF(ISTEXT(Table2[[#This Row],[BC Hydro Rebate Category ]]), IFERROR(INDEX(Table13Rebate,MATCH(Table2[[#This Row],[BC Hydro Rebate Category ]],Table13BCHRebateCategory,0)),\"\"), \"\"))))","v":""},{"$f":" IF(Table2[[#This Row],[Lighting  Technology]]=\"Other\", \"per Unit\", IF( AND(ISBLANK(Table2[[#This Row],[BC Hydro Rebate Category ]]),ISBLANK(Table2[[#This Row],[Fortis Rebate Category ]])), \"\", IF(ISTEXT(Table2[[#This Row],[Fortis Rebate Category ]]), IFERROR(INDEX(Table13PerUnit,MATCH(Table2[[#This Row],[Fortis Rebate Category ]],Table13[Fortis New Lighting source],0)),\"\"), IF(ISTEXT(Table2[[#This Row],[BC Hydro Rebate Category ]]), IFERROR(INDEX(Table13PerUnit,MATCH(Table2[[#This Row],[BC Hydro Rebate Category ]],Table13BCHRebateCategory,0)),\"\"), \"\"))))","v":""},null,{"$f":"IF( AND(ISBLANK(Table2[[#This Row],[Existing Luminaire Quantity]]),ISBLANK(Table2[[#This Row],[Prescribed Lighting Source]])), \"\", IF( OR(AND(ISNUMBER(SEARCH(\"lamp fl.\",Table2[[#This Row],[Prescribed Lighting Source]])),ISNUMBER(SEARCH(\"T8 lamp\",Table2[[#This Row],[BC Hydro Rebate Category ]]))),AND(ISNUMBER(SEARCH(\"T5HO\",Table2[[#This Row],[Prescribed Lighting Source]])),ISNUMBER(SEARCH(\"T5HO\",Table2[[#This Row],[BC Hydro Rebate Category ]]))),AND(ISNUMBER(SEARCH(\"lamp fl.\",Table2[[#This Row],[Prescribed Lighting Source]])),ISNUMBER(SEARCH(\"T8 lamp\",Table2[[#This Row],[Fortis Rebate Category ]]))),AND(ISNUMBER(SEARCH(\"T5HO\",Table2[[#This Row],[Prescribed Lighting Source]])),ISNUMBER(SEARCH(\"T5HO\",Table2[[#This Row],[Fortis Rebate Category ]])))          ),  IFERROR(INDEX(Table13NumberofLamps,MATCH(Table2[[#This Row],[Prescribed Lighting Source]],Table13ExistingLightingSource,0))*Table2[[#This Row],[Existing Luminaire Quantity]], \"-\"),  IF(Table2[[#This Row],[Lighting  Technology]]=\"Other\", IFERROR(Table2[[#This Row],[Existing Luminaire Quantity]],\"-\"), IFERROR(Table2[[#This Row],[Existing Luminaire Quantity]],\"-\"))))","v":""},{"$f":"IF( AND(ISBLANK(Table2[[#This Row],[BC Hydro Rebate Category ]]),ISBLANK(Table2[[#This Row],[Fortis Rebate Category ]])), \"\", IF(ISTEXT(Table2[[#This Row],[Fortis Rebate Category ]]), IFERROR(INDEX(Table13NewPrescribedWattage,MATCH(Table2[[#This Row],[Fortis Rebate Category ]],Table13[Fortis New Lighting source],0)),\"\"), IF(ISTEXT(Table2[[#This Row],[BC Hydro Rebate Category ]]), IFERROR(INDEX(Table13NewPrescribedWattage,MATCH(Table2[[#This Row],[BC Hydro Rebate Category ]],Table13BCHRebateCategory,0)),\"\"), \"\")))","v":""},null,null,{"$f":"IF(Table2[[#This Row],[Lighting  Technology]]=\"Other\", \"-\", IF( AND(ISBLANK(Table2[[#This Row],[BC Hydro Rebate Category ]]),ISBLANK(Table2[[#This Row],[Fortis Rebate Category ]])), \"\", IF(ISTEXT(Table2[[#This Row],[Fortis Rebate Category ]]), IFERROR(INDEX(Table13BCHECM,MATCH(Table2[[#This Row],[Fortis Rebate Category ]],Table13[Fortis New Lighting source],0)),\"\"), IF(ISTEXT(Table2[[#This Row],[BC Hydro Rebate Category ]]), IFERROR(INDEX(Table13BCHECM,MATCH(Table2[[#This Row],[BC Hydro Rebate Category ]],Table13BCHRebateCategory,0)),\"\"), \"\"))))","v":""},{"$f":"IF(Table2[[#This Row],[Lighting  Technology]]=\"Other\", 0, IF( AND(ISBLANK(Table2[[#This Row],[BC Hydro Rebate Category ]]),ISBLANK(Table2[[#This Row],[Fortis Rebate Category ]])), \"\", IF(ISTEXT(Table2[[#This Row],[Fortis Rebate Category ]]), IFERROR(INDEX(Table13Persistence,MATCH(Table2[[#This Row],[Fortis Rebate Category ]],Table13[Fortis New Lighting source],0)),\"\"), IF(ISTEXT(Table2[[#This Row],[BC Hydro Rebate Category ]]), IFERROR(INDEX(Table13Persistence,MATCH(Table2[[#This Row],[BC Hydro Rebate Category ]],Table13BCHRebateCategory,0)),\"\"), \"\"))))","v":""},null,{"$f":"IFERROR(INDEX(Table5ControlRebate,MATCH(Table2[[#This Row],[Control Type]],Table5NewControl,0)),\"\")","v":""},null,{"$f":"IF(ISBLANK(Table2[[#This Row],[Control Type]]), IF(ISBLANK(Table2[[#This Row],[Annual Usage Hours (hrs)]]),Table2[[#This Row],[Reference Hours (hrs)]], Table2[[#This Row],[Annual Usage Hours (hrs)]]), IF(AND(ISBLANK(Table2[[#This Row],[Annual Usage Hours (hrs)]]), Table2[[#This Row],[Control Type]]=\"None\"), Table2[[#This Row],[Reference Hours (hrs)]], IF(Table2[[#This Row],[Control Type]]=\"None\", Table2[[#This Row],[Annual Usage Hours (hrs)]], IF(AND(ISBLANK(Table2[[#This Row],[Annual Usage Hours (hrs)]]), Table2[[#This Row],[Control Type]]<>\"None\"), IFERROR(Table2[[#This Row],[Reference Hours (hrs)]]*0.8,\"\"), IF(Table2[[#This Row],[Control Type]]<>\"None\", IFERROR( Table2[[#This Row],[Annual Usage Hours (hrs)]]*0.8,\"\"),\"\")))))","v":""},{"$f":"IF( Table2[[#This Row],[Lighting  Technology]]=\"Other\", IF(ISBLANK(Table2[[#This Row],[Retrofit Lamp/ Luminaire Wattage (see Rebate Unit)]]),\"\",IFERROR(Table2[[#This Row],[Prescribed Quantity]]*Table2[[#This Row],[Retrofit Lamp/ Luminaire Wattage (see Rebate Unit)]],\"\")), IF(ISBLANK(Table2[[#This Row],[Retrofit Lamp/ Luminaire Wattage (see Rebate Unit)]]),IFERROR(Table2[[#This Row],[Prescribed Quantity]]*Table2[[#This Row],[Prescribed Wattage (W)]],\"\"),IFERROR(Table2[[#This Row],[Prescribed Quantity]]*Table2[[#This Row],[Retrofit Lamp/ Luminaire Wattage (see Rebate Unit)]],\"\")))","v":""},{"$f":"IFERROR((IF( Table2[[#This Row],[Lighting  Technology]]=\"Other\", Table2[[#This Row],[Prescribed Quantity]]*Table2[[#This Row],[Retrofit Lamp/ Luminaire Wattage (see Rebate Unit)]], Table2[[#This Row],[Prescribed Quantity]]*Table2[[#This Row],[Prescribed Wattage (W)]] )),\"\")","v":""},{"$f":"IF(ISBLANK(Table2[[#This Row],[New Total Demand (hidden, W)]]),\"\", IF(ISBLANK(Table2[[#This Row],[New Hours (hidden, hrs)]]), \"\", IFERROR(Table2[[#This Row],[New Hours (hidden, hrs)]]*Table2[[#This Row],[New Total Demand (hidden, W)]]/1000,\"\")))","v":""},{"$f":"IF(ISBLANK(Table2[[#This Row],[Total Demand (Hidden) W]]),\"\", IF(ISBLANK(Table2[[#This Row],[New Total Demand (hidden, W)]]), \"\", IFERROR((Table2[[#This Row],[Total Demand (Hidden) W]]-Table2[[#This Row],[New Total Demand (hidden, W)]])/1000,\"\")))","v":""},{"$f":"IF( OR(ISBLANK(Table2[[#This Row],[New Total Demand (hidden, W)]]),ISBLANK(Table2[[#This Row],[Total Demand (Hidden) W]])),\"\", IF(ISBLANK(Table2[[#This Row],[Annual Usage Hours (hrs)]]), IFERROR( Table2[[#This Row],[Reference Hours (hrs)]]*(Table2[[#This Row],[Total Demand (Hidden) W]]-Table2[[#This Row],[New Total Demand (hidden, W)]])/1000,\"\"), IFERROR( Table2[[#This Row],[Annual Usage Hours (hrs)]]*(Table2[[#This Row],[Total Demand (Hidden) W]]-Table2[[#This Row],[New Total Demand (hidden, W)]])/1000,\"\")))","v":""},{"$f":"IF( OR(ISBLANK(Table2[[#This Row],[Prescribed Total Demand (hidden, W)]]),ISBLANK(Table2[[#This Row],[Total Demand (Hidden) W]])),\"\", IF(ISBLANK(Table2[[#This Row],[Annual Usage Hours (hrs)]]), IFERROR( Table2[[#This Row],[Reference Hours (hrs)]]*((Table2[Existing Prescribed Wattage (W)]*Table2[Existing Luminaire Quantity])-Table2[[#This Row],[Prescribed Total Demand (hidden, W)]])/1000,\"\"), IFERROR( Table2[[#This Row],[Annual Usage Hours (hrs)]]*((Table2[Existing Prescribed Wattage (W)]*Table2[Existing Luminaire Quantity])-Table2[[#This Row],[Prescribed Total Demand (hidden, W)]])/1000,\"\")))","v":""},{"$f":"\"\"","v":""},{"$f":"IF(OR(Table2[[#This Row],[Control Type]]=\"None\", ISBLANK(Table2[[#This Row],[Control Type]])),\"\", IF(ISBLANK(Table2[[#This Row],[New Total Demand (hidden, W)]]),\"\", IF(ISBLANK(Table2[[#This Row],[Annual Usage Hours (hrs)]]),  IFERROR( 0.2*Table2[[#This Row],[Reference Hours (hrs)]]*Table2[[#This Row],[New Total Demand (hidden, W)]]/1000,\"\"), IFERROR( 0.2*Table2[[#This Row],[Annual Usage Hours (hrs)]]*Table2[[#This Row],[New Total Demand (hidden, W)]]/1000,\"\"))))","v":""},{"$f":"IF(AND(NOT(ISNUMBER(Table2[[#This Row],[Rebate Per Unit\n(CAD)]])),ISBLANK(Table2[[#This Row],[Control Type]])), \"\", IF(OR(Table2[[#This Row],[Rebate Per Unit\n(CAD)]]=0,AND(NOT(ISNUMBER(Table2[[#This Row],[Rebate Per Unit\n(CAD)]])), ISTEXT(Table2[[#This Row],[Control Type]]))), 0, IFERROR(Table2[[#This Row],[Prescribed Quantity]]*Table2[[#This Row],[Rebate Per Unit\n(CAD)]],\"\")))","v":""},{"$f":" IF(AND(ISBLANK(Table2[[#This Row],[Control Type]]),ISNUMBER(Table2[[#This Row],[Rebate Value (CAD)]])),0, IFERROR(Table2[[#This Row],[Control Quantity]]*Table2[[#This Row],[Control Rebate per Unit\n(CAD)]],\"\"))","v":""},{"$f":"IF(AND(ISBLANK(Table2[[#This Row],[Rebate Value (CAD)]]),ISBLANK(Table2[[#This Row],[Rebate Value for Controls (CAD)]])), \"\", IFERROR(Table2[[#This Row],[Rebate Value (CAD)]]+Table2[[#This Row],[Rebate Value for Controls (CAD)]],\"\"))","v":""},{"$f":"IF(Table2[[#This Row],[Lighting  Technology]]=\"Other\",\"Other - \"&Table2[[#This Row],[Other - Lighting Technology Description]],Table2[[#This Row],[BC Hydro Rebate Category ]])","v":0},{"$f":"Table2[[#This Row],[BC Hydro Rebate Category ]]&Table2[[#This Row],[Retrofit Part '# (mandatory to validate Rebates)]]","v":""}]
[null,null,null,null,null,null,{"$f":"IF(ISBLANK(Table2[[#This Row],[Prescribed Lighting Source]]), \"\", IFERROR( INDEX(Table13ExistingPrescribedWattage,MATCH(Table2[[#This Row],[Prescribed Lighting Source]],Table13ExistingLightingSource,0)), IFERROR(INDEX(Table13ExistingPrescribedWattage,MATCH(Table2[[#This Row],[Fortis Rebate Category ]],Table13NewLightingSource,0)),\"-\")))","v":""},null,{"$f":"IFERROR(INDEX(SpaceTypeHours,MATCH(Table2[[#This Row],[Space Type]],SpaceType,0)),\"\")","v":""},null,{"$f":"IFERROR(IF(Table2[[#This Row],[Lighting  Technology]]=\"Other\",Table2[[#This Row],[Existing Effective Input Wattage (W)]]*Table2[[#This Row],[Existing Luminaire Quantity]],Table2[[#This Row],[Existing Prescribed Wattage (W)]]*Table2[[#This Row],[Existing Luminaire Quantity]]),\"\")","v":""},{"$f":"IF(Table2[Lighting  Technology] = \"Other\",(Table2[[#This Row],[Existing Luminaire Quantity]]*Table2[[#This Row],[Existing Effective Input Wattage (W)]]), IF(Table2[Existing Prescribed Wattage (W)] = \"\",\"\", IF( ISBLANK(Table2[[#This Row],[Existing Effective Input Wattage (W)]]), (Table2[[#This Row],[Existing Luminaire Quantity]]*Table2[[#This Row],[Existing Prescribed Wattage (W)]]),(Table2[[#This Row],[Existing Luminaire Quantity]]*Table2[[#This Row],[Existing Effective Input Wattage (W)]]))))","v":""},{"$f":"IF( (ISBLANK(Table2[[#This Row],[Annual Usage Hours (hrs)]])), IFERROR(Table2[[#This Row],[Reference Hours (hrs)]]*Table2[[#This Row],[Total Demand (Hidden) W]]/1000,\"\"), IFERROR(Table2[[#This Row],[Annual Usage Hours (hrs)]]*Table2[[#This Row],[Total Demand (Hidden) W]]/1000,\"\"))","v":""},null,null,{"$f":"IF(Table2[[#This Row],[Lighting  Technology]]=\"Other\", 0, IF( AND(ISBLANK(Table2[[#This Row],[BC Hydro Rebate Category ]]),ISBLANK(Table2[[#This Row],[Fortis Rebate Category ]])), \"\", IF(ISTEXT(Table2[[#This Row],[Fortis Rebate Category ]]), IFERROR(INDEX(Table13[Rebate],MATCH(Table2[[#This Row],[Fortis Rebate Category ]],Table13[Fortis New Lighting source],0)),\"\"), IF(ISTEXT(Table2[[#This Row],[BC Hydro Rebate Category ]]), IFERROR(INDEX(Table13Rebate,MATCH(Table2[[#This Row],[BC Hydro Rebate Category ]],Table13BCHRebateCategory,0)),\"\"), \"\"))))","v":""},{"$f":" IF(Table2[[#This Row],[Lighting  Technology]]=\"Other\", \"per Unit\", IF( AND(ISBLANK(Table2[[#This Row],[BC Hydro Rebate Category ]]),ISBLANK(Table2[[#This Row],[Fortis Rebate Category ]])), \"\", IF(ISTEXT(Table2[[#This Row],[Fortis Rebate Category ]]), IFERROR(INDEX(Table13PerUnit,MATCH(Table2[[#This Row],[Fortis Rebate Category ]],Table13[Fortis New Lighting source],0)),\"\"), IF(ISTEXT(Table2[[#This Row],[BC Hydro Rebate Category ]]), IFERROR(INDEX(Table13PerUnit,MATCH(Table2[[#This Row],[BC Hydro Rebate Category ]],Table13BCHRebateCategory,0)),\"\"), \"\"))))","v":""},null,{"$f":"IF( AND(ISBLANK(Table2[[#This Row],[Existing Luminaire Quantity]]),ISBLANK(Table2[[#This Row],[Prescribed Lighting Source]])), \"\", IF( OR(AND(ISNUMBER(SEARCH(\"lamp fl.\",Table2[[#This Row],[Prescribed Lighting Source]])),ISNUMBER(SEARCH(\"T8 lamp\",Table2[[#This Row],[BC Hydro Rebate Category ]]))),AND(ISNUMBER(SEARCH(\"T5HO\",Table2[[#This Row],[Prescribed Lighting Source]])),ISNUMBER(SEARCH(\"T5HO\",Table2[[#This Row],[BC Hydro Rebate Category ]]))),AND(ISNUMBER(SEARCH(\"lamp fl.\",Table2[[#This Row],[Prescribed Lighting Source]])),ISNUMBER(SEARCH(\"T8 lamp\",Table2[[#This Row],[Fortis Rebate Category ]]))),AND(ISNUMBER(SEARCH(\"T5HO\",Table2[[#This Row],[Prescribed Lighting Source]])),ISNUMBER(SEARCH(\"T5HO\",Table2[[#This Row],[Fortis Rebate Category ]])))          ),  IFERROR(INDEX(Table13NumberofLamps,MATCH(Table2[[#This Row],[Prescribed Lighting Source]],Table13ExistingLightingSource,0))*Table2[[#This Row],[Existing Luminaire Quantity]], \"-\"),  IF(Table2[[#This Row],[Lighting  Technology]]=\"Other\", IFERROR(Table2[[#This Row],[Existing Luminaire Quantity]],\"-\"), IFERROR(Table2[[#This Row],[Existing Luminaire Quantity]],\"-\"))))","v":""},{"$f":"IF( AND(ISBLANK(Table2[[#This Row],[BC Hydro Rebate Category ]]),ISBLANK(Table2[[#This Row],[Fortis Rebate Category ]])), \"\", IF(ISTEXT(Table2[[#This Row],[Fortis Rebate Category ]]), IFERROR(INDEX(Table13NewPrescribedWattage,MATCH(Table2[[#This Row],[Fortis Rebate Category ]],Table13[Fortis New Lighting source],0)),\"\"), IF(ISTEXT(Table2[[#This Row],[BC Hydro Rebate Category ]]), IFERROR(INDEX(Table13NewPrescribedWattage,MATCH(Table2[[#This Row],[BC Hydro Rebate Category ]],Table13BCHRebateCategory,0)),\"\"), \"\")))","v":""},null,null,{"$f":"IF(Table2[[#This Row],[Lighting  Technology]]=\"Other\", \"-\", IF( AND(ISBLANK(Table2[[#This Row],[BC Hydro Rebate Category ]]),ISBLANK(Table2[[#This Row],[Fortis Rebate Category ]])), \"\", IF(ISTEXT(Table2[[#This Row],[Fortis Rebate Category ]]), IFERROR(INDEX(Table13BCHECM,MATCH(Table2[[#This Row],[Fortis Rebate Category ]],Table13[Fortis New Lighting source],0)),\"\"), IF(ISTEXT(Table2[[#This Row],[BC Hydro Rebate Category ]]), IFERROR(INDEX(Table13BCHECM,MATCH(Table2[[#This Row],[BC Hydro Rebate Category ]],Table13BCHRebateCategory,0)),\"\"), \"\"))))","v":""},{"$f":"IF(Table2[[#This Row],[Lighting  Technology]]=\"Other\", 0, IF( AND(ISBLANK(Table2[[#This Row],[BC Hydro Rebate Category ]]),ISBLANK(Table2[[#This Row],[Fortis Rebate Category ]])), \"\", IF(ISTEXT(Table2[[#This Row],[Fortis Rebate Category ]]), IFERROR(INDEX(Table13Persistence,MATCH(Table2[[#This Row],[Fortis Rebate Category ]],Table13[Fortis New Lighting source],0)),\"\"), IF(ISTEXT(Table2[[#This Row],[BC Hydro Rebate Category ]]), IFERROR(INDEX(Table13Persistence,MATCH(Table2[[#This Row],[BC Hydro Rebate Category ]],Table13BCHRebateCategory,0)),\"\"), \"\"))))","v":""},null,{"$f":"IFERROR(INDEX(Table5ControlRebate,MATCH(Table2[[#This Row],[Control Type]],Table5NewControl,0)),\"\")","v":""},null,{"$f":"IF(ISBLANK(Table2[[#This Row],[Control Type]]), IF(ISBLANK(Table2[[#This Row],[Annual Usage Hours (hrs)]]),Table2[[#This Row],[Reference Hours (hrs)]], Table2[[#This Row],[Annual Usage Hours (hrs)]]), IF(AND(ISBLANK(Table2[[#This Row],[Annual Usage Hours (hrs)]]), Table2[[#This Row],[Control Type]]=\"None\"), Table2[[#This Row],[Reference Hours (hrs)]], IF(Table2[[#This Row],[Control Type]]=\"None\", Table2[[#This Row],[Annual Usage Hours (hrs)]], IF(AND(ISBLANK(Table2[[#This Row],[Annual Usage Hours (hrs)]]), Table2[[#This Row],[Control Type]]<>\"None\"), IFERROR(Table2[[#This Row],[Reference Hours (hrs)]]*0.8,\"\"), IF(Table2[[#This Row],[Control Type]]<>\"None\", IFERROR( Table2[[#This Row],[Annual Usage Hours (hrs)]]*0.8,\"\"),\"\")))))","v":""},{"$f":"IF( Table2[[#This Row],[Lighting  Technology]]=\"Other\", IF(ISBLANK(Table2[[#This Row],[Retrofit Lamp/ Luminaire Wattage (see Rebate Unit)]]),\"\",IFERROR(Table2[[#This Row],[Prescribed Quantity]]*Table2[[#This Row],[Retrofit Lamp/ Luminaire Wattage (see Rebate Unit)]],\"\")), IF(ISBLANK(Table2[[#This Row],[Retrofit Lamp/ Luminaire Wattage (see Rebate Unit)]]),IFERROR(Table2[[#This Row],[Prescribed Quantity]]*Table2[[#This Row],[Prescribed Wattage (W)]],\"\"),IFERROR(Table2[[#This Row],[Prescribed Quantity]]*Table2[[#This Row],[Retrofit Lamp/ Luminaire Wattage (see Rebate Unit)]],\"\")))","v":""},{"$f":"IFERROR((IF( Table2[[#This Row],[Lighting  Technology]]=\"Other\", Table2[[#This Row],[Prescribed Quantity]]*Table2[[#This Row],[Retrofit Lamp/ Luminaire Wattage (see Rebate Unit)]], Table2[[#This Row],[Prescribed Quantity]]*Table2[[#This Row],[Prescribed Wattage (W)]] )),\"\")","v":""},{"$f":"IF(ISBLANK(Table2[[#This Row],[New Total Demand (hidden, W)]]),\"\", IF(ISBLANK(Table2[[#This Row],[New Hours (hidden, hrs)]]), \"\", IFERROR(Table2[[#This Row],[New Hours (hidden, hrs)]]*Table2[[#This Row],[New Total Demand (hidden, W)]]/1000,\"\")))","v":""},{"$f":"IF(ISBLANK(Table2[[#This Row],[Total Demand (Hidden) W]]),\"\", IF(ISBLANK(Table2[[#This Row],[New Total Demand (hidden, W)]]), \"\", IFERROR((Table2[[#This Row],[Total Demand (Hidden) W]]-Table2[[#This Row],[New Total Demand (hidden, W)]])/1000,\"\")))","v":""},{"$f":"IF( OR(ISBLANK(Table2[[#This Row],[New Total Demand (hidden, W)]]),ISBLANK(Table2[[#This Row],[Total Demand (Hidden) W]])),\"\", IF(ISBLANK(Table2[[#This Row],[Annual Usage Hours (hrs)]]), IFERROR( Table2[[#This Row],[Reference Hours (hrs)]]*(Table2[[#This Row],[Total Demand (Hidden) W]]-Table2[[#This Row],[New Total Demand (hidden, W)]])/1000,\"\"), IFERROR( Table2[[#This Row],[Annual Usage Hours (hrs)]]*(Table2[[#This Row],[Total Demand (Hidden) W]]-Table2[[#This Row],[New Total Demand (hidden, W)]])/1000,\"\")))","v":""},{"$f":"IF( OR(ISBLANK(Table2[[#This Row],[Prescribed Total Demand (hidden, W)]]),ISBLANK(Table2[[#This Row],[Total Demand (Hidden) W]])),\"\", IF(ISBLANK(Table2[[#This Row],[Annual Usage Hours (hrs)]]), IFERROR( Table2[[#This Row],[Reference Hours (hrs)]]*((Table2[Existing Prescribed Wattage (W)]*Table2[Existing Luminaire Quantity])-Table2[[#This Row],[Prescribed Total Demand (hidden, W)]])/1000,\"\"), IFERROR( Table2[[#This Row],[Annual Usage Hours (hrs)]]*((Table2[Existing Prescribed Wattage (W)]*Table2[Existing Luminaire Quantity])-Table2[[#This Row],[Prescribed Total Demand (hidden, W)]])/1000,\"\")))","v":""},{"$f":"\"\"","v":""},{"$f":"IF(OR(Table2[[#This Row],[Control Type]]=\"None\", ISBLANK(Table2[[#This Row],[Control Type]])),\"\", IF(ISBLANK(Table2[[#This Row],[New Total Demand (hidden, W)]]),\"\", IF(ISBLANK(Table2[[#This Row],[Annual Usage Hours (hrs)]]),  IFERROR( 0.2*Table2[[#This Row],[Reference Hours (hrs)]]*Table2[[#This Row],[New Total Demand (hidden, W)]]/1000,\"\"), IFERROR( 0.2*Table2[[#This Row],[Annual Usage Hours (hrs)]]*Table2[[#This Row],[New Total Demand (hidden, W)]]/1000,\"\"))))","v":""},{"$f":"IF(AND(NOT(ISNUMBER(Table2[[#This Row],[Rebate Per Unit\n(CAD)]])),ISBLANK(Table2[[#This Row],[Control Type]])), \"\", IF(OR(Table2[[#This Row],[Rebate Per Unit\n(CAD)]]=0,AND(NOT(ISNUMBER(Table2[[#This Row],[Rebate Per Unit\n(CAD)]])), ISTEXT(Table2[[#This Row],[Control Type]]))), 0, IFERROR(Table2[[#This Row],[Prescribed Quantity]]*Table2[[#This Row],[Rebate Per Unit\n(CAD)]],\"\")))","v":""},{"$f":" IF(AND(ISBLANK(Table2[[#This Row],[Control Type]]),ISNUMBER(Table2[[#This Row],[Rebate Value (CAD)]])),0, IFERROR(Table2[[#This Row],[Control Quantity]]*Table2[[#This Row],[Control Rebate per Unit\n(CAD)]],\"\"))","v":""},{"$f":"IF(AND(ISBLANK(Table2[[#This Row],[Rebate Value (CAD)]]),ISBLANK(Table2[[#This Row],[Rebate Value for Controls (CAD)]])), \"\", IFERROR(Table2[[#This Row],[Rebate Value (CAD)]]+Table2[[#This Row],[Rebate Value for Controls (CAD)]],\"\"))","v":""},{"$f":"IF(Table2[[#This Row],[Lighting  Technology]]=\"Other\",\"Other - \"&Table2[[#This Row],[Other - Lighting Technology Description]],Table2[[#This Row],[BC Hydro Rebate Category ]])","v":0},{"$f":"Table2[[#This Row],[BC Hydro Rebate Category ]]&Table2[[#This Row],[Retrofit Part '# (mandatory to validate Rebates)]]","v":""}]
[null,null,null,null,null,null,{"$f":"IF(ISBLANK(Table2[[#This Row],[Prescribed Lighting Source]]), \"\", IFERROR( INDEX(Table13ExistingPrescribedWattage,MATCH(Table2[[#This Row],[Prescribed Lighting Source]],Table13ExistingLightingSource,0)), IFERROR(INDEX(Table13ExistingPrescribedWattage,MATCH(Table2[[#This Row],[Fortis Rebate Category ]],Table13NewLightingSource,0)),\"-\")))","v":""},null,{"$f":"IFERROR(INDEX(SpaceTypeHours,MATCH(Table2[[#This Row],[Space Type]],SpaceType,0)),\"\")","v":""},null,{"$f":"IFERROR(IF(Table2[[#This Row],[Lighting  Technology]]=\"Other\",Table2[[#This Row],[Existing Effective Input Wattage (W)]]*Table2[[#This Row],[Existing Luminaire Quantity]],Table2[[#This Row],[Existing Prescribed Wattage (W)]]*Table2[[#This Row],[Existing Luminaire Quantity]]),\"\")","v":""},{"$f":"IF(Table2[Lighting  Technology] = \"Other\",(Table2[[#This Row],[Existing Luminaire Quantity]]*Table2[[#This Row],[Existing Effective Input Wattage (W)]]), IF(Table2[Existing Prescribed Wattage (W)] = \"\",\"\", IF( ISBLANK(Table2[[#This Row],[Existing Effective Input Wattage (W)]]), (Table2[[#This Row],[Existing Luminaire Quantity]]*Table2[[#This Row],[Existing Prescribed Wattage (W)]]),(Table2[[#This Row],[Existing Luminaire Quantity]]*Table2[[#This Row],[Existing Effective Input Wattage (W)]]))))","v":""},{"$f":"IF( (ISBLANK(Table2[[#This Row],[Annual Usage Hours (hrs)]])), IFERROR(Table2[[#This Row],[Reference Hours (hrs)]]*Table2[[#This Row],[Total Demand (Hidden) W]]/1000,\"\"), IFERROR(Table2[[#This Row],[Annual Usage Hours (hrs)]]*Table2[[#This Row],[Total Demand (Hidden) W]]/1000,\"\"))","v":""},null,null,{"$f":"IF(Table2[[#This Row],[Lighting  Technology]]=\"Other\", 0, IF( AND(ISBLANK(Table2[[#This Row],[BC Hydro Rebate Category ]]),ISBLANK(Table2[[#This Row],[Fortis Rebate Category ]])), \"\", IF(ISTEXT(Table2[[#This Row],[Fortis Rebate Category ]]), IFERROR(INDEX(Table13[Rebate],MATCH(Table2[[#This Row],[Fortis Rebate Category ]],Table13[Fortis New Lighting source],0)),\"\"), IF(ISTEXT(Table2[[#This Row],[BC Hydro Rebate Category ]]), IFERROR(INDEX(Table13Rebate,MATCH(Table2[[#This Row],[BC Hydro Rebate Category ]],Table13BCHRebateCategory,0)),\"\"), \"\"))))","v":""},{"$f":" IF(Table2[[#This Row],[Lighting  Technology]]=\"Other\", \"per Unit\", IF( AND(ISBLANK(Table2[[#This Row],[BC Hydro Rebate Category ]]),ISBLANK(Table2[[#This Row],[Fortis Rebate Category ]])), \"\", IF(ISTEXT(Table2[[#This Row],[Fortis Rebate Category ]]), IFERROR(INDEX(Table13PerUnit,MATCH(Table2[[#This Row],[Fortis Rebate Category ]],Table13[Fortis New Lighting source],0)),\"\"), IF(ISTEXT(Table2[[#This Row],[BC Hydro Rebate Category ]]), IFERROR(INDEX(Table13PerUnit,MATCH(Table2[[#This Row],[BC Hydro Rebate Category ]],Table13BCHRebateCategory,0)),\"\"), \"\"))))","v":""},null,{"$f":"IF( AND(ISBLANK(Table2[[#This Row],[Existing Luminaire Quantity]]),ISBLANK(Table2[[#This Row],[Prescribed Lighting Source]])), \"\", IF( OR(AND(ISNUMBER(SEARCH(\"lamp fl.\",Table2[[#This Row],[Prescribed Lighting Source]])),ISNUMBER(SEARCH(\"T8 lamp\",Table2[[#This Row],[BC Hydro Rebate Category ]]))),AND(ISNUMBER(SEARCH(\"T5HO\",Table2[[#This Row],[Prescribed Lighting Source]])),ISNUMBER(SEARCH(\"T5HO\",Table2[[#This Row],[BC Hydro Rebate Category ]]))),AND(ISNUMBER(SEARCH(\"lamp fl.\",Table2[[#This Row],[Prescribed Lighting Source]])),ISNUMBER(SEARCH(\"T8 lamp\",Table2[[#This Row],[Fortis Rebate Category ]]))),AND(ISNUMBER(SEARCH(\"T5HO\",Table2[[#This Row],[Prescribed Lighting Source]])),ISNUMBER(SEARCH(\"T5HO\",Table2[[#This Row],[Fortis Rebate Category ]])))          ),  IFERROR(INDEX(Table13NumberofLamps,MATCH(Table2[[#This Row],[Prescribed Lighting Source]],Table13ExistingLightingSource,0))*Table2[[#This Row],[Existing Luminaire Quantity]], \"-\"),  IF(Table2[[#This Row],[Lighting  Technology]]=\"Other\", IFERROR(Table2[[#This Row],[Existing Luminaire Quantity]],\"-\"), IFERROR(Table2[[#This Row],[Existing Luminaire Quantity]],\"-\"))))","v":""},{"$f":"IF( AND(ISBLANK(Table2[[#This Row],[BC Hydro Rebate Category ]]),ISBLANK(Table2[[#This Row],[Fortis Rebate Category ]])), \"\", IF(ISTEXT(Table2[[#This Row],[Fortis Rebate Category ]]), IFERROR(INDEX(Table13NewPrescribedWattage,MATCH(Table2[[#This Row],[Fortis Rebate Category ]],Table13[Fortis New Lighting source],0)),\"\"), IF(ISTEXT(Table2[[#This Row],[BC Hydro Rebate Category ]]), IFERROR(INDEX(Table13NewPrescribedWattage,MATCH(Table2[[#This Row],[BC Hydro Rebate Category ]],Table13BCHRebateCategory,0)),\"\"), \"\")))","v":""},null,null,{"$f":"IF(Table2[[#This Row],[Lighting  Technology]]=\"Other\", \"-\", IF( AND(ISBLANK(Table2[[#This Row],[BC Hydro Rebate Category ]]),ISBLANK(Table2[[#This Row],[Fortis Rebate Category ]])), \"\", IF(ISTEXT(Table2[[#This Row],[Fortis Rebate Category ]]), IFERROR(INDEX(Table13BCHECM,MATCH(Table2[[#This Row],[Fortis Rebate Category ]],Table13[Fortis New Lighting source],0)),\"\"), IF(ISTEXT(Table2[[#This Row],[BC Hydro Rebate Category ]]), IFERROR(INDEX(Table13BCHECM,MATCH(Table2[[#This Row],[BC Hydro Rebate Category ]],Table13BCHRebateCategory,0)),\"\"), \"\"))))","v":""},{"$f":"IF(Table2[[#This Row],[Lighting  Technology]]=\"Other\", 0, IF( AND(ISBLANK(Table2[[#This Row],[BC Hydro Rebate Category ]]),ISBLANK(Table2[[#This Row],[Fortis Rebate Category ]])), \"\", IF(ISTEXT(Table2[[#This Row],[Fortis Rebate Category ]]), IFERROR(INDEX(Table13Persistence,MATCH(Table2[[#This Row],[Fortis Rebate Category ]],Table13[Fortis New Lighting source],0)),\"\"), IF(ISTEXT(Table2[[#This Row],[BC Hydro Rebate Category ]]), IFERROR(INDEX(Table13Persistence,MATCH(Table2[[#This Row],[BC Hydro Rebate Category ]],Table13BCHRebateCategory,0)),\"\"), \"\"))))","v":""},null,{"$f":"IFERROR(INDEX(Table5ControlRebate,MATCH(Table2[[#This Row],[Control Type]],Table5NewControl,0)),\"\")","v":""},null,{"$f":"IF(ISBLANK(Table2[[#This Row],[Control Type]]), IF(ISBLANK(Table2[[#This Row],[Annual Usage Hours (hrs)]]),Table2[[#This Row],[Reference Hours (hrs)]], Table2[[#This Row],[Annual Usage Hours (hrs)]]), IF(AND(ISBLANK(Table2[[#This Row],[Annual Usage Hours (hrs)]]), Table2[[#This Row],[Control Type]]=\"None\"), Table2[[#This Row],[Reference Hours (hrs)]], IF(Table2[[#This Row],[Control Type]]=\"None\", Table2[[#This Row],[Annual Usage Hours (hrs)]], IF(AND(ISBLANK(Table2[[#This Row],[Annual Usage Hours (hrs)]]), Table2[[#This Row],[Control Type]]<>\"None\"), IFERROR(Table2[[#This Row],[Reference Hours (hrs)]]*0.8,\"\"), IF(Table2[[#This Row],[Control Type]]<>\"None\", IFERROR( Table2[[#This Row],[Annual Usage Hours (hrs)]]*0.8,\"\"),\"\")))))","v":""},{"$f":"IF( Table2[[#This Row],[Lighting  Technology]]=\"Other\", IF(ISBLANK(Table2[[#This Row],[Retrofit Lamp/ Luminaire Wattage (see Rebate Unit)]]),\"\",IFERROR(Table2[[#This Row],[Prescribed Quantity]]*Table2[[#This Row],[Retrofit Lamp/ Luminaire Wattage (see Rebate Unit)]],\"\")), IF(ISBLANK(Table2[[#This Row],[Retrofit Lamp/ Luminaire Wattage (see Rebate Unit)]]),IFERROR(Table2[[#This Row],[Prescribed Quantity]]*Table2[[#This Row],[Prescribed Wattage (W)]],\"\"),IFERROR(Table2[[#This Row],[Prescribed Quantity]]*Table2[[#This Row],[Retrofit Lamp/ Luminaire Wattage (see Rebate Unit)]],\"\")))","v":""},{"$f":"IFERROR((IF( Table2[[#This Row],[Lighting  Technology]]=\"Other\", Table2[[#This Row],[Prescribed Quantity]]*Table2[[#This Row],[Retrofit Lamp/ Luminaire Wattage (see Rebate Unit)]], Table2[[#This Row],[Prescribed Quantity]]*Table2[[#This Row],[Prescribed Wattage (W)]] )),\"\")","v":""},{"$f":"IF(ISBLANK(Table2[[#This Row],[New Total Demand (hidden, W)]]),\"\", IF(ISBLANK(Table2[[#This Row],[New Hours (hidden, hrs)]]), \"\", IFERROR(Table2[[#This Row],[New Hours (hidden, hrs)]]*Table2[[#This Row],[New Total Demand (hidden, W)]]/1000,\"\")))","v":""},{"$f":"IF(ISBLANK(Table2[[#This Row],[Total Demand (Hidden) W]]),\"\", IF(ISBLANK(Table2[[#This Row],[New Total Demand (hidden, W)]]), \"\", IFERROR((Table2[[#This Row],[Total Demand (Hidden) W]]-Table2[[#This Row],[New Total Demand (hidden, W)]])/1000,\"\")))","v":""},{"$f":"IF( OR(ISBLANK(Table2[[#This Row],[New Total Demand (hidden, W)]]),ISBLANK(Table2[[#This Row],[Total Demand (Hidden) W]])),\"\", IF(ISBLANK(Table2[[#This Row],[Annual Usage Hours (hrs)]]), IFERROR( Table2[[#This Row],[Reference Hours (hrs)]]*(Table2[[#This Row],[Total Demand (Hidden) W]]-Table2[[#This Row],[New Total Demand (hidden, W)]])/1000,\"\"), IFERROR( Table2[[#This Row],[Annual Usage Hours (hrs)]]*(Table2[[#This Row],[Total Demand (Hidden) W]]-Table2[[#This Row],[New Total Demand (hidden, W)]])/1000,\"\")))","v":""},{"$f":"IF( OR(ISBLANK(Table2[[#This Row],[Prescribed Total Demand (hidden, W)]]),ISBLANK(Table2[[#This Row],[Total Demand (Hidden) W]])),\"\", IF(ISBLANK(Table2[[#This Row],[Annual Usage Hours (hrs)]]), IFERROR( Table2[[#This Row],[Reference Hours (hrs)]]*((Table2[Existing Prescribed Wattage (W)]*Table2[Existing Luminaire Quantity])-Table2[[#This Row],[Prescribed Total Demand (hidden, W)]])/1000,\"\"), IFERROR( Table2[[#This Row],[Annual Usage Hours (hrs)]]*((Table2[Existing Prescribed Wattage (W)]*Table2[Existing Luminaire Quantity])-Table2[[#This Row],[Prescribed Total Demand (hidden, W)]])/1000,\"\")))","v":""},{"$f":"\"\"","v":""},{"$f":"IF(OR(Table2[[#This Row],[Control Type]]=\"None\", ISBLANK(Table2[[#This Row],[Control Type]])),\"\", IF(ISBLANK(Table2[[#This Row],[New Total Demand (hidden, W)]]),\"\", IF(ISBLANK(Table2[[#This Row],[Annual Usage Hours (hrs)]]),  IFERROR( 0.2*Table2[[#This Row],[Reference Hours (hrs)]]*Table2[[#This Row],[New Total Demand (hidden, W)]]/1000,\"\"), IFERROR( 0.2*Table2[[#This Row],[Annual Usage Hours (hrs)]]*Table2[[#This Row],[New Total Demand (hidden, W)]]/1000,\"\"))))","v":""},{"$f":"IF(AND(NOT(ISNUMBER(Table2[[#This Row],[Rebate Per Unit\n(CAD)]])),ISBLANK(Table2[[#This Row],[Control Type]])), \"\", IF(OR(Table2[[#This Row],[Rebate Per Unit\n(CAD)]]=0,AND(NOT(ISNUMBER(Table2[[#This Row],[Rebate Per Unit\n(CAD)]])), ISTEXT(Table2[[#This Row],[Control Type]]))), 0, IFERROR(Table2[[#This Row],[Prescribed Quantity]]*Table2[[#This Row],[Rebate Per Unit\n(CAD)]],\"\")))","v":""},{"$f":" IF(AND(ISBLANK(Table2[[#This Row],[Control Type]]),ISNUMBER(Table2[[#This Row],[Rebate Value (CAD)]])),0, IFERROR(Table2[[#This Row],[Control Quantity]]*Table2[[#This Row],[Control Rebate per Unit\n(CAD)]],\"\"))","v":""},{"$f":"IF(AND(ISBLANK(Table2[[#This Row],[Rebate Value (CAD)]]),ISBLANK(Table2[[#This Row],[Rebate Value for Controls (CAD)]])), \"\", IFERROR(Table2[[#This Row],[Rebate Value (CAD)]]+Table2[[#This Row],[Rebate Value for Controls (CAD)]],\"\"))","v":""},{"$f":"IF(Table2[[#This Row],[Lighting  Technology]]=\"Other\",\"Other - \"&Table2[[#This Row],[Other - Lighting Technology Description]],Table2[[#This Row],[BC Hydro Rebate Category ]])","v":0},{"$f":"Table2[[#This Row],[BC Hydro Rebate Category ]]&Table2[[#This Row],[Retrofit Part '# (mandatory to validate Rebates)]]","v":""}]
[null,null,null,null,null,null,{"$f":"IF(ISBLANK(Table2[[#This Row],[Prescribed Lighting Source]]), \"\", IFERROR( INDEX(Table13ExistingPrescribedWattage,MATCH(Table2[[#This Row],[Prescribed Lighting Source]],Table13ExistingLightingSource,0)), IFERROR(INDEX(Table13ExistingPrescribedWattage,MATCH(Table2[[#This Row],[Fortis Rebate Category ]],Table13NewLightingSource,0)),\"-\")))","v":""},null,{"$f":"IFERROR(INDEX(SpaceTypeHours,MATCH(Table2[[#This Row],[Space Type]],SpaceType,0)),\"\")","v":""},null,{"$f":"IFERROR(IF(Table2[[#This Row],[Lighting  Technology]]=\"Other\",Table2[[#This Row],[Existing Effective Input Wattage (W)]]*Table2[[#This Row],[Existing Luminaire Quantity]],Table2[[#This Row],[Existing Prescribed Wattage (W)]]*Table2[[#This Row],[Existing Luminaire Quantity]]),\"\")","v":""},{"$f":"IF(Table2[Lighting  Technology] = \"Other\",(Table2[[#This Row],[Existing Luminaire Quantity]]*Table2[[#This Row],[Existing Effective Input Wattage (W)]]), IF(Table2[Existing Prescribed Wattage (W)] = \"\",\"\", IF( ISBLANK(Table2[[#This Row],[Existing Effective Input Wattage (W)]]), (Table2[[#This Row],[Existing Luminaire Quantity]]*Table2[[#This Row],[Existing Prescribed Wattage (W)]]),(Table2[[#This Row],[Existing Luminaire Quantity]]*Table2[[#This Row],[Existing Effective Input Wattage (W)]]))))","v":""},{"$f":"IF( (ISBLANK(Table2[[#This Row],[Annual Usage Hours (hrs)]])), IFERROR(Table2[[#This Row],[Reference Hours (hrs)]]*Table2[[#This Row],[Total Demand (Hidden) W]]/1000,\"\"), IFERROR(Table2[[#This Row],[Annual Usage Hours (hrs)]]*Table2[[#This Row],[Total Demand (Hidden) W]]/1000,\"\"))","v":""},null,null,{"$f":"IF(Table2[[#This Row],[Lighting  Technology]]=\"Other\", 0, IF( AND(ISBLANK(Table2[[#This Row],[BC Hydro Rebate Category ]]),ISBLANK(Table2[[#This Row],[Fortis Rebate Category ]])), \"\", IF(ISTEXT(Table2[[#This Row],[Fortis Rebate Category ]]), IFERROR(INDEX(Table13[Rebate],MATCH(Table2[[#This Row],[Fortis Rebate Category ]],Table13[Fortis New Lighting source],0)),\"\"), IF(ISTEXT(Table2[[#This Row],[BC Hydro Rebate Category ]]), IFERROR(INDEX(Table13Rebate,MATCH(Table2[[#This Row],[BC Hydro Rebate Category ]],Table13BCHRebateCategory,0)),\"\"), \"\"))))","v":""},{"$f":" IF(Table2[[#This Row],[Lighting  Technology]]=\"Other\", \"per Unit\", IF( AND(ISBLANK(Table2[[#This Row],[BC Hydro Rebate Category ]]),ISBLANK(Table2[[#This Row],[Fortis Rebate Category ]])), \"\", IF(ISTEXT(Table2[[#This Row],[Fortis Rebate Category ]]), IFERROR(INDEX(Table13PerUnit,MATCH(Table2[[#This Row],[Fortis Rebate Category ]],Table13[Fortis New Lighting source],0)),\"\"), IF(ISTEXT(Table2[[#This Row],[BC Hydro Rebate Category ]]), IFERROR(INDEX(Table13PerUnit,MATCH(Table2[[#This Row],[BC Hydro Rebate Category ]],Table13BCHRebateCategory,0)),\"\"), \"\"))))","v":""},null,{"$f":"IF( AND(ISBLANK(Table2[[#This Row],[Existing Luminaire Quantity]]),ISBLANK(Table2[[#This Row],[Prescribed Lighting Source]])), \"\", IF( OR(AND(ISNUMBER(SEARCH(\"lamp fl.\",Table2[[#This Row],[Prescribed Lighting Source]])),ISNUMBER(SEARCH(\"T8 lamp\",Table2[[#This Row],[BC Hydro Rebate Category ]]))),AND(ISNUMBER(SEARCH(\"T5HO\",Table2[[#This Row],[Prescribed Lighting Source]])),ISNUMBER(SEARCH(\"T5HO\",Table2[[#This Row],[BC Hydro Rebate Category ]]))),AND(ISNUMBER(SEARCH(\"lamp fl.\",Table2[[#This Row],[Prescribed Lighting Source]])),ISNUMBER(SEARCH(\"T8 lamp\",Table2[[#This Row],[Fortis Rebate Category ]]))),AND(ISNUMBER(SEARCH(\"T5HO\",Table2[[#This Row],[Prescribed Lighting Source]])),ISNUMBER(SEARCH(\"T5HO\",Table2[[#This Row],[Fortis Rebate Category ]])))          ),  IFERROR(INDEX(Table13NumberofLamps,MATCH(Table2[[#This Row],[Prescribed Lighting Source]],Table13ExistingLightingSource,0))*Table2[[#This Row],[Existing Luminaire Quantity]], \"-\"),  IF(Table2[[#This Row],[Lighting  Technology]]=\"Other\", IFERROR(Table2[[#This Row],[Existing Luminaire Quantity]],\"-\"), IFERROR(Table2[[#This Row],[Existing Luminaire Quantity]],\"-\"))))","v":""},{"$f":"IF( AND(ISBLANK(Table2[[#This Row],[BC Hydro Rebate Category ]]),ISBLANK(Table2[[#This Row],[Fortis Rebate Category ]])), \"\", IF(ISTEXT(Table2[[#This Row],[Fortis Rebate Category ]]), IFERROR(INDEX(Table13NewPrescribedWattage,MATCH(Table2[[#This Row],[Fortis Rebate Category ]],Table13[Fortis New Lighting source],0)),\"\"), IF(ISTEXT(Table2[[#This Row],[BC Hydro Rebate Category ]]), IFERROR(INDEX(Table13NewPrescribedWattage,MATCH(Table2[[#This Row],[BC Hydro Rebate Category ]],Table13BCHRebateCategory,0)),\"\"), \"\")))","v":""},null,null,{"$f":"IF(Table2[[#This Row],[Lighting  Technology]]=\"Other\", \"-\", IF( AND(ISBLANK(Table2[[#This Row],[BC Hydro Rebate Category ]]),ISBLANK(Table2[[#This Row],[Fortis Rebate Category ]])), \"\", IF(ISTEXT(Table2[[#This Row],[Fortis Rebate Category ]]), IFERROR(INDEX(Table13BCHECM,MATCH(Table2[[#This Row],[Fortis Rebate Category ]],Table13[Fortis New Lighting source],0)),\"\"), IF(ISTEXT(Table2[[#This Row],[BC Hydro Rebate Category ]]), IFERROR(INDEX(Table13BCHECM,MATCH(Table2[[#This Row],[BC Hydro Rebate Category ]],Table13BCHRebateCategory,0)),\"\"), \"\"))))","v":""},{"$f":"IF(Table2[[#This Row],[Lighting  Technology]]=\"Other\", 0, IF( AND(ISBLANK(Table2[[#This Row],[BC Hydro Rebate Category ]]),ISBLANK(Table2[[#This Row],[Fortis Rebate Category ]])), \"\", IF(ISTEXT(Table2[[#This Row],[Fortis Rebate Category ]]), IFERROR(INDEX(Table13Persistence,MATCH(Table2[[#This Row],[Fortis Rebate Category ]],Table13[Fortis New Lighting source],0)),\"\"), IF(ISTEXT(Table2[[#This Row],[BC Hydro Rebate Category ]]), IFERROR(INDEX(Table13Persistence,MATCH(Table2[[#This Row],[BC Hydro Rebate Category ]],Table13BCHRebateCategory,0)),\"\"), \"\"))))","v":""},null,{"$f":"IFERROR(INDEX(Table5ControlRebate,MATCH(Table2[[#This Row],[Control Type]],Table5NewControl,0)),\"\")","v":""},null,{"$f":"IF(ISBLANK(Table2[[#This Row],[Control Type]]), IF(ISBLANK(Table2[[#This Row],[Annual Usage Hours (hrs)]]),Table2[[#This Row],[Reference Hours (hrs)]], Table2[[#This Row],[Annual Usage Hours (hrs)]]), IF(AND(ISBLANK(Table2[[#This Row],[Annual Usage Hours (hrs)]]), Table2[[#This Row],[Control Type]]=\"None\"), Table2[[#This Row],[Reference Hours (hrs)]], IF(Table2[[#This Row],[Control Type]]=\"None\", Table2[[#This Row],[Annual Usage Hours (hrs)]], IF(AND(ISBLANK(Table2[[#This Row],[Annual Usage Hours (hrs)]]), Table2[[#This Row],[Control Type]]<>\"None\"), IFERROR(Table2[[#This Row],[Reference Hours (hrs)]]*0.8,\"\"), IF(Table2[[#This Row],[Control Type]]<>\"None\", IFERROR( Table2[[#This Row],[Annual Usage Hours (hrs)]]*0.8,\"\"),\"\")))))","v":""},{"$f":"IF( Table2[[#This Row],[Lighting  Technology]]=\"Other\", IF(ISBLANK(Table2[[#This Row],[Retrofit Lamp/ Luminaire Wattage (see Rebate Unit)]]),\"\",IFERROR(Table2[[#This Row],[Prescribed Quantity]]*Table2[[#This Row],[Retrofit Lamp/ Luminaire Wattage (see Rebate Unit)]],\"\")), IF(ISBLANK(Table2[[#This Row],[Retrofit Lamp/ Luminaire Wattage (see Rebate Unit)]]),IFERROR(Table2[[#This Row],[Prescribed Quantity]]*Table2[[#This Row],[Prescribed Wattage (W)]],\"\"),IFERROR(Table2[[#This Row],[Prescribed Quantity]]*Table2[[#This Row],[Retrofit Lamp/ Luminaire Wattage (see Rebate Unit)]],\"\")))","v":""},{"$f":"IFERROR((IF( Table2[[#This Row],[Lighting  Technology]]=\"Other\", Table2[[#This Row],[Prescribed Quantity]]*Table2[[#This Row],[Retrofit Lamp/ Luminaire Wattage (see Rebate Unit)]], Table2[[#This Row],[Prescribed Quantity]]*Table2[[#This Row],[Prescribed Wattage (W)]] )),\"\")","v":""},{"$f":"IF(ISBLANK(Table2[[#This Row],[New Total Demand (hidden, W)]]),\"\", IF(ISBLANK(Table2[[#This Row],[New Hours (hidden, hrs)]]), \"\", IFERROR(Table2[[#This Row],[New Hours (hidden, hrs)]]*Table2[[#This Row],[New Total Demand (hidden, W)]]/1000,\"\")))","v":""},{"$f":"IF(ISBLANK(Table2[[#This Row],[Total Demand (Hidden) W]]),\"\", IF(ISBLANK(Table2[[#This Row],[New Total Demand (hidden, W)]]), \"\", IFERROR((Table2[[#This Row],[Total Demand (Hidden) W]]-Table2[[#This Row],[New Total Demand (hidden, W)]])/1000,\"\")))","v":""},{"$f":"IF( OR(ISBLANK(Table2[[#This Row],[New Total Demand (hidden, W)]]),ISBLANK(Table2[[#This Row],[Total Demand (Hidden) W]])),\"\", IF(ISBLANK(Table2[[#This Row],[Annual Usage Hours (hrs)]]), IFERROR( Table2[[#This Row],[Reference Hours (hrs)]]*(Table2[[#This Row],[Total Demand (Hidden) W]]-Table2[[#This Row],[New Total Demand (hidden, W)]])/1000,\"\"), IFERROR( Table2[[#This Row],[Annual Usage Hours (hrs)]]*(Table2[[#This Row],[Total Demand (Hidden) W]]-Table2[[#This Row],[New Total Demand (hidden, W)]])/1000,\"\")))","v":""},{"$f":"IF( OR(ISBLANK(Table2[[#This Row],[Prescribed Total Demand (hidden, W)]]),ISBLANK(Table2[[#This Row],[Total Demand (Hidden) W]])),\"\", IF(ISBLANK(Table2[[#This Row],[Annual Usage Hours (hrs)]]), IFERROR( Table2[[#This Row],[Reference Hours (hrs)]]*((Table2[Existing Prescribed Wattage (W)]*Table2[Existing Luminaire Quantity])-Table2[[#This Row],[Prescribed Total Demand (hidden, W)]])/1000,\"\"), IFERROR( Table2[[#This Row],[Annual Usage Hours (hrs)]]*((Table2[Existing Prescribed Wattage (W)]*Table2[Existing Luminaire Quantity])-Table2[[#This Row],[Prescribed Total Demand (hidden, W)]])/1000,\"\")))","v":""},{"$f":"\"\"","v":""},{"$f":"IF(OR(Table2[[#This Row],[Control Type]]=\"None\", ISBLANK(Table2[[#This Row],[Control Type]])),\"\", IF(ISBLANK(Table2[[#This Row],[New Total Demand (hidden, W)]]),\"\", IF(ISBLANK(Table2[[#This Row],[Annual Usage Hours (hrs)]]),  IFERROR( 0.2*Table2[[#This Row],[Reference Hours (hrs)]]*Table2[[#This Row],[New Total Demand (hidden, W)]]/1000,\"\"), IFERROR( 0.2*Table2[[#This Row],[Annual Usage Hours (hrs)]]*Table2[[#This Row],[New Total Demand (hidden, W)]]/1000,\"\"))))","v":""},{"$f":"IF(AND(NOT(ISNUMBER(Table2[[#This Row],[Rebate Per Unit\n(CAD)]])),ISBLANK(Table2[[#This Row],[Control Type]])), \"\", IF(OR(Table2[[#This Row],[Rebate Per Unit\n(CAD)]]=0,AND(NOT(ISNUMBER(Table2[[#This Row],[Rebate Per Unit\n(CAD)]])), ISTEXT(Table2[[#This Row],[Control Type]]))), 0, IFERROR(Table2[[#This Row],[Prescribed Quantity]]*Table2[[#This Row],[Rebate Per Unit\n(CAD)]],\"\")))","v":""},{"$f":" IF(AND(ISBLANK(Table2[[#This Row],[Control Type]]),ISNUMBER(Table2[[#This Row],[Rebate Value (CAD)]])),0, IFERROR(Table2[[#This Row],[Control Quantity]]*Table2[[#This Row],[Control Rebate per Unit\n(CAD)]],\"\"))","v":""},{"$f":"IF(AND(ISBLANK(Table2[[#This Row],[Rebate Value (CAD)]]),ISBLANK(Table2[[#This Row],[Rebate Value for Controls (CAD)]])), \"\", IFERROR(Table2[[#This Row],[Rebate Value (CAD)]]+Table2[[#This Row],[Rebate Value for Controls (CAD)]],\"\"))","v":""},{"$f":"IF(Table2[[#This Row],[Lighting  Technology]]=\"Other\",\"Other - \"&Table2[[#This Row],[Other - Lighting Technology Description]],Table2[[#This Row],[BC Hydro Rebate Category ]])","v":0},{"$f":"Table2[[#This Row],[BC Hydro Rebate Category ]]&Table2[[#This Row],[Retrofit Part '# (mandatory to validate Rebates)]]","v":""}]
[null,null,null,null,null,null,{"$f":"IF(ISBLANK(Table2[[#This Row],[Prescribed Lighting Source]]), \"\", IFERROR( INDEX(Table13ExistingPrescribedWattage,MATCH(Table2[[#This Row],[Prescribed Lighting Source]],Table13ExistingLightingSource,0)), IFERROR(INDEX(Table13ExistingPrescribedWattage,MATCH(Table2[[#This Row],[Fortis Rebate Category ]],Table13NewLightingSource,0)),\"-\")))","v":""},null,{"$f":"IFERROR(INDEX(SpaceTypeHours,MATCH(Table2[[#This Row],[Space Type]],SpaceType,0)),\"\")","v":""},null,{"$f":"IFERROR(IF(Table2[[#This Row],[Lighting  Technology]]=\"Other\",Table2[[#This Row],[Existing Effective Input Wattage (W)]]*Table2[[#This Row],[Existing Luminaire Quantity]],Table2[[#This Row],[Existing Prescribed Wattage (W)]]*Table2[[#This Row],[Existing Luminaire Quantity]]),\"\")","v":""},{"$f":"IF(Table2[Lighting  Technology] = \"Other\",(Table2[[#This Row],[Existing Luminaire Quantity]]*Table2[[#This Row],[Existing Effective Input Wattage (W)]]), IF(Table2[Existing Prescribed Wattage (W)] = \"\",\"\", IF( ISBLANK(Table2[[#This Row],[Existing Effective Input Wattage (W)]]), (Table2[[#This Row],[Existing Luminaire Quantity]]*Table2[[#This Row],[Existing Prescribed Wattage (W)]]),(Table2[[#This Row],[Existing Luminaire Quantity]]*Table2[[#This Row],[Existing Effective Input Wattage (W)]]))))","v":""},{"$f":"IF( (ISBLANK(Table2[[#This Row],[Annual Usage Hours (hrs)]])), IFERROR(Table2[[#This Row],[Reference Hours (hrs)]]*Table2[[#This Row],[Total Demand (Hidden) W]]/1000,\"\"), IFERROR(Table2[[#This Row],[Annual Usage Hours (hrs)]]*Table2[[#This Row],[Total Demand (Hidden) W]]/1000,\"\"))","v":""},null,null,{"$f":"IF(Table2[[#This Row],[Lighting  Technology]]=\"Other\", 0, IF( AND(ISBLANK(Table2[[#This Row],[BC Hydro Rebate Category ]]),ISBLANK(Table2[[#This Row],[Fortis Rebate Category ]])), \"\", IF(ISTEXT(Table2[[#This Row],[Fortis Rebate Category ]]), IFERROR(INDEX(Table13[Rebate],MATCH(Table2[[#This Row],[Fortis Rebate Category ]],Table13[Fortis New Lighting source],0)),\"\"), IF(ISTEXT(Table2[[#This Row],[BC Hydro Rebate Category ]]), IFERROR(INDEX(Table13Rebate,MATCH(Table2[[#This Row],[BC Hydro Rebate Category ]],Table13BCHRebateCategory,0)),\"\"), \"\"))))","v":""},{"$f":" IF(Table2[[#This Row],[Lighting  Technology]]=\"Other\", \"per Unit\", IF( AND(ISBLANK(Table2[[#This Row],[BC Hydro Rebate Category ]]),ISBLANK(Table2[[#This Row],[Fortis Rebate Category ]])), \"\", IF(ISTEXT(Table2[[#This Row],[Fortis Rebate Category ]]), IFERROR(INDEX(Table13PerUnit,MATCH(Table2[[#This Row],[Fortis Rebate Category ]],Table13[Fortis New Lighting source],0)),\"\"), IF(ISTEXT(Table2[[#This Row],[BC Hydro Rebate Category ]]), IFERROR(INDEX(Table13PerUnit,MATCH(Table2[[#This Row],[BC Hydro Rebate Category ]],Table13BCHRebateCategory,0)),\"\"), \"\"))))","v":""},null,{"$f":"IF( AND(ISBLANK(Table2[[#This Row],[Existing Luminaire Quantity]]),ISBLANK(Table2[[#This Row],[Prescribed Lighting Source]])), \"\", IF( OR(AND(ISNUMBER(SEARCH(\"lamp fl.\",Table2[[#This Row],[Prescribed Lighting Source]])),ISNUMBER(SEARCH(\"T8 lamp\",Table2[[#This Row],[BC Hydro Rebate Category ]]))),AND(ISNUMBER(SEARCH(\"T5HO\",Table2[[#This Row],[Prescribed Lighting Source]])),ISNUMBER(SEARCH(\"T5HO\",Table2[[#This Row],[BC Hydro Rebate Category ]]))),AND(ISNUMBER(SEARCH(\"lamp fl.\",Table2[[#This Row],[Prescribed Lighting Source]])),ISNUMBER(SEARCH(\"T8 lamp\",Table2[[#This Row],[Fortis Rebate Category ]]))),AND(ISNUMBER(SEARCH(\"T5HO\",Table2[[#This Row],[Prescribed Lighting Source]])),ISNUMBER(SEARCH(\"T5HO\",Table2[[#This Row],[Fortis Rebate Category ]])))          ),  IFERROR(INDEX(Table13NumberofLamps,MATCH(Table2[[#This Row],[Prescribed Lighting Source]],Table13ExistingLightingSource,0))*Table2[[#This Row],[Existing Luminaire Quantity]], \"-\"),  IF(Table2[[#This Row],[Lighting  Technology]]=\"Other\", IFERROR(Table2[[#This Row],[Existing Luminaire Quantity]],\"-\"), IFERROR(Table2[[#This Row],[Existing Luminaire Quantity]],\"-\"))))","v":""},{"$f":"IF( AND(ISBLANK(Table2[[#This Row],[BC Hydro Rebate Category ]]),ISBLANK(Table2[[#This Row],[Fortis Rebate Category ]])), \"\", IF(ISTEXT(Table2[[#This Row],[Fortis Rebate Category ]]), IFERROR(INDEX(Table13NewPrescribedWattage,MATCH(Table2[[#This Row],[Fortis Rebate Category ]],Table13[Fortis New Lighting source],0)),\"\"), IF(ISTEXT(Table2[[#This Row],[BC Hydro Rebate Category ]]), IFERROR(INDEX(Table13NewPrescribedWattage,MATCH(Table2[[#This Row],[BC Hydro Rebate Category ]],Table13BCHRebateCategory,0)),\"\"), \"\")))","v":""},null,null,{"$f":"IF(Table2[[#This Row],[Lighting  Technology]]=\"Other\", \"-\", IF( AND(ISBLANK(Table2[[#This Row],[BC Hydro Rebate Category ]]),ISBLANK(Table2[[#This Row],[Fortis Rebate Category ]])), \"\", IF(ISTEXT(Table2[[#This Row],[Fortis Rebate Category ]]), IFERROR(INDEX(Table13BCHECM,MATCH(Table2[[#This Row],[Fortis Rebate Category ]],Table13[Fortis New Lighting source],0)),\"\"), IF(ISTEXT(Table2[[#This Row],[BC Hydro Rebate Category ]]), IFERROR(INDEX(Table13BCHECM,MATCH(Table2[[#This Row],[BC Hydro Rebate Category ]],Table13BCHRebateCategory,0)),\"\"), \"\"))))","v":""},{"$f":"IF(Table2[[#This Row],[Lighting  Technology]]=\"Other\", 0, IF( AND(ISBLANK(Table2[[#This Row],[BC Hydro Rebate Category ]]),ISBLANK(Table2[[#This Row],[Fortis Rebate Category ]])), \"\", IF(ISTEXT(Table2[[#This Row],[Fortis Rebate Category ]]), IFERROR(INDEX(Table13Persistence,MATCH(Table2[[#This Row],[Fortis Rebate Category ]],Table13[Fortis New Lighting source],0)),\"\"), IF(ISTEXT(Table2[[#This Row],[BC Hydro Rebate Category ]]), IFERROR(INDEX(Table13Persistence,MATCH(Table2[[#This Row],[BC Hydro Rebate Category ]],Table13BCHRebateCategory,0)),\"\"), \"\"))))","v":""},null,{"$f":"IFERROR(INDEX(Table5ControlRebate,MATCH(Table2[[#This Row],[Control Type]],Table5NewControl,0)),\"\")","v":""},null,{"$f":"IF(ISBLANK(Table2[[#This Row],[Control Type]]), IF(ISBLANK(Table2[[#This Row],[Annual Usage Hours (hrs)]]),Table2[[#This Row],[Reference Hours (hrs)]], Table2[[#This Row],[Annual Usage Hours (hrs)]]), IF(AND(ISBLANK(Table2[[#This Row],[Annual Usage Hours (hrs)]]), Table2[[#This Row],[Control Type]]=\"None\"), Table2[[#This Row],[Reference Hours (hrs)]], IF(Table2[[#This Row],[Control Type]]=\"None\", Table2[[#This Row],[Annual Usage Hours (hrs)]], IF(AND(ISBLANK(Table2[[#This Row],[Annual Usage Hours (hrs)]]), Table2[[#This Row],[Control Type]]<>\"None\"), IFERROR(Table2[[#This Row],[Reference Hours (hrs)]]*0.8,\"\"), IF(Table2[[#This Row],[Control Type]]<>\"None\", IFERROR( Table2[[#This Row],[Annual Usage Hours (hrs)]]*0.8,\"\"),\"\")))))","v":""},{"$f":"IF( Table2[[#This Row],[Lighting  Technology]]=\"Other\", IF(ISBLANK(Table2[[#This Row],[Retrofit Lamp/ Luminaire Wattage (see Rebate Unit)]]),\"\",IFERROR(Table2[[#This Row],[Prescribed Quantity]]*Table2[[#This Row],[Retrofit Lamp/ Luminaire Wattage (see Rebate Unit)]],\"\")), IF(ISBLANK(Table2[[#This Row],[Retrofit Lamp/ Luminaire Wattage (see Rebate Unit)]]),IFERROR(Table2[[#This Row],[Prescribed Quantity]]*Table2[[#This Row],[Prescribed Wattage (W)]],\"\"),IFERROR(Table2[[#This Row],[Prescribed Quantity]]*Table2[[#This Row],[Retrofit Lamp/ Luminaire Wattage (see Rebate Unit)]],\"\")))","v":""},{"$f":"IFERROR((IF( Table2[[#This Row],[Lighting  Technology]]=\"Other\", Table2[[#This Row],[Prescribed Quantity]]*Table2[[#This Row],[Retrofit Lamp/ Luminaire Wattage (see Rebate Unit)]], Table2[[#This Row],[Prescribed Quantity]]*Table2[[#This Row],[Prescribed Wattage (W)]] )),\"\")","v":""},{"$f":"IF(ISBLANK(Table2[[#This Row],[New Total Demand (hidden, W)]]),\"\", IF(ISBLANK(Table2[[#This Row],[New Hours (hidden, hrs)]]), \"\", IFERROR(Table2[[#This Row],[New Hours (hidden, hrs)]]*Table2[[#This Row],[New Total Demand (hidden, W)]]/1000,\"\")))","v":""},{"$f":"IF(ISBLANK(Table2[[#This Row],[Total Demand (Hidden) W]]),\"\", IF(ISBLANK(Table2[[#This Row],[New Total Demand (hidden, W)]]), \"\", IFERROR((Table2[[#This Row],[Total Demand (Hidden) W]]-Table2[[#This Row],[New Total Demand (hidden, W)]])/1000,\"\")))","v":""},{"$f":"IF( OR(ISBLANK(Table2[[#This Row],[New Total Demand (hidden, W)]]),ISBLANK(Table2[[#This Row],[Total Demand (Hidden) W]])),\"\", IF(ISBLANK(Table2[[#This Row],[Annual Usage Hours (hrs)]]), IFERROR( Table2[[#This Row],[Reference Hours (hrs)]]*(Table2[[#This Row],[Total Demand (Hidden) W]]-Table2[[#This Row],[New Total Demand (hidden, W)]])/1000,\"\"), IFERROR( Table2[[#This Row],[Annual Usage Hours (hrs)]]*(Table2[[#This Row],[Total Demand (Hidden) W]]-Table2[[#This Row],[New Total Demand (hidden, W)]])/1000,\"\")))","v":""},{"$f":"IF( OR(ISBLANK(Table2[[#This Row],[Prescribed Total Demand (hidden, W)]]),ISBLANK(Table2[[#This Row],[Total Demand (Hidden) W]])),\"\", IF(ISBLANK(Table2[[#This Row],[Annual Usage Hours (hrs)]]), IFERROR( Table2[[#This Row],[Reference Hours (hrs)]]*((Table2[Existing Prescribed Wattage (W)]*Table2[Existing Luminaire Quantity])-Table2[[#This Row],[Prescribed Total Demand (hidden, W)]])/1000,\"\"), IFERROR( Table2[[#This Row],[Annual Usage Hours (hrs)]]*((Table2[Existing Prescribed Wattage (W)]*Table2[Existing Luminaire Quantity])-Table2[[#This Row],[Prescribed Total Demand (hidden, W)]])/1000,\"\")))","v":""},{"$f":"\"\"","v":""},{"$f":"IF(OR(Table2[[#This Row],[Control Type]]=\"None\", ISBLANK(Table2[[#This Row],[Control Type]])),\"\", IF(ISBLANK(Table2[[#This Row],[New Total Demand (hidden, W)]]),\"\", IF(ISBLANK(Table2[[#This Row],[Annual Usage Hours (hrs)]]),  IFERROR( 0.2*Table2[[#This Row],[Reference Hours (hrs)]]*Table2[[#This Row],[New Total Demand (hidden, W)]]/1000,\"\"), IFERROR( 0.2*Table2[[#This Row],[Annual Usage Hours (hrs)]]*Table2[[#This Row],[New Total Demand (hidden, W)]]/1000,\"\"))))","v":""},{"$f":"IF(AND(NOT(ISNUMBER(Table2[[#This Row],[Rebate Per Unit\n(CAD)]])),ISBLANK(Table2[[#This Row],[Control Type]])), \"\", IF(OR(Table2[[#This Row],[Rebate Per Unit\n(CAD)]]=0,AND(NOT(ISNUMBER(Table2[[#This Row],[Rebate Per Unit\n(CAD)]])), ISTEXT(Table2[[#This Row],[Control Type]]))), 0, IFERROR(Table2[[#This Row],[Prescribed Quantity]]*Table2[[#This Row],[Rebate Per Unit\n(CAD)]],\"\")))","v":""},{"$f":" IF(AND(ISBLANK(Table2[[#This Row],[Control Type]]),ISNUMBER(Table2[[#This Row],[Rebate Value (CAD)]])),0, IFERROR(Table2[[#This Row],[Control Quantity]]*Table2[[#This Row],[Control Rebate per Unit\n(CAD)]],\"\"))","v":""},{"$f":"IF(AND(ISBLANK(Table2[[#This Row],[Rebate Value (CAD)]]),ISBLANK(Table2[[#This Row],[Rebate Value for Controls (CAD)]])), \"\", IFERROR(Table2[[#This Row],[Rebate Value (CAD)]]+Table2[[#This Row],[Rebate Value for Controls (CAD)]],\"\"))","v":""},{"$f":"IF(Table2[[#This Row],[Lighting  Technology]]=\"Other\",\"Other - \"&Table2[[#This Row],[Other - Lighting Technology Description]],Table2[[#This Row],[BC Hydro Rebate Category ]])","v":0},{"$f":"Table2[[#This Row],[BC Hydro Rebate Category ]]&Table2[[#This Row],[Retrofit Part '# (mandatory to validate Rebates)]]","v":""}]
[null,null,null,null,null,null,{"$f":"IF(ISBLANK(Table2[[#This Row],[Prescribed Lighting Source]]), \"\", IFERROR( INDEX(Table13ExistingPrescribedWattage,MATCH(Table2[[#This Row],[Prescribed Lighting Source]],Table13ExistingLightingSource,0)), IFERROR(INDEX(Table13ExistingPrescribedWattage,MATCH(Table2[[#This Row],[Fortis Rebate Category ]],Table13NewLightingSource,0)),\"-\")))","v":""},null,{"$f":"IFERROR(INDEX(SpaceTypeHours,MATCH(Table2[[#This Row],[Space Type]],SpaceType,0)),\"\")","v":""},null,{"$f":"IFERROR(IF(Table2[[#This Row],[Lighting  Technology]]=\"Other\",Table2[[#This Row],[Existing Effective Input Wattage (W)]]*Table2[[#This Row],[Existing Luminaire Quantity]],Table2[[#This Row],[Existing Prescribed Wattage (W)]]*Table2[[#This Row],[Existing Luminaire Quantity]]),\"\")","v":""},{"$f":"IF(Table2[Lighting  Technology] = \"Other\",(Table2[[#This Row],[Existing Luminaire Quantity]]*Table2[[#This Row],[Existing Effective Input Wattage (W)]]), IF(Table2[Existing Prescribed Wattage (W)] = \"\",\"\", IF( ISBLANK(Table2[[#This Row],[Existing Effective Input Wattage (W)]]), (Table2[[#This Row],[Existing Luminaire Quantity]]*Table2[[#This Row],[Existing Prescribed Wattage (W)]]),(Table2[[#This Row],[Existing Luminaire Quantity]]*Table2[[#This Row],[Existing Effective Input Wattage (W)]]))))","v":""},{"$f":"IF( (ISBLANK(Table2[[#This Row],[Annual Usage Hours (hrs)]])), IFERROR(Table2[[#This Row],[Reference Hours (hrs)]]*Table2[[#This Row],[Total Demand (Hidden) W]]/1000,\"\"), IFERROR(Table2[[#This Row],[Annual Usage Hours (hrs)]]*Table2[[#This Row],[Total Demand (Hidden) W]]/1000,\"\"))","v":""},null,null,{"$f":"IF(Table2[[#This Row],[Lighting  Technology]]=\"Other\", 0, IF( AND(ISBLANK(Table2[[#This Row],[BC Hydro Rebate Category ]]),ISBLANK(Table2[[#This Row],[Fortis Rebate Category ]])), \"\", IF(ISTEXT(Table2[[#This Row],[Fortis Rebate Category ]]), IFERROR(INDEX(Table13[Rebate],MATCH(Table2[[#This Row],[Fortis Rebate Category ]],Table13[Fortis New Lighting source],0)),\"\"), IF(ISTEXT(Table2[[#This Row],[BC Hydro Rebate Category ]]), IFERROR(INDEX(Table13Rebate,MATCH(Table2[[#This Row],[BC Hydro Rebate Category ]],Table13BCHRebateCategory,0)),\"\"), \"\"))))","v":""},{"$f":" IF(Table2[[#This Row],[Lighting  Technology]]=\"Other\", \"per Unit\", IF( AND(ISBLANK(Table2[[#This Row],[BC Hydro Rebate Category ]]),ISBLANK(Table2[[#This Row],[Fortis Rebate Category ]])), \"\", IF(ISTEXT(Table2[[#This Row],[Fortis Rebate Category ]]), IFERROR(INDEX(Table13PerUnit,MATCH(Table2[[#This Row],[Fortis Rebate Category ]],Table13[Fortis New Lighting source],0)),\"\"), IF(ISTEXT(Table2[[#This Row],[BC Hydro Rebate Category ]]), IFERROR(INDEX(Table13PerUnit,MATCH(Table2[[#This Row],[BC Hydro Rebate Category ]],Table13BCHRebateCategory,0)),\"\"), \"\"))))","v":""},null,{"$f":"IF( AND(ISBLANK(Table2[[#This Row],[Existing Luminaire Quantity]]),ISBLANK(Table2[[#This Row],[Prescribed Lighting Source]])), \"\", IF( OR(AND(ISNUMBER(SEARCH(\"lamp fl.\",Table2[[#This Row],[Prescribed Lighting Source]])),ISNUMBER(SEARCH(\"T8 lamp\",Table2[[#This Row],[BC Hydro Rebate Category ]]))),AND(ISNUMBER(SEARCH(\"T5HO\",Table2[[#This Row],[Prescribed Lighting Source]])),ISNUMBER(SEARCH(\"T5HO\",Table2[[#This Row],[BC Hydro Rebate Category ]]))),AND(ISNUMBER(SEARCH(\"lamp fl.\",Table2[[#This Row],[Prescribed Lighting Source]])),ISNUMBER(SEARCH(\"T8 lamp\",Table2[[#This Row],[Fortis Rebate Category ]]))),AND(ISNUMBER(SEARCH(\"T5HO\",Table2[[#This Row],[Prescribed Lighting Source]])),ISNUMBER(SEARCH(\"T5HO\",Table2[[#This Row],[Fortis Rebate Category ]])))          ),  IFERROR(INDEX(Table13NumberofLamps,MATCH(Table2[[#This Row],[Prescribed Lighting Source]],Table13ExistingLightingSource,0))*Table2[[#This Row],[Existing Luminaire Quantity]], \"-\"),  IF(Table2[[#This Row],[Lighting  Technology]]=\"Other\", IFERROR(Table2[[#This Row],[Existing Luminaire Quantity]],\"-\"), IFERROR(Table2[[#This Row],[Existing Luminaire Quantity]],\"-\"))))","v":""},{"$f":"IF( AND(ISBLANK(Table2[[#This Row],[BC Hydro Rebate Category ]]),ISBLANK(Table2[[#This Row],[Fortis Rebate Category ]])), \"\", IF(ISTEXT(Table2[[#This Row],[Fortis Rebate Category ]]), IFERROR(INDEX(Table13NewPrescribedWattage,MATCH(Table2[[#This Row],[Fortis Rebate Category ]],Table13[Fortis New Lighting source],0)),\"\"), IF(ISTEXT(Table2[[#This Row],[BC Hydro Rebate Category ]]), IFERROR(INDEX(Table13NewPrescribedWattage,MATCH(Table2[[#This Row],[BC Hydro Rebate Category ]],Table13BCHRebateCategory,0)),\"\"), \"\")))","v":""},null,null,{"$f":"IF(Table2[[#This Row],[Lighting  Technology]]=\"Other\", \"-\", IF( AND(ISBLANK(Table2[[#This Row],[BC Hydro Rebate Category ]]),ISBLANK(Table2[[#This Row],[Fortis Rebate Category ]])), \"\", IF(ISTEXT(Table2[[#This Row],[Fortis Rebate Category ]]), IFERROR(INDEX(Table13BCHECM,MATCH(Table2[[#This Row],[Fortis Rebate Category ]],Table13[Fortis New Lighting source],0)),\"\"), IF(ISTEXT(Table2[[#This Row],[BC Hydro Rebate Category ]]), IFERROR(INDEX(Table13BCHECM,MATCH(Table2[[#This Row],[BC Hydro Rebate Category ]],Table13BCHRebateCategory,0)),\"\"), \"\"))))","v":""},{"$f":"IF(Table2[[#This Row],[Lighting  Technology]]=\"Other\", 0, IF( AND(ISBLANK(Table2[[#This Row],[BC Hydro Rebate Category ]]),ISBLANK(Table2[[#This Row],[Fortis Rebate Category ]])), \"\", IF(ISTEXT(Table2[[#This Row],[Fortis Rebate Category ]]), IFERROR(INDEX(Table13Persistence,MATCH(Table2[[#This Row],[Fortis Rebate Category ]],Table13[Fortis New Lighting source],0)),\"\"), IF(ISTEXT(Table2[[#This Row],[BC Hydro Rebate Category ]]), IFERROR(INDEX(Table13Persistence,MATCH(Table2[[#This Row],[BC Hydro Rebate Category ]],Table13BCHRebateCategory,0)),\"\"), \"\"))))","v":""},null,{"$f":"IFERROR(INDEX(Table5ControlRebate,MATCH(Table2[[#This Row],[Control Type]],Table5NewControl,0)),\"\")","v":""},null,{"$f":"IF(ISBLANK(Table2[[#This Row],[Control Type]]), IF(ISBLANK(Table2[[#This Row],[Annual Usage Hours (hrs)]]),Table2[[#This Row],[Reference Hours (hrs)]], Table2[[#This Row],[Annual Usage Hours (hrs)]]), IF(AND(ISBLANK(Table2[[#This Row],[Annual Usage Hours (hrs)]]), Table2[[#This Row],[Control Type]]=\"None\"), Table2[[#This Row],[Reference Hours (hrs)]], IF(Table2[[#This Row],[Control Type]]=\"None\", Table2[[#This Row],[Annual Usage Hours (hrs)]], IF(AND(ISBLANK(Table2[[#This Row],[Annual Usage Hours (hrs)]]), Table2[[#This Row],[Control Type]]<>\"None\"), IFERROR(Table2[[#This Row],[Reference Hours (hrs)]]*0.8,\"\"), IF(Table2[[#This Row],[Control Type]]<>\"None\", IFERROR( Table2[[#This Row],[Annual Usage Hours (hrs)]]*0.8,\"\"),\"\")))))","v":""},{"$f":"IF( Table2[[#This Row],[Lighting  Technology]]=\"Other\", IF(ISBLANK(Table2[[#This Row],[Retrofit Lamp/ Luminaire Wattage (see Rebate Unit)]]),\"\",IFERROR(Table2[[#This Row],[Prescribed Quantity]]*Table2[[#This Row],[Retrofit Lamp/ Luminaire Wattage (see Rebate Unit)]],\"\")), IF(ISBLANK(Table2[[#This Row],[Retrofit Lamp/ Luminaire Wattage (see Rebate Unit)]]),IFERROR(Table2[[#This Row],[Prescribed Quantity]]*Table2[[#This Row],[Prescribed Wattage (W)]],\"\"),IFERROR(Table2[[#This Row],[Prescribed Quantity]]*Table2[[#This Row],[Retrofit Lamp/ Luminaire Wattage (see Rebate Unit)]],\"\")))","v":""},{"$f":"IFERROR((IF( Table2[[#This Row],[Lighting  Technology]]=\"Other\", Table2[[#This Row],[Prescribed Quantity]]*Table2[[#This Row],[Retrofit Lamp/ Luminaire Wattage (see Rebate Unit)]], Table2[[#This Row],[Prescribed Quantity]]*Table2[[#This Row],[Prescribed Wattage (W)]] )),\"\")","v":""},{"$f":"IF(ISBLANK(Table2[[#This Row],[New Total Demand (hidden, W)]]),\"\", IF(ISBLANK(Table2[[#This Row],[New Hours (hidden, hrs)]]), \"\", IFERROR(Table2[[#This Row],[New Hours (hidden, hrs)]]*Table2[[#This Row],[New Total Demand (hidden, W)]]/1000,\"\")))","v":""},{"$f":"IF(ISBLANK(Table2[[#This Row],[Total Demand (Hidden) W]]),\"\", IF(ISBLANK(Table2[[#This Row],[New Total Demand (hidden, W)]]), \"\", IFERROR((Table2[[#This Row],[Total Demand (Hidden) W]]-Table2[[#This Row],[New Total Demand (hidden, W)]])/1000,\"\")))","v":""},{"$f":"IF( OR(ISBLANK(Table2[[#This Row],[New Total Demand (hidden, W)]]),ISBLANK(Table2[[#This Row],[Total Demand (Hidden) W]])),\"\", IF(ISBLANK(Table2[[#This Row],[Annual Usage Hours (hrs)]]), IFERROR( Table2[[#This Row],[Reference Hours (hrs)]]*(Table2[[#This Row],[Total Demand (Hidden) W]]-Table2[[#This Row],[New Total Demand (hidden, W)]])/1000,\"\"), IFERROR( Table2[[#This Row],[Annual Usage Hours (hrs)]]*(Table2[[#This Row],[Total Demand (Hidden) W]]-Table2[[#This Row],[New Total Demand (hidden, W)]])/1000,\"\")))","v":""},{"$f":"IF( OR(ISBLANK(Table2[[#This Row],[Prescribed Total Demand (hidden, W)]]),ISBLANK(Table2[[#This Row],[Total Demand (Hidden) W]])),\"\", IF(ISBLANK(Table2[[#This Row],[Annual Usage Hours (hrs)]]), IFERROR( Table2[[#This Row],[Reference Hours (hrs)]]*((Table2[Existing Prescribed Wattage (W)]*Table2[Existing Luminaire Quantity])-Table2[[#This Row],[Prescribed Total Demand (hidden, W)]])/1000,\"\"), IFERROR( Table2[[#This Row],[Annual Usage Hours (hrs)]]*((Table2[Existing Prescribed Wattage (W)]*Table2[Existing Luminaire Quantity])-Table2[[#This Row],[Prescribed Total Demand (hidden, W)]])/1000,\"\")))","v":""},{"$f":"\"\"","v":""},{"$f":"IF(OR(Table2[[#This Row],[Control Type]]=\"None\", ISBLANK(Table2[[#This Row],[Control Type]])),\"\", IF(ISBLANK(Table2[[#This Row],[New Total Demand (hidden, W)]]),\"\", IF(ISBLANK(Table2[[#This Row],[Annual Usage Hours (hrs)]]),  IFERROR( 0.2*Table2[[#This Row],[Reference Hours (hrs)]]*Table2[[#This Row],[New Total Demand (hidden, W)]]/1000,\"\"), IFERROR( 0.2*Table2[[#This Row],[Annual Usage Hours (hrs)]]*Table2[[#This Row],[New Total Demand (hidden, W)]]/1000,\"\"))))","v":""},{"$f":"IF(AND(NOT(ISNUMBER(Table2[[#This Row],[Rebate Per Unit\n(CAD)]])),ISBLANK(Table2[[#This Row],[Control Type]])), \"\", IF(OR(Table2[[#This Row],[Rebate Per Unit\n(CAD)]]=0,AND(NOT(ISNUMBER(Table2[[#This Row],[Rebate Per Unit\n(CAD)]])), ISTEXT(Table2[[#This Row],[Control Type]]))), 0, IFERROR(Table2[[#This Row],[Prescribed Quantity]]*Table2[[#This Row],[Rebate Per Unit\n(CAD)]],\"\")))","v":""},{"$f":" IF(AND(ISBLANK(Table2[[#This Row],[Control Type]]),ISNUMBER(Table2[[#This Row],[Rebate Value (CAD)]])),0, IFERROR(Table2[[#This Row],[Control Quantity]]*Table2[[#This Row],[Control Rebate per Unit\n(CAD)]],\"\"))","v":""},{"$f":"IF(AND(ISBLANK(Table2[[#This Row],[Rebate Value (CAD)]]),ISBLANK(Table2[[#This Row],[Rebate Value for Controls (CAD)]])), \"\", IFERROR(Table2[[#This Row],[Rebate Value (CAD)]]+Table2[[#This Row],[Rebate Value for Controls (CAD)]],\"\"))","v":""},{"$f":"IF(Table2[[#This Row],[Lighting  Technology]]=\"Other\",\"Other - \"&Table2[[#This Row],[Other - Lighting Technology Description]],Table2[[#This Row],[BC Hydro Rebate Category ]])","v":0},{"$f":"Table2[[#This Row],[BC Hydro Rebate Category ]]&Table2[[#This Row],[Retrofit Part '# (mandatory to validate Rebates)]]","v":""}]
[null,null,null,null,null,null,{"$f":"IF(ISBLANK(Table2[[#This Row],[Prescribed Lighting Source]]), \"\", IFERROR( INDEX(Table13ExistingPrescribedWattage,MATCH(Table2[[#This Row],[Prescribed Lighting Source]],Table13ExistingLightingSource,0)), IFERROR(INDEX(Table13ExistingPrescribedWattage,MATCH(Table2[[#This Row],[Fortis Rebate Category ]],Table13NewLightingSource,0)),\"-\")))","v":""},null,{"$f":"IFERROR(INDEX(SpaceTypeHours,MATCH(Table2[[#This Row],[Space Type]],SpaceType,0)),\"\")","v":""},null,{"$f":"IFERROR(IF(Table2[[#This Row],[Lighting  Technology]]=\"Other\",Table2[[#This Row],[Existing Effective Input Wattage (W)]]*Table2[[#This Row],[Existing Luminaire Quantity]],Table2[[#This Row],[Existing Prescribed Wattage (W)]]*Table2[[#This Row],[Existing Luminaire Quantity]]),\"\")","v":""},{"$f":"IF(Table2[Lighting  Technology] = \"Other\",(Table2[[#This Row],[Existing Luminaire Quantity]]*Table2[[#This Row],[Existing Effective Input Wattage (W)]]), IF(Table2[Existing Prescribed Wattage (W)] = \"\",\"\", IF( ISBLANK(Table2[[#This Row],[Existing Effective Input Wattage (W)]]), (Table2[[#This Row],[Existing Luminaire Quantity]]*Table2[[#This Row],[Existing Prescribed Wattage (W)]]),(Table2[[#This Row],[Existing Luminaire Quantity]]*Table2[[#This Row],[Existing Effective Input Wattage (W)]]))))","v":""},{"$f":"IF( (ISBLANK(Table2[[#This Row],[Annual Usage Hours (hrs)]])), IFERROR(Table2[[#This Row],[Reference Hours (hrs)]]*Table2[[#This Row],[Total Demand (Hidden) W]]/1000,\"\"), IFERROR(Table2[[#This Row],[Annual Usage Hours (hrs)]]*Table2[[#This Row],[Total Demand (Hidden) W]]/1000,\"\"))","v":""},null,null,{"$f":"IF(Table2[[#This Row],[Lighting  Technology]]=\"Other\", 0, IF( AND(ISBLANK(Table2[[#This Row],[BC Hydro Rebate Category ]]),ISBLANK(Table2[[#This Row],[Fortis Rebate Category ]])), \"\", IF(ISTEXT(Table2[[#This Row],[Fortis Rebate Category ]]), IFERROR(INDEX(Table13[Rebate],MATCH(Table2[[#This Row],[Fortis Rebate Category ]],Table13[Fortis New Lighting source],0)),\"\"), IF(ISTEXT(Table2[[#This Row],[BC Hydro Rebate Category ]]), IFERROR(INDEX(Table13Rebate,MATCH(Table2[[#This Row],[BC Hydro Rebate Category ]],Table13BCHRebateCategory,0)),\"\"), \"\"))))","v":""},{"$f":" IF(Table2[[#This Row],[Lighting  Technology]]=\"Other\", \"per Unit\", IF( AND(ISBLANK(Table2[[#This Row],[BC Hydro Rebate Category ]]),ISBLANK(Table2[[#This Row],[Fortis Rebate Category ]])), \"\", IF(ISTEXT(Table2[[#This Row],[Fortis Rebate Category ]]), IFERROR(INDEX(Table13PerUnit,MATCH(Table2[[#This Row],[Fortis Rebate Category ]],Table13[Fortis New Lighting source],0)),\"\"), IF(ISTEXT(Table2[[#This Row],[BC Hydro Rebate Category ]]), IFERROR(INDEX(Table13PerUnit,MATCH(Table2[[#This Row],[BC Hydro Rebate Category ]],Table13BCHRebateCategory,0)),\"\"), \"\"))))","v":""},null,{"$f":"IF( AND(ISBLANK(Table2[[#This Row],[Existing Luminaire Quantity]]),ISBLANK(Table2[[#This Row],[Prescribed Lighting Source]])), \"\", IF( OR(AND(ISNUMBER(SEARCH(\"lamp fl.\",Table2[[#This Row],[Prescribed Lighting Source]])),ISNUMBER(SEARCH(\"T8 lamp\",Table2[[#This Row],[BC Hydro Rebate Category ]]))),AND(ISNUMBER(SEARCH(\"T5HO\",Table2[[#This Row],[Prescribed Lighting Source]])),ISNUMBER(SEARCH(\"T5HO\",Table2[[#This Row],[BC Hydro Rebate Category ]]))),AND(ISNUMBER(SEARCH(\"lamp fl.\",Table2[[#This Row],[Prescribed Lighting Source]])),ISNUMBER(SEARCH(\"T8 lamp\",Table2[[#This Row],[Fortis Rebate Category ]]))),AND(ISNUMBER(SEARCH(\"T5HO\",Table2[[#This Row],[Prescribed Lighting Source]])),ISNUMBER(SEARCH(\"T5HO\",Table2[[#This Row],[Fortis Rebate Category ]])))          ),  IFERROR(INDEX(Table13NumberofLamps,MATCH(Table2[[#This Row],[Prescribed Lighting Source]],Table13ExistingLightingSource,0))*Table2[[#This Row],[Existing Luminaire Quantity]], \"-\"),  IF(Table2[[#This Row],[Lighting  Technology]]=\"Other\", IFERROR(Table2[[#This Row],[Existing Luminaire Quantity]],\"-\"), IFERROR(Table2[[#This Row],[Existing Luminaire Quantity]],\"-\"))))","v":""},{"$f":"IF( AND(ISBLANK(Table2[[#This Row],[BC Hydro Rebate Category ]]),ISBLANK(Table2[[#This Row],[Fortis Rebate Category ]])), \"\", IF(ISTEXT(Table2[[#This Row],[Fortis Rebate Category ]]), IFERROR(INDEX(Table13NewPrescribedWattage,MATCH(Table2[[#This Row],[Fortis Rebate Category ]],Table13[Fortis New Lighting source],0)),\"\"), IF(ISTEXT(Table2[[#This Row],[BC Hydro Rebate Category ]]), IFERROR(INDEX(Table13NewPrescribedWattage,MATCH(Table2[[#This Row],[BC Hydro Rebate Category ]],Table13BCHRebateCategory,0)),\"\"), \"\")))","v":""},null,null,{"$f":"IF(Table2[[#This Row],[Lighting  Technology]]=\"Other\", \"-\", IF( AND(ISBLANK(Table2[[#This Row],[BC Hydro Rebate Category ]]),ISBLANK(Table2[[#This Row],[Fortis Rebate Category ]])), \"\", IF(ISTEXT(Table2[[#This Row],[Fortis Rebate Category ]]), IFERROR(INDEX(Table13BCHECM,MATCH(Table2[[#This Row],[Fortis Rebate Category ]],Table13[Fortis New Lighting source],0)),\"\"), IF(ISTEXT(Table2[[#This Row],[BC Hydro Rebate Category ]]), IFERROR(INDEX(Table13BCHECM,MATCH(Table2[[#This Row],[BC Hydro Rebate Category ]],Table13BCHRebateCategory,0)),\"\"), \"\"))))","v":""},{"$f":"IF(Table2[[#This Row],[Lighting  Technology]]=\"Other\", 0, IF( AND(ISBLANK(Table2[[#This Row],[BC Hydro Rebate Category ]]),ISBLANK(Table2[[#This Row],[Fortis Rebate Category ]])), \"\", IF(ISTEXT(Table2[[#This Row],[Fortis Rebate Category ]]), IFERROR(INDEX(Table13Persistence,MATCH(Table2[[#This Row],[Fortis Rebate Category ]],Table13[Fortis New Lighting source],0)),\"\"), IF(ISTEXT(Table2[[#This Row],[BC Hydro Rebate Category ]]), IFERROR(INDEX(Table13Persistence,MATCH(Table2[[#This Row],[BC Hydro Rebate Category ]],Table13BCHRebateCategory,0)),\"\"), \"\"))))","v":""},null,{"$f":"IFERROR(INDEX(Table5ControlRebate,MATCH(Table2[[#This Row],[Control Type]],Table5NewControl,0)),\"\")","v":""},null,{"$f":"IF(ISBLANK(Table2[[#This Row],[Control Type]]), IF(ISBLANK(Table2[[#This Row],[Annual Usage Hours (hrs)]]),Table2[[#This Row],[Reference Hours (hrs)]], Table2[[#This Row],[Annual Usage Hours (hrs)]]), IF(AND(ISBLANK(Table2[[#This Row],[Annual Usage Hours (hrs)]]), Table2[[#This Row],[Control Type]]=\"None\"), Table2[[#This Row],[Reference Hours (hrs)]], IF(Table2[[#This Row],[Control Type]]=\"None\", Table2[[#This Row],[Annual Usage Hours (hrs)]], IF(AND(ISBLANK(Table2[[#This Row],[Annual Usage Hours (hrs)]]), Table2[[#This Row],[Control Type]]<>\"None\"), IFERROR(Table2[[#This Row],[Reference Hours (hrs)]]*0.8,\"\"), IF(Table2[[#This Row],[Control Type]]<>\"None\", IFERROR( Table2[[#This Row],[Annual Usage Hours (hrs)]]*0.8,\"\"),\"\")))))","v":""},{"$f":"IF( Table2[[#This Row],[Lighting  Technology]]=\"Other\", IF(ISBLANK(Table2[[#This Row],[Retrofit Lamp/ Luminaire Wattage (see Rebate Unit)]]),\"\",IFERROR(Table2[[#This Row],[Prescribed Quantity]]*Table2[[#This Row],[Retrofit Lamp/ Luminaire Wattage (see Rebate Unit)]],\"\")), IF(ISBLANK(Table2[[#This Row],[Retrofit Lamp/ Luminaire Wattage (see Rebate Unit)]]),IFERROR(Table2[[#This Row],[Prescribed Quantity]]*Table2[[#This Row],[Prescribed Wattage (W)]],\"\"),IFERROR(Table2[[#This Row],[Prescribed Quantity]]*Table2[[#This Row],[Retrofit Lamp/ Luminaire Wattage (see Rebate Unit)]],\"\")))","v":""},{"$f":"IFERROR((IF( Table2[[#This Row],[Lighting  Technology]]=\"Other\", Table2[[#This Row],[Prescribed Quantity]]*Table2[[#This Row],[Retrofit Lamp/ Luminaire Wattage (see Rebate Unit)]], Table2[[#This Row],[Prescribed Quantity]]*Table2[[#This Row],[Prescribed Wattage (W)]] )),\"\")","v":""},{"$f":"IF(ISBLANK(Table2[[#This Row],[New Total Demand (hidden, W)]]),\"\", IF(ISBLANK(Table2[[#This Row],[New Hours (hidden, hrs)]]), \"\", IFERROR(Table2[[#This Row],[New Hours (hidden, hrs)]]*Table2[[#This Row],[New Total Demand (hidden, W)]]/1000,\"\")))","v":""},{"$f":"IF(ISBLANK(Table2[[#This Row],[Total Demand (Hidden) W]]),\"\", IF(ISBLANK(Table2[[#This Row],[New Total Demand (hidden, W)]]), \"\", IFERROR((Table2[[#This Row],[Total Demand (Hidden) W]]-Table2[[#This Row],[New Total Demand (hidden, W)]])/1000,\"\")))","v":""},{"$f":"IF( OR(ISBLANK(Table2[[#This Row],[New Total Demand (hidden, W)]]),ISBLANK(Table2[[#This Row],[Total Demand (Hidden) W]])),\"\", IF(ISBLANK(Table2[[#This Row],[Annual Usage Hours (hrs)]]), IFERROR( Table2[[#This Row],[Reference Hours (hrs)]]*(Table2[[#This Row],[Total Demand (Hidden) W]]-Table2[[#This Row],[New Total Demand (hidden, W)]])/1000,\"\"), IFERROR( Table2[[#This Row],[Annual Usage Hours (hrs)]]*(Table2[[#This Row],[Total Demand (Hidden) W]]-Table2[[#This Row],[New Total Demand (hidden, W)]])/1000,\"\")))","v":""},{"$f":"IF( OR(ISBLANK(Table2[[#This Row],[Prescribed Total Demand (hidden, W)]]),ISBLANK(Table2[[#This Row],[Total Demand (Hidden) W]])),\"\", IF(ISBLANK(Table2[[#This Row],[Annual Usage Hours (hrs)]]), IFERROR( Table2[[#This Row],[Reference Hours (hrs)]]*((Table2[Existing Prescribed Wattage (W)]*Table2[Existing Luminaire Quantity])-Table2[[#This Row],[Prescribed Total Demand (hidden, W)]])/1000,\"\"), IFERROR( Table2[[#This Row],[Annual Usage Hours (hrs)]]*((Table2[Existing Prescribed Wattage (W)]*Table2[Existing Luminaire Quantity])-Table2[[#This Row],[Prescribed Total Demand (hidden, W)]])/1000,\"\")))","v":""},{"$f":"\"\"","v":""},{"$f":"IF(OR(Table2[[#This Row],[Control Type]]=\"None\", ISBLANK(Table2[[#This Row],[Control Type]])),\"\", IF(ISBLANK(Table2[[#This Row],[New Total Demand (hidden, W)]]),\"\", IF(ISBLANK(Table2[[#This Row],[Annual Usage Hours (hrs)]]),  IFERROR( 0.2*Table2[[#This Row],[Reference Hours (hrs)]]*Table2[[#This Row],[New Total Demand (hidden, W)]]/1000,\"\"), IFERROR( 0.2*Table2[[#This Row],[Annual Usage Hours (hrs)]]*Table2[[#This Row],[New Total Demand (hidden, W)]]/1000,\"\"))))","v":""},{"$f":"IF(AND(NOT(ISNUMBER(Table2[[#This Row],[Rebate Per Unit\n(CAD)]])),ISBLANK(Table2[[#This Row],[Control Type]])), \"\", IF(OR(Table2[[#This Row],[Rebate Per Unit\n(CAD)]]=0,AND(NOT(ISNUMBER(Table2[[#This Row],[Rebate Per Unit\n(CAD)]])), ISTEXT(Table2[[#This Row],[Control Type]]))), 0, IFERROR(Table2[[#This Row],[Prescribed Quantity]]*Table2[[#This Row],[Rebate Per Unit\n(CAD)]],\"\")))","v":""},{"$f":" IF(AND(ISBLANK(Table2[[#This Row],[Control Type]]),ISNUMBER(Table2[[#This Row],[Rebate Value (CAD)]])),0, IFERROR(Table2[[#This Row],[Control Quantity]]*Table2[[#This Row],[Control Rebate per Unit\n(CAD)]],\"\"))","v":""},{"$f":"IF(AND(ISBLANK(Table2[[#This Row],[Rebate Value (CAD)]]),ISBLANK(Table2[[#This Row],[Rebate Value for Controls (CAD)]])), \"\", IFERROR(Table2[[#This Row],[Rebate Value (CAD)]]+Table2[[#This Row],[Rebate Value for Controls (CAD)]],\"\"))","v":""},{"$f":"IF(Table2[[#This Row],[Lighting  Technology]]=\"Other\",\"Other - \"&Table2[[#This Row],[Other - Lighting Technology Description]],Table2[[#This Row],[BC Hydro Rebate Category ]])","v":0},{"$f":"Table2[[#This Row],[BC Hydro Rebate Category ]]&Table2[[#This Row],[Retrofit Part '# (mandatory to validate Rebates)]]","v":""}]
[null,null,null,null,null,null,{"$f":"IF(ISBLANK(Table2[[#This Row],[Prescribed Lighting Source]]), \"\", IFERROR( INDEX(Table13ExistingPrescribedWattage,MATCH(Table2[[#This Row],[Prescribed Lighting Source]],Table13ExistingLightingSource,0)), IFERROR(INDEX(Table13ExistingPrescribedWattage,MATCH(Table2[[#This Row],[Fortis Rebate Category ]],Table13NewLightingSource,0)),\"-\")))","v":""},null,{"$f":"IFERROR(INDEX(SpaceTypeHours,MATCH(Table2[[#This Row],[Space Type]],SpaceType,0)),\"\")","v":""},null,{"$f":"IFERROR(IF(Table2[[#This Row],[Lighting  Technology]]=\"Other\",Table2[[#This Row],[Existing Effective Input Wattage (W)]]*Table2[[#This Row],[Existing Luminaire Quantity]],Table2[[#This Row],[Existing Prescribed Wattage (W)]]*Table2[[#This Row],[Existing Luminaire Quantity]]),\"\")","v":""},{"$f":"IF(Table2[Lighting  Technology] = \"Other\",(Table2[[#This Row],[Existing Luminaire Quantity]]*Table2[[#This Row],[Existing Effective Input Wattage (W)]]), IF(Table2[Existing Prescribed Wattage (W)] = \"\",\"\", IF( ISBLANK(Table2[[#This Row],[Existing Effective Input Wattage (W)]]), (Table2[[#This Row],[Existing Luminaire Quantity]]*Table2[[#This Row],[Existing Prescribed Wattage (W)]]),(Table2[[#This Row],[Existing Luminaire Quantity]]*Table2[[#This Row],[Existing Effective Input Wattage (W)]]))))","v":""},{"$f":"IF( (ISBLANK(Table2[[#This Row],[Annual Usage Hours (hrs)]])), IFERROR(Table2[[#This Row],[Reference Hours (hrs)]]*Table2[[#This Row],[Total Demand (Hidden) W]]/1000,\"\"), IFERROR(Table2[[#This Row],[Annual Usage Hours (hrs)]]*Table2[[#This Row],[Total Demand (Hidden) W]]/1000,\"\"))","v":""},null,null,{"$f":"IF(Table2[[#This Row],[Lighting  Technology]]=\"Other\", 0, IF( AND(ISBLANK(Table2[[#This Row],[BC Hydro Rebate Category ]]),ISBLANK(Table2[[#This Row],[Fortis Rebate Category ]])), \"\", IF(ISTEXT(Table2[[#This Row],[Fortis Rebate Category ]]), IFERROR(INDEX(Table13[Rebate],MATCH(Table2[[#This Row],[Fortis Rebate Category ]],Table13[Fortis New Lighting source],0)),\"\"), IF(ISTEXT(Table2[[#This Row],[BC Hydro Rebate Category ]]), IFERROR(INDEX(Table13Rebate,MATCH(Table2[[#This Row],[BC Hydro Rebate Category ]],Table13BCHRebateCategory,0)),\"\"), \"\"))))","v":""},{"$f":" IF(Table2[[#This Row],[Lighting  Technology]]=\"Other\", \"per Unit\", IF( AND(ISBLANK(Table2[[#This Row],[BC Hydro Rebate Category ]]),ISBLANK(Table2[[#This Row],[Fortis Rebate Category ]])), \"\", IF(ISTEXT(Table2[[#This Row],[Fortis Rebate Category ]]), IFERROR(INDEX(Table13PerUnit,MATCH(Table2[[#This Row],[Fortis Rebate Category ]],Table13[Fortis New Lighting source],0)),\"\"), IF(ISTEXT(Table2[[#This Row],[BC Hydro Rebate Category ]]), IFERROR(INDEX(Table13PerUnit,MATCH(Table2[[#This Row],[BC Hydro Rebate Category ]],Table13BCHRebateCategory,0)),\"\"), \"\"))))","v":""},null,{"$f":"IF( AND(ISBLANK(Table2[[#This Row],[Existing Luminaire Quantity]]),ISBLANK(Table2[[#This Row],[Prescribed Lighting Source]])), \"\", IF( OR(AND(ISNUMBER(SEARCH(\"lamp fl.\",Table2[[#This Row],[Prescribed Lighting Source]])),ISNUMBER(SEARCH(\"T8 lamp\",Table2[[#This Row],[BC Hydro Rebate Category ]]))),AND(ISNUMBER(SEARCH(\"T5HO\",Table2[[#This Row],[Prescribed Lighting Source]])),ISNUMBER(SEARCH(\"T5HO\",Table2[[#This Row],[BC Hydro Rebate Category ]]))),AND(ISNUMBER(SEARCH(\"lamp fl.\",Table2[[#This Row],[Prescribed Lighting Source]])),ISNUMBER(SEARCH(\"T8 lamp\",Table2[[#This Row],[Fortis Rebate Category ]]))),AND(ISNUMBER(SEARCH(\"T5HO\",Table2[[#This Row],[Prescribed Lighting Source]])),ISNUMBER(SEARCH(\"T5HO\",Table2[[#This Row],[Fortis Rebate Category ]])))          ),  IFERROR(INDEX(Table13NumberofLamps,MATCH(Table2[[#This Row],[Prescribed Lighting Source]],Table13ExistingLightingSource,0))*Table2[[#This Row],[Existing Luminaire Quantity]], \"-\"),  IF(Table2[[#This Row],[Lighting  Technology]]=\"Other\", IFERROR(Table2[[#This Row],[Existing Luminaire Quantity]],\"-\"), IFERROR(Table2[[#This Row],[Existing Luminaire Quantity]],\"-\"))))","v":""},{"$f":"IF( AND(ISBLANK(Table2[[#This Row],[BC Hydro Rebate Category ]]),ISBLANK(Table2[[#This Row],[Fortis Rebate Category ]])), \"\", IF(ISTEXT(Table2[[#This Row],[Fortis Rebate Category ]]), IFERROR(INDEX(Table13NewPrescribedWattage,MATCH(Table2[[#This Row],[Fortis Rebate Category ]],Table13[Fortis New Lighting source],0)),\"\"), IF(ISTEXT(Table2[[#This Row],[BC Hydro Rebate Category ]]), IFERROR(INDEX(Table13NewPrescribedWattage,MATCH(Table2[[#This Row],[BC Hydro Rebate Category ]],Table13BCHRebateCategory,0)),\"\"), \"\")))","v":""},null,null,{"$f":"IF(Table2[[#This Row],[Lighting  Technology]]=\"Other\", \"-\", IF( AND(ISBLANK(Table2[[#This Row],[BC Hydro Rebate Category ]]),ISBLANK(Table2[[#This Row],[Fortis Rebate Category ]])), \"\", IF(ISTEXT(Table2[[#This Row],[Fortis Rebate Category ]]), IFERROR(INDEX(Table13BCHECM,MATCH(Table2[[#This Row],[Fortis Rebate Category ]],Table13[Fortis New Lighting source],0)),\"\"), IF(ISTEXT(Table2[[#This Row],[BC Hydro Rebate Category ]]), IFERROR(INDEX(Table13BCHECM,MATCH(Table2[[#This Row],[BC Hydro Rebate Category ]],Table13BCHRebateCategory,0)),\"\"), \"\"))))","v":""},{"$f":"IF(Table2[[#This Row],[Lighting  Technology]]=\"Other\", 0, IF( AND(ISBLANK(Table2[[#This Row],[BC Hydro Rebate Category ]]),ISBLANK(Table2[[#This Row],[Fortis Rebate Category ]])), \"\", IF(ISTEXT(Table2[[#This Row],[Fortis Rebate Category ]]), IFERROR(INDEX(Table13Persistence,MATCH(Table2[[#This Row],[Fortis Rebate Category ]],Table13[Fortis New Lighting source],0)),\"\"), IF(ISTEXT(Table2[[#This Row],[BC Hydro Rebate Category ]]), IFERROR(INDEX(Table13Persistence,MATCH(Table2[[#This Row],[BC Hydro Rebate Category ]],Table13BCHRebateCategory,0)),\"\"), \"\"))))","v":""},null,{"$f":"IFERROR(INDEX(Table5ControlRebate,MATCH(Table2[[#This Row],[Control Type]],Table5NewControl,0)),\"\")","v":""},null,{"$f":"IF(ISBLANK(Table2[[#This Row],[Control Type]]), IF(ISBLANK(Table2[[#This Row],[Annual Usage Hours (hrs)]]),Table2[[#This Row],[Reference Hours (hrs)]], Table2[[#This Row],[Annual Usage Hours (hrs)]]), IF(AND(ISBLANK(Table2[[#This Row],[Annual Usage Hours (hrs)]]), Table2[[#This Row],[Control Type]]=\"None\"), Table2[[#This Row],[Reference Hours (hrs)]], IF(Table2[[#This Row],[Control Type]]=\"None\", Table2[[#This Row],[Annual Usage Hours (hrs)]], IF(AND(ISBLANK(Table2[[#This Row],[Annual Usage Hours (hrs)]]), Table2[[#This Row],[Control Type]]<>\"None\"), IFERROR(Table2[[#This Row],[Reference Hours (hrs)]]*0.8,\"\"), IF(Table2[[#This Row],[Control Type]]<>\"None\", IFERROR( Table2[[#This Row],[Annual Usage Hours (hrs)]]*0.8,\"\"),\"\")))))","v":""},{"$f":"IF( Table2[[#This Row],[Lighting  Technology]]=\"Other\", IF(ISBLANK(Table2[[#This Row],[Retrofit Lamp/ Luminaire Wattage (see Rebate Unit)]]),\"\",IFERROR(Table2[[#This Row],[Prescribed Quantity]]*Table2[[#This Row],[Retrofit Lamp/ Luminaire Wattage (see Rebate Unit)]],\"\")), IF(ISBLANK(Table2[[#This Row],[Retrofit Lamp/ Luminaire Wattage (see Rebate Unit)]]),IFERROR(Table2[[#This Row],[Prescribed Quantity]]*Table2[[#This Row],[Prescribed Wattage (W)]],\"\"),IFERROR(Table2[[#This Row],[Prescribed Quantity]]*Table2[[#This Row],[Retrofit Lamp/ Luminaire Wattage (see Rebate Unit)]],\"\")))","v":""},{"$f":"IFERROR((IF( Table2[[#This Row],[Lighting  Technology]]=\"Other\", Table2[[#This Row],[Prescribed Quantity]]*Table2[[#This Row],[Retrofit Lamp/ Luminaire Wattage (see Rebate Unit)]], Table2[[#This Row],[Prescribed Quantity]]*Table2[[#This Row],[Prescribed Wattage (W)]] )),\"\")","v":""},{"$f":"IF(ISBLANK(Table2[[#This Row],[New Total Demand (hidden, W)]]),\"\", IF(ISBLANK(Table2[[#This Row],[New Hours (hidden, hrs)]]), \"\", IFERROR(Table2[[#This Row],[New Hours (hidden, hrs)]]*Table2[[#This Row],[New Total Demand (hidden, W)]]/1000,\"\")))","v":""},{"$f":"IF(ISBLANK(Table2[[#This Row],[Total Demand (Hidden) W]]),\"\", IF(ISBLANK(Table2[[#This Row],[New Total Demand (hidden, W)]]), \"\", IFERROR((Table2[[#This Row],[Total Demand (Hidden) W]]-Table2[[#This Row],[New Total Demand (hidden, W)]])/1000,\"\")))","v":""},{"$f":"IF( OR(ISBLANK(Table2[[#This Row],[New Total Demand (hidden, W)]]),ISBLANK(Table2[[#This Row],[Total Demand (Hidden) W]])),\"\", IF(ISBLANK(Table2[[#This Row],[Annual Usage Hours (hrs)]]), IFERROR( Table2[[#This Row],[Reference Hours (hrs)]]*(Table2[[#This Row],[Total Demand (Hidden) W]]-Table2[[#This Row],[New Total Demand (hidden, W)]])/1000,\"\"), IFERROR( Table2[[#This Row],[Annual Usage Hours (hrs)]]*(Table2[[#This Row],[Total Demand (Hidden) W]]-Table2[[#This Row],[New Total Demand (hidden, W)]])/1000,\"\")))","v":""},{"$f":"IF( OR(ISBLANK(Table2[[#This Row],[Prescribed Total Demand (hidden, W)]]),ISBLANK(Table2[[#This Row],[Total Demand (Hidden) W]])),\"\", IF(ISBLANK(Table2[[#This Row],[Annual Usage Hours (hrs)]]), IFERROR( Table2[[#This Row],[Reference Hours (hrs)]]*((Table2[Existing Prescribed Wattage (W)]*Table2[Existing Luminaire Quantity])-Table2[[#This Row],[Prescribed Total Demand (hidden, W)]])/1000,\"\"), IFERROR( Table2[[#This Row],[Annual Usage Hours (hrs)]]*((Table2[Existing Prescribed Wattage (W)]*Table2[Existing Luminaire Quantity])-Table2[[#This Row],[Prescribed Total Demand (hidden, W)]])/1000,\"\")))","v":""},{"$f":"\"\"","v":""},{"$f":"IF(OR(Table2[[#This Row],[Control Type]]=\"None\", ISBLANK(Table2[[#This Row],[Control Type]])),\"\", IF(ISBLANK(Table2[[#This Row],[New Total Demand (hidden, W)]]),\"\", IF(ISBLANK(Table2[[#This Row],[Annual Usage Hours (hrs)]]),  IFERROR( 0.2*Table2[[#This Row],[Reference Hours (hrs)]]*Table2[[#This Row],[New Total Demand (hidden, W)]]/1000,\"\"), IFERROR( 0.2*Table2[[#This Row],[Annual Usage Hours (hrs)]]*Table2[[#This Row],[New Total Demand (hidden, W)]]/1000,\"\"))))","v":""},{"$f":"IF(AND(NOT(ISNUMBER(Table2[[#This Row],[Rebate Per Unit\n(CAD)]])),ISBLANK(Table2[[#This Row],[Control Type]])), \"\", IF(OR(Table2[[#This Row],[Rebate Per Unit\n(CAD)]]=0,AND(NOT(ISNUMBER(Table2[[#This Row],[Rebate Per Unit\n(CAD)]])), ISTEXT(Table2[[#This Row],[Control Type]]))), 0, IFERROR(Table2[[#This Row],[Prescribed Quantity]]*Table2[[#This Row],[Rebate Per Unit\n(CAD)]],\"\")))","v":""},{"$f":" IF(AND(ISBLANK(Table2[[#This Row],[Control Type]]),ISNUMBER(Table2[[#This Row],[Rebate Value (CAD)]])),0, IFERROR(Table2[[#This Row],[Control Quantity]]*Table2[[#This Row],[Control Rebate per Unit\n(CAD)]],\"\"))","v":""},{"$f":"IF(AND(ISBLANK(Table2[[#This Row],[Rebate Value (CAD)]]),ISBLANK(Table2[[#This Row],[Rebate Value for Controls (CAD)]])), \"\", IFERROR(Table2[[#This Row],[Rebate Value (CAD)]]+Table2[[#This Row],[Rebate Value for Controls (CAD)]],\"\"))","v":""},{"$f":"IF(Table2[[#This Row],[Lighting  Technology]]=\"Other\",\"Other - \"&Table2[[#This Row],[Other - Lighting Technology Description]],Table2[[#This Row],[BC Hydro Rebate Category ]])","v":0},{"$f":"Table2[[#This Row],[BC Hydro Rebate Category ]]&Table2[[#This Row],[Retrofit Part '# (mandatory to validate Rebates)]]","v":""}]
[null,null,null,null,null,null,{"$f":"IF(ISBLANK(Table2[[#This Row],[Prescribed Lighting Source]]), \"\", IFERROR( INDEX(Table13ExistingPrescribedWattage,MATCH(Table2[[#This Row],[Prescribed Lighting Source]],Table13ExistingLightingSource,0)), IFERROR(INDEX(Table13ExistingPrescribedWattage,MATCH(Table2[[#This Row],[Fortis Rebate Category ]],Table13NewLightingSource,0)),\"-\")))","v":""},null,{"$f":"IFERROR(INDEX(SpaceTypeHours,MATCH(Table2[[#This Row],[Space Type]],SpaceType,0)),\"\")","v":""},null,{"$f":"IFERROR(IF(Table2[[#This Row],[Lighting  Technology]]=\"Other\",Table2[[#This Row],[Existing Effective Input Wattage (W)]]*Table2[[#This Row],[Existing Luminaire Quantity]],Table2[[#This Row],[Existing Prescribed Wattage (W)]]*Table2[[#This Row],[Existing Luminaire Quantity]]),\"\")","v":""},{"$f":"IF(Table2[Lighting  Technology] = \"Other\",(Table2[[#This Row],[Existing Luminaire Quantity]]*Table2[[#This Row],[Existing Effective Input Wattage (W)]]), IF(Table2[Existing Prescribed Wattage (W)] = \"\",\"\", IF( ISBLANK(Table2[[#This Row],[Existing Effective Input Wattage (W)]]), (Table2[[#This Row],[Existing Luminaire Quantity]]*Table2[[#This Row],[Existing Prescribed Wattage (W)]]),(Table2[[#This Row],[Existing Luminaire Quantity]]*Table2[[#This Row],[Existing Effective Input Wattage (W)]]))))","v":""},{"$f":"IF( (ISBLANK(Table2[[#This Row],[Annual Usage Hours (hrs)]])), IFERROR(Table2[[#This Row],[Reference Hours (hrs)]]*Table2[[#This Row],[Total Demand (Hidden) W]]/1000,\"\"), IFERROR(Table2[[#This Row],[Annual Usage Hours (hrs)]]*Table2[[#This Row],[Total Demand (Hidden) W]]/1000,\"\"))","v":""},null,null,{"$f":"IF(Table2[[#This Row],[Lighting  Technology]]=\"Other\", 0, IF( AND(ISBLANK(Table2[[#This Row],[BC Hydro Rebate Category ]]),ISBLANK(Table2[[#This Row],[Fortis Rebate Category ]])), \"\", IF(ISTEXT(Table2[[#This Row],[Fortis Rebate Category ]]), IFERROR(INDEX(Table13[Rebate],MATCH(Table2[[#This Row],[Fortis Rebate Category ]],Table13[Fortis New Lighting source],0)),\"\"), IF(ISTEXT(Table2[[#This Row],[BC Hydro Rebate Category ]]), IFERROR(INDEX(Table13Rebate,MATCH(Table2[[#This Row],[BC Hydro Rebate Category ]],Table13BCHRebateCategory,0)),\"\"), \"\"))))","v":""},{"$f":" IF(Table2[[#This Row],[Lighting  Technology]]=\"Other\", \"per Unit\", IF( AND(ISBLANK(Table2[[#This Row],[BC Hydro Rebate Category ]]),ISBLANK(Table2[[#This Row],[Fortis Rebate Category ]])), \"\", IF(ISTEXT(Table2[[#This Row],[Fortis Rebate Category ]]), IFERROR(INDEX(Table13PerUnit,MATCH(Table2[[#This Row],[Fortis Rebate Category ]],Table13[Fortis New Lighting source],0)),\"\"), IF(ISTEXT(Table2[[#This Row],[BC Hydro Rebate Category ]]), IFERROR(INDEX(Table13PerUnit,MATCH(Table2[[#This Row],[BC Hydro Rebate Category ]],Table13BCHRebateCategory,0)),\"\"), \"\"))))","v":""},null,{"$f":"IF( AND(ISBLANK(Table2[[#This Row],[Existing Luminaire Quantity]]),ISBLANK(Table2[[#This Row],[Prescribed Lighting Source]])), \"\", IF( OR(AND(ISNUMBER(SEARCH(\"lamp fl.\",Table2[[#This Row],[Prescribed Lighting Source]])),ISNUMBER(SEARCH(\"T8 lamp\",Table2[[#This Row],[BC Hydro Rebate Category ]]))),AND(ISNUMBER(SEARCH(\"T5HO\",Table2[[#This Row],[Prescribed Lighting Source]])),ISNUMBER(SEARCH(\"T5HO\",Table2[[#This Row],[BC Hydro Rebate Category ]]))),AND(ISNUMBER(SEARCH(\"lamp fl.\",Table2[[#This Row],[Prescribed Lighting Source]])),ISNUMBER(SEARCH(\"T8 lamp\",Table2[[#This Row],[Fortis Rebate Category ]]))),AND(ISNUMBER(SEARCH(\"T5HO\",Table2[[#This Row],[Prescribed Lighting Source]])),ISNUMBER(SEARCH(\"T5HO\",Table2[[#This Row],[Fortis Rebate Category ]])))          ),  IFERROR(INDEX(Table13NumberofLamps,MATCH(Table2[[#This Row],[Prescribed Lighting Source]],Table13ExistingLightingSource,0))*Table2[[#This Row],[Existing Luminaire Quantity]], \"-\"),  IF(Table2[[#This Row],[Lighting  Technology]]=\"Other\", IFERROR(Table2[[#This Row],[Existing Luminaire Quantity]],\"-\"), IFERROR(Table2[[#This Row],[Existing Luminaire Quantity]],\"-\"))))","v":""},{"$f":"IF( AND(ISBLANK(Table2[[#This Row],[BC Hydro Rebate Category ]]),ISBLANK(Table2[[#This Row],[Fortis Rebate Category ]])), \"\", IF(ISTEXT(Table2[[#This Row],[Fortis Rebate Category ]]), IFERROR(INDEX(Table13NewPrescribedWattage,MATCH(Table2[[#This Row],[Fortis Rebate Category ]],Table13[Fortis New Lighting source],0)),\"\"), IF(ISTEXT(Table2[[#This Row],[BC Hydro Rebate Category ]]), IFERROR(INDEX(Table13NewPrescribedWattage,MATCH(Table2[[#This Row],[BC Hydro Rebate Category ]],Table13BCHRebateCategory,0)),\"\"), \"\")))","v":""},null,null,{"$f":"IF(Table2[[#This Row],[Lighting  Technology]]=\"Other\", \"-\", IF( AND(ISBLANK(Table2[[#This Row],[BC Hydro Rebate Category ]]),ISBLANK(Table2[[#This Row],[Fortis Rebate Category ]])), \"\", IF(ISTEXT(Table2[[#This Row],[Fortis Rebate Category ]]), IFERROR(INDEX(Table13BCHECM,MATCH(Table2[[#This Row],[Fortis Rebate Category ]],Table13[Fortis New Lighting source],0)),\"\"), IF(ISTEXT(Table2[[#This Row],[BC Hydro Rebate Category ]]), IFERROR(INDEX(Table13BCHECM,MATCH(Table2[[#This Row],[BC Hydro Rebate Category ]],Table13BCHRebateCategory,0)),\"\"), \"\"))))","v":""},{"$f":"IF(Table2[[#This Row],[Lighting  Technology]]=\"Other\", 0, IF( AND(ISBLANK(Table2[[#This Row],[BC Hydro Rebate Category ]]),ISBLANK(Table2[[#This Row],[Fortis Rebate Category ]])), \"\", IF(ISTEXT(Table2[[#This Row],[Fortis Rebate Category ]]), IFERROR(INDEX(Table13Persistence,MATCH(Table2[[#This Row],[Fortis Rebate Category ]],Table13[Fortis New Lighting source],0)),\"\"), IF(ISTEXT(Table2[[#This Row],[BC Hydro Rebate Category ]]), IFERROR(INDEX(Table13Persistence,MATCH(Table2[[#This Row],[BC Hydro Rebate Category ]],Table13BCHRebateCategory,0)),\"\"), \"\"))))","v":""},null,{"$f":"IFERROR(INDEX(Table5ControlRebate,MATCH(Table2[[#This Row],[Control Type]],Table5NewControl,0)),\"\")","v":""},null,{"$f":"IF(ISBLANK(Table2[[#This Row],[Control Type]]), IF(ISBLANK(Table2[[#This Row],[Annual Usage Hours (hrs)]]),Table2[[#This Row],[Reference Hours (hrs)]], Table2[[#This Row],[Annual Usage Hours (hrs)]]), IF(AND(ISBLANK(Table2[[#This Row],[Annual Usage Hours (hrs)]]), Table2[[#This Row],[Control Type]]=\"None\"), Table2[[#This Row],[Reference Hours (hrs)]], IF(Table2[[#This Row],[Control Type]]=\"None\", Table2[[#This Row],[Annual Usage Hours (hrs)]], IF(AND(ISBLANK(Table2[[#This Row],[Annual Usage Hours (hrs)]]), Table2[[#This Row],[Control Type]]<>\"None\"), IFERROR(Table2[[#This Row],[Reference Hours (hrs)]]*0.8,\"\"), IF(Table2[[#This Row],[Control Type]]<>\"None\", IFERROR( Table2[[#This Row],[Annual Usage Hours (hrs)]]*0.8,\"\"),\"\")))))","v":""},{"$f":"IF( Table2[[#This Row],[Lighting  Technology]]=\"Other\", IF(ISBLANK(Table2[[#This Row],[Retrofit Lamp/ Luminaire Wattage (see Rebate Unit)]]),\"\",IFERROR(Table2[[#This Row],[Prescribed Quantity]]*Table2[[#This Row],[Retrofit Lamp/ Luminaire Wattage (see Rebate Unit)]],\"\")), IF(ISBLANK(Table2[[#This Row],[Retrofit Lamp/ Luminaire Wattage (see Rebate Unit)]]),IFERROR(Table2[[#This Row],[Prescribed Quantity]]*Table2[[#This Row],[Prescribed Wattage (W)]],\"\"),IFERROR(Table2[[#This Row],[Prescribed Quantity]]*Table2[[#This Row],[Retrofit Lamp/ Luminaire Wattage (see Rebate Unit)]],\"\")))","v":""},{"$f":"IFERROR((IF( Table2[[#This Row],[Lighting  Technology]]=\"Other\", Table2[[#This Row],[Prescribed Quantity]]*Table2[[#This Row],[Retrofit Lamp/ Luminaire Wattage (see Rebate Unit)]], Table2[[#This Row],[Prescribed Quantity]]*Table2[[#This Row],[Prescribed Wattage (W)]] )),\"\")","v":""},{"$f":"IF(ISBLANK(Table2[[#This Row],[New Total Demand (hidden, W)]]),\"\", IF(ISBLANK(Table2[[#This Row],[New Hours (hidden, hrs)]]), \"\", IFERROR(Table2[[#This Row],[New Hours (hidden, hrs)]]*Table2[[#This Row],[New Total Demand (hidden, W)]]/1000,\"\")))","v":""},{"$f":"IF(ISBLANK(Table2[[#This Row],[Total Demand (Hidden) W]]),\"\", IF(ISBLANK(Table2[[#This Row],[New Total Demand (hidden, W)]]), \"\", IFERROR((Table2[[#This Row],[Total Demand (Hidden) W]]-Table2[[#This Row],[New Total Demand (hidden, W)]])/1000,\"\")))","v":""},{"$f":"IF( OR(ISBLANK(Table2[[#This Row],[New Total Demand (hidden, W)]]),ISBLANK(Table2[[#This Row],[Total Demand (Hidden) W]])),\"\", IF(ISBLANK(Table2[[#This Row],[Annual Usage Hours (hrs)]]), IFERROR( Table2[[#This Row],[Reference Hours (hrs)]]*(Table2[[#This Row],[Total Demand (Hidden) W]]-Table2[[#This Row],[New Total Demand (hidden, W)]])/1000,\"\"), IFERROR( Table2[[#This Row],[Annual Usage Hours (hrs)]]*(Table2[[#This Row],[Total Demand (Hidden) W]]-Table2[[#This Row],[New Total Demand (hidden, W)]])/1000,\"\")))","v":""},{"$f":"IF( OR(ISBLANK(Table2[[#This Row],[Prescribed Total Demand (hidden, W)]]),ISBLANK(Table2[[#This Row],[Total Demand (Hidden) W]])),\"\", IF(ISBLANK(Table2[[#This Row],[Annual Usage Hours (hrs)]]), IFERROR( Table2[[#This Row],[Reference Hours (hrs)]]*((Table2[Existing Prescribed Wattage (W)]*Table2[Existing Luminaire Quantity])-Table2[[#This Row],[Prescribed Total Demand (hidden, W)]])/1000,\"\"), IFERROR( Table2[[#This Row],[Annual Usage Hours (hrs)]]*((Table2[Existing Prescribed Wattage (W)]*Table2[Existing Luminaire Quantity])-Table2[[#This Row],[Prescribed Total Demand (hidden, W)]])/1000,\"\")))","v":""},{"$f":"\"\"","v":""},{"$f":"IF(OR(Table2[[#This Row],[Control Type]]=\"None\", ISBLANK(Table2[[#This Row],[Control Type]])),\"\", IF(ISBLANK(Table2[[#This Row],[New Total Demand (hidden, W)]]),\"\", IF(ISBLANK(Table2[[#This Row],[Annual Usage Hours (hrs)]]),  IFERROR( 0.2*Table2[[#This Row],[Reference Hours (hrs)]]*Table2[[#This Row],[New Total Demand (hidden, W)]]/1000,\"\"), IFERROR( 0.2*Table2[[#This Row],[Annual Usage Hours (hrs)]]*Table2[[#This Row],[New Total Demand (hidden, W)]]/1000,\"\"))))","v":""},{"$f":"IF(AND(NOT(ISNUMBER(Table2[[#This Row],[Rebate Per Unit\n(CAD)]])),ISBLANK(Table2[[#This Row],[Control Type]])), \"\", IF(OR(Table2[[#This Row],[Rebate Per Unit\n(CAD)]]=0,AND(NOT(ISNUMBER(Table2[[#This Row],[Rebate Per Unit\n(CAD)]])), ISTEXT(Table2[[#This Row],[Control Type]]))), 0, IFERROR(Table2[[#This Row],[Prescribed Quantity]]*Table2[[#This Row],[Rebate Per Unit\n(CAD)]],\"\")))","v":""},{"$f":" IF(AND(ISBLANK(Table2[[#This Row],[Control Type]]),ISNUMBER(Table2[[#This Row],[Rebate Value (CAD)]])),0, IFERROR(Table2[[#This Row],[Control Quantity]]*Table2[[#This Row],[Control Rebate per Unit\n(CAD)]],\"\"))","v":""},{"$f":"IF(AND(ISBLANK(Table2[[#This Row],[Rebate Value (CAD)]]),ISBLANK(Table2[[#This Row],[Rebate Value for Controls (CAD)]])), \"\", IFERROR(Table2[[#This Row],[Rebate Value (CAD)]]+Table2[[#This Row],[Rebate Value for Controls (CAD)]],\"\"))","v":""},{"$f":"IF(Table2[[#This Row],[Lighting  Technology]]=\"Other\",\"Other - \"&Table2[[#This Row],[Other - Lighting Technology Description]],Table2[[#This Row],[BC Hydro Rebate Category ]])","v":0},{"$f":"Table2[[#This Row],[BC Hydro Rebate Category ]]&Table2[[#This Row],[Retrofit Part '# (mandatory to validate Rebates)]]","v":""}]
[null,null,null,null,null,null,{"$f":"IF(ISBLANK(Table2[[#This Row],[Prescribed Lighting Source]]), \"\", IFERROR( INDEX(Table13ExistingPrescribedWattage,MATCH(Table2[[#This Row],[Prescribed Lighting Source]],Table13ExistingLightingSource,0)), IFERROR(INDEX(Table13ExistingPrescribedWattage,MATCH(Table2[[#This Row],[Fortis Rebate Category ]],Table13NewLightingSource,0)),\"-\")))","v":""},null,{"$f":"IFERROR(INDEX(SpaceTypeHours,MATCH(Table2[[#This Row],[Space Type]],SpaceType,0)),\"\")","v":""},null,{"$f":"IFERROR(IF(Table2[[#This Row],[Lighting  Technology]]=\"Other\",Table2[[#This Row],[Existing Effective Input Wattage (W)]]*Table2[[#This Row],[Existing Luminaire Quantity]],Table2[[#This Row],[Existing Prescribed Wattage (W)]]*Table2[[#This Row],[Existing Luminaire Quantity]]),\"\")","v":""},{"$f":"IF(Table2[Lighting  Technology] = \"Other\",(Table2[[#This Row],[Existing Luminaire Quantity]]*Table2[[#This Row],[Existing Effective Input Wattage (W)]]), IF(Table2[Existing Prescribed Wattage (W)] = \"\",\"\", IF( ISBLANK(Table2[[#This Row],[Existing Effective Input Wattage (W)]]), (Table2[[#This Row],[Existing Luminaire Quantity]]*Table2[[#This Row],[Existing Prescribed Wattage (W)]]),(Table2[[#This Row],[Existing Luminaire Quantity]]*Table2[[#This Row],[Existing Effective Input Wattage (W)]]))))","v":""},{"$f":"IF( (ISBLANK(Table2[[#This Row],[Annual Usage Hours (hrs)]])), IFERROR(Table2[[#This Row],[Reference Hours (hrs)]]*Table2[[#This Row],[Total Demand (Hidden) W]]/1000,\"\"), IFERROR(Table2[[#This Row],[Annual Usage Hours (hrs)]]*Table2[[#This Row],[Total Demand (Hidden) W]]/1000,\"\"))","v":""},null,null,{"$f":"IF(Table2[[#This Row],[Lighting  Technology]]=\"Other\", 0, IF( AND(ISBLANK(Table2[[#This Row],[BC Hydro Rebate Category ]]),ISBLANK(Table2[[#This Row],[Fortis Rebate Category ]])), \"\", IF(ISTEXT(Table2[[#This Row],[Fortis Rebate Category ]]), IFERROR(INDEX(Table13[Rebate],MATCH(Table2[[#This Row],[Fortis Rebate Category ]],Table13[Fortis New Lighting source],0)),\"\"), IF(ISTEXT(Table2[[#This Row],[BC Hydro Rebate Category ]]), IFERROR(INDEX(Table13Rebate,MATCH(Table2[[#This Row],[BC Hydro Rebate Category ]],Table13BCHRebateCategory,0)),\"\"), \"\"))))","v":""},{"$f":" IF(Table2[[#This Row],[Lighting  Technology]]=\"Other\", \"per Unit\", IF( AND(ISBLANK(Table2[[#This Row],[BC Hydro Rebate Category ]]),ISBLANK(Table2[[#This Row],[Fortis Rebate Category ]])), \"\", IF(ISTEXT(Table2[[#This Row],[Fortis Rebate Category ]]), IFERROR(INDEX(Table13PerUnit,MATCH(Table2[[#This Row],[Fortis Rebate Category ]],Table13[Fortis New Lighting source],0)),\"\"), IF(ISTEXT(Table2[[#This Row],[BC Hydro Rebate Category ]]), IFERROR(INDEX(Table13PerUnit,MATCH(Table2[[#This Row],[BC Hydro Rebate Category ]],Table13BCHRebateCategory,0)),\"\"), \"\"))))","v":""},null,{"$f":"IF( AND(ISBLANK(Table2[[#This Row],[Existing Luminaire Quantity]]),ISBLANK(Table2[[#This Row],[Prescribed Lighting Source]])), \"\", IF( OR(AND(ISNUMBER(SEARCH(\"lamp fl.\",Table2[[#This Row],[Prescribed Lighting Source]])),ISNUMBER(SEARCH(\"T8 lamp\",Table2[[#This Row],[BC Hydro Rebate Category ]]))),AND(ISNUMBER(SEARCH(\"T5HO\",Table2[[#This Row],[Prescribed Lighting Source]])),ISNUMBER(SEARCH(\"T5HO\",Table2[[#This Row],[BC Hydro Rebate Category ]]))),AND(ISNUMBER(SEARCH(\"lamp fl.\",Table2[[#This Row],[Prescribed Lighting Source]])),ISNUMBER(SEARCH(\"T8 lamp\",Table2[[#This Row],[Fortis Rebate Category ]]))),AND(ISNUMBER(SEARCH(\"T5HO\",Table2[[#This Row],[Prescribed Lighting Source]])),ISNUMBER(SEARCH(\"T5HO\",Table2[[#This Row],[Fortis Rebate Category ]])))          ),  IFERROR(INDEX(Table13NumberofLamps,MATCH(Table2[[#This Row],[Prescribed Lighting Source]],Table13ExistingLightingSource,0))*Table2[[#This Row],[Existing Luminaire Quantity]], \"-\"),  IF(Table2[[#This Row],[Lighting  Technology]]=\"Other\", IFERROR(Table2[[#This Row],[Existing Luminaire Quantity]],\"-\"), IFERROR(Table2[[#This Row],[Existing Luminaire Quantity]],\"-\"))))","v":""},{"$f":"IF( AND(ISBLANK(Table2[[#This Row],[BC Hydro Rebate Category ]]),ISBLANK(Table2[[#This Row],[Fortis Rebate Category ]])), \"\", IF(ISTEXT(Table2[[#This Row],[Fortis Rebate Category ]]), IFERROR(INDEX(Table13NewPrescribedWattage,MATCH(Table2[[#This Row],[Fortis Rebate Category ]],Table13[Fortis New Lighting source],0)),\"\"), IF(ISTEXT(Table2[[#This Row],[BC Hydro Rebate Category ]]), IFERROR(INDEX(Table13NewPrescribedWattage,MATCH(Table2[[#This Row],[BC Hydro Rebate Category ]],Table13BCHRebateCategory,0)),\"\"), \"\")))","v":""},null,null,{"$f":"IF(Table2[[#This Row],[Lighting  Technology]]=\"Other\", \"-\", IF( AND(ISBLANK(Table2[[#This Row],[BC Hydro Rebate Category ]]),ISBLANK(Table2[[#This Row],[Fortis Rebate Category ]])), \"\", IF(ISTEXT(Table2[[#This Row],[Fortis Rebate Category ]]), IFERROR(INDEX(Table13BCHECM,MATCH(Table2[[#This Row],[Fortis Rebate Category ]],Table13[Fortis New Lighting source],0)),\"\"), IF(ISTEXT(Table2[[#This Row],[BC Hydro Rebate Category ]]), IFERROR(INDEX(Table13BCHECM,MATCH(Table2[[#This Row],[BC Hydro Rebate Category ]],Table13BCHRebateCategory,0)),\"\"), \"\"))))","v":""},{"$f":"IF(Table2[[#This Row],[Lighting  Technology]]=\"Other\", 0, IF( AND(ISBLANK(Table2[[#This Row],[BC Hydro Rebate Category ]]),ISBLANK(Table2[[#This Row],[Fortis Rebate Category ]])), \"\", IF(ISTEXT(Table2[[#This Row],[Fortis Rebate Category ]]), IFERROR(INDEX(Table13Persistence,MATCH(Table2[[#This Row],[Fortis Rebate Category ]],Table13[Fortis New Lighting source],0)),\"\"), IF(ISTEXT(Table2[[#This Row],[BC Hydro Rebate Category ]]), IFERROR(INDEX(Table13Persistence,MATCH(Table2[[#This Row],[BC Hydro Rebate Category ]],Table13BCHRebateCategory,0)),\"\"), \"\"))))","v":""},null,{"$f":"IFERROR(INDEX(Table5ControlRebate,MATCH(Table2[[#This Row],[Control Type]],Table5NewControl,0)),\"\")","v":""},null,{"$f":"IF(ISBLANK(Table2[[#This Row],[Control Type]]), IF(ISBLANK(Table2[[#This Row],[Annual Usage Hours (hrs)]]),Table2[[#This Row],[Reference Hours (hrs)]], Table2[[#This Row],[Annual Usage Hours (hrs)]]), IF(AND(ISBLANK(Table2[[#This Row],[Annual Usage Hours (hrs)]]), Table2[[#This Row],[Control Type]]=\"None\"), Table2[[#This Row],[Reference Hours (hrs)]], IF(Table2[[#This Row],[Control Type]]=\"None\", Table2[[#This Row],[Annual Usage Hours (hrs)]], IF(AND(ISBLANK(Table2[[#This Row],[Annual Usage Hours (hrs)]]), Table2[[#This Row],[Control Type]]<>\"None\"), IFERROR(Table2[[#This Row],[Reference Hours (hrs)]]*0.8,\"\"), IF(Table2[[#This Row],[Control Type]]<>\"None\", IFERROR( Table2[[#This Row],[Annual Usage Hours (hrs)]]*0.8,\"\"),\"\")))))","v":""},{"$f":"IF( Table2[[#This Row],[Lighting  Technology]]=\"Other\", IF(ISBLANK(Table2[[#This Row],[Retrofit Lamp/ Luminaire Wattage (see Rebate Unit)]]),\"\",IFERROR(Table2[[#This Row],[Prescribed Quantity]]*Table2[[#This Row],[Retrofit Lamp/ Luminaire Wattage (see Rebate Unit)]],\"\")), IF(ISBLANK(Table2[[#This Row],[Retrofit Lamp/ Luminaire Wattage (see Rebate Unit)]]),IFERROR(Table2[[#This Row],[Prescribed Quantity]]*Table2[[#This Row],[Prescribed Wattage (W)]],\"\"),IFERROR(Table2[[#This Row],[Prescribed Quantity]]*Table2[[#This Row],[Retrofit Lamp/ Luminaire Wattage (see Rebate Unit)]],\"\")))","v":""},{"$f":"IFERROR((IF( Table2[[#This Row],[Lighting  Technology]]=\"Other\", Table2[[#This Row],[Prescribed Quantity]]*Table2[[#This Row],[Retrofit Lamp/ Luminaire Wattage (see Rebate Unit)]], Table2[[#This Row],[Prescribed Quantity]]*Table2[[#This Row],[Prescribed Wattage (W)]] )),\"\")","v":""},{"$f":"IF(ISBLANK(Table2[[#This Row],[New Total Demand (hidden, W)]]),\"\", IF(ISBLANK(Table2[[#This Row],[New Hours (hidden, hrs)]]), \"\", IFERROR(Table2[[#This Row],[New Hours (hidden, hrs)]]*Table2[[#This Row],[New Total Demand (hidden, W)]]/1000,\"\")))","v":""},{"$f":"IF(ISBLANK(Table2[[#This Row],[Total Demand (Hidden) W]]),\"\", IF(ISBLANK(Table2[[#This Row],[New Total Demand (hidden, W)]]), \"\", IFERROR((Table2[[#This Row],[Total Demand (Hidden) W]]-Table2[[#This Row],[New Total Demand (hidden, W)]])/1000,\"\")))","v":""},{"$f":"IF( OR(ISBLANK(Table2[[#This Row],[New Total Demand (hidden, W)]]),ISBLANK(Table2[[#This Row],[Total Demand (Hidden) W]])),\"\", IF(ISBLANK(Table2[[#This Row],[Annual Usage Hours (hrs)]]), IFERROR( Table2[[#This Row],[Reference Hours (hrs)]]*(Table2[[#This Row],[Total Demand (Hidden) W]]-Table2[[#This Row],[New Total Demand (hidden, W)]])/1000,\"\"), IFERROR( Table2[[#This Row],[Annual Usage Hours (hrs)]]*(Table2[[#This Row],[Total Demand (Hidden) W]]-Table2[[#This Row],[New Total Demand (hidden, W)]])/1000,\"\")))","v":""},{"$f":"IF( OR(ISBLANK(Table2[[#This Row],[Prescribed Total Demand (hidden, W)]]),ISBLANK(Table2[[#This Row],[Total Demand (Hidden) W]])),\"\", IF(ISBLANK(Table2[[#This Row],[Annual Usage Hours (hrs)]]), IFERROR( Table2[[#This Row],[Reference Hours (hrs)]]*((Table2[Existing Prescribed Wattage (W)]*Table2[Existing Luminaire Quantity])-Table2[[#This Row],[Prescribed Total Demand (hidden, W)]])/1000,\"\"), IFERROR( Table2[[#This Row],[Annual Usage Hours (hrs)]]*((Table2[Existing Prescribed Wattage (W)]*Table2[Existing Luminaire Quantity])-Table2[[#This Row],[Prescribed Total Demand (hidden, W)]])/1000,\"\")))","v":""},{"$f":"\"\"","v":""},{"$f":"IF(OR(Table2[[#This Row],[Control Type]]=\"None\", ISBLANK(Table2[[#This Row],[Control Type]])),\"\", IF(ISBLANK(Table2[[#This Row],[New Total Demand (hidden, W)]]),\"\", IF(ISBLANK(Table2[[#This Row],[Annual Usage Hours (hrs)]]),  IFERROR( 0.2*Table2[[#This Row],[Reference Hours (hrs)]]*Table2[[#This Row],[New Total Demand (hidden, W)]]/1000,\"\"), IFERROR( 0.2*Table2[[#This Row],[Annual Usage Hours (hrs)]]*Table2[[#This Row],[New Total Demand (hidden, W)]]/1000,\"\"))))","v":""},{"$f":"IF(AND(NOT(ISNUMBER(Table2[[#This Row],[Rebate Per Unit\n(CAD)]])),ISBLANK(Table2[[#This Row],[Control Type]])), \"\", IF(OR(Table2[[#This Row],[Rebate Per Unit\n(CAD)]]=0,AND(NOT(ISNUMBER(Table2[[#This Row],[Rebate Per Unit\n(CAD)]])), ISTEXT(Table2[[#This Row],[Control Type]]))), 0, IFERROR(Table2[[#This Row],[Prescribed Quantity]]*Table2[[#This Row],[Rebate Per Unit\n(CAD)]],\"\")))","v":""},{"$f":" IF(AND(ISBLANK(Table2[[#This Row],[Control Type]]),ISNUMBER(Table2[[#This Row],[Rebate Value (CAD)]])),0, IFERROR(Table2[[#This Row],[Control Quantity]]*Table2[[#This Row],[Control Rebate per Unit\n(CAD)]],\"\"))","v":""},{"$f":"IF(AND(ISBLANK(Table2[[#This Row],[Rebate Value (CAD)]]),ISBLANK(Table2[[#This Row],[Rebate Value for Controls (CAD)]])), \"\", IFERROR(Table2[[#This Row],[Rebate Value (CAD)]]+Table2[[#This Row],[Rebate Value for Controls (CAD)]],\"\"))","v":""},{"$f":"IF(Table2[[#This Row],[Lighting  Technology]]=\"Other\",\"Other - \"&Table2[[#This Row],[Other - Lighting Technology Description]],Table2[[#This Row],[BC Hydro Rebate Category ]])","v":0},{"$f":"Table2[[#This Row],[BC Hydro Rebate Category ]]&Table2[[#This Row],[Retrofit Part '# (mandatory to validate Rebates)]]","v":""}]
[null,null,null,null,null,null,{"$f":"IF(ISBLANK(Table2[[#This Row],[Prescribed Lighting Source]]), \"\", IFERROR( INDEX(Table13ExistingPrescribedWattage,MATCH(Table2[[#This Row],[Prescribed Lighting Source]],Table13ExistingLightingSource,0)), IFERROR(INDEX(Table13ExistingPrescribedWattage,MATCH(Table2[[#This Row],[Fortis Rebate Category ]],Table13NewLightingSource,0)),\"-\")))","v":""},null,{"$f":"IFERROR(INDEX(SpaceTypeHours,MATCH(Table2[[#This Row],[Space Type]],SpaceType,0)),\"\")","v":""},null,{"$f":"IFERROR(IF(Table2[[#This Row],[Lighting  Technology]]=\"Other\",Table2[[#This Row],[Existing Effective Input Wattage (W)]]*Table2[[#This Row],[Existing Luminaire Quantity]],Table2[[#This Row],[Existing Prescribed Wattage (W)]]*Table2[[#This Row],[Existing Luminaire Quantity]]),\"\")","v":""},{"$f":"IF(Table2[Lighting  Technology] = \"Other\",(Table2[[#This Row],[Existing Luminaire Quantity]]*Table2[[#This Row],[Existing Effective Input Wattage (W)]]), IF(Table2[Existing Prescribed Wattage (W)] = \"\",\"\", IF( ISBLANK(Table2[[#This Row],[Existing Effective Input Wattage (W)]]), (Table2[[#This Row],[Existing Luminaire Quantity]]*Table2[[#This Row],[Existing Prescribed Wattage (W)]]),(Table2[[#This Row],[Existing Luminaire Quantity]]*Table2[[#This Row],[Existing Effective Input Wattage (W)]]))))","v":""},{"$f":"IF( (ISBLANK(Table2[[#This Row],[Annual Usage Hours (hrs)]])), IFERROR(Table2[[#This Row],[Reference Hours (hrs)]]*Table2[[#This Row],[Total Demand (Hidden) W]]/1000,\"\"), IFERROR(Table2[[#This Row],[Annual Usage Hours (hrs)]]*Table2[[#This Row],[Total Demand (Hidden) W]]/1000,\"\"))","v":""},null,null,{"$f":"IF(Table2[[#This Row],[Lighting  Technology]]=\"Other\", 0, IF( AND(ISBLANK(Table2[[#This Row],[BC Hydro Rebate Category ]]),ISBLANK(Table2[[#This Row],[Fortis Rebate Category ]])), \"\", IF(ISTEXT(Table2[[#This Row],[Fortis Rebate Category ]]), IFERROR(INDEX(Table13[Rebate],MATCH(Table2[[#This Row],[Fortis Rebate Category ]],Table13[Fortis New Lighting source],0)),\"\"), IF(ISTEXT(Table2[[#This Row],[BC Hydro Rebate Category ]]), IFERROR(INDEX(Table13Rebate,MATCH(Table2[[#This Row],[BC Hydro Rebate Category ]],Table13BCHRebateCategory,0)),\"\"), \"\"))))","v":""},{"$f":" IF(Table2[[#This Row],[Lighting  Technology]]=\"Other\", \"per Unit\", IF( AND(ISBLANK(Table2[[#This Row],[BC Hydro Rebate Category ]]),ISBLANK(Table2[[#This Row],[Fortis Rebate Category ]])), \"\", IF(ISTEXT(Table2[[#This Row],[Fortis Rebate Category ]]), IFERROR(INDEX(Table13PerUnit,MATCH(Table2[[#This Row],[Fortis Rebate Category ]],Table13[Fortis New Lighting source],0)),\"\"), IF(ISTEXT(Table2[[#This Row],[BC Hydro Rebate Category ]]), IFERROR(INDEX(Table13PerUnit,MATCH(Table2[[#This Row],[BC Hydro Rebate Category ]],Table13BCHRebateCategory,0)),\"\"), \"\"))))","v":""},null,{"$f":"IF( AND(ISBLANK(Table2[[#This Row],[Existing Luminaire Quantity]]),ISBLANK(Table2[[#This Row],[Prescribed Lighting Source]])), \"\", IF( OR(AND(ISNUMBER(SEARCH(\"lamp fl.\",Table2[[#This Row],[Prescribed Lighting Source]])),ISNUMBER(SEARCH(\"T8 lamp\",Table2[[#This Row],[BC Hydro Rebate Category ]]))),AND(ISNUMBER(SEARCH(\"T5HO\",Table2[[#This Row],[Prescribed Lighting Source]])),ISNUMBER(SEARCH(\"T5HO\",Table2[[#This Row],[BC Hydro Rebate Category ]]))),AND(ISNUMBER(SEARCH(\"lamp fl.\",Table2[[#This Row],[Prescribed Lighting Source]])),ISNUMBER(SEARCH(\"T8 lamp\",Table2[[#This Row],[Fortis Rebate Category ]]))),AND(ISNUMBER(SEARCH(\"T5HO\",Table2[[#This Row],[Prescribed Lighting Source]])),ISNUMBER(SEARCH(\"T5HO\",Table2[[#This Row],[Fortis Rebate Category ]])))          ),  IFERROR(INDEX(Table13NumberofLamps,MATCH(Table2[[#This Row],[Prescribed Lighting Source]],Table13ExistingLightingSource,0))*Table2[[#This Row],[Existing Luminaire Quantity]], \"-\"),  IF(Table2[[#This Row],[Lighting  Technology]]=\"Other\", IFERROR(Table2[[#This Row],[Existing Luminaire Quantity]],\"-\"), IFERROR(Table2[[#This Row],[Existing Luminaire Quantity]],\"-\"))))","v":""},{"$f":"IF( AND(ISBLANK(Table2[[#This Row],[BC Hydro Rebate Category ]]),ISBLANK(Table2[[#This Row],[Fortis Rebate Category ]])), \"\", IF(ISTEXT(Table2[[#This Row],[Fortis Rebate Category ]]), IFERROR(INDEX(Table13NewPrescribedWattage,MATCH(Table2[[#This Row],[Fortis Rebate Category ]],Table13[Fortis New Lighting source],0)),\"\"), IF(ISTEXT(Table2[[#This Row],[BC Hydro Rebate Category ]]), IFERROR(INDEX(Table13NewPrescribedWattage,MATCH(Table2[[#This Row],[BC Hydro Rebate Category ]],Table13BCHRebateCategory,0)),\"\"), \"\")))","v":""},null,null,{"$f":"IF(Table2[[#This Row],[Lighting  Technology]]=\"Other\", \"-\", IF( AND(ISBLANK(Table2[[#This Row],[BC Hydro Rebate Category ]]),ISBLANK(Table2[[#This Row],[Fortis Rebate Category ]])), \"\", IF(ISTEXT(Table2[[#This Row],[Fortis Rebate Category ]]), IFERROR(INDEX(Table13BCHECM,MATCH(Table2[[#This Row],[Fortis Rebate Category ]],Table13[Fortis New Lighting source],0)),\"\"), IF(ISTEXT(Table2[[#This Row],[BC Hydro Rebate Category ]]), IFERROR(INDEX(Table13BCHECM,MATCH(Table2[[#This Row],[BC Hydro Rebate Category ]],Table13BCHRebateCategory,0)),\"\"), \"\"))))","v":""},{"$f":"IF(Table2[[#This Row],[Lighting  Technology]]=\"Other\", 0, IF( AND(ISBLANK(Table2[[#This Row],[BC Hydro Rebate Category ]]),ISBLANK(Table2[[#This Row],[Fortis Rebate Category ]])), \"\", IF(ISTEXT(Table2[[#This Row],[Fortis Rebate Category ]]), IFERROR(INDEX(Table13Persistence,MATCH(Table2[[#This Row],[Fortis Rebate Category ]],Table13[Fortis New Lighting source],0)),\"\"), IF(ISTEXT(Table2[[#This Row],[BC Hydro Rebate Category ]]), IFERROR(INDEX(Table13Persistence,MATCH(Table2[[#This Row],[BC Hydro Rebate Category ]],Table13BCHRebateCategory,0)),\"\"), \"\"))))","v":""},null,{"$f":"IFERROR(INDEX(Table5ControlRebate,MATCH(Table2[[#This Row],[Control Type]],Table5NewControl,0)),\"\")","v":""},null,{"$f":"IF(ISBLANK(Table2[[#This Row],[Control Type]]), IF(ISBLANK(Table2[[#This Row],[Annual Usage Hours (hrs)]]),Table2[[#This Row],[Reference Hours (hrs)]], Table2[[#This Row],[Annual Usage Hours (hrs)]]), IF(AND(ISBLANK(Table2[[#This Row],[Annual Usage Hours (hrs)]]), Table2[[#This Row],[Control Type]]=\"None\"), Table2[[#This Row],[Reference Hours (hrs)]], IF(Table2[[#This Row],[Control Type]]=\"None\", Table2[[#This Row],[Annual Usage Hours (hrs)]], IF(AND(ISBLANK(Table2[[#This Row],[Annual Usage Hours (hrs)]]), Table2[[#This Row],[Control Type]]<>\"None\"), IFERROR(Table2[[#This Row],[Reference Hours (hrs)]]*0.8,\"\"), IF(Table2[[#This Row],[Control Type]]<>\"None\", IFERROR( Table2[[#This Row],[Annual Usage Hours (hrs)]]*0.8,\"\"),\"\")))))","v":""},{"$f":"IF( Table2[[#This Row],[Lighting  Technology]]=\"Other\", IF(ISBLANK(Table2[[#This Row],[Retrofit Lamp/ Luminaire Wattage (see Rebate Unit)]]),\"\",IFERROR(Table2[[#This Row],[Prescribed Quantity]]*Table2[[#This Row],[Retrofit Lamp/ Luminaire Wattage (see Rebate Unit)]],\"\")), IF(ISBLANK(Table2[[#This Row],[Retrofit Lamp/ Luminaire Wattage (see Rebate Unit)]]),IFERROR(Table2[[#This Row],[Prescribed Quantity]]*Table2[[#This Row],[Prescribed Wattage (W)]],\"\"),IFERROR(Table2[[#This Row],[Prescribed Quantity]]*Table2[[#This Row],[Retrofit Lamp/ Luminaire Wattage (see Rebate Unit)]],\"\")))","v":""},{"$f":"IFERROR((IF( Table2[[#This Row],[Lighting  Technology]]=\"Other\", Table2[[#This Row],[Prescribed Quantity]]*Table2[[#This Row],[Retrofit Lamp/ Luminaire Wattage (see Rebate Unit)]], Table2[[#This Row],[Prescribed Quantity]]*Table2[[#This Row],[Prescribed Wattage (W)]] )),\"\")","v":""},{"$f":"IF(ISBLANK(Table2[[#This Row],[New Total Demand (hidden, W)]]),\"\", IF(ISBLANK(Table2[[#This Row],[New Hours (hidden, hrs)]]), \"\", IFERROR(Table2[[#This Row],[New Hours (hidden, hrs)]]*Table2[[#This Row],[New Total Demand (hidden, W)]]/1000,\"\")))","v":""},{"$f":"IF(ISBLANK(Table2[[#This Row],[Total Demand (Hidden) W]]),\"\", IF(ISBLANK(Table2[[#This Row],[New Total Demand (hidden, W)]]), \"\", IFERROR((Table2[[#This Row],[Total Demand (Hidden) W]]-Table2[[#This Row],[New Total Demand (hidden, W)]])/1000,\"\")))","v":""},{"$f":"IF( OR(ISBLANK(Table2[[#This Row],[New Total Demand (hidden, W)]]),ISBLANK(Table2[[#This Row],[Total Demand (Hidden) W]])),\"\", IF(ISBLANK(Table2[[#This Row],[Annual Usage Hours (hrs)]]), IFERROR( Table2[[#This Row],[Reference Hours (hrs)]]*(Table2[[#This Row],[Total Demand (Hidden) W]]-Table2[[#This Row],[New Total Demand (hidden, W)]])/1000,\"\"), IFERROR( Table2[[#This Row],[Annual Usage Hours (hrs)]]*(Table2[[#This Row],[Total Demand (Hidden) W]]-Table2[[#This Row],[New Total Demand (hidden, W)]])/1000,\"\")))","v":""},{"$f":"IF( OR(ISBLANK(Table2[[#This Row],[Prescribed Total Demand (hidden, W)]]),ISBLANK(Table2[[#This Row],[Total Demand (Hidden) W]])),\"\", IF(ISBLANK(Table2[[#This Row],[Annual Usage Hours (hrs)]]), IFERROR( Table2[[#This Row],[Reference Hours (hrs)]]*((Table2[Existing Prescribed Wattage (W)]*Table2[Existing Luminaire Quantity])-Table2[[#This Row],[Prescribed Total Demand (hidden, W)]])/1000,\"\"), IFERROR( Table2[[#This Row],[Annual Usage Hours (hrs)]]*((Table2[Existing Prescribed Wattage (W)]*Table2[Existing Luminaire Quantity])-Table2[[#This Row],[Prescribed Total Demand (hidden, W)]])/1000,\"\")))","v":""},{"$f":"\"\"","v":""},{"$f":"IF(OR(Table2[[#This Row],[Control Type]]=\"None\", ISBLANK(Table2[[#This Row],[Control Type]])),\"\", IF(ISBLANK(Table2[[#This Row],[New Total Demand (hidden, W)]]),\"\", IF(ISBLANK(Table2[[#This Row],[Annual Usage Hours (hrs)]]),  IFERROR( 0.2*Table2[[#This Row],[Reference Hours (hrs)]]*Table2[[#This Row],[New Total Demand (hidden, W)]]/1000,\"\"), IFERROR( 0.2*Table2[[#This Row],[Annual Usage Hours (hrs)]]*Table2[[#This Row],[New Total Demand (hidden, W)]]/1000,\"\"))))","v":""},{"$f":"IF(AND(NOT(ISNUMBER(Table2[[#This Row],[Rebate Per Unit\n(CAD)]])),ISBLANK(Table2[[#This Row],[Control Type]])), \"\", IF(OR(Table2[[#This Row],[Rebate Per Unit\n(CAD)]]=0,AND(NOT(ISNUMBER(Table2[[#This Row],[Rebate Per Unit\n(CAD)]])), ISTEXT(Table2[[#This Row],[Control Type]]))), 0, IFERROR(Table2[[#This Row],[Prescribed Quantity]]*Table2[[#This Row],[Rebate Per Unit\n(CAD)]],\"\")))","v":""},{"$f":" IF(AND(ISBLANK(Table2[[#This Row],[Control Type]]),ISNUMBER(Table2[[#This Row],[Rebate Value (CAD)]])),0, IFERROR(Table2[[#This Row],[Control Quantity]]*Table2[[#This Row],[Control Rebate per Unit\n(CAD)]],\"\"))","v":""},{"$f":"IF(AND(ISBLANK(Table2[[#This Row],[Rebate Value (CAD)]]),ISBLANK(Table2[[#This Row],[Rebate Value for Controls (CAD)]])), \"\", IFERROR(Table2[[#This Row],[Rebate Value (CAD)]]+Table2[[#This Row],[Rebate Value for Controls (CAD)]],\"\"))","v":""},{"$f":"IF(Table2[[#This Row],[Lighting  Technology]]=\"Other\",\"Other - \"&Table2[[#This Row],[Other - Lighting Technology Description]],Table2[[#This Row],[BC Hydro Rebate Category ]])","v":0},{"$f":"Table2[[#This Row],[BC Hydro Rebate Category ]]&Table2[[#This Row],[Retrofit Part '# (mandatory to validate Rebates)]]","v":""}]
[null,null,null,null,null,null,{"$f":"IF(ISBLANK(Table2[[#This Row],[Prescribed Lighting Source]]), \"\", IFERROR( INDEX(Table13ExistingPrescribedWattage,MATCH(Table2[[#This Row],[Prescribed Lighting Source]],Table13ExistingLightingSource,0)), IFERROR(INDEX(Table13ExistingPrescribedWattage,MATCH(Table2[[#This Row],[Fortis Rebate Category ]],Table13NewLightingSource,0)),\"-\")))","v":""},null,{"$f":"IFERROR(INDEX(SpaceTypeHours,MATCH(Table2[[#This Row],[Space Type]],SpaceType,0)),\"\")","v":""},null,{"$f":"IFERROR(IF(Table2[[#This Row],[Lighting  Technology]]=\"Other\",Table2[[#This Row],[Existing Effective Input Wattage (W)]]*Table2[[#This Row],[Existing Luminaire Quantity]],Table2[[#This Row],[Existing Prescribed Wattage (W)]]*Table2[[#This Row],[Existing Luminaire Quantity]]),\"\")","v":""},{"$f":"IF(Table2[Lighting  Technology] = \"Other\",(Table2[[#This Row],[Existing Luminaire Quantity]]*Table2[[#This Row],[Existing Effective Input Wattage (W)]]), IF(Table2[Existing Prescribed Wattage (W)] = \"\",\"\", IF( ISBLANK(Table2[[#This Row],[Existing Effective Input Wattage (W)]]), (Table2[[#This Row],[Existing Luminaire Quantity]]*Table2[[#This Row],[Existing Prescribed Wattage (W)]]),(Table2[[#This Row],[Existing Luminaire Quantity]]*Table2[[#This Row],[Existing Effective Input Wattage (W)]]))))","v":""},{"$f":"IF( (ISBLANK(Table2[[#This Row],[Annual Usage Hours (hrs)]])), IFERROR(Table2[[#This Row],[Reference Hours (hrs)]]*Table2[[#This Row],[Total Demand (Hidden) W]]/1000,\"\"), IFERROR(Table2[[#This Row],[Annual Usage Hours (hrs)]]*Table2[[#This Row],[Total Demand (Hidden) W]]/1000,\"\"))","v":""},null,null,{"$f":"IF(Table2[[#This Row],[Lighting  Technology]]=\"Other\", 0, IF( AND(ISBLANK(Table2[[#This Row],[BC Hydro Rebate Category ]]),ISBLANK(Table2[[#This Row],[Fortis Rebate Category ]])), \"\", IF(ISTEXT(Table2[[#This Row],[Fortis Rebate Category ]]), IFERROR(INDEX(Table13[Rebate],MATCH(Table2[[#This Row],[Fortis Rebate Category ]],Table13[Fortis New Lighting source],0)),\"\"), IF(ISTEXT(Table2[[#This Row],[BC Hydro Rebate Category ]]), IFERROR(INDEX(Table13Rebate,MATCH(Table2[[#This Row],[BC Hydro Rebate Category ]],Table13BCHRebateCategory,0)),\"\"), \"\"))))","v":""},{"$f":" IF(Table2[[#This Row],[Lighting  Technology]]=\"Other\", \"per Unit\", IF( AND(ISBLANK(Table2[[#This Row],[BC Hydro Rebate Category ]]),ISBLANK(Table2[[#This Row],[Fortis Rebate Category ]])), \"\", IF(ISTEXT(Table2[[#This Row],[Fortis Rebate Category ]]), IFERROR(INDEX(Table13PerUnit,MATCH(Table2[[#This Row],[Fortis Rebate Category ]],Table13[Fortis New Lighting source],0)),\"\"), IF(ISTEXT(Table2[[#This Row],[BC Hydro Rebate Category ]]), IFERROR(INDEX(Table13PerUnit,MATCH(Table2[[#This Row],[BC Hydro Rebate Category ]],Table13BCHRebateCategory,0)),\"\"), \"\"))))","v":""},null,{"$f":"IF( AND(ISBLANK(Table2[[#This Row],[Existing Luminaire Quantity]]),ISBLANK(Table2[[#This Row],[Prescribed Lighting Source]])), \"\", IF( OR(AND(ISNUMBER(SEARCH(\"lamp fl.\",Table2[[#This Row],[Prescribed Lighting Source]])),ISNUMBER(SEARCH(\"T8 lamp\",Table2[[#This Row],[BC Hydro Rebate Category ]]))),AND(ISNUMBER(SEARCH(\"T5HO\",Table2[[#This Row],[Prescribed Lighting Source]])),ISNUMBER(SEARCH(\"T5HO\",Table2[[#This Row],[BC Hydro Rebate Category ]]))),AND(ISNUMBER(SEARCH(\"lamp fl.\",Table2[[#This Row],[Prescribed Lighting Source]])),ISNUMBER(SEARCH(\"T8 lamp\",Table2[[#This Row],[Fortis Rebate Category ]]))),AND(ISNUMBER(SEARCH(\"T5HO\",Table2[[#This Row],[Prescribed Lighting Source]])),ISNUMBER(SEARCH(\"T5HO\",Table2[[#This Row],[Fortis Rebate Category ]])))          ),  IFERROR(INDEX(Table13NumberofLamps,MATCH(Table2[[#This Row],[Prescribed Lighting Source]],Table13ExistingLightingSource,0))*Table2[[#This Row],[Existing Luminaire Quantity]], \"-\"),  IF(Table2[[#This Row],[Lighting  Technology]]=\"Other\", IFERROR(Table2[[#This Row],[Existing Luminaire Quantity]],\"-\"), IFERROR(Table2[[#This Row],[Existing Luminaire Quantity]],\"-\"))))","v":""},{"$f":"IF( AND(ISBLANK(Table2[[#This Row],[BC Hydro Rebate Category ]]),ISBLANK(Table2[[#This Row],[Fortis Rebate Category ]])), \"\", IF(ISTEXT(Table2[[#This Row],[Fortis Rebate Category ]]), IFERROR(INDEX(Table13NewPrescribedWattage,MATCH(Table2[[#This Row],[Fortis Rebate Category ]],Table13[Fortis New Lighting source],0)),\"\"), IF(ISTEXT(Table2[[#This Row],[BC Hydro Rebate Category ]]), IFERROR(INDEX(Table13NewPrescribedWattage,MATCH(Table2[[#This Row],[BC Hydro Rebate Category ]],Table13BCHRebateCategory,0)),\"\"), \"\")))","v":""},null,null,{"$f":"IF(Table2[[#This Row],[Lighting  Technology]]=\"Other\", \"-\", IF( AND(ISBLANK(Table2[[#This Row],[BC Hydro Rebate Category ]]),ISBLANK(Table2[[#This Row],[Fortis Rebate Category ]])), \"\", IF(ISTEXT(Table2[[#This Row],[Fortis Rebate Category ]]), IFERROR(INDEX(Table13BCHECM,MATCH(Table2[[#This Row],[Fortis Rebate Category ]],Table13[Fortis New Lighting source],0)),\"\"), IF(ISTEXT(Table2[[#This Row],[BC Hydro Rebate Category ]]), IFERROR(INDEX(Table13BCHECM,MATCH(Table2[[#This Row],[BC Hydro Rebate Category ]],Table13BCHRebateCategory,0)),\"\"), \"\"))))","v":""},{"$f":"IF(Table2[[#This Row],[Lighting  Technology]]=\"Other\", 0, IF( AND(ISBLANK(Table2[[#This Row],[BC Hydro Rebate Category ]]),ISBLANK(Table2[[#This Row],[Fortis Rebate Category ]])), \"\", IF(ISTEXT(Table2[[#This Row],[Fortis Rebate Category ]]), IFERROR(INDEX(Table13Persistence,MATCH(Table2[[#This Row],[Fortis Rebate Category ]],Table13[Fortis New Lighting source],0)),\"\"), IF(ISTEXT(Table2[[#This Row],[BC Hydro Rebate Category ]]), IFERROR(INDEX(Table13Persistence,MATCH(Table2[[#This Row],[BC Hydro Rebate Category ]],Table13BCHRebateCategory,0)),\"\"), \"\"))))","v":""},null,{"$f":"IFERROR(INDEX(Table5ControlRebate,MATCH(Table2[[#This Row],[Control Type]],Table5NewControl,0)),\"\")","v":""},null,{"$f":"IF(ISBLANK(Table2[[#This Row],[Control Type]]), IF(ISBLANK(Table2[[#This Row],[Annual Usage Hours (hrs)]]),Table2[[#This Row],[Reference Hours (hrs)]], Table2[[#This Row],[Annual Usage Hours (hrs)]]), IF(AND(ISBLANK(Table2[[#This Row],[Annual Usage Hours (hrs)]]), Table2[[#This Row],[Control Type]]=\"None\"), Table2[[#This Row],[Reference Hours (hrs)]], IF(Table2[[#This Row],[Control Type]]=\"None\", Table2[[#This Row],[Annual Usage Hours (hrs)]], IF(AND(ISBLANK(Table2[[#This Row],[Annual Usage Hours (hrs)]]), Table2[[#This Row],[Control Type]]<>\"None\"), IFERROR(Table2[[#This Row],[Reference Hours (hrs)]]*0.8,\"\"), IF(Table2[[#This Row],[Control Type]]<>\"None\", IFERROR( Table2[[#This Row],[Annual Usage Hours (hrs)]]*0.8,\"\"),\"\")))))","v":""},{"$f":"IF( Table2[[#This Row],[Lighting  Technology]]=\"Other\", IF(ISBLANK(Table2[[#This Row],[Retrofit Lamp/ Luminaire Wattage (see Rebate Unit)]]),\"\",IFERROR(Table2[[#This Row],[Prescribed Quantity]]*Table2[[#This Row],[Retrofit Lamp/ Luminaire Wattage (see Rebate Unit)]],\"\")), IF(ISBLANK(Table2[[#This Row],[Retrofit Lamp/ Luminaire Wattage (see Rebate Unit)]]),IFERROR(Table2[[#This Row],[Prescribed Quantity]]*Table2[[#This Row],[Prescribed Wattage (W)]],\"\"),IFERROR(Table2[[#This Row],[Prescribed Quantity]]*Table2[[#This Row],[Retrofit Lamp/ Luminaire Wattage (see Rebate Unit)]],\"\")))","v":""},{"$f":"IFERROR((IF( Table2[[#This Row],[Lighting  Technology]]=\"Other\", Table2[[#This Row],[Prescribed Quantity]]*Table2[[#This Row],[Retrofit Lamp/ Luminaire Wattage (see Rebate Unit)]], Table2[[#This Row],[Prescribed Quantity]]*Table2[[#This Row],[Prescribed Wattage (W)]] )),\"\")","v":""},{"$f":"IF(ISBLANK(Table2[[#This Row],[New Total Demand (hidden, W)]]),\"\", IF(ISBLANK(Table2[[#This Row],[New Hours (hidden, hrs)]]), \"\", IFERROR(Table2[[#This Row],[New Hours (hidden, hrs)]]*Table2[[#This Row],[New Total Demand (hidden, W)]]/1000,\"\")))","v":""},{"$f":"IF(ISBLANK(Table2[[#This Row],[Total Demand (Hidden) W]]),\"\", IF(ISBLANK(Table2[[#This Row],[New Total Demand (hidden, W)]]), \"\", IFERROR((Table2[[#This Row],[Total Demand (Hidden) W]]-Table2[[#This Row],[New Total Demand (hidden, W)]])/1000,\"\")))","v":""},{"$f":"IF( OR(ISBLANK(Table2[[#This Row],[New Total Demand (hidden, W)]]),ISBLANK(Table2[[#This Row],[Total Demand (Hidden) W]])),\"\", IF(ISBLANK(Table2[[#This Row],[Annual Usage Hours (hrs)]]), IFERROR( Table2[[#This Row],[Reference Hours (hrs)]]*(Table2[[#This Row],[Total Demand (Hidden) W]]-Table2[[#This Row],[New Total Demand (hidden, W)]])/1000,\"\"), IFERROR( Table2[[#This Row],[Annual Usage Hours (hrs)]]*(Table2[[#This Row],[Total Demand (Hidden) W]]-Table2[[#This Row],[New Total Demand (hidden, W)]])/1000,\"\")))","v":""},{"$f":"IF( OR(ISBLANK(Table2[[#This Row],[Prescribed Total Demand (hidden, W)]]),ISBLANK(Table2[[#This Row],[Total Demand (Hidden) W]])),\"\", IF(ISBLANK(Table2[[#This Row],[Annual Usage Hours (hrs)]]), IFERROR( Table2[[#This Row],[Reference Hours (hrs)]]*((Table2[Existing Prescribed Wattage (W)]*Table2[Existing Luminaire Quantity])-Table2[[#This Row],[Prescribed Total Demand (hidden, W)]])/1000,\"\"), IFERROR( Table2[[#This Row],[Annual Usage Hours (hrs)]]*((Table2[Existing Prescribed Wattage (W)]*Table2[Existing Luminaire Quantity])-Table2[[#This Row],[Prescribed Total Demand (hidden, W)]])/1000,\"\")))","v":""},{"$f":"\"\"","v":""},{"$f":"IF(OR(Table2[[#This Row],[Control Type]]=\"None\", ISBLANK(Table2[[#This Row],[Control Type]])),\"\", IF(ISBLANK(Table2[[#This Row],[New Total Demand (hidden, W)]]),\"\", IF(ISBLANK(Table2[[#This Row],[Annual Usage Hours (hrs)]]),  IFERROR( 0.2*Table2[[#This Row],[Reference Hours (hrs)]]*Table2[[#This Row],[New Total Demand (hidden, W)]]/1000,\"\"), IFERROR( 0.2*Table2[[#This Row],[Annual Usage Hours (hrs)]]*Table2[[#This Row],[New Total Demand (hidden, W)]]/1000,\"\"))))","v":""},{"$f":"IF(AND(NOT(ISNUMBER(Table2[[#This Row],[Rebate Per Unit\n(CAD)]])),ISBLANK(Table2[[#This Row],[Control Type]])), \"\", IF(OR(Table2[[#This Row],[Rebate Per Unit\n(CAD)]]=0,AND(NOT(ISNUMBER(Table2[[#This Row],[Rebate Per Unit\n(CAD)]])), ISTEXT(Table2[[#This Row],[Control Type]]))), 0, IFERROR(Table2[[#This Row],[Prescribed Quantity]]*Table2[[#This Row],[Rebate Per Unit\n(CAD)]],\"\")))","v":""},{"$f":" IF(AND(ISBLANK(Table2[[#This Row],[Control Type]]),ISNUMBER(Table2[[#This Row],[Rebate Value (CAD)]])),0, IFERROR(Table2[[#This Row],[Control Quantity]]*Table2[[#This Row],[Control Rebate per Unit\n(CAD)]],\"\"))","v":""},{"$f":"IF(AND(ISBLANK(Table2[[#This Row],[Rebate Value (CAD)]]),ISBLANK(Table2[[#This Row],[Rebate Value for Controls (CAD)]])), \"\", IFERROR(Table2[[#This Row],[Rebate Value (CAD)]]+Table2[[#This Row],[Rebate Value for Controls (CAD)]],\"\"))","v":""},{"$f":"IF(Table2[[#This Row],[Lighting  Technology]]=\"Other\",\"Other - \"&Table2[[#This Row],[Other - Lighting Technology Description]],Table2[[#This Row],[BC Hydro Rebate Category ]])","v":0},{"$f":"Table2[[#This Row],[BC Hydro Rebate Category ]]&Table2[[#This Row],[Retrofit Part '# (mandatory to validate Rebates)]]","v":""}]
[null,null,null,null,null,null,{"$f":"IF(ISBLANK(Table2[[#This Row],[Prescribed Lighting Source]]), \"\", IFERROR( INDEX(Table13ExistingPrescribedWattage,MATCH(Table2[[#This Row],[Prescribed Lighting Source]],Table13ExistingLightingSource,0)), IFERROR(INDEX(Table13ExistingPrescribedWattage,MATCH(Table2[[#This Row],[Fortis Rebate Category ]],Table13NewLightingSource,0)),\"-\")))","v":""},null,{"$f":"IFERROR(INDEX(SpaceTypeHours,MATCH(Table2[[#This Row],[Space Type]],SpaceType,0)),\"\")","v":""},null,{"$f":"IFERROR(IF(Table2[[#This Row],[Lighting  Technology]]=\"Other\",Table2[[#This Row],[Existing Effective Input Wattage (W)]]*Table2[[#This Row],[Existing Luminaire Quantity]],Table2[[#This Row],[Existing Prescribed Wattage (W)]]*Table2[[#This Row],[Existing Luminaire Quantity]]),\"\")","v":""},{"$f":"IF(Table2[Lighting  Technology] = \"Other\",(Table2[[#This Row],[Existing Luminaire Quantity]]*Table2[[#This Row],[Existing Effective Input Wattage (W)]]), IF(Table2[Existing Prescribed Wattage (W)] = \"\",\"\", IF( ISBLANK(Table2[[#This Row],[Existing Effective Input Wattage (W)]]), (Table2[[#This Row],[Existing Luminaire Quantity]]*Table2[[#This Row],[Existing Prescribed Wattage (W)]]),(Table2[[#This Row],[Existing Luminaire Quantity]]*Table2[[#This Row],[Existing Effective Input Wattage (W)]]))))","v":""},{"$f":"IF( (ISBLANK(Table2[[#This Row],[Annual Usage Hours (hrs)]])), IFERROR(Table2[[#This Row],[Reference Hours (hrs)]]*Table2[[#This Row],[Total Demand (Hidden) W]]/1000,\"\"), IFERROR(Table2[[#This Row],[Annual Usage Hours (hrs)]]*Table2[[#This Row],[Total Demand (Hidden) W]]/1000,\"\"))","v":""},null,null,{"$f":"IF(Table2[[#This Row],[Lighting  Technology]]=\"Other\", 0, IF( AND(ISBLANK(Table2[[#This Row],[BC Hydro Rebate Category ]]),ISBLANK(Table2[[#This Row],[Fortis Rebate Category ]])), \"\", IF(ISTEXT(Table2[[#This Row],[Fortis Rebate Category ]]), IFERROR(INDEX(Table13[Rebate],MATCH(Table2[[#This Row],[Fortis Rebate Category ]],Table13[Fortis New Lighting source],0)),\"\"), IF(ISTEXT(Table2[[#This Row],[BC Hydro Rebate Category ]]), IFERROR(INDEX(Table13Rebate,MATCH(Table2[[#This Row],[BC Hydro Rebate Category ]],Table13BCHRebateCategory,0)),\"\"), \"\"))))","v":""},{"$f":" IF(Table2[[#This Row],[Lighting  Technology]]=\"Other\", \"per Unit\", IF( AND(ISBLANK(Table2[[#This Row],[BC Hydro Rebate Category ]]),ISBLANK(Table2[[#This Row],[Fortis Rebate Category ]])), \"\", IF(ISTEXT(Table2[[#This Row],[Fortis Rebate Category ]]), IFERROR(INDEX(Table13PerUnit,MATCH(Table2[[#This Row],[Fortis Rebate Category ]],Table13[Fortis New Lighting source],0)),\"\"), IF(ISTEXT(Table2[[#This Row],[BC Hydro Rebate Category ]]), IFERROR(INDEX(Table13PerUnit,MATCH(Table2[[#This Row],[BC Hydro Rebate Category ]],Table13BCHRebateCategory,0)),\"\"), \"\"))))","v":""},null,{"$f":"IF( AND(ISBLANK(Table2[[#This Row],[Existing Luminaire Quantity]]),ISBLANK(Table2[[#This Row],[Prescribed Lighting Source]])), \"\", IF( OR(AND(ISNUMBER(SEARCH(\"lamp fl.\",Table2[[#This Row],[Prescribed Lighting Source]])),ISNUMBER(SEARCH(\"T8 lamp\",Table2[[#This Row],[BC Hydro Rebate Category ]]))),AND(ISNUMBER(SEARCH(\"T5HO\",Table2[[#This Row],[Prescribed Lighting Source]])),ISNUMBER(SEARCH(\"T5HO\",Table2[[#This Row],[BC Hydro Rebate Category ]]))),AND(ISNUMBER(SEARCH(\"lamp fl.\",Table2[[#This Row],[Prescribed Lighting Source]])),ISNUMBER(SEARCH(\"T8 lamp\",Table2[[#This Row],[Fortis Rebate Category ]]))),AND(ISNUMBER(SEARCH(\"T5HO\",Table2[[#This Row],[Prescribed Lighting Source]])),ISNUMBER(SEARCH(\"T5HO\",Table2[[#This Row],[Fortis Rebate Category ]])))          ),  IFERROR(INDEX(Table13NumberofLamps,MATCH(Table2[[#This Row],[Prescribed Lighting Source]],Table13ExistingLightingSource,0))*Table2[[#This Row],[Existing Luminaire Quantity]], \"-\"),  IF(Table2[[#This Row],[Lighting  Technology]]=\"Other\", IFERROR(Table2[[#This Row],[Existing Luminaire Quantity]],\"-\"), IFERROR(Table2[[#This Row],[Existing Luminaire Quantity]],\"-\"))))","v":""},{"$f":"IF( AND(ISBLANK(Table2[[#This Row],[BC Hydro Rebate Category ]]),ISBLANK(Table2[[#This Row],[Fortis Rebate Category ]])), \"\", IF(ISTEXT(Table2[[#This Row],[Fortis Rebate Category ]]), IFERROR(INDEX(Table13NewPrescribedWattage,MATCH(Table2[[#This Row],[Fortis Rebate Category ]],Table13[Fortis New Lighting source],0)),\"\"), IF(ISTEXT(Table2[[#This Row],[BC Hydro Rebate Category ]]), IFERROR(INDEX(Table13NewPrescribedWattage,MATCH(Table2[[#This Row],[BC Hydro Rebate Category ]],Table13BCHRebateCategory,0)),\"\"), \"\")))","v":""},null,null,{"$f":"IF(Table2[[#This Row],[Lighting  Technology]]=\"Other\", \"-\", IF( AND(ISBLANK(Table2[[#This Row],[BC Hydro Rebate Category ]]),ISBLANK(Table2[[#This Row],[Fortis Rebate Category ]])), \"\", IF(ISTEXT(Table2[[#This Row],[Fortis Rebate Category ]]), IFERROR(INDEX(Table13BCHECM,MATCH(Table2[[#This Row],[Fortis Rebate Category ]],Table13[Fortis New Lighting source],0)),\"\"), IF(ISTEXT(Table2[[#This Row],[BC Hydro Rebate Category ]]), IFERROR(INDEX(Table13BCHECM,MATCH(Table2[[#This Row],[BC Hydro Rebate Category ]],Table13BCHRebateCategory,0)),\"\"), \"\"))))","v":""},{"$f":"IF(Table2[[#This Row],[Lighting  Technology]]=\"Other\", 0, IF( AND(ISBLANK(Table2[[#This Row],[BC Hydro Rebate Category ]]),ISBLANK(Table2[[#This Row],[Fortis Rebate Category ]])), \"\", IF(ISTEXT(Table2[[#This Row],[Fortis Rebate Category ]]), IFERROR(INDEX(Table13Persistence,MATCH(Table2[[#This Row],[Fortis Rebate Category ]],Table13[Fortis New Lighting source],0)),\"\"), IF(ISTEXT(Table2[[#This Row],[BC Hydro Rebate Category ]]), IFERROR(INDEX(Table13Persistence,MATCH(Table2[[#This Row],[BC Hydro Rebate Category ]],Table13BCHRebateCategory,0)),\"\"), \"\"))))","v":""},null,{"$f":"IFERROR(INDEX(Table5ControlRebate,MATCH(Table2[[#This Row],[Control Type]],Table5NewControl,0)),\"\")","v":""},null,{"$f":"IF(ISBLANK(Table2[[#This Row],[Control Type]]), IF(ISBLANK(Table2[[#This Row],[Annual Usage Hours (hrs)]]),Table2[[#This Row],[Reference Hours (hrs)]], Table2[[#This Row],[Annual Usage Hours (hrs)]]), IF(AND(ISBLANK(Table2[[#This Row],[Annual Usage Hours (hrs)]]), Table2[[#This Row],[Control Type]]=\"None\"), Table2[[#This Row],[Reference Hours (hrs)]], IF(Table2[[#This Row],[Control Type]]=\"None\", Table2[[#This Row],[Annual Usage Hours (hrs)]], IF(AND(ISBLANK(Table2[[#This Row],[Annual Usage Hours (hrs)]]), Table2[[#This Row],[Control Type]]<>\"None\"), IFERROR(Table2[[#This Row],[Reference Hours (hrs)]]*0.8,\"\"), IF(Table2[[#This Row],[Control Type]]<>\"None\", IFERROR( Table2[[#This Row],[Annual Usage Hours (hrs)]]*0.8,\"\"),\"\")))))","v":""},{"$f":"IF( Table2[[#This Row],[Lighting  Technology]]=\"Other\", IF(ISBLANK(Table2[[#This Row],[Retrofit Lamp/ Luminaire Wattage (see Rebate Unit)]]),\"\",IFERROR(Table2[[#This Row],[Prescribed Quantity]]*Table2[[#This Row],[Retrofit Lamp/ Luminaire Wattage (see Rebate Unit)]],\"\")), IF(ISBLANK(Table2[[#This Row],[Retrofit Lamp/ Luminaire Wattage (see Rebate Unit)]]),IFERROR(Table2[[#This Row],[Prescribed Quantity]]*Table2[[#This Row],[Prescribed Wattage (W)]],\"\"),IFERROR(Table2[[#This Row],[Prescribed Quantity]]*Table2[[#This Row],[Retrofit Lamp/ Luminaire Wattage (see Rebate Unit)]],\"\")))","v":""},{"$f":"IFERROR((IF( Table2[[#This Row],[Lighting  Technology]]=\"Other\", Table2[[#This Row],[Prescribed Quantity]]*Table2[[#This Row],[Retrofit Lamp/ Luminaire Wattage (see Rebate Unit)]], Table2[[#This Row],[Prescribed Quantity]]*Table2[[#This Row],[Prescribed Wattage (W)]] )),\"\")","v":""},{"$f":"IF(ISBLANK(Table2[[#This Row],[New Total Demand (hidden, W)]]),\"\", IF(ISBLANK(Table2[[#This Row],[New Hours (hidden, hrs)]]), \"\", IFERROR(Table2[[#This Row],[New Hours (hidden, hrs)]]*Table2[[#This Row],[New Total Demand (hidden, W)]]/1000,\"\")))","v":""},{"$f":"IF(ISBLANK(Table2[[#This Row],[Total Demand (Hidden) W]]),\"\", IF(ISBLANK(Table2[[#This Row],[New Total Demand (hidden, W)]]), \"\", IFERROR((Table2[[#This Row],[Total Demand (Hidden) W]]-Table2[[#This Row],[New Total Demand (hidden, W)]])/1000,\"\")))","v":""},{"$f":"IF( OR(ISBLANK(Table2[[#This Row],[New Total Demand (hidden, W)]]),ISBLANK(Table2[[#This Row],[Total Demand (Hidden) W]])),\"\", IF(ISBLANK(Table2[[#This Row],[Annual Usage Hours (hrs)]]), IFERROR( Table2[[#This Row],[Reference Hours (hrs)]]*(Table2[[#This Row],[Total Demand (Hidden) W]]-Table2[[#This Row],[New Total Demand (hidden, W)]])/1000,\"\"), IFERROR( Table2[[#This Row],[Annual Usage Hours (hrs)]]*(Table2[[#This Row],[Total Demand (Hidden) W]]-Table2[[#This Row],[New Total Demand (hidden, W)]])/1000,\"\")))","v":""},{"$f":"IF( OR(ISBLANK(Table2[[#This Row],[Prescribed Total Demand (hidden, W)]]),ISBLANK(Table2[[#This Row],[Total Demand (Hidden) W]])),\"\", IF(ISBLANK(Table2[[#This Row],[Annual Usage Hours (hrs)]]), IFERROR( Table2[[#This Row],[Reference Hours (hrs)]]*((Table2[Existing Prescribed Wattage (W)]*Table2[Existing Luminaire Quantity])-Table2[[#This Row],[Prescribed Total Demand (hidden, W)]])/1000,\"\"), IFERROR( Table2[[#This Row],[Annual Usage Hours (hrs)]]*((Table2[Existing Prescribed Wattage (W)]*Table2[Existing Luminaire Quantity])-Table2[[#This Row],[Prescribed Total Demand (hidden, W)]])/1000,\"\")))","v":""},{"$f":"\"\"","v":""},{"$f":"IF(OR(Table2[[#This Row],[Control Type]]=\"None\", ISBLANK(Table2[[#This Row],[Control Type]])),\"\", IF(ISBLANK(Table2[[#This Row],[New Total Demand (hidden, W)]]),\"\", IF(ISBLANK(Table2[[#This Row],[Annual Usage Hours (hrs)]]),  IFERROR( 0.2*Table2[[#This Row],[Reference Hours (hrs)]]*Table2[[#This Row],[New Total Demand (hidden, W)]]/1000,\"\"), IFERROR( 0.2*Table2[[#This Row],[Annual Usage Hours (hrs)]]*Table2[[#This Row],[New Total Demand (hidden, W)]]/1000,\"\"))))","v":""},{"$f":"IF(AND(NOT(ISNUMBER(Table2[[#This Row],[Rebate Per Unit\n(CAD)]])),ISBLANK(Table2[[#This Row],[Control Type]])), \"\", IF(OR(Table2[[#This Row],[Rebate Per Unit\n(CAD)]]=0,AND(NOT(ISNUMBER(Table2[[#This Row],[Rebate Per Unit\n(CAD)]])), ISTEXT(Table2[[#This Row],[Control Type]]))), 0, IFERROR(Table2[[#This Row],[Prescribed Quantity]]*Table2[[#This Row],[Rebate Per Unit\n(CAD)]],\"\")))","v":""},{"$f":" IF(AND(ISBLANK(Table2[[#This Row],[Control Type]]),ISNUMBER(Table2[[#This Row],[Rebate Value (CAD)]])),0, IFERROR(Table2[[#This Row],[Control Quantity]]*Table2[[#This Row],[Control Rebate per Unit\n(CAD)]],\"\"))","v":""},{"$f":"IF(AND(ISBLANK(Table2[[#This Row],[Rebate Value (CAD)]]),ISBLANK(Table2[[#This Row],[Rebate Value for Controls (CAD)]])), \"\", IFERROR(Table2[[#This Row],[Rebate Value (CAD)]]+Table2[[#This Row],[Rebate Value for Controls (CAD)]],\"\"))","v":""},{"$f":"IF(Table2[[#This Row],[Lighting  Technology]]=\"Other\",\"Other - \"&Table2[[#This Row],[Other - Lighting Technology Description]],Table2[[#This Row],[BC Hydro Rebate Category ]])","v":0},{"$f":"Table2[[#This Row],[BC Hydro Rebate Category ]]&Table2[[#This Row],[Retrofit Part '# (mandatory to validate Rebates)]]","v":""}]
[null,null,null,null,null,null,{"$f":"IF(ISBLANK(Table2[[#This Row],[Prescribed Lighting Source]]), \"\", IFERROR( INDEX(Table13ExistingPrescribedWattage,MATCH(Table2[[#This Row],[Prescribed Lighting Source]],Table13ExistingLightingSource,0)), IFERROR(INDEX(Table13ExistingPrescribedWattage,MATCH(Table2[[#This Row],[Fortis Rebate Category ]],Table13NewLightingSource,0)),\"-\")))","v":""},null,{"$f":"IFERROR(INDEX(SpaceTypeHours,MATCH(Table2[[#This Row],[Space Type]],SpaceType,0)),\"\")","v":""},null,{"$f":"IFERROR(IF(Table2[[#This Row],[Lighting  Technology]]=\"Other\",Table2[[#This Row],[Existing Effective Input Wattage (W)]]*Table2[[#This Row],[Existing Luminaire Quantity]],Table2[[#This Row],[Existing Prescribed Wattage (W)]]*Table2[[#This Row],[Existing Luminaire Quantity]]),\"\")","v":""},{"$f":"IF(Table2[Lighting  Technology] = \"Other\",(Table2[[#This Row],[Existing Luminaire Quantity]]*Table2[[#This Row],[Existing Effective Input Wattage (W)]]), IF(Table2[Existing Prescribed Wattage (W)] = \"\",\"\", IF( ISBLANK(Table2[[#This Row],[Existing Effective Input Wattage (W)]]), (Table2[[#This Row],[Existing Luminaire Quantity]]*Table2[[#This Row],[Existing Prescribed Wattage (W)]]),(Table2[[#This Row],[Existing Luminaire Quantity]]*Table2[[#This Row],[Existing Effective Input Wattage (W)]]))))","v":""},{"$f":"IF( (ISBLANK(Table2[[#This Row],[Annual Usage Hours (hrs)]])), IFERROR(Table2[[#This Row],[Reference Hours (hrs)]]*Table2[[#This Row],[Total Demand (Hidden) W]]/1000,\"\"), IFERROR(Table2[[#This Row],[Annual Usage Hours (hrs)]]*Table2[[#This Row],[Total Demand (Hidden) W]]/1000,\"\"))","v":""},null,null,{"$f":"IF(Table2[[#This Row],[Lighting  Technology]]=\"Other\", 0, IF( AND(ISBLANK(Table2[[#This Row],[BC Hydro Rebate Category ]]),ISBLANK(Table2[[#This Row],[Fortis Rebate Category ]])), \"\", IF(ISTEXT(Table2[[#This Row],[Fortis Rebate Category ]]), IFERROR(INDEX(Table13[Rebate],MATCH(Table2[[#This Row],[Fortis Rebate Category ]],Table13[Fortis New Lighting source],0)),\"\"), IF(ISTEXT(Table2[[#This Row],[BC Hydro Rebate Category ]]), IFERROR(INDEX(Table13Rebate,MATCH(Table2[[#This Row],[BC Hydro Rebate Category ]],Table13BCHRebateCategory,0)),\"\"), \"\"))))","v":""},{"$f":" IF(Table2[[#This Row],[Lighting  Technology]]=\"Other\", \"per Unit\", IF( AND(ISBLANK(Table2[[#This Row],[BC Hydro Rebate Category ]]),ISBLANK(Table2[[#This Row],[Fortis Rebate Category ]])), \"\", IF(ISTEXT(Table2[[#This Row],[Fortis Rebate Category ]]), IFERROR(INDEX(Table13PerUnit,MATCH(Table2[[#This Row],[Fortis Rebate Category ]],Table13[Fortis New Lighting source],0)),\"\"), IF(ISTEXT(Table2[[#This Row],[BC Hydro Rebate Category ]]), IFERROR(INDEX(Table13PerUnit,MATCH(Table2[[#This Row],[BC Hydro Rebate Category ]],Table13BCHRebateCategory,0)),\"\"), \"\"))))","v":""},null,{"$f":"IF( AND(ISBLANK(Table2[[#This Row],[Existing Luminaire Quantity]]),ISBLANK(Table2[[#This Row],[Prescribed Lighting Source]])), \"\", IF( OR(AND(ISNUMBER(SEARCH(\"lamp fl.\",Table2[[#This Row],[Prescribed Lighting Source]])),ISNUMBER(SEARCH(\"T8 lamp\",Table2[[#This Row],[BC Hydro Rebate Category ]]))),AND(ISNUMBER(SEARCH(\"T5HO\",Table2[[#This Row],[Prescribed Lighting Source]])),ISNUMBER(SEARCH(\"T5HO\",Table2[[#This Row],[BC Hydro Rebate Category ]]))),AND(ISNUMBER(SEARCH(\"lamp fl.\",Table2[[#This Row],[Prescribed Lighting Source]])),ISNUMBER(SEARCH(\"T8 lamp\",Table2[[#This Row],[Fortis Rebate Category ]]))),AND(ISNUMBER(SEARCH(\"T5HO\",Table2[[#This Row],[Prescribed Lighting Source]])),ISNUMBER(SEARCH(\"T5HO\",Table2[[#This Row],[Fortis Rebate Category ]])))          ),  IFERROR(INDEX(Table13NumberofLamps,MATCH(Table2[[#This Row],[Prescribed Lighting Source]],Table13ExistingLightingSource,0))*Table2[[#This Row],[Existing Luminaire Quantity]], \"-\"),  IF(Table2[[#This Row],[Lighting  Technology]]=\"Other\", IFERROR(Table2[[#This Row],[Existing Luminaire Quantity]],\"-\"), IFERROR(Table2[[#This Row],[Existing Luminaire Quantity]],\"-\"))))","v":""},{"$f":"IF( AND(ISBLANK(Table2[[#This Row],[BC Hydro Rebate Category ]]),ISBLANK(Table2[[#This Row],[Fortis Rebate Category ]])), \"\", IF(ISTEXT(Table2[[#This Row],[Fortis Rebate Category ]]), IFERROR(INDEX(Table13NewPrescribedWattage,MATCH(Table2[[#This Row],[Fortis Rebate Category ]],Table13[Fortis New Lighting source],0)),\"\"), IF(ISTEXT(Table2[[#This Row],[BC Hydro Rebate Category ]]), IFERROR(INDEX(Table13NewPrescribedWattage,MATCH(Table2[[#This Row],[BC Hydro Rebate Category ]],Table13BCHRebateCategory,0)),\"\"), \"\")))","v":""},null,null,{"$f":"IF(Table2[[#This Row],[Lighting  Technology]]=\"Other\", \"-\", IF( AND(ISBLANK(Table2[[#This Row],[BC Hydro Rebate Category ]]),ISBLANK(Table2[[#This Row],[Fortis Rebate Category ]])), \"\", IF(ISTEXT(Table2[[#This Row],[Fortis Rebate Category ]]), IFERROR(INDEX(Table13BCHECM,MATCH(Table2[[#This Row],[Fortis Rebate Category ]],Table13[Fortis New Lighting source],0)),\"\"), IF(ISTEXT(Table2[[#This Row],[BC Hydro Rebate Category ]]), IFERROR(INDEX(Table13BCHECM,MATCH(Table2[[#This Row],[BC Hydro Rebate Category ]],Table13BCHRebateCategory,0)),\"\"), \"\"))))","v":""},{"$f":"IF(Table2[[#This Row],[Lighting  Technology]]=\"Other\", 0, IF( AND(ISBLANK(Table2[[#This Row],[BC Hydro Rebate Category ]]),ISBLANK(Table2[[#This Row],[Fortis Rebate Category ]])), \"\", IF(ISTEXT(Table2[[#This Row],[Fortis Rebate Category ]]), IFERROR(INDEX(Table13Persistence,MATCH(Table2[[#This Row],[Fortis Rebate Category ]],Table13[Fortis New Lighting source],0)),\"\"), IF(ISTEXT(Table2[[#This Row],[BC Hydro Rebate Category ]]), IFERROR(INDEX(Table13Persistence,MATCH(Table2[[#This Row],[BC Hydro Rebate Category ]],Table13BCHRebateCategory,0)),\"\"), \"\"))))","v":""},null,{"$f":"IFERROR(INDEX(Table5ControlRebate,MATCH(Table2[[#This Row],[Control Type]],Table5NewControl,0)),\"\")","v":""},null,{"$f":"IF(ISBLANK(Table2[[#This Row],[Control Type]]), IF(ISBLANK(Table2[[#This Row],[Annual Usage Hours (hrs)]]),Table2[[#This Row],[Reference Hours (hrs)]], Table2[[#This Row],[Annual Usage Hours (hrs)]]), IF(AND(ISBLANK(Table2[[#This Row],[Annual Usage Hours (hrs)]]), Table2[[#This Row],[Control Type]]=\"None\"), Table2[[#This Row],[Reference Hours (hrs)]], IF(Table2[[#This Row],[Control Type]]=\"None\", Table2[[#This Row],[Annual Usage Hours (hrs)]], IF(AND(ISBLANK(Table2[[#This Row],[Annual Usage Hours (hrs)]]), Table2[[#This Row],[Control Type]]<>\"None\"), IFERROR(Table2[[#This Row],[Reference Hours (hrs)]]*0.8,\"\"), IF(Table2[[#This Row],[Control Type]]<>\"None\", IFERROR( Table2[[#This Row],[Annual Usage Hours (hrs)]]*0.8,\"\"),\"\")))))","v":""},{"$f":"IF( Table2[[#This Row],[Lighting  Technology]]=\"Other\", IF(ISBLANK(Table2[[#This Row],[Retrofit Lamp/ Luminaire Wattage (see Rebate Unit)]]),\"\",IFERROR(Table2[[#This Row],[Prescribed Quantity]]*Table2[[#This Row],[Retrofit Lamp/ Luminaire Wattage (see Rebate Unit)]],\"\")), IF(ISBLANK(Table2[[#This Row],[Retrofit Lamp/ Luminaire Wattage (see Rebate Unit)]]),IFERROR(Table2[[#This Row],[Prescribed Quantity]]*Table2[[#This Row],[Prescribed Wattage (W)]],\"\"),IFERROR(Table2[[#This Row],[Prescribed Quantity]]*Table2[[#This Row],[Retrofit Lamp/ Luminaire Wattage (see Rebate Unit)]],\"\")))","v":""},{"$f":"IFERROR((IF( Table2[[#This Row],[Lighting  Technology]]=\"Other\", Table2[[#This Row],[Prescribed Quantity]]*Table2[[#This Row],[Retrofit Lamp/ Luminaire Wattage (see Rebate Unit)]], Table2[[#This Row],[Prescribed Quantity]]*Table2[[#This Row],[Prescribed Wattage (W)]] )),\"\")","v":""},{"$f":"IF(ISBLANK(Table2[[#This Row],[New Total Demand (hidden, W)]]),\"\", IF(ISBLANK(Table2[[#This Row],[New Hours (hidden, hrs)]]), \"\", IFERROR(Table2[[#This Row],[New Hours (hidden, hrs)]]*Table2[[#This Row],[New Total Demand (hidden, W)]]/1000,\"\")))","v":""},{"$f":"IF(ISBLANK(Table2[[#This Row],[Total Demand (Hidden) W]]),\"\", IF(ISBLANK(Table2[[#This Row],[New Total Demand (hidden, W)]]), \"\", IFERROR((Table2[[#This Row],[Total Demand (Hidden) W]]-Table2[[#This Row],[New Total Demand (hidden, W)]])/1000,\"\")))","v":""},{"$f":"IF( OR(ISBLANK(Table2[[#This Row],[New Total Demand (hidden, W)]]),ISBLANK(Table2[[#This Row],[Total Demand (Hidden) W]])),\"\", IF(ISBLANK(Table2[[#This Row],[Annual Usage Hours (hrs)]]), IFERROR( Table2[[#This Row],[Reference Hours (hrs)]]*(Table2[[#This Row],[Total Demand (Hidden) W]]-Table2[[#This Row],[New Total Demand (hidden, W)]])/1000,\"\"), IFERROR( Table2[[#This Row],[Annual Usage Hours (hrs)]]*(Table2[[#This Row],[Total Demand (Hidden) W]]-Table2[[#This Row],[New Total Demand (hidden, W)]])/1000,\"\")))","v":""},{"$f":"IF( OR(ISBLANK(Table2[[#This Row],[Prescribed Total Demand (hidden, W)]]),ISBLANK(Table2[[#This Row],[Total Demand (Hidden) W]])),\"\", IF(ISBLANK(Table2[[#This Row],[Annual Usage Hours (hrs)]]), IFERROR( Table2[[#This Row],[Reference Hours (hrs)]]*((Table2[Existing Prescribed Wattage (W)]*Table2[Existing Luminaire Quantity])-Table2[[#This Row],[Prescribed Total Demand (hidden, W)]])/1000,\"\"), IFERROR( Table2[[#This Row],[Annual Usage Hours (hrs)]]*((Table2[Existing Prescribed Wattage (W)]*Table2[Existing Luminaire Quantity])-Table2[[#This Row],[Prescribed Total Demand (hidden, W)]])/1000,\"\")))","v":""},{"$f":"\"\"","v":""},{"$f":"IF(OR(Table2[[#This Row],[Control Type]]=\"None\", ISBLANK(Table2[[#This Row],[Control Type]])),\"\", IF(ISBLANK(Table2[[#This Row],[New Total Demand (hidden, W)]]),\"\", IF(ISBLANK(Table2[[#This Row],[Annual Usage Hours (hrs)]]),  IFERROR( 0.2*Table2[[#This Row],[Reference Hours (hrs)]]*Table2[[#This Row],[New Total Demand (hidden, W)]]/1000,\"\"), IFERROR( 0.2*Table2[[#This Row],[Annual Usage Hours (hrs)]]*Table2[[#This Row],[New Total Demand (hidden, W)]]/1000,\"\"))))","v":""},{"$f":"IF(AND(NOT(ISNUMBER(Table2[[#This Row],[Rebate Per Unit\n(CAD)]])),ISBLANK(Table2[[#This Row],[Control Type]])), \"\", IF(OR(Table2[[#This Row],[Rebate Per Unit\n(CAD)]]=0,AND(NOT(ISNUMBER(Table2[[#This Row],[Rebate Per Unit\n(CAD)]])), ISTEXT(Table2[[#This Row],[Control Type]]))), 0, IFERROR(Table2[[#This Row],[Prescribed Quantity]]*Table2[[#This Row],[Rebate Per Unit\n(CAD)]],\"\")))","v":""},{"$f":" IF(AND(ISBLANK(Table2[[#This Row],[Control Type]]),ISNUMBER(Table2[[#This Row],[Rebate Value (CAD)]])),0, IFERROR(Table2[[#This Row],[Control Quantity]]*Table2[[#This Row],[Control Rebate per Unit\n(CAD)]],\"\"))","v":""},{"$f":"IF(AND(ISBLANK(Table2[[#This Row],[Rebate Value (CAD)]]),ISBLANK(Table2[[#This Row],[Rebate Value for Controls (CAD)]])), \"\", IFERROR(Table2[[#This Row],[Rebate Value (CAD)]]+Table2[[#This Row],[Rebate Value for Controls (CAD)]],\"\"))","v":""},{"$f":"IF(Table2[[#This Row],[Lighting  Technology]]=\"Other\",\"Other - \"&Table2[[#This Row],[Other - Lighting Technology Description]],Table2[[#This Row],[BC Hydro Rebate Category ]])","v":0},{"$f":"Table2[[#This Row],[BC Hydro Rebate Category ]]&Table2[[#This Row],[Retrofit Part '# (mandatory to validate Rebates)]]","v":""}]
[null,null,null,null,null,null,{"$f":"IF(ISBLANK(Table2[[#This Row],[Prescribed Lighting Source]]), \"\", IFERROR( INDEX(Table13ExistingPrescribedWattage,MATCH(Table2[[#This Row],[Prescribed Lighting Source]],Table13ExistingLightingSource,0)), IFERROR(INDEX(Table13ExistingPrescribedWattage,MATCH(Table2[[#This Row],[Fortis Rebate Category ]],Table13NewLightingSource,0)),\"-\")))","v":""},null,{"$f":"IFERROR(INDEX(SpaceTypeHours,MATCH(Table2[[#This Row],[Space Type]],SpaceType,0)),\"\")","v":""},null,{"$f":"IFERROR(IF(Table2[[#This Row],[Lighting  Technology]]=\"Other\",Table2[[#This Row],[Existing Effective Input Wattage (W)]]*Table2[[#This Row],[Existing Luminaire Quantity]],Table2[[#This Row],[Existing Prescribed Wattage (W)]]*Table2[[#This Row],[Existing Luminaire Quantity]]),\"\")","v":""},{"$f":"IF(Table2[Lighting  Technology] = \"Other\",(Table2[[#This Row],[Existing Luminaire Quantity]]*Table2[[#This Row],[Existing Effective Input Wattage (W)]]), IF(Table2[Existing Prescribed Wattage (W)] = \"\",\"\", IF( ISBLANK(Table2[[#This Row],[Existing Effective Input Wattage (W)]]), (Table2[[#This Row],[Existing Luminaire Quantity]]*Table2[[#This Row],[Existing Prescribed Wattage (W)]]),(Table2[[#This Row],[Existing Luminaire Quantity]]*Table2[[#This Row],[Existing Effective Input Wattage (W)]]))))","v":""},{"$f":"IF( (ISBLANK(Table2[[#This Row],[Annual Usage Hours (hrs)]])), IFERROR(Table2[[#This Row],[Reference Hours (hrs)]]*Table2[[#This Row],[Total Demand (Hidden) W]]/1000,\"\"), IFERROR(Table2[[#This Row],[Annual Usage Hours (hrs)]]*Table2[[#This Row],[Total Demand (Hidden) W]]/1000,\"\"))","v":""},null,null,{"$f":"IF(Table2[[#This Row],[Lighting  Technology]]=\"Other\", 0, IF( AND(ISBLANK(Table2[[#This Row],[BC Hydro Rebate Category ]]),ISBLANK(Table2[[#This Row],[Fortis Rebate Category ]])), \"\", IF(ISTEXT(Table2[[#This Row],[Fortis Rebate Category ]]), IFERROR(INDEX(Table13[Rebate],MATCH(Table2[[#This Row],[Fortis Rebate Category ]],Table13[Fortis New Lighting source],0)),\"\"), IF(ISTEXT(Table2[[#This Row],[BC Hydro Rebate Category ]]), IFERROR(INDEX(Table13Rebate,MATCH(Table2[[#This Row],[BC Hydro Rebate Category ]],Table13BCHRebateCategory,0)),\"\"), \"\"))))","v":""},{"$f":" IF(Table2[[#This Row],[Lighting  Technology]]=\"Other\", \"per Unit\", IF( AND(ISBLANK(Table2[[#This Row],[BC Hydro Rebate Category ]]),ISBLANK(Table2[[#This Row],[Fortis Rebate Category ]])), \"\", IF(ISTEXT(Table2[[#This Row],[Fortis Rebate Category ]]), IFERROR(INDEX(Table13PerUnit,MATCH(Table2[[#This Row],[Fortis Rebate Category ]],Table13[Fortis New Lighting source],0)),\"\"), IF(ISTEXT(Table2[[#This Row],[BC Hydro Rebate Category ]]), IFERROR(INDEX(Table13PerUnit,MATCH(Table2[[#This Row],[BC Hydro Rebate Category ]],Table13BCHRebateCategory,0)),\"\"), \"\"))))","v":""},null,{"$f":"IF( AND(ISBLANK(Table2[[#This Row],[Existing Luminaire Quantity]]),ISBLANK(Table2[[#This Row],[Prescribed Lighting Source]])), \"\", IF( OR(AND(ISNUMBER(SEARCH(\"lamp fl.\",Table2[[#This Row],[Prescribed Lighting Source]])),ISNUMBER(SEARCH(\"T8 lamp\",Table2[[#This Row],[BC Hydro Rebate Category ]]))),AND(ISNUMBER(SEARCH(\"T5HO\",Table2[[#This Row],[Prescribed Lighting Source]])),ISNUMBER(SEARCH(\"T5HO\",Table2[[#This Row],[BC Hydro Rebate Category ]]))),AND(ISNUMBER(SEARCH(\"lamp fl.\",Table2[[#This Row],[Prescribed Lighting Source]])),ISNUMBER(SEARCH(\"T8 lamp\",Table2[[#This Row],[Fortis Rebate Category ]]))),AND(ISNUMBER(SEARCH(\"T5HO\",Table2[[#This Row],[Prescribed Lighting Source]])),ISNUMBER(SEARCH(\"T5HO\",Table2[[#This Row],[Fortis Rebate Category ]])))          ),  IFERROR(INDEX(Table13NumberofLamps,MATCH(Table2[[#This Row],[Prescribed Lighting Source]],Table13ExistingLightingSource,0))*Table2[[#This Row],[Existing Luminaire Quantity]], \"-\"),  IF(Table2[[#This Row],[Lighting  Technology]]=\"Other\", IFERROR(Table2[[#This Row],[Existing Luminaire Quantity]],\"-\"), IFERROR(Table2[[#This Row],[Existing Luminaire Quantity]],\"-\"))))","v":""},{"$f":"IF( AND(ISBLANK(Table2[[#This Row],[BC Hydro Rebate Category ]]),ISBLANK(Table2[[#This Row],[Fortis Rebate Category ]])), \"\", IF(ISTEXT(Table2[[#This Row],[Fortis Rebate Category ]]), IFERROR(INDEX(Table13NewPrescribedWattage,MATCH(Table2[[#This Row],[Fortis Rebate Category ]],Table13[Fortis New Lighting source],0)),\"\"), IF(ISTEXT(Table2[[#This Row],[BC Hydro Rebate Category ]]), IFERROR(INDEX(Table13NewPrescribedWattage,MATCH(Table2[[#This Row],[BC Hydro Rebate Category ]],Table13BCHRebateCategory,0)),\"\"), \"\")))","v":""},null,null,{"$f":"IF(Table2[[#This Row],[Lighting  Technology]]=\"Other\", \"-\", IF( AND(ISBLANK(Table2[[#This Row],[BC Hydro Rebate Category ]]),ISBLANK(Table2[[#This Row],[Fortis Rebate Category ]])), \"\", IF(ISTEXT(Table2[[#This Row],[Fortis Rebate Category ]]), IFERROR(INDEX(Table13BCHECM,MATCH(Table2[[#This Row],[Fortis Rebate Category ]],Table13[Fortis New Lighting source],0)),\"\"), IF(ISTEXT(Table2[[#This Row],[BC Hydro Rebate Category ]]), IFERROR(INDEX(Table13BCHECM,MATCH(Table2[[#This Row],[BC Hydro Rebate Category ]],Table13BCHRebateCategory,0)),\"\"), \"\"))))","v":""},{"$f":"IF(Table2[[#This Row],[Lighting  Technology]]=\"Other\", 0, IF( AND(ISBLANK(Table2[[#This Row],[BC Hydro Rebate Category ]]),ISBLANK(Table2[[#This Row],[Fortis Rebate Category ]])), \"\", IF(ISTEXT(Table2[[#This Row],[Fortis Rebate Category ]]), IFERROR(INDEX(Table13Persistence,MATCH(Table2[[#This Row],[Fortis Rebate Category ]],Table13[Fortis New Lighting source],0)),\"\"), IF(ISTEXT(Table2[[#This Row],[BC Hydro Rebate Category ]]), IFERROR(INDEX(Table13Persistence,MATCH(Table2[[#This Row],[BC Hydro Rebate Category ]],Table13BCHRebateCategory,0)),\"\"), \"\"))))","v":""},null,{"$f":"IFERROR(INDEX(Table5ControlRebate,MATCH(Table2[[#This Row],[Control Type]],Table5NewControl,0)),\"\")","v":""},null,{"$f":"IF(ISBLANK(Table2[[#This Row],[Control Type]]), IF(ISBLANK(Table2[[#This Row],[Annual Usage Hours (hrs)]]),Table2[[#This Row],[Reference Hours (hrs)]], Table2[[#This Row],[Annual Usage Hours (hrs)]]), IF(AND(ISBLANK(Table2[[#This Row],[Annual Usage Hours (hrs)]]), Table2[[#This Row],[Control Type]]=\"None\"), Table2[[#This Row],[Reference Hours (hrs)]], IF(Table2[[#This Row],[Control Type]]=\"None\", Table2[[#This Row],[Annual Usage Hours (hrs)]], IF(AND(ISBLANK(Table2[[#This Row],[Annual Usage Hours (hrs)]]), Table2[[#This Row],[Control Type]]<>\"None\"), IFERROR(Table2[[#This Row],[Reference Hours (hrs)]]*0.8,\"\"), IF(Table2[[#This Row],[Control Type]]<>\"None\", IFERROR( Table2[[#This Row],[Annual Usage Hours (hrs)]]*0.8,\"\"),\"\")))))","v":""},{"$f":"IF( Table2[[#This Row],[Lighting  Technology]]=\"Other\", IF(ISBLANK(Table2[[#This Row],[Retrofit Lamp/ Luminaire Wattage (see Rebate Unit)]]),\"\",IFERROR(Table2[[#This Row],[Prescribed Quantity]]*Table2[[#This Row],[Retrofit Lamp/ Luminaire Wattage (see Rebate Unit)]],\"\")), IF(ISBLANK(Table2[[#This Row],[Retrofit Lamp/ Luminaire Wattage (see Rebate Unit)]]),IFERROR(Table2[[#This Row],[Prescribed Quantity]]*Table2[[#This Row],[Prescribed Wattage (W)]],\"\"),IFERROR(Table2[[#This Row],[Prescribed Quantity]]*Table2[[#This Row],[Retrofit Lamp/ Luminaire Wattage (see Rebate Unit)]],\"\")))","v":""},{"$f":"IFERROR((IF( Table2[[#This Row],[Lighting  Technology]]=\"Other\", Table2[[#This Row],[Prescribed Quantity]]*Table2[[#This Row],[Retrofit Lamp/ Luminaire Wattage (see Rebate Unit)]], Table2[[#This Row],[Prescribed Quantity]]*Table2[[#This Row],[Prescribed Wattage (W)]] )),\"\")","v":""},{"$f":"IF(ISBLANK(Table2[[#This Row],[New Total Demand (hidden, W)]]),\"\", IF(ISBLANK(Table2[[#This Row],[New Hours (hidden, hrs)]]), \"\", IFERROR(Table2[[#This Row],[New Hours (hidden, hrs)]]*Table2[[#This Row],[New Total Demand (hidden, W)]]/1000,\"\")))","v":""},{"$f":"IF(ISBLANK(Table2[[#This Row],[Total Demand (Hidden) W]]),\"\", IF(ISBLANK(Table2[[#This Row],[New Total Demand (hidden, W)]]), \"\", IFERROR((Table2[[#This Row],[Total Demand (Hidden) W]]-Table2[[#This Row],[New Total Demand (hidden, W)]])/1000,\"\")))","v":""},{"$f":"IF( OR(ISBLANK(Table2[[#This Row],[New Total Demand (hidden, W)]]),ISBLANK(Table2[[#This Row],[Total Demand (Hidden) W]])),\"\", IF(ISBLANK(Table2[[#This Row],[Annual Usage Hours (hrs)]]), IFERROR( Table2[[#This Row],[Reference Hours (hrs)]]*(Table2[[#This Row],[Total Demand (Hidden) W]]-Table2[[#This Row],[New Total Demand (hidden, W)]])/1000,\"\"), IFERROR( Table2[[#This Row],[Annual Usage Hours (hrs)]]*(Table2[[#This Row],[Total Demand (Hidden) W]]-Table2[[#This Row],[New Total Demand (hidden, W)]])/1000,\"\")))","v":""},{"$f":"IF( OR(ISBLANK(Table2[[#This Row],[Prescribed Total Demand (hidden, W)]]),ISBLANK(Table2[[#This Row],[Total Demand (Hidden) W]])),\"\", IF(ISBLANK(Table2[[#This Row],[Annual Usage Hours (hrs)]]), IFERROR( Table2[[#This Row],[Reference Hours (hrs)]]*((Table2[Existing Prescribed Wattage (W)]*Table2[Existing Luminaire Quantity])-Table2[[#This Row],[Prescribed Total Demand (hidden, W)]])/1000,\"\"), IFERROR( Table2[[#This Row],[Annual Usage Hours (hrs)]]*((Table2[Existing Prescribed Wattage (W)]*Table2[Existing Luminaire Quantity])-Table2[[#This Row],[Prescribed Total Demand (hidden, W)]])/1000,\"\")))","v":""},{"$f":"\"\"","v":""},{"$f":"IF(OR(Table2[[#This Row],[Control Type]]=\"None\", ISBLANK(Table2[[#This Row],[Control Type]])),\"\", IF(ISBLANK(Table2[[#This Row],[New Total Demand (hidden, W)]]),\"\", IF(ISBLANK(Table2[[#This Row],[Annual Usage Hours (hrs)]]),  IFERROR( 0.2*Table2[[#This Row],[Reference Hours (hrs)]]*Table2[[#This Row],[New Total Demand (hidden, W)]]/1000,\"\"), IFERROR( 0.2*Table2[[#This Row],[Annual Usage Hours (hrs)]]*Table2[[#This Row],[New Total Demand (hidden, W)]]/1000,\"\"))))","v":""},{"$f":"IF(AND(NOT(ISNUMBER(Table2[[#This Row],[Rebate Per Unit\n(CAD)]])),ISBLANK(Table2[[#This Row],[Control Type]])), \"\", IF(OR(Table2[[#This Row],[Rebate Per Unit\n(CAD)]]=0,AND(NOT(ISNUMBER(Table2[[#This Row],[Rebate Per Unit\n(CAD)]])), ISTEXT(Table2[[#This Row],[Control Type]]))), 0, IFERROR(Table2[[#This Row],[Prescribed Quantity]]*Table2[[#This Row],[Rebate Per Unit\n(CAD)]],\"\")))","v":""},{"$f":" IF(AND(ISBLANK(Table2[[#This Row],[Control Type]]),ISNUMBER(Table2[[#This Row],[Rebate Value (CAD)]])),0, IFERROR(Table2[[#This Row],[Control Quantity]]*Table2[[#This Row],[Control Rebate per Unit\n(CAD)]],\"\"))","v":""},{"$f":"IF(AND(ISBLANK(Table2[[#This Row],[Rebate Value (CAD)]]),ISBLANK(Table2[[#This Row],[Rebate Value for Controls (CAD)]])), \"\", IFERROR(Table2[[#This Row],[Rebate Value (CAD)]]+Table2[[#This Row],[Rebate Value for Controls (CAD)]],\"\"))","v":""},{"$f":"IF(Table2[[#This Row],[Lighting  Technology]]=\"Other\",\"Other - \"&Table2[[#This Row],[Other - Lighting Technology Description]],Table2[[#This Row],[BC Hydro Rebate Category ]])","v":0},{"$f":"Table2[[#This Row],[BC Hydro Rebate Category ]]&Table2[[#This Row],[Retrofit Part '# (mandatory to validate Rebates)]]","v":""}]
[null,null,null,null,null,null,{"$f":"IF(ISBLANK(Table2[[#This Row],[Prescribed Lighting Source]]), \"\", IFERROR( INDEX(Table13ExistingPrescribedWattage,MATCH(Table2[[#This Row],[Prescribed Lighting Source]],Table13ExistingLightingSource,0)), IFERROR(INDEX(Table13ExistingPrescribedWattage,MATCH(Table2[[#This Row],[Fortis Rebate Category ]],Table13NewLightingSource,0)),\"-\")))","v":""},null,{"$f":"IFERROR(INDEX(SpaceTypeHours,MATCH(Table2[[#This Row],[Space Type]],SpaceType,0)),\"\")","v":""},null,{"$f":"IFERROR(IF(Table2[[#This Row],[Lighting  Technology]]=\"Other\",Table2[[#This Row],[Existing Effective Input Wattage (W)]]*Table2[[#This Row],[Existing Luminaire Quantity]],Table2[[#This Row],[Existing Prescribed Wattage (W)]]*Table2[[#This Row],[Existing Luminaire Quantity]]),\"\")","v":""},{"$f":"IF(Table2[Lighting  Technology] = \"Other\",(Table2[[#This Row],[Existing Luminaire Quantity]]*Table2[[#This Row],[Existing Effective Input Wattage (W)]]), IF(Table2[Existing Prescribed Wattage (W)] = \"\",\"\", IF( ISBLANK(Table2[[#This Row],[Existing Effective Input Wattage (W)]]), (Table2[[#This Row],[Existing Luminaire Quantity]]*Table2[[#This Row],[Existing Prescribed Wattage (W)]]),(Table2[[#This Row],[Existing Luminaire Quantity]]*Table2[[#This Row],[Existing Effective Input Wattage (W)]]))))","v":""},{"$f":"IF( (ISBLANK(Table2[[#This Row],[Annual Usage Hours (hrs)]])), IFERROR(Table2[[#This Row],[Reference Hours (hrs)]]*Table2[[#This Row],[Total Demand (Hidden) W]]/1000,\"\"), IFERROR(Table2[[#This Row],[Annual Usage Hours (hrs)]]*Table2[[#This Row],[Total Demand (Hidden) W]]/1000,\"\"))","v":""},null,null,{"$f":"IF(Table2[[#This Row],[Lighting  Technology]]=\"Other\", 0, IF( AND(ISBLANK(Table2[[#This Row],[BC Hydro Rebate Category ]]),ISBLANK(Table2[[#This Row],[Fortis Rebate Category ]])), \"\", IF(ISTEXT(Table2[[#This Row],[Fortis Rebate Category ]]), IFERROR(INDEX(Table13[Rebate],MATCH(Table2[[#This Row],[Fortis Rebate Category ]],Table13[Fortis New Lighting source],0)),\"\"), IF(ISTEXT(Table2[[#This Row],[BC Hydro Rebate Category ]]), IFERROR(INDEX(Table13Rebate,MATCH(Table2[[#This Row],[BC Hydro Rebate Category ]],Table13BCHRebateCategory,0)),\"\"), \"\"))))","v":""},{"$f":" IF(Table2[[#This Row],[Lighting  Technology]]=\"Other\", \"per Unit\", IF( AND(ISBLANK(Table2[[#This Row],[BC Hydro Rebate Category ]]),ISBLANK(Table2[[#This Row],[Fortis Rebate Category ]])), \"\", IF(ISTEXT(Table2[[#This Row],[Fortis Rebate Category ]]), IFERROR(INDEX(Table13PerUnit,MATCH(Table2[[#This Row],[Fortis Rebate Category ]],Table13[Fortis New Lighting source],0)),\"\"), IF(ISTEXT(Table2[[#This Row],[BC Hydro Rebate Category ]]), IFERROR(INDEX(Table13PerUnit,MATCH(Table2[[#This Row],[BC Hydro Rebate Category ]],Table13BCHRebateCategory,0)),\"\"), \"\"))))","v":""},null,{"$f":"IF( AND(ISBLANK(Table2[[#This Row],[Existing Luminaire Quantity]]),ISBLANK(Table2[[#This Row],[Prescribed Lighting Source]])), \"\", IF( OR(AND(ISNUMBER(SEARCH(\"lamp fl.\",Table2[[#This Row],[Prescribed Lighting Source]])),ISNUMBER(SEARCH(\"T8 lamp\",Table2[[#This Row],[BC Hydro Rebate Category ]]))),AND(ISNUMBER(SEARCH(\"T5HO\",Table2[[#This Row],[Prescribed Lighting Source]])),ISNUMBER(SEARCH(\"T5HO\",Table2[[#This Row],[BC Hydro Rebate Category ]]))),AND(ISNUMBER(SEARCH(\"lamp fl.\",Table2[[#This Row],[Prescribed Lighting Source]])),ISNUMBER(SEARCH(\"T8 lamp\",Table2[[#This Row],[Fortis Rebate Category ]]))),AND(ISNUMBER(SEARCH(\"T5HO\",Table2[[#This Row],[Prescribed Lighting Source]])),ISNUMBER(SEARCH(\"T5HO\",Table2[[#This Row],[Fortis Rebate Category ]])))          ),  IFERROR(INDEX(Table13NumberofLamps,MATCH(Table2[[#This Row],[Prescribed Lighting Source]],Table13ExistingLightingSource,0))*Table2[[#This Row],[Existing Luminaire Quantity]], \"-\"),  IF(Table2[[#This Row],[Lighting  Technology]]=\"Other\", IFERROR(Table2[[#This Row],[Existing Luminaire Quantity]],\"-\"), IFERROR(Table2[[#This Row],[Existing Luminaire Quantity]],\"-\"))))","v":""},{"$f":"IF( AND(ISBLANK(Table2[[#This Row],[BC Hydro Rebate Category ]]),ISBLANK(Table2[[#This Row],[Fortis Rebate Category ]])), \"\", IF(ISTEXT(Table2[[#This Row],[Fortis Rebate Category ]]), IFERROR(INDEX(Table13NewPrescribedWattage,MATCH(Table2[[#This Row],[Fortis Rebate Category ]],Table13[Fortis New Lighting source],0)),\"\"), IF(ISTEXT(Table2[[#This Row],[BC Hydro Rebate Category ]]), IFERROR(INDEX(Table13NewPrescribedWattage,MATCH(Table2[[#This Row],[BC Hydro Rebate Category ]],Table13BCHRebateCategory,0)),\"\"), \"\")))","v":""},null,null,{"$f":"IF(Table2[[#This Row],[Lighting  Technology]]=\"Other\", \"-\", IF( AND(ISBLANK(Table2[[#This Row],[BC Hydro Rebate Category ]]),ISBLANK(Table2[[#This Row],[Fortis Rebate Category ]])), \"\", IF(ISTEXT(Table2[[#This Row],[Fortis Rebate Category ]]), IFERROR(INDEX(Table13BCHECM,MATCH(Table2[[#This Row],[Fortis Rebate Category ]],Table13[Fortis New Lighting source],0)),\"\"), IF(ISTEXT(Table2[[#This Row],[BC Hydro Rebate Category ]]), IFERROR(INDEX(Table13BCHECM,MATCH(Table2[[#This Row],[BC Hydro Rebate Category ]],Table13BCHRebateCategory,0)),\"\"), \"\"))))","v":""},{"$f":"IF(Table2[[#This Row],[Lighting  Technology]]=\"Other\", 0, IF( AND(ISBLANK(Table2[[#This Row],[BC Hydro Rebate Category ]]),ISBLANK(Table2[[#This Row],[Fortis Rebate Category ]])), \"\", IF(ISTEXT(Table2[[#This Row],[Fortis Rebate Category ]]), IFERROR(INDEX(Table13Persistence,MATCH(Table2[[#This Row],[Fortis Rebate Category ]],Table13[Fortis New Lighting source],0)),\"\"), IF(ISTEXT(Table2[[#This Row],[BC Hydro Rebate Category ]]), IFERROR(INDEX(Table13Persistence,MATCH(Table2[[#This Row],[BC Hydro Rebate Category ]],Table13BCHRebateCategory,0)),\"\"), \"\"))))","v":""},null,{"$f":"IFERROR(INDEX(Table5ControlRebate,MATCH(Table2[[#This Row],[Control Type]],Table5NewControl,0)),\"\")","v":""},null,{"$f":"IF(ISBLANK(Table2[[#This Row],[Control Type]]), IF(ISBLANK(Table2[[#This Row],[Annual Usage Hours (hrs)]]),Table2[[#This Row],[Reference Hours (hrs)]], Table2[[#This Row],[Annual Usage Hours (hrs)]]), IF(AND(ISBLANK(Table2[[#This Row],[Annual Usage Hours (hrs)]]), Table2[[#This Row],[Control Type]]=\"None\"), Table2[[#This Row],[Reference Hours (hrs)]], IF(Table2[[#This Row],[Control Type]]=\"None\", Table2[[#This Row],[Annual Usage Hours (hrs)]], IF(AND(ISBLANK(Table2[[#This Row],[Annual Usage Hours (hrs)]]), Table2[[#This Row],[Control Type]]<>\"None\"), IFERROR(Table2[[#This Row],[Reference Hours (hrs)]]*0.8,\"\"), IF(Table2[[#This Row],[Control Type]]<>\"None\", IFERROR( Table2[[#This Row],[Annual Usage Hours (hrs)]]*0.8,\"\"),\"\")))))","v":""},{"$f":"IF( Table2[[#This Row],[Lighting  Technology]]=\"Other\", IF(ISBLANK(Table2[[#This Row],[Retrofit Lamp/ Luminaire Wattage (see Rebate Unit)]]),\"\",IFERROR(Table2[[#This Row],[Prescribed Quantity]]*Table2[[#This Row],[Retrofit Lamp/ Luminaire Wattage (see Rebate Unit)]],\"\")), IF(ISBLANK(Table2[[#This Row],[Retrofit Lamp/ Luminaire Wattage (see Rebate Unit)]]),IFERROR(Table2[[#This Row],[Prescribed Quantity]]*Table2[[#This Row],[Prescribed Wattage (W)]],\"\"),IFERROR(Table2[[#This Row],[Prescribed Quantity]]*Table2[[#This Row],[Retrofit Lamp/ Luminaire Wattage (see Rebate Unit)]],\"\")))","v":""},{"$f":"IFERROR((IF( Table2[[#This Row],[Lighting  Technology]]=\"Other\", Table2[[#This Row],[Prescribed Quantity]]*Table2[[#This Row],[Retrofit Lamp/ Luminaire Wattage (see Rebate Unit)]], Table2[[#This Row],[Prescribed Quantity]]*Table2[[#This Row],[Prescribed Wattage (W)]] )),\"\")","v":""},{"$f":"IF(ISBLANK(Table2[[#This Row],[New Total Demand (hidden, W)]]),\"\", IF(ISBLANK(Table2[[#This Row],[New Hours (hidden, hrs)]]), \"\", IFERROR(Table2[[#This Row],[New Hours (hidden, hrs)]]*Table2[[#This Row],[New Total Demand (hidden, W)]]/1000,\"\")))","v":""},{"$f":"IF(ISBLANK(Table2[[#This Row],[Total Demand (Hidden) W]]),\"\", IF(ISBLANK(Table2[[#This Row],[New Total Demand (hidden, W)]]), \"\", IFERROR((Table2[[#This Row],[Total Demand (Hidden) W]]-Table2[[#This Row],[New Total Demand (hidden, W)]])/1000,\"\")))","v":""},{"$f":"IF( OR(ISBLANK(Table2[[#This Row],[New Total Demand (hidden, W)]]),ISBLANK(Table2[[#This Row],[Total Demand (Hidden) W]])),\"\", IF(ISBLANK(Table2[[#This Row],[Annual Usage Hours (hrs)]]), IFERROR( Table2[[#This Row],[Reference Hours (hrs)]]*(Table2[[#This Row],[Total Demand (Hidden) W]]-Table2[[#This Row],[New Total Demand (hidden, W)]])/1000,\"\"), IFERROR( Table2[[#This Row],[Annual Usage Hours (hrs)]]*(Table2[[#This Row],[Total Demand (Hidden) W]]-Table2[[#This Row],[New Total Demand (hidden, W)]])/1000,\"\")))","v":""},{"$f":"IF( OR(ISBLANK(Table2[[#This Row],[Prescribed Total Demand (hidden, W)]]),ISBLANK(Table2[[#This Row],[Total Demand (Hidden) W]])),\"\", IF(ISBLANK(Table2[[#This Row],[Annual Usage Hours (hrs)]]), IFERROR( Table2[[#This Row],[Reference Hours (hrs)]]*((Table2[Existing Prescribed Wattage (W)]*Table2[Existing Luminaire Quantity])-Table2[[#This Row],[Prescribed Total Demand (hidden, W)]])/1000,\"\"), IFERROR( Table2[[#This Row],[Annual Usage Hours (hrs)]]*((Table2[Existing Prescribed Wattage (W)]*Table2[Existing Luminaire Quantity])-Table2[[#This Row],[Prescribed Total Demand (hidden, W)]])/1000,\"\")))","v":""},{"$f":"\"\"","v":""},{"$f":"IF(OR(Table2[[#This Row],[Control Type]]=\"None\", ISBLANK(Table2[[#This Row],[Control Type]])),\"\", IF(ISBLANK(Table2[[#This Row],[New Total Demand (hidden, W)]]),\"\", IF(ISBLANK(Table2[[#This Row],[Annual Usage Hours (hrs)]]),  IFERROR( 0.2*Table2[[#This Row],[Reference Hours (hrs)]]*Table2[[#This Row],[New Total Demand (hidden, W)]]/1000,\"\"), IFERROR( 0.2*Table2[[#This Row],[Annual Usage Hours (hrs)]]*Table2[[#This Row],[New Total Demand (hidden, W)]]/1000,\"\"))))","v":""},{"$f":"IF(AND(NOT(ISNUMBER(Table2[[#This Row],[Rebate Per Unit\n(CAD)]])),ISBLANK(Table2[[#This Row],[Control Type]])), \"\", IF(OR(Table2[[#This Row],[Rebate Per Unit\n(CAD)]]=0,AND(NOT(ISNUMBER(Table2[[#This Row],[Rebate Per Unit\n(CAD)]])), ISTEXT(Table2[[#This Row],[Control Type]]))), 0, IFERROR(Table2[[#This Row],[Prescribed Quantity]]*Table2[[#This Row],[Rebate Per Unit\n(CAD)]],\"\")))","v":""},{"$f":" IF(AND(ISBLANK(Table2[[#This Row],[Control Type]]),ISNUMBER(Table2[[#This Row],[Rebate Value (CAD)]])),0, IFERROR(Table2[[#This Row],[Control Quantity]]*Table2[[#This Row],[Control Rebate per Unit\n(CAD)]],\"\"))","v":""},{"$f":"IF(AND(ISBLANK(Table2[[#This Row],[Rebate Value (CAD)]]),ISBLANK(Table2[[#This Row],[Rebate Value for Controls (CAD)]])), \"\", IFERROR(Table2[[#This Row],[Rebate Value (CAD)]]+Table2[[#This Row],[Rebate Value for Controls (CAD)]],\"\"))","v":""},{"$f":"IF(Table2[[#This Row],[Lighting  Technology]]=\"Other\",\"Other - \"&Table2[[#This Row],[Other - Lighting Technology Description]],Table2[[#This Row],[BC Hydro Rebate Category ]])","v":0},{"$f":"Table2[[#This Row],[BC Hydro Rebate Category ]]&Table2[[#This Row],[Retrofit Part '# (mandatory to validate Rebates)]]","v":""}]
[null,null,null,null,null,null,{"$f":"IF(ISBLANK(Table2[[#This Row],[Prescribed Lighting Source]]), \"\", IFERROR( INDEX(Table13ExistingPrescribedWattage,MATCH(Table2[[#This Row],[Prescribed Lighting Source]],Table13ExistingLightingSource,0)), IFERROR(INDEX(Table13ExistingPrescribedWattage,MATCH(Table2[[#This Row],[Fortis Rebate Category ]],Table13NewLightingSource,0)),\"-\")))","v":""},null,{"$f":"IFERROR(INDEX(SpaceTypeHours,MATCH(Table2[[#This Row],[Space Type]],SpaceType,0)),\"\")","v":""},null,{"$f":"IFERROR(IF(Table2[[#This Row],[Lighting  Technology]]=\"Other\",Table2[[#This Row],[Existing Effective Input Wattage (W)]]*Table2[[#This Row],[Existing Luminaire Quantity]],Table2[[#This Row],[Existing Prescribed Wattage (W)]]*Table2[[#This Row],[Existing Luminaire Quantity]]),\"\")","v":""},{"$f":"IF(Table2[Lighting  Technology] = \"Other\",(Table2[[#This Row],[Existing Luminaire Quantity]]*Table2[[#This Row],[Existing Effective Input Wattage (W)]]), IF(Table2[Existing Prescribed Wattage (W)] = \"\",\"\", IF( ISBLANK(Table2[[#This Row],[Existing Effective Input Wattage (W)]]), (Table2[[#This Row],[Existing Luminaire Quantity]]*Table2[[#This Row],[Existing Prescribed Wattage (W)]]),(Table2[[#This Row],[Existing Luminaire Quantity]]*Table2[[#This Row],[Existing Effective Input Wattage (W)]]))))","v":""},{"$f":"IF( (ISBLANK(Table2[[#This Row],[Annual Usage Hours (hrs)]])), IFERROR(Table2[[#This Row],[Reference Hours (hrs)]]*Table2[[#This Row],[Total Demand (Hidden) W]]/1000,\"\"), IFERROR(Table2[[#This Row],[Annual Usage Hours (hrs)]]*Table2[[#This Row],[Total Demand (Hidden) W]]/1000,\"\"))","v":""},null,null,{"$f":"IF(Table2[[#This Row],[Lighting  Technology]]=\"Other\", 0, IF( AND(ISBLANK(Table2[[#This Row],[BC Hydro Rebate Category ]]),ISBLANK(Table2[[#This Row],[Fortis Rebate Category ]])), \"\", IF(ISTEXT(Table2[[#This Row],[Fortis Rebate Category ]]), IFERROR(INDEX(Table13[Rebate],MATCH(Table2[[#This Row],[Fortis Rebate Category ]],Table13[Fortis New Lighting source],0)),\"\"), IF(ISTEXT(Table2[[#This Row],[BC Hydro Rebate Category ]]), IFERROR(INDEX(Table13Rebate,MATCH(Table2[[#This Row],[BC Hydro Rebate Category ]],Table13BCHRebateCategory,0)),\"\"), \"\"))))","v":""},{"$f":" IF(Table2[[#This Row],[Lighting  Technology]]=\"Other\", \"per Unit\", IF( AND(ISBLANK(Table2[[#This Row],[BC Hydro Rebate Category ]]),ISBLANK(Table2[[#This Row],[Fortis Rebate Category ]])), \"\", IF(ISTEXT(Table2[[#This Row],[Fortis Rebate Category ]]), IFERROR(INDEX(Table13PerUnit,MATCH(Table2[[#This Row],[Fortis Rebate Category ]],Table13[Fortis New Lighting source],0)),\"\"), IF(ISTEXT(Table2[[#This Row],[BC Hydro Rebate Category ]]), IFERROR(INDEX(Table13PerUnit,MATCH(Table2[[#This Row],[BC Hydro Rebate Category ]],Table13BCHRebateCategory,0)),\"\"), \"\"))))","v":""},null,{"$f":"IF( AND(ISBLANK(Table2[[#This Row],[Existing Luminaire Quantity]]),ISBLANK(Table2[[#This Row],[Prescribed Lighting Source]])), \"\", IF( OR(AND(ISNUMBER(SEARCH(\"lamp fl.\",Table2[[#This Row],[Prescribed Lighting Source]])),ISNUMBER(SEARCH(\"T8 lamp\",Table2[[#This Row],[BC Hydro Rebate Category ]]))),AND(ISNUMBER(SEARCH(\"T5HO\",Table2[[#This Row],[Prescribed Lighting Source]])),ISNUMBER(SEARCH(\"T5HO\",Table2[[#This Row],[BC Hydro Rebate Category ]]))),AND(ISNUMBER(SEARCH(\"lamp fl.\",Table2[[#This Row],[Prescribed Lighting Source]])),ISNUMBER(SEARCH(\"T8 lamp\",Table2[[#This Row],[Fortis Rebate Category ]]))),AND(ISNUMBER(SEARCH(\"T5HO\",Table2[[#This Row],[Prescribed Lighting Source]])),ISNUMBER(SEARCH(\"T5HO\",Table2[[#This Row],[Fortis Rebate Category ]])))          ),  IFERROR(INDEX(Table13NumberofLamps,MATCH(Table2[[#This Row],[Prescribed Lighting Source]],Table13ExistingLightingSource,0))*Table2[[#This Row],[Existing Luminaire Quantity]], \"-\"),  IF(Table2[[#This Row],[Lighting  Technology]]=\"Other\", IFERROR(Table2[[#This Row],[Existing Luminaire Quantity]],\"-\"), IFERROR(Table2[[#This Row],[Existing Luminaire Quantity]],\"-\"))))","v":""},{"$f":"IF( AND(ISBLANK(Table2[[#This Row],[BC Hydro Rebate Category ]]),ISBLANK(Table2[[#This Row],[Fortis Rebate Category ]])), \"\", IF(ISTEXT(Table2[[#This Row],[Fortis Rebate Category ]]), IFERROR(INDEX(Table13NewPrescribedWattage,MATCH(Table2[[#This Row],[Fortis Rebate Category ]],Table13[Fortis New Lighting source],0)),\"\"), IF(ISTEXT(Table2[[#This Row],[BC Hydro Rebate Category ]]), IFERROR(INDEX(Table13NewPrescribedWattage,MATCH(Table2[[#This Row],[BC Hydro Rebate Category ]],Table13BCHRebateCategory,0)),\"\"), \"\")))","v":""},null,null,{"$f":"IF(Table2[[#This Row],[Lighting  Technology]]=\"Other\", \"-\", IF( AND(ISBLANK(Table2[[#This Row],[BC Hydro Rebate Category ]]),ISBLANK(Table2[[#This Row],[Fortis Rebate Category ]])), \"\", IF(ISTEXT(Table2[[#This Row],[Fortis Rebate Category ]]), IFERROR(INDEX(Table13BCHECM,MATCH(Table2[[#This Row],[Fortis Rebate Category ]],Table13[Fortis New Lighting source],0)),\"\"), IF(ISTEXT(Table2[[#This Row],[BC Hydro Rebate Category ]]), IFERROR(INDEX(Table13BCHECM,MATCH(Table2[[#This Row],[BC Hydro Rebate Category ]],Table13BCHRebateCategory,0)),\"\"), \"\"))))","v":""},{"$f":"IF(Table2[[#This Row],[Lighting  Technology]]=\"Other\", 0, IF( AND(ISBLANK(Table2[[#This Row],[BC Hydro Rebate Category ]]),ISBLANK(Table2[[#This Row],[Fortis Rebate Category ]])), \"\", IF(ISTEXT(Table2[[#This Row],[Fortis Rebate Category ]]), IFERROR(INDEX(Table13Persistence,MATCH(Table2[[#This Row],[Fortis Rebate Category ]],Table13[Fortis New Lighting source],0)),\"\"), IF(ISTEXT(Table2[[#This Row],[BC Hydro Rebate Category ]]), IFERROR(INDEX(Table13Persistence,MATCH(Table2[[#This Row],[BC Hydro Rebate Category ]],Table13BCHRebateCategory,0)),\"\"), \"\"))))","v":""},null,{"$f":"IFERROR(INDEX(Table5ControlRebate,MATCH(Table2[[#This Row],[Control Type]],Table5NewControl,0)),\"\")","v":""},null,{"$f":"IF(ISBLANK(Table2[[#This Row],[Control Type]]), IF(ISBLANK(Table2[[#This Row],[Annual Usage Hours (hrs)]]),Table2[[#This Row],[Reference Hours (hrs)]], Table2[[#This Row],[Annual Usage Hours (hrs)]]), IF(AND(ISBLANK(Table2[[#This Row],[Annual Usage Hours (hrs)]]), Table2[[#This Row],[Control Type]]=\"None\"), Table2[[#This Row],[Reference Hours (hrs)]], IF(Table2[[#This Row],[Control Type]]=\"None\", Table2[[#This Row],[Annual Usage Hours (hrs)]], IF(AND(ISBLANK(Table2[[#This Row],[Annual Usage Hours (hrs)]]), Table2[[#This Row],[Control Type]]<>\"None\"), IFERROR(Table2[[#This Row],[Reference Hours (hrs)]]*0.8,\"\"), IF(Table2[[#This Row],[Control Type]]<>\"None\", IFERROR( Table2[[#This Row],[Annual Usage Hours (hrs)]]*0.8,\"\"),\"\")))))","v":""},{"$f":"IF( Table2[[#This Row],[Lighting  Technology]]=\"Other\", IF(ISBLANK(Table2[[#This Row],[Retrofit Lamp/ Luminaire Wattage (see Rebate Unit)]]),\"\",IFERROR(Table2[[#This Row],[Prescribed Quantity]]*Table2[[#This Row],[Retrofit Lamp/ Luminaire Wattage (see Rebate Unit)]],\"\")), IF(ISBLANK(Table2[[#This Row],[Retrofit Lamp/ Luminaire Wattage (see Rebate Unit)]]),IFERROR(Table2[[#This Row],[Prescribed Quantity]]*Table2[[#This Row],[Prescribed Wattage (W)]],\"\"),IFERROR(Table2[[#This Row],[Prescribed Quantity]]*Table2[[#This Row],[Retrofit Lamp/ Luminaire Wattage (see Rebate Unit)]],\"\")))","v":""},{"$f":"IFERROR((IF( Table2[[#This Row],[Lighting  Technology]]=\"Other\", Table2[[#This Row],[Prescribed Quantity]]*Table2[[#This Row],[Retrofit Lamp/ Luminaire Wattage (see Rebate Unit)]], Table2[[#This Row],[Prescribed Quantity]]*Table2[[#This Row],[Prescribed Wattage (W)]] )),\"\")","v":""},{"$f":"IF(ISBLANK(Table2[[#This Row],[New Total Demand (hidden, W)]]),\"\", IF(ISBLANK(Table2[[#This Row],[New Hours (hidden, hrs)]]), \"\", IFERROR(Table2[[#This Row],[New Hours (hidden, hrs)]]*Table2[[#This Row],[New Total Demand (hidden, W)]]/1000,\"\")))","v":""},{"$f":"IF(ISBLANK(Table2[[#This Row],[Total Demand (Hidden) W]]),\"\", IF(ISBLANK(Table2[[#This Row],[New Total Demand (hidden, W)]]), \"\", IFERROR((Table2[[#This Row],[Total Demand (Hidden) W]]-Table2[[#This Row],[New Total Demand (hidden, W)]])/1000,\"\")))","v":""},{"$f":"IF( OR(ISBLANK(Table2[[#This Row],[New Total Demand (hidden, W)]]),ISBLANK(Table2[[#This Row],[Total Demand (Hidden) W]])),\"\", IF(ISBLANK(Table2[[#This Row],[Annual Usage Hours (hrs)]]), IFERROR( Table2[[#This Row],[Reference Hours (hrs)]]*(Table2[[#This Row],[Total Demand (Hidden) W]]-Table2[[#This Row],[New Total Demand (hidden, W)]])/1000,\"\"), IFERROR( Table2[[#This Row],[Annual Usage Hours (hrs)]]*(Table2[[#This Row],[Total Demand (Hidden) W]]-Table2[[#This Row],[New Total Demand (hidden, W)]])/1000,\"\")))","v":""},{"$f":"IF( OR(ISBLANK(Table2[[#This Row],[Prescribed Total Demand (hidden, W)]]),ISBLANK(Table2[[#This Row],[Total Demand (Hidden) W]])),\"\", IF(ISBLANK(Table2[[#This Row],[Annual Usage Hours (hrs)]]), IFERROR( Table2[[#This Row],[Reference Hours (hrs)]]*((Table2[Existing Prescribed Wattage (W)]*Table2[Existing Luminaire Quantity])-Table2[[#This Row],[Prescribed Total Demand (hidden, W)]])/1000,\"\"), IFERROR( Table2[[#This Row],[Annual Usage Hours (hrs)]]*((Table2[Existing Prescribed Wattage (W)]*Table2[Existing Luminaire Quantity])-Table2[[#This Row],[Prescribed Total Demand (hidden, W)]])/1000,\"\")))","v":""},{"$f":"\"\"","v":""},{"$f":"IF(OR(Table2[[#This Row],[Control Type]]=\"None\", ISBLANK(Table2[[#This Row],[Control Type]])),\"\", IF(ISBLANK(Table2[[#This Row],[New Total Demand (hidden, W)]]),\"\", IF(ISBLANK(Table2[[#This Row],[Annual Usage Hours (hrs)]]),  IFERROR( 0.2*Table2[[#This Row],[Reference Hours (hrs)]]*Table2[[#This Row],[New Total Demand (hidden, W)]]/1000,\"\"), IFERROR( 0.2*Table2[[#This Row],[Annual Usage Hours (hrs)]]*Table2[[#This Row],[New Total Demand (hidden, W)]]/1000,\"\"))))","v":""},{"$f":"IF(AND(NOT(ISNUMBER(Table2[[#This Row],[Rebate Per Unit\n(CAD)]])),ISBLANK(Table2[[#This Row],[Control Type]])), \"\", IF(OR(Table2[[#This Row],[Rebate Per Unit\n(CAD)]]=0,AND(NOT(ISNUMBER(Table2[[#This Row],[Rebate Per Unit\n(CAD)]])), ISTEXT(Table2[[#This Row],[Control Type]]))), 0, IFERROR(Table2[[#This Row],[Prescribed Quantity]]*Table2[[#This Row],[Rebate Per Unit\n(CAD)]],\"\")))","v":""},{"$f":" IF(AND(ISBLANK(Table2[[#This Row],[Control Type]]),ISNUMBER(Table2[[#This Row],[Rebate Value (CAD)]])),0, IFERROR(Table2[[#This Row],[Control Quantity]]*Table2[[#This Row],[Control Rebate per Unit\n(CAD)]],\"\"))","v":""},{"$f":"IF(AND(ISBLANK(Table2[[#This Row],[Rebate Value (CAD)]]),ISBLANK(Table2[[#This Row],[Rebate Value for Controls (CAD)]])), \"\", IFERROR(Table2[[#This Row],[Rebate Value (CAD)]]+Table2[[#This Row],[Rebate Value for Controls (CAD)]],\"\"))","v":""},{"$f":"IF(Table2[[#This Row],[Lighting  Technology]]=\"Other\",\"Other - \"&Table2[[#This Row],[Other - Lighting Technology Description]],Table2[[#This Row],[BC Hydro Rebate Category ]])","v":0},{"$f":"Table2[[#This Row],[BC Hydro Rebate Category ]]&Table2[[#This Row],[Retrofit Part '# (mandatory to validate Rebates)]]","v":""}]
[null,null,null,null,null,null,{"$f":"IF(ISBLANK(Table2[[#This Row],[Prescribed Lighting Source]]), \"\", IFERROR( INDEX(Table13ExistingPrescribedWattage,MATCH(Table2[[#This Row],[Prescribed Lighting Source]],Table13ExistingLightingSource,0)), IFERROR(INDEX(Table13ExistingPrescribedWattage,MATCH(Table2[[#This Row],[Fortis Rebate Category ]],Table13NewLightingSource,0)),\"-\")))","v":""},null,{"$f":"IFERROR(INDEX(SpaceTypeHours,MATCH(Table2[[#This Row],[Space Type]],SpaceType,0)),\"\")","v":""},null,{"$f":"IFERROR(IF(Table2[[#This Row],[Lighting  Technology]]=\"Other\",Table2[[#This Row],[Existing Effective Input Wattage (W)]]*Table2[[#This Row],[Existing Luminaire Quantity]],Table2[[#This Row],[Existing Prescribed Wattage (W)]]*Table2[[#This Row],[Existing Luminaire Quantity]]),\"\")","v":""},{"$f":"IF(Table2[Lighting  Technology] = \"Other\",(Table2[[#This Row],[Existing Luminaire Quantity]]*Table2[[#This Row],[Existing Effective Input Wattage (W)]]), IF(Table2[Existing Prescribed Wattage (W)] = \"\",\"\", IF( ISBLANK(Table2[[#This Row],[Existing Effective Input Wattage (W)]]), (Table2[[#This Row],[Existing Luminaire Quantity]]*Table2[[#This Row],[Existing Prescribed Wattage (W)]]),(Table2[[#This Row],[Existing Luminaire Quantity]]*Table2[[#This Row],[Existing Effective Input Wattage (W)]]))))","v":""},{"$f":"IF( (ISBLANK(Table2[[#This Row],[Annual Usage Hours (hrs)]])), IFERROR(Table2[[#This Row],[Reference Hours (hrs)]]*Table2[[#This Row],[Total Demand (Hidden) W]]/1000,\"\"), IFERROR(Table2[[#This Row],[Annual Usage Hours (hrs)]]*Table2[[#This Row],[Total Demand (Hidden) W]]/1000,\"\"))","v":""},null,null,{"$f":"IF(Table2[[#This Row],[Lighting  Technology]]=\"Other\", 0, IF( AND(ISBLANK(Table2[[#This Row],[BC Hydro Rebate Category ]]),ISBLANK(Table2[[#This Row],[Fortis Rebate Category ]])), \"\", IF(ISTEXT(Table2[[#This Row],[Fortis Rebate Category ]]), IFERROR(INDEX(Table13[Rebate],MATCH(Table2[[#This Row],[Fortis Rebate Category ]],Table13[Fortis New Lighting source],0)),\"\"), IF(ISTEXT(Table2[[#This Row],[BC Hydro Rebate Category ]]), IFERROR(INDEX(Table13Rebate,MATCH(Table2[[#This Row],[BC Hydro Rebate Category ]],Table13BCHRebateCategory,0)),\"\"), \"\"))))","v":""},{"$f":" IF(Table2[[#This Row],[Lighting  Technology]]=\"Other\", \"per Unit\", IF( AND(ISBLANK(Table2[[#This Row],[BC Hydro Rebate Category ]]),ISBLANK(Table2[[#This Row],[Fortis Rebate Category ]])), \"\", IF(ISTEXT(Table2[[#This Row],[Fortis Rebate Category ]]), IFERROR(INDEX(Table13PerUnit,MATCH(Table2[[#This Row],[Fortis Rebate Category ]],Table13[Fortis New Lighting source],0)),\"\"), IF(ISTEXT(Table2[[#This Row],[BC Hydro Rebate Category ]]), IFERROR(INDEX(Table13PerUnit,MATCH(Table2[[#This Row],[BC Hydro Rebate Category ]],Table13BCHRebateCategory,0)),\"\"), \"\"))))","v":""},null,{"$f":"IF( AND(ISBLANK(Table2[[#This Row],[Existing Luminaire Quantity]]),ISBLANK(Table2[[#This Row],[Prescribed Lighting Source]])), \"\", IF( OR(AND(ISNUMBER(SEARCH(\"lamp fl.\",Table2[[#This Row],[Prescribed Lighting Source]])),ISNUMBER(SEARCH(\"T8 lamp\",Table2[[#This Row],[BC Hydro Rebate Category ]]))),AND(ISNUMBER(SEARCH(\"T5HO\",Table2[[#This Row],[Prescribed Lighting Source]])),ISNUMBER(SEARCH(\"T5HO\",Table2[[#This Row],[BC Hydro Rebate Category ]]))),AND(ISNUMBER(SEARCH(\"lamp fl.\",Table2[[#This Row],[Prescribed Lighting Source]])),ISNUMBER(SEARCH(\"T8 lamp\",Table2[[#This Row],[Fortis Rebate Category ]]))),AND(ISNUMBER(SEARCH(\"T5HO\",Table2[[#This Row],[Prescribed Lighting Source]])),ISNUMBER(SEARCH(\"T5HO\",Table2[[#This Row],[Fortis Rebate Category ]])))          ),  IFERROR(INDEX(Table13NumberofLamps,MATCH(Table2[[#This Row],[Prescribed Lighting Source]],Table13ExistingLightingSource,0))*Table2[[#This Row],[Existing Luminaire Quantity]], \"-\"),  IF(Table2[[#This Row],[Lighting  Technology]]=\"Other\", IFERROR(Table2[[#This Row],[Existing Luminaire Quantity]],\"-\"), IFERROR(Table2[[#This Row],[Existing Luminaire Quantity]],\"-\"))))","v":""},{"$f":"IF( AND(ISBLANK(Table2[[#This Row],[BC Hydro Rebate Category ]]),ISBLANK(Table2[[#This Row],[Fortis Rebate Category ]])), \"\", IF(ISTEXT(Table2[[#This Row],[Fortis Rebate Category ]]), IFERROR(INDEX(Table13NewPrescribedWattage,MATCH(Table2[[#This Row],[Fortis Rebate Category ]],Table13[Fortis New Lighting source],0)),\"\"), IF(ISTEXT(Table2[[#This Row],[BC Hydro Rebate Category ]]), IFERROR(INDEX(Table13NewPrescribedWattage,MATCH(Table2[[#This Row],[BC Hydro Rebate Category ]],Table13BCHRebateCategory,0)),\"\"), \"\")))","v":""},null,null,{"$f":"IF(Table2[[#This Row],[Lighting  Technology]]=\"Other\", \"-\", IF( AND(ISBLANK(Table2[[#This Row],[BC Hydro Rebate Category ]]),ISBLANK(Table2[[#This Row],[Fortis Rebate Category ]])), \"\", IF(ISTEXT(Table2[[#This Row],[Fortis Rebate Category ]]), IFERROR(INDEX(Table13BCHECM,MATCH(Table2[[#This Row],[Fortis Rebate Category ]],Table13[Fortis New Lighting source],0)),\"\"), IF(ISTEXT(Table2[[#This Row],[BC Hydro Rebate Category ]]), IFERROR(INDEX(Table13BCHECM,MATCH(Table2[[#This Row],[BC Hydro Rebate Category ]],Table13BCHRebateCategory,0)),\"\"), \"\"))))","v":""},{"$f":"IF(Table2[[#This Row],[Lighting  Technology]]=\"Other\", 0, IF( AND(ISBLANK(Table2[[#This Row],[BC Hydro Rebate Category ]]),ISBLANK(Table2[[#This Row],[Fortis Rebate Category ]])), \"\", IF(ISTEXT(Table2[[#This Row],[Fortis Rebate Category ]]), IFERROR(INDEX(Table13Persistence,MATCH(Table2[[#This Row],[Fortis Rebate Category ]],Table13[Fortis New Lighting source],0)),\"\"), IF(ISTEXT(Table2[[#This Row],[BC Hydro Rebate Category ]]), IFERROR(INDEX(Table13Persistence,MATCH(Table2[[#This Row],[BC Hydro Rebate Category ]],Table13BCHRebateCategory,0)),\"\"), \"\"))))","v":""},null,{"$f":"IFERROR(INDEX(Table5ControlRebate,MATCH(Table2[[#This Row],[Control Type]],Table5NewControl,0)),\"\")","v":""},null,{"$f":"IF(ISBLANK(Table2[[#This Row],[Control Type]]), IF(ISBLANK(Table2[[#This Row],[Annual Usage Hours (hrs)]]),Table2[[#This Row],[Reference Hours (hrs)]], Table2[[#This Row],[Annual Usage Hours (hrs)]]), IF(AND(ISBLANK(Table2[[#This Row],[Annual Usage Hours (hrs)]]), Table2[[#This Row],[Control Type]]=\"None\"), Table2[[#This Row],[Reference Hours (hrs)]], IF(Table2[[#This Row],[Control Type]]=\"None\", Table2[[#This Row],[Annual Usage Hours (hrs)]], IF(AND(ISBLANK(Table2[[#This Row],[Annual Usage Hours (hrs)]]), Table2[[#This Row],[Control Type]]<>\"None\"), IFERROR(Table2[[#This Row],[Reference Hours (hrs)]]*0.8,\"\"), IF(Table2[[#This Row],[Control Type]]<>\"None\", IFERROR( Table2[[#This Row],[Annual Usage Hours (hrs)]]*0.8,\"\"),\"\")))))","v":""},{"$f":"IF( Table2[[#This Row],[Lighting  Technology]]=\"Other\", IF(ISBLANK(Table2[[#This Row],[Retrofit Lamp/ Luminaire Wattage (see Rebate Unit)]]),\"\",IFERROR(Table2[[#This Row],[Prescribed Quantity]]*Table2[[#This Row],[Retrofit Lamp/ Luminaire Wattage (see Rebate Unit)]],\"\")), IF(ISBLANK(Table2[[#This Row],[Retrofit Lamp/ Luminaire Wattage (see Rebate Unit)]]),IFERROR(Table2[[#This Row],[Prescribed Quantity]]*Table2[[#This Row],[Prescribed Wattage (W)]],\"\"),IFERROR(Table2[[#This Row],[Prescribed Quantity]]*Table2[[#This Row],[Retrofit Lamp/ Luminaire Wattage (see Rebate Unit)]],\"\")))","v":""},{"$f":"IFERROR((IF( Table2[[#This Row],[Lighting  Technology]]=\"Other\", Table2[[#This Row],[Prescribed Quantity]]*Table2[[#This Row],[Retrofit Lamp/ Luminaire Wattage (see Rebate Unit)]], Table2[[#This Row],[Prescribed Quantity]]*Table2[[#This Row],[Prescribed Wattage (W)]] )),\"\")","v":""},{"$f":"IF(ISBLANK(Table2[[#This Row],[New Total Demand (hidden, W)]]),\"\", IF(ISBLANK(Table2[[#This Row],[New Hours (hidden, hrs)]]), \"\", IFERROR(Table2[[#This Row],[New Hours (hidden, hrs)]]*Table2[[#This Row],[New Total Demand (hidden, W)]]/1000,\"\")))","v":""},{"$f":"IF(ISBLANK(Table2[[#This Row],[Total Demand (Hidden) W]]),\"\", IF(ISBLANK(Table2[[#This Row],[New Total Demand (hidden, W)]]), \"\", IFERROR((Table2[[#This Row],[Total Demand (Hidden) W]]-Table2[[#This Row],[New Total Demand (hidden, W)]])/1000,\"\")))","v":""},{"$f":"IF( OR(ISBLANK(Table2[[#This Row],[New Total Demand (hidden, W)]]),ISBLANK(Table2[[#This Row],[Total Demand (Hidden) W]])),\"\", IF(ISBLANK(Table2[[#This Row],[Annual Usage Hours (hrs)]]), IFERROR( Table2[[#This Row],[Reference Hours (hrs)]]*(Table2[[#This Row],[Total Demand (Hidden) W]]-Table2[[#This Row],[New Total Demand (hidden, W)]])/1000,\"\"), IFERROR( Table2[[#This Row],[Annual Usage Hours (hrs)]]*(Table2[[#This Row],[Total Demand (Hidden) W]]-Table2[[#This Row],[New Total Demand (hidden, W)]])/1000,\"\")))","v":""},{"$f":"IF( OR(ISBLANK(Table2[[#This Row],[Prescribed Total Demand (hidden, W)]]),ISBLANK(Table2[[#This Row],[Total Demand (Hidden) W]])),\"\", IF(ISBLANK(Table2[[#This Row],[Annual Usage Hours (hrs)]]), IFERROR( Table2[[#This Row],[Reference Hours (hrs)]]*((Table2[Existing Prescribed Wattage (W)]*Table2[Existing Luminaire Quantity])-Table2[[#This Row],[Prescribed Total Demand (hidden, W)]])/1000,\"\"), IFERROR( Table2[[#This Row],[Annual Usage Hours (hrs)]]*((Table2[Existing Prescribed Wattage (W)]*Table2[Existing Luminaire Quantity])-Table2[[#This Row],[Prescribed Total Demand (hidden, W)]])/1000,\"\")))","v":""},{"$f":"\"\"","v":""},{"$f":"IF(OR(Table2[[#This Row],[Control Type]]=\"None\", ISBLANK(Table2[[#This Row],[Control Type]])),\"\", IF(ISBLANK(Table2[[#This Row],[New Total Demand (hidden, W)]]),\"\", IF(ISBLANK(Table2[[#This Row],[Annual Usage Hours (hrs)]]),  IFERROR( 0.2*Table2[[#This Row],[Reference Hours (hrs)]]*Table2[[#This Row],[New Total Demand (hidden, W)]]/1000,\"\"), IFERROR( 0.2*Table2[[#This Row],[Annual Usage Hours (hrs)]]*Table2[[#This Row],[New Total Demand (hidden, W)]]/1000,\"\"))))","v":""},{"$f":"IF(AND(NOT(ISNUMBER(Table2[[#This Row],[Rebate Per Unit\n(CAD)]])),ISBLANK(Table2[[#This Row],[Control Type]])), \"\", IF(OR(Table2[[#This Row],[Rebate Per Unit\n(CAD)]]=0,AND(NOT(ISNUMBER(Table2[[#This Row],[Rebate Per Unit\n(CAD)]])), ISTEXT(Table2[[#This Row],[Control Type]]))), 0, IFERROR(Table2[[#This Row],[Prescribed Quantity]]*Table2[[#This Row],[Rebate Per Unit\n(CAD)]],\"\")))","v":""},{"$f":" IF(AND(ISBLANK(Table2[[#This Row],[Control Type]]),ISNUMBER(Table2[[#This Row],[Rebate Value (CAD)]])),0, IFERROR(Table2[[#This Row],[Control Quantity]]*Table2[[#This Row],[Control Rebate per Unit\n(CAD)]],\"\"))","v":""},{"$f":"IF(AND(ISBLANK(Table2[[#This Row],[Rebate Value (CAD)]]),ISBLANK(Table2[[#This Row],[Rebate Value for Controls (CAD)]])), \"\", IFERROR(Table2[[#This Row],[Rebate Value (CAD)]]+Table2[[#This Row],[Rebate Value for Controls (CAD)]],\"\"))","v":""},{"$f":"IF(Table2[[#This Row],[Lighting  Technology]]=\"Other\",\"Other - \"&Table2[[#This Row],[Other - Lighting Technology Description]],Table2[[#This Row],[BC Hydro Rebate Category ]])","v":0},{"$f":"Table2[[#This Row],[BC Hydro Rebate Category ]]&Table2[[#This Row],[Retrofit Part '# (mandatory to validate Rebates)]]","v":""}]
[null,null,null,null,null,null,{"$f":"IF(ISBLANK(Table2[[#This Row],[Prescribed Lighting Source]]), \"\", IFERROR( INDEX(Table13ExistingPrescribedWattage,MATCH(Table2[[#This Row],[Prescribed Lighting Source]],Table13ExistingLightingSource,0)), IFERROR(INDEX(Table13ExistingPrescribedWattage,MATCH(Table2[[#This Row],[Fortis Rebate Category ]],Table13NewLightingSource,0)),\"-\")))","v":""},null,{"$f":"IFERROR(INDEX(SpaceTypeHours,MATCH(Table2[[#This Row],[Space Type]],SpaceType,0)),\"\")","v":""},null,{"$f":"IFERROR(IF(Table2[[#This Row],[Lighting  Technology]]=\"Other\",Table2[[#This Row],[Existing Effective Input Wattage (W)]]*Table2[[#This Row],[Existing Luminaire Quantity]],Table2[[#This Row],[Existing Prescribed Wattage (W)]]*Table2[[#This Row],[Existing Luminaire Quantity]]),\"\")","v":""},{"$f":"IF(Table2[Lighting  Technology] = \"Other\",(Table2[[#This Row],[Existing Luminaire Quantity]]*Table2[[#This Row],[Existing Effective Input Wattage (W)]]), IF(Table2[Existing Prescribed Wattage (W)] = \"\",\"\", IF( ISBLANK(Table2[[#This Row],[Existing Effective Input Wattage (W)]]), (Table2[[#This Row],[Existing Luminaire Quantity]]*Table2[[#This Row],[Existing Prescribed Wattage (W)]]),(Table2[[#This Row],[Existing Luminaire Quantity]]*Table2[[#This Row],[Existing Effective Input Wattage (W)]]))))","v":""},{"$f":"IF( (ISBLANK(Table2[[#This Row],[Annual Usage Hours (hrs)]])), IFERROR(Table2[[#This Row],[Reference Hours (hrs)]]*Table2[[#This Row],[Total Demand (Hidden) W]]/1000,\"\"), IFERROR(Table2[[#This Row],[Annual Usage Hours (hrs)]]*Table2[[#This Row],[Total Demand (Hidden) W]]/1000,\"\"))","v":""},null,null,{"$f":"IF(Table2[[#This Row],[Lighting  Technology]]=\"Other\", 0, IF( AND(ISBLANK(Table2[[#This Row],[BC Hydro Rebate Category ]]),ISBLANK(Table2[[#This Row],[Fortis Rebate Category ]])), \"\", IF(ISTEXT(Table2[[#This Row],[Fortis Rebate Category ]]), IFERROR(INDEX(Table13[Rebate],MATCH(Table2[[#This Row],[Fortis Rebate Category ]],Table13[Fortis New Lighting source],0)),\"\"), IF(ISTEXT(Table2[[#This Row],[BC Hydro Rebate Category ]]), IFERROR(INDEX(Table13Rebate,MATCH(Table2[[#This Row],[BC Hydro Rebate Category ]],Table13BCHRebateCategory,0)),\"\"), \"\"))))","v":""},{"$f":" IF(Table2[[#This Row],[Lighting  Technology]]=\"Other\", \"per Unit\", IF( AND(ISBLANK(Table2[[#This Row],[BC Hydro Rebate Category ]]),ISBLANK(Table2[[#This Row],[Fortis Rebate Category ]])), \"\", IF(ISTEXT(Table2[[#This Row],[Fortis Rebate Category ]]), IFERROR(INDEX(Table13PerUnit,MATCH(Table2[[#This Row],[Fortis Rebate Category ]],Table13[Fortis New Lighting source],0)),\"\"), IF(ISTEXT(Table2[[#This Row],[BC Hydro Rebate Category ]]), IFERROR(INDEX(Table13PerUnit,MATCH(Table2[[#This Row],[BC Hydro Rebate Category ]],Table13BCHRebateCategory,0)),\"\"), \"\"))))","v":""},null,{"$f":"IF( AND(ISBLANK(Table2[[#This Row],[Existing Luminaire Quantity]]),ISBLANK(Table2[[#This Row],[Prescribed Lighting Source]])), \"\", IF( OR(AND(ISNUMBER(SEARCH(\"lamp fl.\",Table2[[#This Row],[Prescribed Lighting Source]])),ISNUMBER(SEARCH(\"T8 lamp\",Table2[[#This Row],[BC Hydro Rebate Category ]]))),AND(ISNUMBER(SEARCH(\"T5HO\",Table2[[#This Row],[Prescribed Lighting Source]])),ISNUMBER(SEARCH(\"T5HO\",Table2[[#This Row],[BC Hydro Rebate Category ]]))),AND(ISNUMBER(SEARCH(\"lamp fl.\",Table2[[#This Row],[Prescribed Lighting Source]])),ISNUMBER(SEARCH(\"T8 lamp\",Table2[[#This Row],[Fortis Rebate Category ]]))),AND(ISNUMBER(SEARCH(\"T5HO\",Table2[[#This Row],[Prescribed Lighting Source]])),ISNUMBER(SEARCH(\"T5HO\",Table2[[#This Row],[Fortis Rebate Category ]])))          ),  IFERROR(INDEX(Table13NumberofLamps,MATCH(Table2[[#This Row],[Prescribed Lighting Source]],Table13ExistingLightingSource,0))*Table2[[#This Row],[Existing Luminaire Quantity]], \"-\"),  IF(Table2[[#This Row],[Lighting  Technology]]=\"Other\", IFERROR(Table2[[#This Row],[Existing Luminaire Quantity]],\"-\"), IFERROR(Table2[[#This Row],[Existing Luminaire Quantity]],\"-\"))))","v":""},{"$f":"IF( AND(ISBLANK(Table2[[#This Row],[BC Hydro Rebate Category ]]),ISBLANK(Table2[[#This Row],[Fortis Rebate Category ]])), \"\", IF(ISTEXT(Table2[[#This Row],[Fortis Rebate Category ]]), IFERROR(INDEX(Table13NewPrescribedWattage,MATCH(Table2[[#This Row],[Fortis Rebate Category ]],Table13[Fortis New Lighting source],0)),\"\"), IF(ISTEXT(Table2[[#This Row],[BC Hydro Rebate Category ]]), IFERROR(INDEX(Table13NewPrescribedWattage,MATCH(Table2[[#This Row],[BC Hydro Rebate Category ]],Table13BCHRebateCategory,0)),\"\"), \"\")))","v":""},null,null,{"$f":"IF(Table2[[#This Row],[Lighting  Technology]]=\"Other\", \"-\", IF( AND(ISBLANK(Table2[[#This Row],[BC Hydro Rebate Category ]]),ISBLANK(Table2[[#This Row],[Fortis Rebate Category ]])), \"\", IF(ISTEXT(Table2[[#This Row],[Fortis Rebate Category ]]), IFERROR(INDEX(Table13BCHECM,MATCH(Table2[[#This Row],[Fortis Rebate Category ]],Table13[Fortis New Lighting source],0)),\"\"), IF(ISTEXT(Table2[[#This Row],[BC Hydro Rebate Category ]]), IFERROR(INDEX(Table13BCHECM,MATCH(Table2[[#This Row],[BC Hydro Rebate Category ]],Table13BCHRebateCategory,0)),\"\"), \"\"))))","v":""},{"$f":"IF(Table2[[#This Row],[Lighting  Technology]]=\"Other\", 0, IF( AND(ISBLANK(Table2[[#This Row],[BC Hydro Rebate Category ]]),ISBLANK(Table2[[#This Row],[Fortis Rebate Category ]])), \"\", IF(ISTEXT(Table2[[#This Row],[Fortis Rebate Category ]]), IFERROR(INDEX(Table13Persistence,MATCH(Table2[[#This Row],[Fortis Rebate Category ]],Table13[Fortis New Lighting source],0)),\"\"), IF(ISTEXT(Table2[[#This Row],[BC Hydro Rebate Category ]]), IFERROR(INDEX(Table13Persistence,MATCH(Table2[[#This Row],[BC Hydro Rebate Category ]],Table13BCHRebateCategory,0)),\"\"), \"\"))))","v":""},null,{"$f":"IFERROR(INDEX(Table5ControlRebate,MATCH(Table2[[#This Row],[Control Type]],Table5NewControl,0)),\"\")","v":""},null,{"$f":"IF(ISBLANK(Table2[[#This Row],[Control Type]]), IF(ISBLANK(Table2[[#This Row],[Annual Usage Hours (hrs)]]),Table2[[#This Row],[Reference Hours (hrs)]], Table2[[#This Row],[Annual Usage Hours (hrs)]]), IF(AND(ISBLANK(Table2[[#This Row],[Annual Usage Hours (hrs)]]), Table2[[#This Row],[Control Type]]=\"None\"), Table2[[#This Row],[Reference Hours (hrs)]], IF(Table2[[#This Row],[Control Type]]=\"None\", Table2[[#This Row],[Annual Usage Hours (hrs)]], IF(AND(ISBLANK(Table2[[#This Row],[Annual Usage Hours (hrs)]]), Table2[[#This Row],[Control Type]]<>\"None\"), IFERROR(Table2[[#This Row],[Reference Hours (hrs)]]*0.8,\"\"), IF(Table2[[#This Row],[Control Type]]<>\"None\", IFERROR( Table2[[#This Row],[Annual Usage Hours (hrs)]]*0.8,\"\"),\"\")))))","v":""},{"$f":"IF( Table2[[#This Row],[Lighting  Technology]]=\"Other\", IF(ISBLANK(Table2[[#This Row],[Retrofit Lamp/ Luminaire Wattage (see Rebate Unit)]]),\"\",IFERROR(Table2[[#This Row],[Prescribed Quantity]]*Table2[[#This Row],[Retrofit Lamp/ Luminaire Wattage (see Rebate Unit)]],\"\")), IF(ISBLANK(Table2[[#This Row],[Retrofit Lamp/ Luminaire Wattage (see Rebate Unit)]]),IFERROR(Table2[[#This Row],[Prescribed Quantity]]*Table2[[#This Row],[Prescribed Wattage (W)]],\"\"),IFERROR(Table2[[#This Row],[Prescribed Quantity]]*Table2[[#This Row],[Retrofit Lamp/ Luminaire Wattage (see Rebate Unit)]],\"\")))","v":""},{"$f":"IFERROR((IF( Table2[[#This Row],[Lighting  Technology]]=\"Other\", Table2[[#This Row],[Prescribed Quantity]]*Table2[[#This Row],[Retrofit Lamp/ Luminaire Wattage (see Rebate Unit)]], Table2[[#This Row],[Prescribed Quantity]]*Table2[[#This Row],[Prescribed Wattage (W)]] )),\"\")","v":""},{"$f":"IF(ISBLANK(Table2[[#This Row],[New Total Demand (hidden, W)]]),\"\", IF(ISBLANK(Table2[[#This Row],[New Hours (hidden, hrs)]]), \"\", IFERROR(Table2[[#This Row],[New Hours (hidden, hrs)]]*Table2[[#This Row],[New Total Demand (hidden, W)]]/1000,\"\")))","v":""},{"$f":"IF(ISBLANK(Table2[[#This Row],[Total Demand (Hidden) W]]),\"\", IF(ISBLANK(Table2[[#This Row],[New Total Demand (hidden, W)]]), \"\", IFERROR((Table2[[#This Row],[Total Demand (Hidden) W]]-Table2[[#This Row],[New Total Demand (hidden, W)]])/1000,\"\")))","v":""},{"$f":"IF( OR(ISBLANK(Table2[[#This Row],[New Total Demand (hidden, W)]]),ISBLANK(Table2[[#This Row],[Total Demand (Hidden) W]])),\"\", IF(ISBLANK(Table2[[#This Row],[Annual Usage Hours (hrs)]]), IFERROR( Table2[[#This Row],[Reference Hours (hrs)]]*(Table2[[#This Row],[Total Demand (Hidden) W]]-Table2[[#This Row],[New Total Demand (hidden, W)]])/1000,\"\"), IFERROR( Table2[[#This Row],[Annual Usage Hours (hrs)]]*(Table2[[#This Row],[Total Demand (Hidden) W]]-Table2[[#This Row],[New Total Demand (hidden, W)]])/1000,\"\")))","v":""},{"$f":"IF( OR(ISBLANK(Table2[[#This Row],[Prescribed Total Demand (hidden, W)]]),ISBLANK(Table2[[#This Row],[Total Demand (Hidden) W]])),\"\", IF(ISBLANK(Table2[[#This Row],[Annual Usage Hours (hrs)]]), IFERROR( Table2[[#This Row],[Reference Hours (hrs)]]*((Table2[Existing Prescribed Wattage (W)]*Table2[Existing Luminaire Quantity])-Table2[[#This Row],[Prescribed Total Demand (hidden, W)]])/1000,\"\"), IFERROR( Table2[[#This Row],[Annual Usage Hours (hrs)]]*((Table2[Existing Prescribed Wattage (W)]*Table2[Existing Luminaire Quantity])-Table2[[#This Row],[Prescribed Total Demand (hidden, W)]])/1000,\"\")))","v":""},{"$f":"\"\"","v":""},{"$f":"IF(OR(Table2[[#This Row],[Control Type]]=\"None\", ISBLANK(Table2[[#This Row],[Control Type]])),\"\", IF(ISBLANK(Table2[[#This Row],[New Total Demand (hidden, W)]]),\"\", IF(ISBLANK(Table2[[#This Row],[Annual Usage Hours (hrs)]]),  IFERROR( 0.2*Table2[[#This Row],[Reference Hours (hrs)]]*Table2[[#This Row],[New Total Demand (hidden, W)]]/1000,\"\"), IFERROR( 0.2*Table2[[#This Row],[Annual Usage Hours (hrs)]]*Table2[[#This Row],[New Total Demand (hidden, W)]]/1000,\"\"))))","v":""},{"$f":"IF(AND(NOT(ISNUMBER(Table2[[#This Row],[Rebate Per Unit\n(CAD)]])),ISBLANK(Table2[[#This Row],[Control Type]])), \"\", IF(OR(Table2[[#This Row],[Rebate Per Unit\n(CAD)]]=0,AND(NOT(ISNUMBER(Table2[[#This Row],[Rebate Per Unit\n(CAD)]])), ISTEXT(Table2[[#This Row],[Control Type]]))), 0, IFERROR(Table2[[#This Row],[Prescribed Quantity]]*Table2[[#This Row],[Rebate Per Unit\n(CAD)]],\"\")))","v":""},{"$f":" IF(AND(ISBLANK(Table2[[#This Row],[Control Type]]),ISNUMBER(Table2[[#This Row],[Rebate Value (CAD)]])),0, IFERROR(Table2[[#This Row],[Control Quantity]]*Table2[[#This Row],[Control Rebate per Unit\n(CAD)]],\"\"))","v":""},{"$f":"IF(AND(ISBLANK(Table2[[#This Row],[Rebate Value (CAD)]]),ISBLANK(Table2[[#This Row],[Rebate Value for Controls (CAD)]])), \"\", IFERROR(Table2[[#This Row],[Rebate Value (CAD)]]+Table2[[#This Row],[Rebate Value for Controls (CAD)]],\"\"))","v":""},{"$f":"IF(Table2[[#This Row],[Lighting  Technology]]=\"Other\",\"Other - \"&Table2[[#This Row],[Other - Lighting Technology Description]],Table2[[#This Row],[BC Hydro Rebate Category ]])","v":0},{"$f":"Table2[[#This Row],[BC Hydro Rebate Category ]]&Table2[[#This Row],[Retrofit Part '# (mandatory to validate Rebates)]]","v":""}]
[null,null,null,null,null,null,{"$f":"IF(ISBLANK(Table2[[#This Row],[Prescribed Lighting Source]]), \"\", IFERROR( INDEX(Table13ExistingPrescribedWattage,MATCH(Table2[[#This Row],[Prescribed Lighting Source]],Table13ExistingLightingSource,0)), IFERROR(INDEX(Table13ExistingPrescribedWattage,MATCH(Table2[[#This Row],[Fortis Rebate Category ]],Table13NewLightingSource,0)),\"-\")))","v":""},null,{"$f":"IFERROR(INDEX(SpaceTypeHours,MATCH(Table2[[#This Row],[Space Type]],SpaceType,0)),\"\")","v":""},null,{"$f":"IFERROR(IF(Table2[[#This Row],[Lighting  Technology]]=\"Other\",Table2[[#This Row],[Existing Effective Input Wattage (W)]]*Table2[[#This Row],[Existing Luminaire Quantity]],Table2[[#This Row],[Existing Prescribed Wattage (W)]]*Table2[[#This Row],[Existing Luminaire Quantity]]),\"\")","v":""},{"$f":"IF(Table2[Lighting  Technology] = \"Other\",(Table2[[#This Row],[Existing Luminaire Quantity]]*Table2[[#This Row],[Existing Effective Input Wattage (W)]]), IF(Table2[Existing Prescribed Wattage (W)] = \"\",\"\", IF( ISBLANK(Table2[[#This Row],[Existing Effective Input Wattage (W)]]), (Table2[[#This Row],[Existing Luminaire Quantity]]*Table2[[#This Row],[Existing Prescribed Wattage (W)]]),(Table2[[#This Row],[Existing Luminaire Quantity]]*Table2[[#This Row],[Existing Effective Input Wattage (W)]]))))","v":""},{"$f":"IF( (ISBLANK(Table2[[#This Row],[Annual Usage Hours (hrs)]])), IFERROR(Table2[[#This Row],[Reference Hours (hrs)]]*Table2[[#This Row],[Total Demand (Hidden) W]]/1000,\"\"), IFERROR(Table2[[#This Row],[Annual Usage Hours (hrs)]]*Table2[[#This Row],[Total Demand (Hidden) W]]/1000,\"\"))","v":""},null,null,{"$f":"IF(Table2[[#This Row],[Lighting  Technology]]=\"Other\", 0, IF( AND(ISBLANK(Table2[[#This Row],[BC Hydro Rebate Category ]]),ISBLANK(Table2[[#This Row],[Fortis Rebate Category ]])), \"\", IF(ISTEXT(Table2[[#This Row],[Fortis Rebate Category ]]), IFERROR(INDEX(Table13[Rebate],MATCH(Table2[[#This Row],[Fortis Rebate Category ]],Table13[Fortis New Lighting source],0)),\"\"), IF(ISTEXT(Table2[[#This Row],[BC Hydro Rebate Category ]]), IFERROR(INDEX(Table13Rebate,MATCH(Table2[[#This Row],[BC Hydro Rebate Category ]],Table13BCHRebateCategory,0)),\"\"), \"\"))))","v":""},{"$f":" IF(Table2[[#This Row],[Lighting  Technology]]=\"Other\", \"per Unit\", IF( AND(ISBLANK(Table2[[#This Row],[BC Hydro Rebate Category ]]),ISBLANK(Table2[[#This Row],[Fortis Rebate Category ]])), \"\", IF(ISTEXT(Table2[[#This Row],[Fortis Rebate Category ]]), IFERROR(INDEX(Table13PerUnit,MATCH(Table2[[#This Row],[Fortis Rebate Category ]],Table13[Fortis New Lighting source],0)),\"\"), IF(ISTEXT(Table2[[#This Row],[BC Hydro Rebate Category ]]), IFERROR(INDEX(Table13PerUnit,MATCH(Table2[[#This Row],[BC Hydro Rebate Category ]],Table13BCHRebateCategory,0)),\"\"), \"\"))))","v":""},null,{"$f":"IF( AND(ISBLANK(Table2[[#This Row],[Existing Luminaire Quantity]]),ISBLANK(Table2[[#This Row],[Prescribed Lighting Source]])), \"\", IF( OR(AND(ISNUMBER(SEARCH(\"lamp fl.\",Table2[[#This Row],[Prescribed Lighting Source]])),ISNUMBER(SEARCH(\"T8 lamp\",Table2[[#This Row],[BC Hydro Rebate Category ]]))),AND(ISNUMBER(SEARCH(\"T5HO\",Table2[[#This Row],[Prescribed Lighting Source]])),ISNUMBER(SEARCH(\"T5HO\",Table2[[#This Row],[BC Hydro Rebate Category ]]))),AND(ISNUMBER(SEARCH(\"lamp fl.\",Table2[[#This Row],[Prescribed Lighting Source]])),ISNUMBER(SEARCH(\"T8 lamp\",Table2[[#This Row],[Fortis Rebate Category ]]))),AND(ISNUMBER(SEARCH(\"T5HO\",Table2[[#This Row],[Prescribed Lighting Source]])),ISNUMBER(SEARCH(\"T5HO\",Table2[[#This Row],[Fortis Rebate Category ]])))          ),  IFERROR(INDEX(Table13NumberofLamps,MATCH(Table2[[#This Row],[Prescribed Lighting Source]],Table13ExistingLightingSource,0))*Table2[[#This Row],[Existing Luminaire Quantity]], \"-\"),  IF(Table2[[#This Row],[Lighting  Technology]]=\"Other\", IFERROR(Table2[[#This Row],[Existing Luminaire Quantity]],\"-\"), IFERROR(Table2[[#This Row],[Existing Luminaire Quantity]],\"-\"))))","v":""},{"$f":"IF( AND(ISBLANK(Table2[[#This Row],[BC Hydro Rebate Category ]]),ISBLANK(Table2[[#This Row],[Fortis Rebate Category ]])), \"\", IF(ISTEXT(Table2[[#This Row],[Fortis Rebate Category ]]), IFERROR(INDEX(Table13NewPrescribedWattage,MATCH(Table2[[#This Row],[Fortis Rebate Category ]],Table13[Fortis New Lighting source],0)),\"\"), IF(ISTEXT(Table2[[#This Row],[BC Hydro Rebate Category ]]), IFERROR(INDEX(Table13NewPrescribedWattage,MATCH(Table2[[#This Row],[BC Hydro Rebate Category ]],Table13BCHRebateCategory,0)),\"\"), \"\")))","v":""},null,null,{"$f":"IF(Table2[[#This Row],[Lighting  Technology]]=\"Other\", \"-\", IF( AND(ISBLANK(Table2[[#This Row],[BC Hydro Rebate Category ]]),ISBLANK(Table2[[#This Row],[Fortis Rebate Category ]])), \"\", IF(ISTEXT(Table2[[#This Row],[Fortis Rebate Category ]]), IFERROR(INDEX(Table13BCHECM,MATCH(Table2[[#This Row],[Fortis Rebate Category ]],Table13[Fortis New Lighting source],0)),\"\"), IF(ISTEXT(Table2[[#This Row],[BC Hydro Rebate Category ]]), IFERROR(INDEX(Table13BCHECM,MATCH(Table2[[#This Row],[BC Hydro Rebate Category ]],Table13BCHRebateCategory,0)),\"\"), \"\"))))","v":""},{"$f":"IF(Table2[[#This Row],[Lighting  Technology]]=\"Other\", 0, IF( AND(ISBLANK(Table2[[#This Row],[BC Hydro Rebate Category ]]),ISBLANK(Table2[[#This Row],[Fortis Rebate Category ]])), \"\", IF(ISTEXT(Table2[[#This Row],[Fortis Rebate Category ]]), IFERROR(INDEX(Table13Persistence,MATCH(Table2[[#This Row],[Fortis Rebate Category ]],Table13[Fortis New Lighting source],0)),\"\"), IF(ISTEXT(Table2[[#This Row],[BC Hydro Rebate Category ]]), IFERROR(INDEX(Table13Persistence,MATCH(Table2[[#This Row],[BC Hydro Rebate Category ]],Table13BCHRebateCategory,0)),\"\"), \"\"))))","v":""},null,{"$f":"IFERROR(INDEX(Table5ControlRebate,MATCH(Table2[[#This Row],[Control Type]],Table5NewControl,0)),\"\")","v":""},null,{"$f":"IF(ISBLANK(Table2[[#This Row],[Control Type]]), IF(ISBLANK(Table2[[#This Row],[Annual Usage Hours (hrs)]]),Table2[[#This Row],[Reference Hours (hrs)]], Table2[[#This Row],[Annual Usage Hours (hrs)]]), IF(AND(ISBLANK(Table2[[#This Row],[Annual Usage Hours (hrs)]]), Table2[[#This Row],[Control Type]]=\"None\"), Table2[[#This Row],[Reference Hours (hrs)]], IF(Table2[[#This Row],[Control Type]]=\"None\", Table2[[#This Row],[Annual Usage Hours (hrs)]], IF(AND(ISBLANK(Table2[[#This Row],[Annual Usage Hours (hrs)]]), Table2[[#This Row],[Control Type]]<>\"None\"), IFERROR(Table2[[#This Row],[Reference Hours (hrs)]]*0.8,\"\"), IF(Table2[[#This Row],[Control Type]]<>\"None\", IFERROR( Table2[[#This Row],[Annual Usage Hours (hrs)]]*0.8,\"\"),\"\")))))","v":""},{"$f":"IF( Table2[[#This Row],[Lighting  Technology]]=\"Other\", IF(ISBLANK(Table2[[#This Row],[Retrofit Lamp/ Luminaire Wattage (see Rebate Unit)]]),\"\",IFERROR(Table2[[#This Row],[Prescribed Quantity]]*Table2[[#This Row],[Retrofit Lamp/ Luminaire Wattage (see Rebate Unit)]],\"\")), IF(ISBLANK(Table2[[#This Row],[Retrofit Lamp/ Luminaire Wattage (see Rebate Unit)]]),IFERROR(Table2[[#This Row],[Prescribed Quantity]]*Table2[[#This Row],[Prescribed Wattage (W)]],\"\"),IFERROR(Table2[[#This Row],[Prescribed Quantity]]*Table2[[#This Row],[Retrofit Lamp/ Luminaire Wattage (see Rebate Unit)]],\"\")))","v":""},{"$f":"IFERROR((IF( Table2[[#This Row],[Lighting  Technology]]=\"Other\", Table2[[#This Row],[Prescribed Quantity]]*Table2[[#This Row],[Retrofit Lamp/ Luminaire Wattage (see Rebate Unit)]], Table2[[#This Row],[Prescribed Quantity]]*Table2[[#This Row],[Prescribed Wattage (W)]] )),\"\")","v":""},{"$f":"IF(ISBLANK(Table2[[#This Row],[New Total Demand (hidden, W)]]),\"\", IF(ISBLANK(Table2[[#This Row],[New Hours (hidden, hrs)]]), \"\", IFERROR(Table2[[#This Row],[New Hours (hidden, hrs)]]*Table2[[#This Row],[New Total Demand (hidden, W)]]/1000,\"\")))","v":""},{"$f":"IF(ISBLANK(Table2[[#This Row],[Total Demand (Hidden) W]]),\"\", IF(ISBLANK(Table2[[#This Row],[New Total Demand (hidden, W)]]), \"\", IFERROR((Table2[[#This Row],[Total Demand (Hidden) W]]-Table2[[#This Row],[New Total Demand (hidden, W)]])/1000,\"\")))","v":""},{"$f":"IF( OR(ISBLANK(Table2[[#This Row],[New Total Demand (hidden, W)]]),ISBLANK(Table2[[#This Row],[Total Demand (Hidden) W]])),\"\", IF(ISBLANK(Table2[[#This Row],[Annual Usage Hours (hrs)]]), IFERROR( Table2[[#This Row],[Reference Hours (hrs)]]*(Table2[[#This Row],[Total Demand (Hidden) W]]-Table2[[#This Row],[New Total Demand (hidden, W)]])/1000,\"\"), IFERROR( Table2[[#This Row],[Annual Usage Hours (hrs)]]*(Table2[[#This Row],[Total Demand (Hidden) W]]-Table2[[#This Row],[New Total Demand (hidden, W)]])/1000,\"\")))","v":""},{"$f":"IF( OR(ISBLANK(Table2[[#This Row],[Prescribed Total Demand (hidden, W)]]),ISBLANK(Table2[[#This Row],[Total Demand (Hidden) W]])),\"\", IF(ISBLANK(Table2[[#This Row],[Annual Usage Hours (hrs)]]), IFERROR( Table2[[#This Row],[Reference Hours (hrs)]]*((Table2[Existing Prescribed Wattage (W)]*Table2[Existing Luminaire Quantity])-Table2[[#This Row],[Prescribed Total Demand (hidden, W)]])/1000,\"\"), IFERROR( Table2[[#This Row],[Annual Usage Hours (hrs)]]*((Table2[Existing Prescribed Wattage (W)]*Table2[Existing Luminaire Quantity])-Table2[[#This Row],[Prescribed Total Demand (hidden, W)]])/1000,\"\")))","v":""},{"$f":"\"\"","v":""},{"$f":"IF(OR(Table2[[#This Row],[Control Type]]=\"None\", ISBLANK(Table2[[#This Row],[Control Type]])),\"\", IF(ISBLANK(Table2[[#This Row],[New Total Demand (hidden, W)]]),\"\", IF(ISBLANK(Table2[[#This Row],[Annual Usage Hours (hrs)]]),  IFERROR( 0.2*Table2[[#This Row],[Reference Hours (hrs)]]*Table2[[#This Row],[New Total Demand (hidden, W)]]/1000,\"\"), IFERROR( 0.2*Table2[[#This Row],[Annual Usage Hours (hrs)]]*Table2[[#This Row],[New Total Demand (hidden, W)]]/1000,\"\"))))","v":""},{"$f":"IF(AND(NOT(ISNUMBER(Table2[[#This Row],[Rebate Per Unit\n(CAD)]])),ISBLANK(Table2[[#This Row],[Control Type]])), \"\", IF(OR(Table2[[#This Row],[Rebate Per Unit\n(CAD)]]=0,AND(NOT(ISNUMBER(Table2[[#This Row],[Rebate Per Unit\n(CAD)]])), ISTEXT(Table2[[#This Row],[Control Type]]))), 0, IFERROR(Table2[[#This Row],[Prescribed Quantity]]*Table2[[#This Row],[Rebate Per Unit\n(CAD)]],\"\")))","v":""},{"$f":" IF(AND(ISBLANK(Table2[[#This Row],[Control Type]]),ISNUMBER(Table2[[#This Row],[Rebate Value (CAD)]])),0, IFERROR(Table2[[#This Row],[Control Quantity]]*Table2[[#This Row],[Control Rebate per Unit\n(CAD)]],\"\"))","v":""},{"$f":"IF(AND(ISBLANK(Table2[[#This Row],[Rebate Value (CAD)]]),ISBLANK(Table2[[#This Row],[Rebate Value for Controls (CAD)]])), \"\", IFERROR(Table2[[#This Row],[Rebate Value (CAD)]]+Table2[[#This Row],[Rebate Value for Controls (CAD)]],\"\"))","v":""},{"$f":"IF(Table2[[#This Row],[Lighting  Technology]]=\"Other\",\"Other - \"&Table2[[#This Row],[Other - Lighting Technology Description]],Table2[[#This Row],[BC Hydro Rebate Category ]])","v":0},{"$f":"Table2[[#This Row],[BC Hydro Rebate Category ]]&Table2[[#This Row],[Retrofit Part '# (mandatory to validate Rebates)]]","v":""}]
[null,null,null,null,null,null,{"$f":"IF(ISBLANK(Table2[[#This Row],[Prescribed Lighting Source]]), \"\", IFERROR( INDEX(Table13ExistingPrescribedWattage,MATCH(Table2[[#This Row],[Prescribed Lighting Source]],Table13ExistingLightingSource,0)), IFERROR(INDEX(Table13ExistingPrescribedWattage,MATCH(Table2[[#This Row],[Fortis Rebate Category ]],Table13NewLightingSource,0)),\"-\")))","v":""},null,{"$f":"IFERROR(INDEX(SpaceTypeHours,MATCH(Table2[[#This Row],[Space Type]],SpaceType,0)),\"\")","v":""},null,{"$f":"IFERROR(IF(Table2[[#This Row],[Lighting  Technology]]=\"Other\",Table2[[#This Row],[Existing Effective Input Wattage (W)]]*Table2[[#This Row],[Existing Luminaire Quantity]],Table2[[#This Row],[Existing Prescribed Wattage (W)]]*Table2[[#This Row],[Existing Luminaire Quantity]]),\"\")","v":""},{"$f":"IF(Table2[Lighting  Technology] = \"Other\",(Table2[[#This Row],[Existing Luminaire Quantity]]*Table2[[#This Row],[Existing Effective Input Wattage (W)]]), IF(Table2[Existing Prescribed Wattage (W)] = \"\",\"\", IF( ISBLANK(Table2[[#This Row],[Existing Effective Input Wattage (W)]]), (Table2[[#This Row],[Existing Luminaire Quantity]]*Table2[[#This Row],[Existing Prescribed Wattage (W)]]),(Table2[[#This Row],[Existing Luminaire Quantity]]*Table2[[#This Row],[Existing Effective Input Wattage (W)]]))))","v":""},{"$f":"IF( (ISBLANK(Table2[[#This Row],[Annual Usage Hours (hrs)]])), IFERROR(Table2[[#This Row],[Reference Hours (hrs)]]*Table2[[#This Row],[Total Demand (Hidden) W]]/1000,\"\"), IFERROR(Table2[[#This Row],[Annual Usage Hours (hrs)]]*Table2[[#This Row],[Total Demand (Hidden) W]]/1000,\"\"))","v":""},null,null,{"$f":"IF(Table2[[#This Row],[Lighting  Technology]]=\"Other\", 0, IF( AND(ISBLANK(Table2[[#This Row],[BC Hydro Rebate Category ]]),ISBLANK(Table2[[#This Row],[Fortis Rebate Category ]])), \"\", IF(ISTEXT(Table2[[#This Row],[Fortis Rebate Category ]]), IFERROR(INDEX(Table13[Rebate],MATCH(Table2[[#This Row],[Fortis Rebate Category ]],Table13[Fortis New Lighting source],0)),\"\"), IF(ISTEXT(Table2[[#This Row],[BC Hydro Rebate Category ]]), IFERROR(INDEX(Table13Rebate,MATCH(Table2[[#This Row],[BC Hydro Rebate Category ]],Table13BCHRebateCategory,0)),\"\"), \"\"))))","v":""},{"$f":" IF(Table2[[#This Row],[Lighting  Technology]]=\"Other\", \"per Unit\", IF( AND(ISBLANK(Table2[[#This Row],[BC Hydro Rebate Category ]]),ISBLANK(Table2[[#This Row],[Fortis Rebate Category ]])), \"\", IF(ISTEXT(Table2[[#This Row],[Fortis Rebate Category ]]), IFERROR(INDEX(Table13PerUnit,MATCH(Table2[[#This Row],[Fortis Rebate Category ]],Table13[Fortis New Lighting source],0)),\"\"), IF(ISTEXT(Table2[[#This Row],[BC Hydro Rebate Category ]]), IFERROR(INDEX(Table13PerUnit,MATCH(Table2[[#This Row],[BC Hydro Rebate Category ]],Table13BCHRebateCategory,0)),\"\"), \"\"))))","v":""},null,{"$f":"IF( AND(ISBLANK(Table2[[#This Row],[Existing Luminaire Quantity]]),ISBLANK(Table2[[#This Row],[Prescribed Lighting Source]])), \"\", IF( OR(AND(ISNUMBER(SEARCH(\"lamp fl.\",Table2[[#This Row],[Prescribed Lighting Source]])),ISNUMBER(SEARCH(\"T8 lamp\",Table2[[#This Row],[BC Hydro Rebate Category ]]))),AND(ISNUMBER(SEARCH(\"T5HO\",Table2[[#This Row],[Prescribed Lighting Source]])),ISNUMBER(SEARCH(\"T5HO\",Table2[[#This Row],[BC Hydro Rebate Category ]]))),AND(ISNUMBER(SEARCH(\"lamp fl.\",Table2[[#This Row],[Prescribed Lighting Source]])),ISNUMBER(SEARCH(\"T8 lamp\",Table2[[#This Row],[Fortis Rebate Category ]]))),AND(ISNUMBER(SEARCH(\"T5HO\",Table2[[#This Row],[Prescribed Lighting Source]])),ISNUMBER(SEARCH(\"T5HO\",Table2[[#This Row],[Fortis Rebate Category ]])))          ),  IFERROR(INDEX(Table13NumberofLamps,MATCH(Table2[[#This Row],[Prescribed Lighting Source]],Table13ExistingLightingSource,0))*Table2[[#This Row],[Existing Luminaire Quantity]], \"-\"),  IF(Table2[[#This Row],[Lighting  Technology]]=\"Other\", IFERROR(Table2[[#This Row],[Existing Luminaire Quantity]],\"-\"), IFERROR(Table2[[#This Row],[Existing Luminaire Quantity]],\"-\"))))","v":""},{"$f":"IF( AND(ISBLANK(Table2[[#This Row],[BC Hydro Rebate Category ]]),ISBLANK(Table2[[#This Row],[Fortis Rebate Category ]])), \"\", IF(ISTEXT(Table2[[#This Row],[Fortis Rebate Category ]]), IFERROR(INDEX(Table13NewPrescribedWattage,MATCH(Table2[[#This Row],[Fortis Rebate Category ]],Table13[Fortis New Lighting source],0)),\"\"), IF(ISTEXT(Table2[[#This Row],[BC Hydro Rebate Category ]]), IFERROR(INDEX(Table13NewPrescribedWattage,MATCH(Table2[[#This Row],[BC Hydro Rebate Category ]],Table13BCHRebateCategory,0)),\"\"), \"\")))","v":""},null,null,{"$f":"IF(Table2[[#This Row],[Lighting  Technology]]=\"Other\", \"-\", IF( AND(ISBLANK(Table2[[#This Row],[BC Hydro Rebate Category ]]),ISBLANK(Table2[[#This Row],[Fortis Rebate Category ]])), \"\", IF(ISTEXT(Table2[[#This Row],[Fortis Rebate Category ]]), IFERROR(INDEX(Table13BCHECM,MATCH(Table2[[#This Row],[Fortis Rebate Category ]],Table13[Fortis New Lighting source],0)),\"\"), IF(ISTEXT(Table2[[#This Row],[BC Hydro Rebate Category ]]), IFERROR(INDEX(Table13BCHECM,MATCH(Table2[[#This Row],[BC Hydro Rebate Category ]],Table13BCHRebateCategory,0)),\"\"), \"\"))))","v":""},{"$f":"IF(Table2[[#This Row],[Lighting  Technology]]=\"Other\", 0, IF( AND(ISBLANK(Table2[[#This Row],[BC Hydro Rebate Category ]]),ISBLANK(Table2[[#This Row],[Fortis Rebate Category ]])), \"\", IF(ISTEXT(Table2[[#This Row],[Fortis Rebate Category ]]), IFERROR(INDEX(Table13Persistence,MATCH(Table2[[#This Row],[Fortis Rebate Category ]],Table13[Fortis New Lighting source],0)),\"\"), IF(ISTEXT(Table2[[#This Row],[BC Hydro Rebate Category ]]), IFERROR(INDEX(Table13Persistence,MATCH(Table2[[#This Row],[BC Hydro Rebate Category ]],Table13BCHRebateCategory,0)),\"\"), \"\"))))","v":""},null,{"$f":"IFERROR(INDEX(Table5ControlRebate,MATCH(Table2[[#This Row],[Control Type]],Table5NewControl,0)),\"\")","v":""},null,{"$f":"IF(ISBLANK(Table2[[#This Row],[Control Type]]), IF(ISBLANK(Table2[[#This Row],[Annual Usage Hours (hrs)]]),Table2[[#This Row],[Reference Hours (hrs)]], Table2[[#This Row],[Annual Usage Hours (hrs)]]), IF(AND(ISBLANK(Table2[[#This Row],[Annual Usage Hours (hrs)]]), Table2[[#This Row],[Control Type]]=\"None\"), Table2[[#This Row],[Reference Hours (hrs)]], IF(Table2[[#This Row],[Control Type]]=\"None\", Table2[[#This Row],[Annual Usage Hours (hrs)]], IF(AND(ISBLANK(Table2[[#This Row],[Annual Usage Hours (hrs)]]), Table2[[#This Row],[Control Type]]<>\"None\"), IFERROR(Table2[[#This Row],[Reference Hours (hrs)]]*0.8,\"\"), IF(Table2[[#This Row],[Control Type]]<>\"None\", IFERROR( Table2[[#This Row],[Annual Usage Hours (hrs)]]*0.8,\"\"),\"\")))))","v":""},{"$f":"IF( Table2[[#This Row],[Lighting  Technology]]=\"Other\", IF(ISBLANK(Table2[[#This Row],[Retrofit Lamp/ Luminaire Wattage (see Rebate Unit)]]),\"\",IFERROR(Table2[[#This Row],[Prescribed Quantity]]*Table2[[#This Row],[Retrofit Lamp/ Luminaire Wattage (see Rebate Unit)]],\"\")), IF(ISBLANK(Table2[[#This Row],[Retrofit Lamp/ Luminaire Wattage (see Rebate Unit)]]),IFERROR(Table2[[#This Row],[Prescribed Quantity]]*Table2[[#This Row],[Prescribed Wattage (W)]],\"\"),IFERROR(Table2[[#This Row],[Prescribed Quantity]]*Table2[[#This Row],[Retrofit Lamp/ Luminaire Wattage (see Rebate Unit)]],\"\")))","v":""},{"$f":"IFERROR((IF( Table2[[#This Row],[Lighting  Technology]]=\"Other\", Table2[[#This Row],[Prescribed Quantity]]*Table2[[#This Row],[Retrofit Lamp/ Luminaire Wattage (see Rebate Unit)]], Table2[[#This Row],[Prescribed Quantity]]*Table2[[#This Row],[Prescribed Wattage (W)]] )),\"\")","v":""},{"$f":"IF(ISBLANK(Table2[[#This Row],[New Total Demand (hidden, W)]]),\"\", IF(ISBLANK(Table2[[#This Row],[New Hours (hidden, hrs)]]), \"\", IFERROR(Table2[[#This Row],[New Hours (hidden, hrs)]]*Table2[[#This Row],[New Total Demand (hidden, W)]]/1000,\"\")))","v":""},{"$f":"IF(ISBLANK(Table2[[#This Row],[Total Demand (Hidden) W]]),\"\", IF(ISBLANK(Table2[[#This Row],[New Total Demand (hidden, W)]]), \"\", IFERROR((Table2[[#This Row],[Total Demand (Hidden) W]]-Table2[[#This Row],[New Total Demand (hidden, W)]])/1000,\"\")))","v":""},{"$f":"IF( OR(ISBLANK(Table2[[#This Row],[New Total Demand (hidden, W)]]),ISBLANK(Table2[[#This Row],[Total Demand (Hidden) W]])),\"\", IF(ISBLANK(Table2[[#This Row],[Annual Usage Hours (hrs)]]), IFERROR( Table2[[#This Row],[Reference Hours (hrs)]]*(Table2[[#This Row],[Total Demand (Hidden) W]]-Table2[[#This Row],[New Total Demand (hidden, W)]])/1000,\"\"), IFERROR( Table2[[#This Row],[Annual Usage Hours (hrs)]]*(Table2[[#This Row],[Total Demand (Hidden) W]]-Table2[[#This Row],[New Total Demand (hidden, W)]])/1000,\"\")))","v":""},{"$f":"IF( OR(ISBLANK(Table2[[#This Row],[Prescribed Total Demand (hidden, W)]]),ISBLANK(Table2[[#This Row],[Total Demand (Hidden) W]])),\"\", IF(ISBLANK(Table2[[#This Row],[Annual Usage Hours (hrs)]]), IFERROR( Table2[[#This Row],[Reference Hours (hrs)]]*((Table2[Existing Prescribed Wattage (W)]*Table2[Existing Luminaire Quantity])-Table2[[#This Row],[Prescribed Total Demand (hidden, W)]])/1000,\"\"), IFERROR( Table2[[#This Row],[Annual Usage Hours (hrs)]]*((Table2[Existing Prescribed Wattage (W)]*Table2[Existing Luminaire Quantity])-Table2[[#This Row],[Prescribed Total Demand (hidden, W)]])/1000,\"\")))","v":""},{"$f":"\"\"","v":""},{"$f":"IF(OR(Table2[[#This Row],[Control Type]]=\"None\", ISBLANK(Table2[[#This Row],[Control Type]])),\"\", IF(ISBLANK(Table2[[#This Row],[New Total Demand (hidden, W)]]),\"\", IF(ISBLANK(Table2[[#This Row],[Annual Usage Hours (hrs)]]),  IFERROR( 0.2*Table2[[#This Row],[Reference Hours (hrs)]]*Table2[[#This Row],[New Total Demand (hidden, W)]]/1000,\"\"), IFERROR( 0.2*Table2[[#This Row],[Annual Usage Hours (hrs)]]*Table2[[#This Row],[New Total Demand (hidden, W)]]/1000,\"\"))))","v":""},{"$f":"IF(AND(NOT(ISNUMBER(Table2[[#This Row],[Rebate Per Unit\n(CAD)]])),ISBLANK(Table2[[#This Row],[Control Type]])), \"\", IF(OR(Table2[[#This Row],[Rebate Per Unit\n(CAD)]]=0,AND(NOT(ISNUMBER(Table2[[#This Row],[Rebate Per Unit\n(CAD)]])), ISTEXT(Table2[[#This Row],[Control Type]]))), 0, IFERROR(Table2[[#This Row],[Prescribed Quantity]]*Table2[[#This Row],[Rebate Per Unit\n(CAD)]],\"\")))","v":""},{"$f":" IF(AND(ISBLANK(Table2[[#This Row],[Control Type]]),ISNUMBER(Table2[[#This Row],[Rebate Value (CAD)]])),0, IFERROR(Table2[[#This Row],[Control Quantity]]*Table2[[#This Row],[Control Rebate per Unit\n(CAD)]],\"\"))","v":""},{"$f":"IF(AND(ISBLANK(Table2[[#This Row],[Rebate Value (CAD)]]),ISBLANK(Table2[[#This Row],[Rebate Value for Controls (CAD)]])), \"\", IFERROR(Table2[[#This Row],[Rebate Value (CAD)]]+Table2[[#This Row],[Rebate Value for Controls (CAD)]],\"\"))","v":""},{"$f":"IF(Table2[[#This Row],[Lighting  Technology]]=\"Other\",\"Other - \"&Table2[[#This Row],[Other - Lighting Technology Description]],Table2[[#This Row],[BC Hydro Rebate Category ]])","v":0},{"$f":"Table2[[#This Row],[BC Hydro Rebate Category ]]&Table2[[#This Row],[Retrofit Part '# (mandatory to validate Rebates)]]","v":""}]
[null,null,null,null,null,null,{"$f":"IF(ISBLANK(Table2[[#This Row],[Prescribed Lighting Source]]), \"\", IFERROR( INDEX(Table13ExistingPrescribedWattage,MATCH(Table2[[#This Row],[Prescribed Lighting Source]],Table13ExistingLightingSource,0)), IFERROR(INDEX(Table13ExistingPrescribedWattage,MATCH(Table2[[#This Row],[Fortis Rebate Category ]],Table13NewLightingSource,0)),\"-\")))","v":""},null,{"$f":"IFERROR(INDEX(SpaceTypeHours,MATCH(Table2[[#This Row],[Space Type]],SpaceType,0)),\"\")","v":""},null,{"$f":"IFERROR(IF(Table2[[#This Row],[Lighting  Technology]]=\"Other\",Table2[[#This Row],[Existing Effective Input Wattage (W)]]*Table2[[#This Row],[Existing Luminaire Quantity]],Table2[[#This Row],[Existing Prescribed Wattage (W)]]*Table2[[#This Row],[Existing Luminaire Quantity]]),\"\")","v":""},{"$f":"IF(Table2[Lighting  Technology] = \"Other\",(Table2[[#This Row],[Existing Luminaire Quantity]]*Table2[[#This Row],[Existing Effective Input Wattage (W)]]), IF(Table2[Existing Prescribed Wattage (W)] = \"\",\"\", IF( ISBLANK(Table2[[#This Row],[Existing Effective Input Wattage (W)]]), (Table2[[#This Row],[Existing Luminaire Quantity]]*Table2[[#This Row],[Existing Prescribed Wattage (W)]]),(Table2[[#This Row],[Existing Luminaire Quantity]]*Table2[[#This Row],[Existing Effective Input Wattage (W)]]))))","v":""},{"$f":"IF( (ISBLANK(Table2[[#This Row],[Annual Usage Hours (hrs)]])), IFERROR(Table2[[#This Row],[Reference Hours (hrs)]]*Table2[[#This Row],[Total Demand (Hidden) W]]/1000,\"\"), IFERROR(Table2[[#This Row],[Annual Usage Hours (hrs)]]*Table2[[#This Row],[Total Demand (Hidden) W]]/1000,\"\"))","v":""},null,null,{"$f":"IF(Table2[[#This Row],[Lighting  Technology]]=\"Other\", 0, IF( AND(ISBLANK(Table2[[#This Row],[BC Hydro Rebate Category ]]),ISBLANK(Table2[[#This Row],[Fortis Rebate Category ]])), \"\", IF(ISTEXT(Table2[[#This Row],[Fortis Rebate Category ]]), IFERROR(INDEX(Table13[Rebate],MATCH(Table2[[#This Row],[Fortis Rebate Category ]],Table13[Fortis New Lighting source],0)),\"\"), IF(ISTEXT(Table2[[#This Row],[BC Hydro Rebate Category ]]), IFERROR(INDEX(Table13Rebate,MATCH(Table2[[#This Row],[BC Hydro Rebate Category ]],Table13BCHRebateCategory,0)),\"\"), \"\"))))","v":""},{"$f":" IF(Table2[[#This Row],[Lighting  Technology]]=\"Other\", \"per Unit\", IF( AND(ISBLANK(Table2[[#This Row],[BC Hydro Rebate Category ]]),ISBLANK(Table2[[#This Row],[Fortis Rebate Category ]])), \"\", IF(ISTEXT(Table2[[#This Row],[Fortis Rebate Category ]]), IFERROR(INDEX(Table13PerUnit,MATCH(Table2[[#This Row],[Fortis Rebate Category ]],Table13[Fortis New Lighting source],0)),\"\"), IF(ISTEXT(Table2[[#This Row],[BC Hydro Rebate Category ]]), IFERROR(INDEX(Table13PerUnit,MATCH(Table2[[#This Row],[BC Hydro Rebate Category ]],Table13BCHRebateCategory,0)),\"\"), \"\"))))","v":""},null,{"$f":"IF( AND(ISBLANK(Table2[[#This Row],[Existing Luminaire Quantity]]),ISBLANK(Table2[[#This Row],[Prescribed Lighting Source]])), \"\", IF( OR(AND(ISNUMBER(SEARCH(\"lamp fl.\",Table2[[#This Row],[Prescribed Lighting Source]])),ISNUMBER(SEARCH(\"T8 lamp\",Table2[[#This Row],[BC Hydro Rebate Category ]]))),AND(ISNUMBER(SEARCH(\"T5HO\",Table2[[#This Row],[Prescribed Lighting Source]])),ISNUMBER(SEARCH(\"T5HO\",Table2[[#This Row],[BC Hydro Rebate Category ]]))),AND(ISNUMBER(SEARCH(\"lamp fl.\",Table2[[#This Row],[Prescribed Lighting Source]])),ISNUMBER(SEARCH(\"T8 lamp\",Table2[[#This Row],[Fortis Rebate Category ]]))),AND(ISNUMBER(SEARCH(\"T5HO\",Table2[[#This Row],[Prescribed Lighting Source]])),ISNUMBER(SEARCH(\"T5HO\",Table2[[#This Row],[Fortis Rebate Category ]])))          ),  IFERROR(INDEX(Table13NumberofLamps,MATCH(Table2[[#This Row],[Prescribed Lighting Source]],Table13ExistingLightingSource,0))*Table2[[#This Row],[Existing Luminaire Quantity]], \"-\"),  IF(Table2[[#This Row],[Lighting  Technology]]=\"Other\", IFERROR(Table2[[#This Row],[Existing Luminaire Quantity]],\"-\"), IFERROR(Table2[[#This Row],[Existing Luminaire Quantity]],\"-\"))))","v":""},{"$f":"IF( AND(ISBLANK(Table2[[#This Row],[BC Hydro Rebate Category ]]),ISBLANK(Table2[[#This Row],[Fortis Rebate Category ]])), \"\", IF(ISTEXT(Table2[[#This Row],[Fortis Rebate Category ]]), IFERROR(INDEX(Table13NewPrescribedWattage,MATCH(Table2[[#This Row],[Fortis Rebate Category ]],Table13[Fortis New Lighting source],0)),\"\"), IF(ISTEXT(Table2[[#This Row],[BC Hydro Rebate Category ]]), IFERROR(INDEX(Table13NewPrescribedWattage,MATCH(Table2[[#This Row],[BC Hydro Rebate Category ]],Table13BCHRebateCategory,0)),\"\"), \"\")))","v":""},null,null,{"$f":"IF(Table2[[#This Row],[Lighting  Technology]]=\"Other\", \"-\", IF( AND(ISBLANK(Table2[[#This Row],[BC Hydro Rebate Category ]]),ISBLANK(Table2[[#This Row],[Fortis Rebate Category ]])), \"\", IF(ISTEXT(Table2[[#This Row],[Fortis Rebate Category ]]), IFERROR(INDEX(Table13BCHECM,MATCH(Table2[[#This Row],[Fortis Rebate Category ]],Table13[Fortis New Lighting source],0)),\"\"), IF(ISTEXT(Table2[[#This Row],[BC Hydro Rebate Category ]]), IFERROR(INDEX(Table13BCHECM,MATCH(Table2[[#This Row],[BC Hydro Rebate Category ]],Table13BCHRebateCategory,0)),\"\"), \"\"))))","v":""},{"$f":"IF(Table2[[#This Row],[Lighting  Technology]]=\"Other\", 0, IF( AND(ISBLANK(Table2[[#This Row],[BC Hydro Rebate Category ]]),ISBLANK(Table2[[#This Row],[Fortis Rebate Category ]])), \"\", IF(ISTEXT(Table2[[#This Row],[Fortis Rebate Category ]]), IFERROR(INDEX(Table13Persistence,MATCH(Table2[[#This Row],[Fortis Rebate Category ]],Table13[Fortis New Lighting source],0)),\"\"), IF(ISTEXT(Table2[[#This Row],[BC Hydro Rebate Category ]]), IFERROR(INDEX(Table13Persistence,MATCH(Table2[[#This Row],[BC Hydro Rebate Category ]],Table13BCHRebateCategory,0)),\"\"), \"\"))))","v":""},null,{"$f":"IFERROR(INDEX(Table5ControlRebate,MATCH(Table2[[#This Row],[Control Type]],Table5NewControl,0)),\"\")","v":""},null,{"$f":"IF(ISBLANK(Table2[[#This Row],[Control Type]]), IF(ISBLANK(Table2[[#This Row],[Annual Usage Hours (hrs)]]),Table2[[#This Row],[Reference Hours (hrs)]], Table2[[#This Row],[Annual Usage Hours (hrs)]]), IF(AND(ISBLANK(Table2[[#This Row],[Annual Usage Hours (hrs)]]), Table2[[#This Row],[Control Type]]=\"None\"), Table2[[#This Row],[Reference Hours (hrs)]], IF(Table2[[#This Row],[Control Type]]=\"None\", Table2[[#This Row],[Annual Usage Hours (hrs)]], IF(AND(ISBLANK(Table2[[#This Row],[Annual Usage Hours (hrs)]]), Table2[[#This Row],[Control Type]]<>\"None\"), IFERROR(Table2[[#This Row],[Reference Hours (hrs)]]*0.8,\"\"), IF(Table2[[#This Row],[Control Type]]<>\"None\", IFERROR( Table2[[#This Row],[Annual Usage Hours (hrs)]]*0.8,\"\"),\"\")))))","v":""},{"$f":"IF( Table2[[#This Row],[Lighting  Technology]]=\"Other\", IF(ISBLANK(Table2[[#This Row],[Retrofit Lamp/ Luminaire Wattage (see Rebate Unit)]]),\"\",IFERROR(Table2[[#This Row],[Prescribed Quantity]]*Table2[[#This Row],[Retrofit Lamp/ Luminaire Wattage (see Rebate Unit)]],\"\")), IF(ISBLANK(Table2[[#This Row],[Retrofit Lamp/ Luminaire Wattage (see Rebate Unit)]]),IFERROR(Table2[[#This Row],[Prescribed Quantity]]*Table2[[#This Row],[Prescribed Wattage (W)]],\"\"),IFERROR(Table2[[#This Row],[Prescribed Quantity]]*Table2[[#This Row],[Retrofit Lamp/ Luminaire Wattage (see Rebate Unit)]],\"\")))","v":""},{"$f":"IFERROR((IF( Table2[[#This Row],[Lighting  Technology]]=\"Other\", Table2[[#This Row],[Prescribed Quantity]]*Table2[[#This Row],[Retrofit Lamp/ Luminaire Wattage (see Rebate Unit)]], Table2[[#This Row],[Prescribed Quantity]]*Table2[[#This Row],[Prescribed Wattage (W)]] )),\"\")","v":""},{"$f":"IF(ISBLANK(Table2[[#This Row],[New Total Demand (hidden, W)]]),\"\", IF(ISBLANK(Table2[[#This Row],[New Hours (hidden, hrs)]]), \"\", IFERROR(Table2[[#This Row],[New Hours (hidden, hrs)]]*Table2[[#This Row],[New Total Demand (hidden, W)]]/1000,\"\")))","v":""},{"$f":"IF(ISBLANK(Table2[[#This Row],[Total Demand (Hidden) W]]),\"\", IF(ISBLANK(Table2[[#This Row],[New Total Demand (hidden, W)]]), \"\", IFERROR((Table2[[#This Row],[Total Demand (Hidden) W]]-Table2[[#This Row],[New Total Demand (hidden, W)]])/1000,\"\")))","v":""},{"$f":"IF( OR(ISBLANK(Table2[[#This Row],[New Total Demand (hidden, W)]]),ISBLANK(Table2[[#This Row],[Total Demand (Hidden) W]])),\"\", IF(ISBLANK(Table2[[#This Row],[Annual Usage Hours (hrs)]]), IFERROR( Table2[[#This Row],[Reference Hours (hrs)]]*(Table2[[#This Row],[Total Demand (Hidden) W]]-Table2[[#This Row],[New Total Demand (hidden, W)]])/1000,\"\"), IFERROR( Table2[[#This Row],[Annual Usage Hours (hrs)]]*(Table2[[#This Row],[Total Demand (Hidden) W]]-Table2[[#This Row],[New Total Demand (hidden, W)]])/1000,\"\")))","v":""},{"$f":"IF( OR(ISBLANK(Table2[[#This Row],[Prescribed Total Demand (hidden, W)]]),ISBLANK(Table2[[#This Row],[Total Demand (Hidden) W]])),\"\", IF(ISBLANK(Table2[[#This Row],[Annual Usage Hours (hrs)]]), IFERROR( Table2[[#This Row],[Reference Hours (hrs)]]*((Table2[Existing Prescribed Wattage (W)]*Table2[Existing Luminaire Quantity])-Table2[[#This Row],[Prescribed Total Demand (hidden, W)]])/1000,\"\"), IFERROR( Table2[[#This Row],[Annual Usage Hours (hrs)]]*((Table2[Existing Prescribed Wattage (W)]*Table2[Existing Luminaire Quantity])-Table2[[#This Row],[Prescribed Total Demand (hidden, W)]])/1000,\"\")))","v":""},{"$f":"\"\"","v":""},{"$f":"IF(OR(Table2[[#This Row],[Control Type]]=\"None\", ISBLANK(Table2[[#This Row],[Control Type]])),\"\", IF(ISBLANK(Table2[[#This Row],[New Total Demand (hidden, W)]]),\"\", IF(ISBLANK(Table2[[#This Row],[Annual Usage Hours (hrs)]]),  IFERROR( 0.2*Table2[[#This Row],[Reference Hours (hrs)]]*Table2[[#This Row],[New Total Demand (hidden, W)]]/1000,\"\"), IFERROR( 0.2*Table2[[#This Row],[Annual Usage Hours (hrs)]]*Table2[[#This Row],[New Total Demand (hidden, W)]]/1000,\"\"))))","v":""},{"$f":"IF(AND(NOT(ISNUMBER(Table2[[#This Row],[Rebate Per Unit\n(CAD)]])),ISBLANK(Table2[[#This Row],[Control Type]])), \"\", IF(OR(Table2[[#This Row],[Rebate Per Unit\n(CAD)]]=0,AND(NOT(ISNUMBER(Table2[[#This Row],[Rebate Per Unit\n(CAD)]])), ISTEXT(Table2[[#This Row],[Control Type]]))), 0, IFERROR(Table2[[#This Row],[Prescribed Quantity]]*Table2[[#This Row],[Rebate Per Unit\n(CAD)]],\"\")))","v":""},{"$f":" IF(AND(ISBLANK(Table2[[#This Row],[Control Type]]),ISNUMBER(Table2[[#This Row],[Rebate Value (CAD)]])),0, IFERROR(Table2[[#This Row],[Control Quantity]]*Table2[[#This Row],[Control Rebate per Unit\n(CAD)]],\"\"))","v":""},{"$f":"IF(AND(ISBLANK(Table2[[#This Row],[Rebate Value (CAD)]]),ISBLANK(Table2[[#This Row],[Rebate Value for Controls (CAD)]])), \"\", IFERROR(Table2[[#This Row],[Rebate Value (CAD)]]+Table2[[#This Row],[Rebate Value for Controls (CAD)]],\"\"))","v":""},{"$f":"IF(Table2[[#This Row],[Lighting  Technology]]=\"Other\",\"Other - \"&Table2[[#This Row],[Other - Lighting Technology Description]],Table2[[#This Row],[BC Hydro Rebate Category ]])","v":0},{"$f":"Table2[[#This Row],[BC Hydro Rebate Category ]]&Table2[[#This Row],[Retrofit Part '# (mandatory to validate Rebates)]]","v":""}]
[null,null,null,null,null,null,{"$f":"IF(ISBLANK(Table2[[#This Row],[Prescribed Lighting Source]]), \"\", IFERROR( INDEX(Table13ExistingPrescribedWattage,MATCH(Table2[[#This Row],[Prescribed Lighting Source]],Table13ExistingLightingSource,0)), IFERROR(INDEX(Table13ExistingPrescribedWattage,MATCH(Table2[[#This Row],[Fortis Rebate Category ]],Table13NewLightingSource,0)),\"-\")))","v":""},null,{"$f":"IFERROR(INDEX(SpaceTypeHours,MATCH(Table2[[#This Row],[Space Type]],SpaceType,0)),\"\")","v":""},null,{"$f":"IFERROR(IF(Table2[[#This Row],[Lighting  Technology]]=\"Other\",Table2[[#This Row],[Existing Effective Input Wattage (W)]]*Table2[[#This Row],[Existing Luminaire Quantity]],Table2[[#This Row],[Existing Prescribed Wattage (W)]]*Table2[[#This Row],[Existing Luminaire Quantity]]),\"\")","v":""},{"$f":"IF(Table2[Lighting  Technology] = \"Other\",(Table2[[#This Row],[Existing Luminaire Quantity]]*Table2[[#This Row],[Existing Effective Input Wattage (W)]]), IF(Table2[Existing Prescribed Wattage (W)] = \"\",\"\", IF( ISBLANK(Table2[[#This Row],[Existing Effective Input Wattage (W)]]), (Table2[[#This Row],[Existing Luminaire Quantity]]*Table2[[#This Row],[Existing Prescribed Wattage (W)]]),(Table2[[#This Row],[Existing Luminaire Quantity]]*Table2[[#This Row],[Existing Effective Input Wattage (W)]]))))","v":""},{"$f":"IF( (ISBLANK(Table2[[#This Row],[Annual Usage Hours (hrs)]])), IFERROR(Table2[[#This Row],[Reference Hours (hrs)]]*Table2[[#This Row],[Total Demand (Hidden) W]]/1000,\"\"), IFERROR(Table2[[#This Row],[Annual Usage Hours (hrs)]]*Table2[[#This Row],[Total Demand (Hidden) W]]/1000,\"\"))","v":""},null,null,{"$f":"IF(Table2[[#This Row],[Lighting  Technology]]=\"Other\", 0, IF( AND(ISBLANK(Table2[[#This Row],[BC Hydro Rebate Category ]]),ISBLANK(Table2[[#This Row],[Fortis Rebate Category ]])), \"\", IF(ISTEXT(Table2[[#This Row],[Fortis Rebate Category ]]), IFERROR(INDEX(Table13[Rebate],MATCH(Table2[[#This Row],[Fortis Rebate Category ]],Table13[Fortis New Lighting source],0)),\"\"), IF(ISTEXT(Table2[[#This Row],[BC Hydro Rebate Category ]]), IFERROR(INDEX(Table13Rebate,MATCH(Table2[[#This Row],[BC Hydro Rebate Category ]],Table13BCHRebateCategory,0)),\"\"), \"\"))))","v":""},{"$f":" IF(Table2[[#This Row],[Lighting  Technology]]=\"Other\", \"per Unit\", IF( AND(ISBLANK(Table2[[#This Row],[BC Hydro Rebate Category ]]),ISBLANK(Table2[[#This Row],[Fortis Rebate Category ]])), \"\", IF(ISTEXT(Table2[[#This Row],[Fortis Rebate Category ]]), IFERROR(INDEX(Table13PerUnit,MATCH(Table2[[#This Row],[Fortis Rebate Category ]],Table13[Fortis New Lighting source],0)),\"\"), IF(ISTEXT(Table2[[#This Row],[BC Hydro Rebate Category ]]), IFERROR(INDEX(Table13PerUnit,MATCH(Table2[[#This Row],[BC Hydro Rebate Category ]],Table13BCHRebateCategory,0)),\"\"), \"\"))))","v":""},null,{"$f":"IF( AND(ISBLANK(Table2[[#This Row],[Existing Luminaire Quantity]]),ISBLANK(Table2[[#This Row],[Prescribed Lighting Source]])), \"\", IF( OR(AND(ISNUMBER(SEARCH(\"lamp fl.\",Table2[[#This Row],[Prescribed Lighting Source]])),ISNUMBER(SEARCH(\"T8 lamp\",Table2[[#This Row],[BC Hydro Rebate Category ]]))),AND(ISNUMBER(SEARCH(\"T5HO\",Table2[[#This Row],[Prescribed Lighting Source]])),ISNUMBER(SEARCH(\"T5HO\",Table2[[#This Row],[BC Hydro Rebate Category ]]))),AND(ISNUMBER(SEARCH(\"lamp fl.\",Table2[[#This Row],[Prescribed Lighting Source]])),ISNUMBER(SEARCH(\"T8 lamp\",Table2[[#This Row],[Fortis Rebate Category ]]))),AND(ISNUMBER(SEARCH(\"T5HO\",Table2[[#This Row],[Prescribed Lighting Source]])),ISNUMBER(SEARCH(\"T5HO\",Table2[[#This Row],[Fortis Rebate Category ]])))          ),  IFERROR(INDEX(Table13NumberofLamps,MATCH(Table2[[#This Row],[Prescribed Lighting Source]],Table13ExistingLightingSource,0))*Table2[[#This Row],[Existing Luminaire Quantity]], \"-\"),  IF(Table2[[#This Row],[Lighting  Technology]]=\"Other\", IFERROR(Table2[[#This Row],[Existing Luminaire Quantity]],\"-\"), IFERROR(Table2[[#This Row],[Existing Luminaire Quantity]],\"-\"))))","v":""},{"$f":"IF( AND(ISBLANK(Table2[[#This Row],[BC Hydro Rebate Category ]]),ISBLANK(Table2[[#This Row],[Fortis Rebate Category ]])), \"\", IF(ISTEXT(Table2[[#This Row],[Fortis Rebate Category ]]), IFERROR(INDEX(Table13NewPrescribedWattage,MATCH(Table2[[#This Row],[Fortis Rebate Category ]],Table13[Fortis New Lighting source],0)),\"\"), IF(ISTEXT(Table2[[#This Row],[BC Hydro Rebate Category ]]), IFERROR(INDEX(Table13NewPrescribedWattage,MATCH(Table2[[#This Row],[BC Hydro Rebate Category ]],Table13BCHRebateCategory,0)),\"\"), \"\")))","v":""},null,null,{"$f":"IF(Table2[[#This Row],[Lighting  Technology]]=\"Other\", \"-\", IF( AND(ISBLANK(Table2[[#This Row],[BC Hydro Rebate Category ]]),ISBLANK(Table2[[#This Row],[Fortis Rebate Category ]])), \"\", IF(ISTEXT(Table2[[#This Row],[Fortis Rebate Category ]]), IFERROR(INDEX(Table13BCHECM,MATCH(Table2[[#This Row],[Fortis Rebate Category ]],Table13[Fortis New Lighting source],0)),\"\"), IF(ISTEXT(Table2[[#This Row],[BC Hydro Rebate Category ]]), IFERROR(INDEX(Table13BCHECM,MATCH(Table2[[#This Row],[BC Hydro Rebate Category ]],Table13BCHRebateCategory,0)),\"\"), \"\"))))","v":""},{"$f":"IF(Table2[[#This Row],[Lighting  Technology]]=\"Other\", 0, IF( AND(ISBLANK(Table2[[#This Row],[BC Hydro Rebate Category ]]),ISBLANK(Table2[[#This Row],[Fortis Rebate Category ]])), \"\", IF(ISTEXT(Table2[[#This Row],[Fortis Rebate Category ]]), IFERROR(INDEX(Table13Persistence,MATCH(Table2[[#This Row],[Fortis Rebate Category ]],Table13[Fortis New Lighting source],0)),\"\"), IF(ISTEXT(Table2[[#This Row],[BC Hydro Rebate Category ]]), IFERROR(INDEX(Table13Persistence,MATCH(Table2[[#This Row],[BC Hydro Rebate Category ]],Table13BCHRebateCategory,0)),\"\"), \"\"))))","v":""},null,{"$f":"IFERROR(INDEX(Table5ControlRebate,MATCH(Table2[[#This Row],[Control Type]],Table5NewControl,0)),\"\")","v":""},null,{"$f":"IF(ISBLANK(Table2[[#This Row],[Control Type]]), IF(ISBLANK(Table2[[#This Row],[Annual Usage Hours (hrs)]]),Table2[[#This Row],[Reference Hours (hrs)]], Table2[[#This Row],[Annual Usage Hours (hrs)]]), IF(AND(ISBLANK(Table2[[#This Row],[Annual Usage Hours (hrs)]]), Table2[[#This Row],[Control Type]]=\"None\"), Table2[[#This Row],[Reference Hours (hrs)]], IF(Table2[[#This Row],[Control Type]]=\"None\", Table2[[#This Row],[Annual Usage Hours (hrs)]], IF(AND(ISBLANK(Table2[[#This Row],[Annual Usage Hours (hrs)]]), Table2[[#This Row],[Control Type]]<>\"None\"), IFERROR(Table2[[#This Row],[Reference Hours (hrs)]]*0.8,\"\"), IF(Table2[[#This Row],[Control Type]]<>\"None\", IFERROR( Table2[[#This Row],[Annual Usage Hours (hrs)]]*0.8,\"\"),\"\")))))","v":""},{"$f":"IF( Table2[[#This Row],[Lighting  Technology]]=\"Other\", IF(ISBLANK(Table2[[#This Row],[Retrofit Lamp/ Luminaire Wattage (see Rebate Unit)]]),\"\",IFERROR(Table2[[#This Row],[Prescribed Quantity]]*Table2[[#This Row],[Retrofit Lamp/ Luminaire Wattage (see Rebate Unit)]],\"\")), IF(ISBLANK(Table2[[#This Row],[Retrofit Lamp/ Luminaire Wattage (see Rebate Unit)]]),IFERROR(Table2[[#This Row],[Prescribed Quantity]]*Table2[[#This Row],[Prescribed Wattage (W)]],\"\"),IFERROR(Table2[[#This Row],[Prescribed Quantity]]*Table2[[#This Row],[Retrofit Lamp/ Luminaire Wattage (see Rebate Unit)]],\"\")))","v":""},{"$f":"IFERROR((IF( Table2[[#This Row],[Lighting  Technology]]=\"Other\", Table2[[#This Row],[Prescribed Quantity]]*Table2[[#This Row],[Retrofit Lamp/ Luminaire Wattage (see Rebate Unit)]], Table2[[#This Row],[Prescribed Quantity]]*Table2[[#This Row],[Prescribed Wattage (W)]] )),\"\")","v":""},{"$f":"IF(ISBLANK(Table2[[#This Row],[New Total Demand (hidden, W)]]),\"\", IF(ISBLANK(Table2[[#This Row],[New Hours (hidden, hrs)]]), \"\", IFERROR(Table2[[#This Row],[New Hours (hidden, hrs)]]*Table2[[#This Row],[New Total Demand (hidden, W)]]/1000,\"\")))","v":""},{"$f":"IF(ISBLANK(Table2[[#This Row],[Total Demand (Hidden) W]]),\"\", IF(ISBLANK(Table2[[#This Row],[New Total Demand (hidden, W)]]), \"\", IFERROR((Table2[[#This Row],[Total Demand (Hidden) W]]-Table2[[#This Row],[New Total Demand (hidden, W)]])/1000,\"\")))","v":""},{"$f":"IF( OR(ISBLANK(Table2[[#This Row],[New Total Demand (hidden, W)]]),ISBLANK(Table2[[#This Row],[Total Demand (Hidden) W]])),\"\", IF(ISBLANK(Table2[[#This Row],[Annual Usage Hours (hrs)]]), IFERROR( Table2[[#This Row],[Reference Hours (hrs)]]*(Table2[[#This Row],[Total Demand (Hidden) W]]-Table2[[#This Row],[New Total Demand (hidden, W)]])/1000,\"\"), IFERROR( Table2[[#This Row],[Annual Usage Hours (hrs)]]*(Table2[[#This Row],[Total Demand (Hidden) W]]-Table2[[#This Row],[New Total Demand (hidden, W)]])/1000,\"\")))","v":""},{"$f":"IF( OR(ISBLANK(Table2[[#This Row],[Prescribed Total Demand (hidden, W)]]),ISBLANK(Table2[[#This Row],[Total Demand (Hidden) W]])),\"\", IF(ISBLANK(Table2[[#This Row],[Annual Usage Hours (hrs)]]), IFERROR( Table2[[#This Row],[Reference Hours (hrs)]]*((Table2[Existing Prescribed Wattage (W)]*Table2[Existing Luminaire Quantity])-Table2[[#This Row],[Prescribed Total Demand (hidden, W)]])/1000,\"\"), IFERROR( Table2[[#This Row],[Annual Usage Hours (hrs)]]*((Table2[Existing Prescribed Wattage (W)]*Table2[Existing Luminaire Quantity])-Table2[[#This Row],[Prescribed Total Demand (hidden, W)]])/1000,\"\")))","v":""},{"$f":"\"\"","v":""},{"$f":"IF(OR(Table2[[#This Row],[Control Type]]=\"None\", ISBLANK(Table2[[#This Row],[Control Type]])),\"\", IF(ISBLANK(Table2[[#This Row],[New Total Demand (hidden, W)]]),\"\", IF(ISBLANK(Table2[[#This Row],[Annual Usage Hours (hrs)]]),  IFERROR( 0.2*Table2[[#This Row],[Reference Hours (hrs)]]*Table2[[#This Row],[New Total Demand (hidden, W)]]/1000,\"\"), IFERROR( 0.2*Table2[[#This Row],[Annual Usage Hours (hrs)]]*Table2[[#This Row],[New Total Demand (hidden, W)]]/1000,\"\"))))","v":""},{"$f":"IF(AND(NOT(ISNUMBER(Table2[[#This Row],[Rebate Per Unit\n(CAD)]])),ISBLANK(Table2[[#This Row],[Control Type]])), \"\", IF(OR(Table2[[#This Row],[Rebate Per Unit\n(CAD)]]=0,AND(NOT(ISNUMBER(Table2[[#This Row],[Rebate Per Unit\n(CAD)]])), ISTEXT(Table2[[#This Row],[Control Type]]))), 0, IFERROR(Table2[[#This Row],[Prescribed Quantity]]*Table2[[#This Row],[Rebate Per Unit\n(CAD)]],\"\")))","v":""},{"$f":" IF(AND(ISBLANK(Table2[[#This Row],[Control Type]]),ISNUMBER(Table2[[#This Row],[Rebate Value (CAD)]])),0, IFERROR(Table2[[#This Row],[Control Quantity]]*Table2[[#This Row],[Control Rebate per Unit\n(CAD)]],\"\"))","v":""},{"$f":"IF(AND(ISBLANK(Table2[[#This Row],[Rebate Value (CAD)]]),ISBLANK(Table2[[#This Row],[Rebate Value for Controls (CAD)]])), \"\", IFERROR(Table2[[#This Row],[Rebate Value (CAD)]]+Table2[[#This Row],[Rebate Value for Controls (CAD)]],\"\"))","v":""},{"$f":"IF(Table2[[#This Row],[Lighting  Technology]]=\"Other\",\"Other - \"&Table2[[#This Row],[Other - Lighting Technology Description]],Table2[[#This Row],[BC Hydro Rebate Category ]])","v":0},{"$f":"Table2[[#This Row],[BC Hydro Rebate Category ]]&Table2[[#This Row],[Retrofit Part '# (mandatory to validate Rebates)]]","v":""}]
[null,null,null,null,null,null,{"$f":"IF(ISBLANK(Table2[[#This Row],[Prescribed Lighting Source]]), \"\", IFERROR( INDEX(Table13ExistingPrescribedWattage,MATCH(Table2[[#This Row],[Prescribed Lighting Source]],Table13ExistingLightingSource,0)), IFERROR(INDEX(Table13ExistingPrescribedWattage,MATCH(Table2[[#This Row],[Fortis Rebate Category ]],Table13NewLightingSource,0)),\"-\")))","v":""},null,{"$f":"IFERROR(INDEX(SpaceTypeHours,MATCH(Table2[[#This Row],[Space Type]],SpaceType,0)),\"\")","v":""},null,{"$f":"IFERROR(IF(Table2[[#This Row],[Lighting  Technology]]=\"Other\",Table2[[#This Row],[Existing Effective Input Wattage (W)]]*Table2[[#This Row],[Existing Luminaire Quantity]],Table2[[#This Row],[Existing Prescribed Wattage (W)]]*Table2[[#This Row],[Existing Luminaire Quantity]]),\"\")","v":""},{"$f":"IF(Table2[Lighting  Technology] = \"Other\",(Table2[[#This Row],[Existing Luminaire Quantity]]*Table2[[#This Row],[Existing Effective Input Wattage (W)]]), IF(Table2[Existing Prescribed Wattage (W)] = \"\",\"\", IF( ISBLANK(Table2[[#This Row],[Existing Effective Input Wattage (W)]]), (Table2[[#This Row],[Existing Luminaire Quantity]]*Table2[[#This Row],[Existing Prescribed Wattage (W)]]),(Table2[[#This Row],[Existing Luminaire Quantity]]*Table2[[#This Row],[Existing Effective Input Wattage (W)]]))))","v":""},{"$f":"IF( (ISBLANK(Table2[[#This Row],[Annual Usage Hours (hrs)]])), IFERROR(Table2[[#This Row],[Reference Hours (hrs)]]*Table2[[#This Row],[Total Demand (Hidden) W]]/1000,\"\"), IFERROR(Table2[[#This Row],[Annual Usage Hours (hrs)]]*Table2[[#This Row],[Total Demand (Hidden) W]]/1000,\"\"))","v":""},null,null,{"$f":"IF(Table2[[#This Row],[Lighting  Technology]]=\"Other\", 0, IF( AND(ISBLANK(Table2[[#This Row],[BC Hydro Rebate Category ]]),ISBLANK(Table2[[#This Row],[Fortis Rebate Category ]])), \"\", IF(ISTEXT(Table2[[#This Row],[Fortis Rebate Category ]]), IFERROR(INDEX(Table13[Rebate],MATCH(Table2[[#This Row],[Fortis Rebate Category ]],Table13[Fortis New Lighting source],0)),\"\"), IF(ISTEXT(Table2[[#This Row],[BC Hydro Rebate Category ]]), IFERROR(INDEX(Table13Rebate,MATCH(Table2[[#This Row],[BC Hydro Rebate Category ]],Table13BCHRebateCategory,0)),\"\"), \"\"))))","v":""},{"$f":" IF(Table2[[#This Row],[Lighting  Technology]]=\"Other\", \"per Unit\", IF( AND(ISBLANK(Table2[[#This Row],[BC Hydro Rebate Category ]]),ISBLANK(Table2[[#This Row],[Fortis Rebate Category ]])), \"\", IF(ISTEXT(Table2[[#This Row],[Fortis Rebate Category ]]), IFERROR(INDEX(Table13PerUnit,MATCH(Table2[[#This Row],[Fortis Rebate Category ]],Table13[Fortis New Lighting source],0)),\"\"), IF(ISTEXT(Table2[[#This Row],[BC Hydro Rebate Category ]]), IFERROR(INDEX(Table13PerUnit,MATCH(Table2[[#This Row],[BC Hydro Rebate Category ]],Table13BCHRebateCategory,0)),\"\"), \"\"))))","v":""},null,{"$f":"IF( AND(ISBLANK(Table2[[#This Row],[Existing Luminaire Quantity]]),ISBLANK(Table2[[#This Row],[Prescribed Lighting Source]])), \"\", IF( OR(AND(ISNUMBER(SEARCH(\"lamp fl.\",Table2[[#This Row],[Prescribed Lighting Source]])),ISNUMBER(SEARCH(\"T8 lamp\",Table2[[#This Row],[BC Hydro Rebate Category ]]))),AND(ISNUMBER(SEARCH(\"T5HO\",Table2[[#This Row],[Prescribed Lighting Source]])),ISNUMBER(SEARCH(\"T5HO\",Table2[[#This Row],[BC Hydro Rebate Category ]]))),AND(ISNUMBER(SEARCH(\"lamp fl.\",Table2[[#This Row],[Prescribed Lighting Source]])),ISNUMBER(SEARCH(\"T8 lamp\",Table2[[#This Row],[Fortis Rebate Category ]]))),AND(ISNUMBER(SEARCH(\"T5HO\",Table2[[#This Row],[Prescribed Lighting Source]])),ISNUMBER(SEARCH(\"T5HO\",Table2[[#This Row],[Fortis Rebate Category ]])))          ),  IFERROR(INDEX(Table13NumberofLamps,MATCH(Table2[[#This Row],[Prescribed Lighting Source]],Table13ExistingLightingSource,0))*Table2[[#This Row],[Existing Luminaire Quantity]], \"-\"),  IF(Table2[[#This Row],[Lighting  Technology]]=\"Other\", IFERROR(Table2[[#This Row],[Existing Luminaire Quantity]],\"-\"), IFERROR(Table2[[#This Row],[Existing Luminaire Quantity]],\"-\"))))","v":""},{"$f":"IF( AND(ISBLANK(Table2[[#This Row],[BC Hydro Rebate Category ]]),ISBLANK(Table2[[#This Row],[Fortis Rebate Category ]])), \"\", IF(ISTEXT(Table2[[#This Row],[Fortis Rebate Category ]]), IFERROR(INDEX(Table13NewPrescribedWattage,MATCH(Table2[[#This Row],[Fortis Rebate Category ]],Table13[Fortis New Lighting source],0)),\"\"), IF(ISTEXT(Table2[[#This Row],[BC Hydro Rebate Category ]]), IFERROR(INDEX(Table13NewPrescribedWattage,MATCH(Table2[[#This Row],[BC Hydro Rebate Category ]],Table13BCHRebateCategory,0)),\"\"), \"\")))","v":""},null,null,{"$f":"IF(Table2[[#This Row],[Lighting  Technology]]=\"Other\", \"-\", IF( AND(ISBLANK(Table2[[#This Row],[BC Hydro Rebate Category ]]),ISBLANK(Table2[[#This Row],[Fortis Rebate Category ]])), \"\", IF(ISTEXT(Table2[[#This Row],[Fortis Rebate Category ]]), IFERROR(INDEX(Table13BCHECM,MATCH(Table2[[#This Row],[Fortis Rebate Category ]],Table13[Fortis New Lighting source],0)),\"\"), IF(ISTEXT(Table2[[#This Row],[BC Hydro Rebate Category ]]), IFERROR(INDEX(Table13BCHECM,MATCH(Table2[[#This Row],[BC Hydro Rebate Category ]],Table13BCHRebateCategory,0)),\"\"), \"\"))))","v":""},{"$f":"IF(Table2[[#This Row],[Lighting  Technology]]=\"Other\", 0, IF( AND(ISBLANK(Table2[[#This Row],[BC Hydro Rebate Category ]]),ISBLANK(Table2[[#This Row],[Fortis Rebate Category ]])), \"\", IF(ISTEXT(Table2[[#This Row],[Fortis Rebate Category ]]), IFERROR(INDEX(Table13Persistence,MATCH(Table2[[#This Row],[Fortis Rebate Category ]],Table13[Fortis New Lighting source],0)),\"\"), IF(ISTEXT(Table2[[#This Row],[BC Hydro Rebate Category ]]), IFERROR(INDEX(Table13Persistence,MATCH(Table2[[#This Row],[BC Hydro Rebate Category ]],Table13BCHRebateCategory,0)),\"\"), \"\"))))","v":""},null,{"$f":"IFERROR(INDEX(Table5ControlRebate,MATCH(Table2[[#This Row],[Control Type]],Table5NewControl,0)),\"\")","v":""},null,{"$f":"IF(ISBLANK(Table2[[#This Row],[Control Type]]), IF(ISBLANK(Table2[[#This Row],[Annual Usage Hours (hrs)]]),Table2[[#This Row],[Reference Hours (hrs)]], Table2[[#This Row],[Annual Usage Hours (hrs)]]), IF(AND(ISBLANK(Table2[[#This Row],[Annual Usage Hours (hrs)]]), Table2[[#This Row],[Control Type]]=\"None\"), Table2[[#This Row],[Reference Hours (hrs)]], IF(Table2[[#This Row],[Control Type]]=\"None\", Table2[[#This Row],[Annual Usage Hours (hrs)]], IF(AND(ISBLANK(Table2[[#This Row],[Annual Usage Hours (hrs)]]), Table2[[#This Row],[Control Type]]<>\"None\"), IFERROR(Table2[[#This Row],[Reference Hours (hrs)]]*0.8,\"\"), IF(Table2[[#This Row],[Control Type]]<>\"None\", IFERROR( Table2[[#This Row],[Annual Usage Hours (hrs)]]*0.8,\"\"),\"\")))))","v":""},{"$f":"IF( Table2[[#This Row],[Lighting  Technology]]=\"Other\", IF(ISBLANK(Table2[[#This Row],[Retrofit Lamp/ Luminaire Wattage (see Rebate Unit)]]),\"\",IFERROR(Table2[[#This Row],[Prescribed Quantity]]*Table2[[#This Row],[Retrofit Lamp/ Luminaire Wattage (see Rebate Unit)]],\"\")), IF(ISBLANK(Table2[[#This Row],[Retrofit Lamp/ Luminaire Wattage (see Rebate Unit)]]),IFERROR(Table2[[#This Row],[Prescribed Quantity]]*Table2[[#This Row],[Prescribed Wattage (W)]],\"\"),IFERROR(Table2[[#This Row],[Prescribed Quantity]]*Table2[[#This Row],[Retrofit Lamp/ Luminaire Wattage (see Rebate Unit)]],\"\")))","v":""},{"$f":"IFERROR((IF( Table2[[#This Row],[Lighting  Technology]]=\"Other\", Table2[[#This Row],[Prescribed Quantity]]*Table2[[#This Row],[Retrofit Lamp/ Luminaire Wattage (see Rebate Unit)]], Table2[[#This Row],[Prescribed Quantity]]*Table2[[#This Row],[Prescribed Wattage (W)]] )),\"\")","v":""},{"$f":"IF(ISBLANK(Table2[[#This Row],[New Total Demand (hidden, W)]]),\"\", IF(ISBLANK(Table2[[#This Row],[New Hours (hidden, hrs)]]), \"\", IFERROR(Table2[[#This Row],[New Hours (hidden, hrs)]]*Table2[[#This Row],[New Total Demand (hidden, W)]]/1000,\"\")))","v":""},{"$f":"IF(ISBLANK(Table2[[#This Row],[Total Demand (Hidden) W]]),\"\", IF(ISBLANK(Table2[[#This Row],[New Total Demand (hidden, W)]]), \"\", IFERROR((Table2[[#This Row],[Total Demand (Hidden) W]]-Table2[[#This Row],[New Total Demand (hidden, W)]])/1000,\"\")))","v":""},{"$f":"IF( OR(ISBLANK(Table2[[#This Row],[New Total Demand (hidden, W)]]),ISBLANK(Table2[[#This Row],[Total Demand (Hidden) W]])),\"\", IF(ISBLANK(Table2[[#This Row],[Annual Usage Hours (hrs)]]), IFERROR( Table2[[#This Row],[Reference Hours (hrs)]]*(Table2[[#This Row],[Total Demand (Hidden) W]]-Table2[[#This Row],[New Total Demand (hidden, W)]])/1000,\"\"), IFERROR( Table2[[#This Row],[Annual Usage Hours (hrs)]]*(Table2[[#This Row],[Total Demand (Hidden) W]]-Table2[[#This Row],[New Total Demand (hidden, W)]])/1000,\"\")))","v":""},{"$f":"IF( OR(ISBLANK(Table2[[#This Row],[Prescribed Total Demand (hidden, W)]]),ISBLANK(Table2[[#This Row],[Total Demand (Hidden) W]])),\"\", IF(ISBLANK(Table2[[#This Row],[Annual Usage Hours (hrs)]]), IFERROR( Table2[[#This Row],[Reference Hours (hrs)]]*((Table2[Existing Prescribed Wattage (W)]*Table2[Existing Luminaire Quantity])-Table2[[#This Row],[Prescribed Total Demand (hidden, W)]])/1000,\"\"), IFERROR( Table2[[#This Row],[Annual Usage Hours (hrs)]]*((Table2[Existing Prescribed Wattage (W)]*Table2[Existing Luminaire Quantity])-Table2[[#This Row],[Prescribed Total Demand (hidden, W)]])/1000,\"\")))","v":""},{"$f":"\"\"","v":""},{"$f":"IF(OR(Table2[[#This Row],[Control Type]]=\"None\", ISBLANK(Table2[[#This Row],[Control Type]])),\"\", IF(ISBLANK(Table2[[#This Row],[New Total Demand (hidden, W)]]),\"\", IF(ISBLANK(Table2[[#This Row],[Annual Usage Hours (hrs)]]),  IFERROR( 0.2*Table2[[#This Row],[Reference Hours (hrs)]]*Table2[[#This Row],[New Total Demand (hidden, W)]]/1000,\"\"), IFERROR( 0.2*Table2[[#This Row],[Annual Usage Hours (hrs)]]*Table2[[#This Row],[New Total Demand (hidden, W)]]/1000,\"\"))))","v":""},{"$f":"IF(AND(NOT(ISNUMBER(Table2[[#This Row],[Rebate Per Unit\n(CAD)]])),ISBLANK(Table2[[#This Row],[Control Type]])), \"\", IF(OR(Table2[[#This Row],[Rebate Per Unit\n(CAD)]]=0,AND(NOT(ISNUMBER(Table2[[#This Row],[Rebate Per Unit\n(CAD)]])), ISTEXT(Table2[[#This Row],[Control Type]]))), 0, IFERROR(Table2[[#This Row],[Prescribed Quantity]]*Table2[[#This Row],[Rebate Per Unit\n(CAD)]],\"\")))","v":""},{"$f":" IF(AND(ISBLANK(Table2[[#This Row],[Control Type]]),ISNUMBER(Table2[[#This Row],[Rebate Value (CAD)]])),0, IFERROR(Table2[[#This Row],[Control Quantity]]*Table2[[#This Row],[Control Rebate per Unit\n(CAD)]],\"\"))","v":""},{"$f":"IF(AND(ISBLANK(Table2[[#This Row],[Rebate Value (CAD)]]),ISBLANK(Table2[[#This Row],[Rebate Value for Controls (CAD)]])), \"\", IFERROR(Table2[[#This Row],[Rebate Value (CAD)]]+Table2[[#This Row],[Rebate Value for Controls (CAD)]],\"\"))","v":""},{"$f":"IF(Table2[[#This Row],[Lighting  Technology]]=\"Other\",\"Other - \"&Table2[[#This Row],[Other - Lighting Technology Description]],Table2[[#This Row],[BC Hydro Rebate Category ]])","v":0},{"$f":"Table2[[#This Row],[BC Hydro Rebate Category ]]&Table2[[#This Row],[Retrofit Part '# (mandatory to validate Rebates)]]","v":""}]
[null,null,null,null,null,null,{"$f":"IF(ISBLANK(Table2[[#This Row],[Prescribed Lighting Source]]), \"\", IFERROR( INDEX(Table13ExistingPrescribedWattage,MATCH(Table2[[#This Row],[Prescribed Lighting Source]],Table13ExistingLightingSource,0)), IFERROR(INDEX(Table13ExistingPrescribedWattage,MATCH(Table2[[#This Row],[Fortis Rebate Category ]],Table13NewLightingSource,0)),\"-\")))","v":""},null,{"$f":"IFERROR(INDEX(SpaceTypeHours,MATCH(Table2[[#This Row],[Space Type]],SpaceType,0)),\"\")","v":""},null,{"$f":"IFERROR(IF(Table2[[#This Row],[Lighting  Technology]]=\"Other\",Table2[[#This Row],[Existing Effective Input Wattage (W)]]*Table2[[#This Row],[Existing Luminaire Quantity]],Table2[[#This Row],[Existing Prescribed Wattage (W)]]*Table2[[#This Row],[Existing Luminaire Quantity]]),\"\")","v":""},{"$f":"IF(Table2[Lighting  Technology] = \"Other\",(Table2[[#This Row],[Existing Luminaire Quantity]]*Table2[[#This Row],[Existing Effective Input Wattage (W)]]), IF(Table2[Existing Prescribed Wattage (W)] = \"\",\"\", IF( ISBLANK(Table2[[#This Row],[Existing Effective Input Wattage (W)]]), (Table2[[#This Row],[Existing Luminaire Quantity]]*Table2[[#This Row],[Existing Prescribed Wattage (W)]]),(Table2[[#This Row],[Existing Luminaire Quantity]]*Table2[[#This Row],[Existing Effective Input Wattage (W)]]))))","v":""},{"$f":"IF( (ISBLANK(Table2[[#This Row],[Annual Usage Hours (hrs)]])), IFERROR(Table2[[#This Row],[Reference Hours (hrs)]]*Table2[[#This Row],[Total Demand (Hidden) W]]/1000,\"\"), IFERROR(Table2[[#This Row],[Annual Usage Hours (hrs)]]*Table2[[#This Row],[Total Demand (Hidden) W]]/1000,\"\"))","v":""},null,null,{"$f":"IF(Table2[[#This Row],[Lighting  Technology]]=\"Other\", 0, IF( AND(ISBLANK(Table2[[#This Row],[BC Hydro Rebate Category ]]),ISBLANK(Table2[[#This Row],[Fortis Rebate Category ]])), \"\", IF(ISTEXT(Table2[[#This Row],[Fortis Rebate Category ]]), IFERROR(INDEX(Table13[Rebate],MATCH(Table2[[#This Row],[Fortis Rebate Category ]],Table13[Fortis New Lighting source],0)),\"\"), IF(ISTEXT(Table2[[#This Row],[BC Hydro Rebate Category ]]), IFERROR(INDEX(Table13Rebate,MATCH(Table2[[#This Row],[BC Hydro Rebate Category ]],Table13BCHRebateCategory,0)),\"\"), \"\"))))","v":""},{"$f":" IF(Table2[[#This Row],[Lighting  Technology]]=\"Other\", \"per Unit\", IF( AND(ISBLANK(Table2[[#This Row],[BC Hydro Rebate Category ]]),ISBLANK(Table2[[#This Row],[Fortis Rebate Category ]])), \"\", IF(ISTEXT(Table2[[#This Row],[Fortis Rebate Category ]]), IFERROR(INDEX(Table13PerUnit,MATCH(Table2[[#This Row],[Fortis Rebate Category ]],Table13[Fortis New Lighting source],0)),\"\"), IF(ISTEXT(Table2[[#This Row],[BC Hydro Rebate Category ]]), IFERROR(INDEX(Table13PerUnit,MATCH(Table2[[#This Row],[BC Hydro Rebate Category ]],Table13BCHRebateCategory,0)),\"\"), \"\"))))","v":""},null,{"$f":"IF( AND(ISBLANK(Table2[[#This Row],[Existing Luminaire Quantity]]),ISBLANK(Table2[[#This Row],[Prescribed Lighting Source]])), \"\", IF( OR(AND(ISNUMBER(SEARCH(\"lamp fl.\",Table2[[#This Row],[Prescribed Lighting Source]])),ISNUMBER(SEARCH(\"T8 lamp\",Table2[[#This Row],[BC Hydro Rebate Category ]]))),AND(ISNUMBER(SEARCH(\"T5HO\",Table2[[#This Row],[Prescribed Lighting Source]])),ISNUMBER(SEARCH(\"T5HO\",Table2[[#This Row],[BC Hydro Rebate Category ]]))),AND(ISNUMBER(SEARCH(\"lamp fl.\",Table2[[#This Row],[Prescribed Lighting Source]])),ISNUMBER(SEARCH(\"T8 lamp\",Table2[[#This Row],[Fortis Rebate Category ]]))),AND(ISNUMBER(SEARCH(\"T5HO\",Table2[[#This Row],[Prescribed Lighting Source]])),ISNUMBER(SEARCH(\"T5HO\",Table2[[#This Row],[Fortis Rebate Category ]])))          ),  IFERROR(INDEX(Table13NumberofLamps,MATCH(Table2[[#This Row],[Prescribed Lighting Source]],Table13ExistingLightingSource,0))*Table2[[#This Row],[Existing Luminaire Quantity]], \"-\"),  IF(Table2[[#This Row],[Lighting  Technology]]=\"Other\", IFERROR(Table2[[#This Row],[Existing Luminaire Quantity]],\"-\"), IFERROR(Table2[[#This Row],[Existing Luminaire Quantity]],\"-\"))))","v":""},{"$f":"IF( AND(ISBLANK(Table2[[#This Row],[BC Hydro Rebate Category ]]),ISBLANK(Table2[[#This Row],[Fortis Rebate Category ]])), \"\", IF(ISTEXT(Table2[[#This Row],[Fortis Rebate Category ]]), IFERROR(INDEX(Table13NewPrescribedWattage,MATCH(Table2[[#This Row],[Fortis Rebate Category ]],Table13[Fortis New Lighting source],0)),\"\"), IF(ISTEXT(Table2[[#This Row],[BC Hydro Rebate Category ]]), IFERROR(INDEX(Table13NewPrescribedWattage,MATCH(Table2[[#This Row],[BC Hydro Rebate Category ]],Table13BCHRebateCategory,0)),\"\"), \"\")))","v":""},null,null,{"$f":"IF(Table2[[#This Row],[Lighting  Technology]]=\"Other\", \"-\", IF( AND(ISBLANK(Table2[[#This Row],[BC Hydro Rebate Category ]]),ISBLANK(Table2[[#This Row],[Fortis Rebate Category ]])), \"\", IF(ISTEXT(Table2[[#This Row],[Fortis Rebate Category ]]), IFERROR(INDEX(Table13BCHECM,MATCH(Table2[[#This Row],[Fortis Rebate Category ]],Table13[Fortis New Lighting source],0)),\"\"), IF(ISTEXT(Table2[[#This Row],[BC Hydro Rebate Category ]]), IFERROR(INDEX(Table13BCHECM,MATCH(Table2[[#This Row],[BC Hydro Rebate Category ]],Table13BCHRebateCategory,0)),\"\"), \"\"))))","v":""},{"$f":"IF(Table2[[#This Row],[Lighting  Technology]]=\"Other\", 0, IF( AND(ISBLANK(Table2[[#This Row],[BC Hydro Rebate Category ]]),ISBLANK(Table2[[#This Row],[Fortis Rebate Category ]])), \"\", IF(ISTEXT(Table2[[#This Row],[Fortis Rebate Category ]]), IFERROR(INDEX(Table13Persistence,MATCH(Table2[[#This Row],[Fortis Rebate Category ]],Table13[Fortis New Lighting source],0)),\"\"), IF(ISTEXT(Table2[[#This Row],[BC Hydro Rebate Category ]]), IFERROR(INDEX(Table13Persistence,MATCH(Table2[[#This Row],[BC Hydro Rebate Category ]],Table13BCHRebateCategory,0)),\"\"), \"\"))))","v":""},null,{"$f":"IFERROR(INDEX(Table5ControlRebate,MATCH(Table2[[#This Row],[Control Type]],Table5NewControl,0)),\"\")","v":""},null,{"$f":"IF(ISBLANK(Table2[[#This Row],[Control Type]]), IF(ISBLANK(Table2[[#This Row],[Annual Usage Hours (hrs)]]),Table2[[#This Row],[Reference Hours (hrs)]], Table2[[#This Row],[Annual Usage Hours (hrs)]]), IF(AND(ISBLANK(Table2[[#This Row],[Annual Usage Hours (hrs)]]), Table2[[#This Row],[Control Type]]=\"None\"), Table2[[#This Row],[Reference Hours (hrs)]], IF(Table2[[#This Row],[Control Type]]=\"None\", Table2[[#This Row],[Annual Usage Hours (hrs)]], IF(AND(ISBLANK(Table2[[#This Row],[Annual Usage Hours (hrs)]]), Table2[[#This Row],[Control Type]]<>\"None\"), IFERROR(Table2[[#This Row],[Reference Hours (hrs)]]*0.8,\"\"), IF(Table2[[#This Row],[Control Type]]<>\"None\", IFERROR( Table2[[#This Row],[Annual Usage Hours (hrs)]]*0.8,\"\"),\"\")))))","v":""},{"$f":"IF( Table2[[#This Row],[Lighting  Technology]]=\"Other\", IF(ISBLANK(Table2[[#This Row],[Retrofit Lamp/ Luminaire Wattage (see Rebate Unit)]]),\"\",IFERROR(Table2[[#This Row],[Prescribed Quantity]]*Table2[[#This Row],[Retrofit Lamp/ Luminaire Wattage (see Rebate Unit)]],\"\")), IF(ISBLANK(Table2[[#This Row],[Retrofit Lamp/ Luminaire Wattage (see Rebate Unit)]]),IFERROR(Table2[[#This Row],[Prescribed Quantity]]*Table2[[#This Row],[Prescribed Wattage (W)]],\"\"),IFERROR(Table2[[#This Row],[Prescribed Quantity]]*Table2[[#This Row],[Retrofit Lamp/ Luminaire Wattage (see Rebate Unit)]],\"\")))","v":""},{"$f":"IFERROR((IF( Table2[[#This Row],[Lighting  Technology]]=\"Other\", Table2[[#This Row],[Prescribed Quantity]]*Table2[[#This Row],[Retrofit Lamp/ Luminaire Wattage (see Rebate Unit)]], Table2[[#This Row],[Prescribed Quantity]]*Table2[[#This Row],[Prescribed Wattage (W)]] )),\"\")","v":""},{"$f":"IF(ISBLANK(Table2[[#This Row],[New Total Demand (hidden, W)]]),\"\", IF(ISBLANK(Table2[[#This Row],[New Hours (hidden, hrs)]]), \"\", IFERROR(Table2[[#This Row],[New Hours (hidden, hrs)]]*Table2[[#This Row],[New Total Demand (hidden, W)]]/1000,\"\")))","v":""},{"$f":"IF(ISBLANK(Table2[[#This Row],[Total Demand (Hidden) W]]),\"\", IF(ISBLANK(Table2[[#This Row],[New Total Demand (hidden, W)]]), \"\", IFERROR((Table2[[#This Row],[Total Demand (Hidden) W]]-Table2[[#This Row],[New Total Demand (hidden, W)]])/1000,\"\")))","v":""},{"$f":"IF( OR(ISBLANK(Table2[[#This Row],[New Total Demand (hidden, W)]]),ISBLANK(Table2[[#This Row],[Total Demand (Hidden) W]])),\"\", IF(ISBLANK(Table2[[#This Row],[Annual Usage Hours (hrs)]]), IFERROR( Table2[[#This Row],[Reference Hours (hrs)]]*(Table2[[#This Row],[Total Demand (Hidden) W]]-Table2[[#This Row],[New Total Demand (hidden, W)]])/1000,\"\"), IFERROR( Table2[[#This Row],[Annual Usage Hours (hrs)]]*(Table2[[#This Row],[Total Demand (Hidden) W]]-Table2[[#This Row],[New Total Demand (hidden, W)]])/1000,\"\")))","v":""},{"$f":"IF( OR(ISBLANK(Table2[[#This Row],[Prescribed Total Demand (hidden, W)]]),ISBLANK(Table2[[#This Row],[Total Demand (Hidden) W]])),\"\", IF(ISBLANK(Table2[[#This Row],[Annual Usage Hours (hrs)]]), IFERROR( Table2[[#This Row],[Reference Hours (hrs)]]*((Table2[Existing Prescribed Wattage (W)]*Table2[Existing Luminaire Quantity])-Table2[[#This Row],[Prescribed Total Demand (hidden, W)]])/1000,\"\"), IFERROR( Table2[[#This Row],[Annual Usage Hours (hrs)]]*((Table2[Existing Prescribed Wattage (W)]*Table2[Existing Luminaire Quantity])-Table2[[#This Row],[Prescribed Total Demand (hidden, W)]])/1000,\"\")))","v":""},{"$f":"\"\"","v":""},{"$f":"IF(OR(Table2[[#This Row],[Control Type]]=\"None\", ISBLANK(Table2[[#This Row],[Control Type]])),\"\", IF(ISBLANK(Table2[[#This Row],[New Total Demand (hidden, W)]]),\"\", IF(ISBLANK(Table2[[#This Row],[Annual Usage Hours (hrs)]]),  IFERROR( 0.2*Table2[[#This Row],[Reference Hours (hrs)]]*Table2[[#This Row],[New Total Demand (hidden, W)]]/1000,\"\"), IFERROR( 0.2*Table2[[#This Row],[Annual Usage Hours (hrs)]]*Table2[[#This Row],[New Total Demand (hidden, W)]]/1000,\"\"))))","v":""},{"$f":"IF(AND(NOT(ISNUMBER(Table2[[#This Row],[Rebate Per Unit\n(CAD)]])),ISBLANK(Table2[[#This Row],[Control Type]])), \"\", IF(OR(Table2[[#This Row],[Rebate Per Unit\n(CAD)]]=0,AND(NOT(ISNUMBER(Table2[[#This Row],[Rebate Per Unit\n(CAD)]])), ISTEXT(Table2[[#This Row],[Control Type]]))), 0, IFERROR(Table2[[#This Row],[Prescribed Quantity]]*Table2[[#This Row],[Rebate Per Unit\n(CAD)]],\"\")))","v":""},{"$f":" IF(AND(ISBLANK(Table2[[#This Row],[Control Type]]),ISNUMBER(Table2[[#This Row],[Rebate Value (CAD)]])),0, IFERROR(Table2[[#This Row],[Control Quantity]]*Table2[[#This Row],[Control Rebate per Unit\n(CAD)]],\"\"))","v":""},{"$f":"IF(AND(ISBLANK(Table2[[#This Row],[Rebate Value (CAD)]]),ISBLANK(Table2[[#This Row],[Rebate Value for Controls (CAD)]])), \"\", IFERROR(Table2[[#This Row],[Rebate Value (CAD)]]+Table2[[#This Row],[Rebate Value for Controls (CAD)]],\"\"))","v":""},{"$f":"IF(Table2[[#This Row],[Lighting  Technology]]=\"Other\",\"Other - \"&Table2[[#This Row],[Other - Lighting Technology Description]],Table2[[#This Row],[BC Hydro Rebate Category ]])","v":0},{"$f":"Table2[[#This Row],[BC Hydro Rebate Category ]]&Table2[[#This Row],[Retrofit Part '# (mandatory to validate Rebates)]]","v":""}]
[null,null,null,null,null,null,{"$f":"IF(ISBLANK(Table2[[#This Row],[Prescribed Lighting Source]]), \"\", IFERROR( INDEX(Table13ExistingPrescribedWattage,MATCH(Table2[[#This Row],[Prescribed Lighting Source]],Table13ExistingLightingSource,0)), IFERROR(INDEX(Table13ExistingPrescribedWattage,MATCH(Table2[[#This Row],[Fortis Rebate Category ]],Table13NewLightingSource,0)),\"-\")))","v":""},null,{"$f":"IFERROR(INDEX(SpaceTypeHours,MATCH(Table2[[#This Row],[Space Type]],SpaceType,0)),\"\")","v":""},null,{"$f":"IFERROR(IF(Table2[[#This Row],[Lighting  Technology]]=\"Other\",Table2[[#This Row],[Existing Effective Input Wattage (W)]]*Table2[[#This Row],[Existing Luminaire Quantity]],Table2[[#This Row],[Existing Prescribed Wattage (W)]]*Table2[[#This Row],[Existing Luminaire Quantity]]),\"\")","v":""},{"$f":"IF(Table2[Lighting  Technology] = \"Other\",(Table2[[#This Row],[Existing Luminaire Quantity]]*Table2[[#This Row],[Existing Effective Input Wattage (W)]]), IF(Table2[Existing Prescribed Wattage (W)] = \"\",\"\", IF( ISBLANK(Table2[[#This Row],[Existing Effective Input Wattage (W)]]), (Table2[[#This Row],[Existing Luminaire Quantity]]*Table2[[#This Row],[Existing Prescribed Wattage (W)]]),(Table2[[#This Row],[Existing Luminaire Quantity]]*Table2[[#This Row],[Existing Effective Input Wattage (W)]]))))","v":""},{"$f":"IF( (ISBLANK(Table2[[#This Row],[Annual Usage Hours (hrs)]])), IFERROR(Table2[[#This Row],[Reference Hours (hrs)]]*Table2[[#This Row],[Total Demand (Hidden) W]]/1000,\"\"), IFERROR(Table2[[#This Row],[Annual Usage Hours (hrs)]]*Table2[[#This Row],[Total Demand (Hidden) W]]/1000,\"\"))","v":""},null,null,{"$f":"IF(Table2[[#This Row],[Lighting  Technology]]=\"Other\", 0, IF( AND(ISBLANK(Table2[[#This Row],[BC Hydro Rebate Category ]]),ISBLANK(Table2[[#This Row],[Fortis Rebate Category ]])), \"\", IF(ISTEXT(Table2[[#This Row],[Fortis Rebate Category ]]), IFERROR(INDEX(Table13[Rebate],MATCH(Table2[[#This Row],[Fortis Rebate Category ]],Table13[Fortis New Lighting source],0)),\"\"), IF(ISTEXT(Table2[[#This Row],[BC Hydro Rebate Category ]]), IFERROR(INDEX(Table13Rebate,MATCH(Table2[[#This Row],[BC Hydro Rebate Category ]],Table13BCHRebateCategory,0)),\"\"), \"\"))))","v":""},{"$f":" IF(Table2[[#This Row],[Lighting  Technology]]=\"Other\", \"per Unit\", IF( AND(ISBLANK(Table2[[#This Row],[BC Hydro Rebate Category ]]),ISBLANK(Table2[[#This Row],[Fortis Rebate Category ]])), \"\", IF(ISTEXT(Table2[[#This Row],[Fortis Rebate Category ]]), IFERROR(INDEX(Table13PerUnit,MATCH(Table2[[#This Row],[Fortis Rebate Category ]],Table13[Fortis New Lighting source],0)),\"\"), IF(ISTEXT(Table2[[#This Row],[BC Hydro Rebate Category ]]), IFERROR(INDEX(Table13PerUnit,MATCH(Table2[[#This Row],[BC Hydro Rebate Category ]],Table13BCHRebateCategory,0)),\"\"), \"\"))))","v":""},null,{"$f":"IF( AND(ISBLANK(Table2[[#This Row],[Existing Luminaire Quantity]]),ISBLANK(Table2[[#This Row],[Prescribed Lighting Source]])), \"\", IF( OR(AND(ISNUMBER(SEARCH(\"lamp fl.\",Table2[[#This Row],[Prescribed Lighting Source]])),ISNUMBER(SEARCH(\"T8 lamp\",Table2[[#This Row],[BC Hydro Rebate Category ]]))),AND(ISNUMBER(SEARCH(\"T5HO\",Table2[[#This Row],[Prescribed Lighting Source]])),ISNUMBER(SEARCH(\"T5HO\",Table2[[#This Row],[BC Hydro Rebate Category ]]))),AND(ISNUMBER(SEARCH(\"lamp fl.\",Table2[[#This Row],[Prescribed Lighting Source]])),ISNUMBER(SEARCH(\"T8 lamp\",Table2[[#This Row],[Fortis Rebate Category ]]))),AND(ISNUMBER(SEARCH(\"T5HO\",Table2[[#This Row],[Prescribed Lighting Source]])),ISNUMBER(SEARCH(\"T5HO\",Table2[[#This Row],[Fortis Rebate Category ]])))          ),  IFERROR(INDEX(Table13NumberofLamps,MATCH(Table2[[#This Row],[Prescribed Lighting Source]],Table13ExistingLightingSource,0))*Table2[[#This Row],[Existing Luminaire Quantity]], \"-\"),  IF(Table2[[#This Row],[Lighting  Technology]]=\"Other\", IFERROR(Table2[[#This Row],[Existing Luminaire Quantity]],\"-\"), IFERROR(Table2[[#This Row],[Existing Luminaire Quantity]],\"-\"))))","v":""},{"$f":"IF( AND(ISBLANK(Table2[[#This Row],[BC Hydro Rebate Category ]]),ISBLANK(Table2[[#This Row],[Fortis Rebate Category ]])), \"\", IF(ISTEXT(Table2[[#This Row],[Fortis Rebate Category ]]), IFERROR(INDEX(Table13NewPrescribedWattage,MATCH(Table2[[#This Row],[Fortis Rebate Category ]],Table13[Fortis New Lighting source],0)),\"\"), IF(ISTEXT(Table2[[#This Row],[BC Hydro Rebate Category ]]), IFERROR(INDEX(Table13NewPrescribedWattage,MATCH(Table2[[#This Row],[BC Hydro Rebate Category ]],Table13BCHRebateCategory,0)),\"\"), \"\")))","v":""},null,null,{"$f":"IF(Table2[[#This Row],[Lighting  Technology]]=\"Other\", \"-\", IF( AND(ISBLANK(Table2[[#This Row],[BC Hydro Rebate Category ]]),ISBLANK(Table2[[#This Row],[Fortis Rebate Category ]])), \"\", IF(ISTEXT(Table2[[#This Row],[Fortis Rebate Category ]]), IFERROR(INDEX(Table13BCHECM,MATCH(Table2[[#This Row],[Fortis Rebate Category ]],Table13[Fortis New Lighting source],0)),\"\"), IF(ISTEXT(Table2[[#This Row],[BC Hydro Rebate Category ]]), IFERROR(INDEX(Table13BCHECM,MATCH(Table2[[#This Row],[BC Hydro Rebate Category ]],Table13BCHRebateCategory,0)),\"\"), \"\"))))","v":""},{"$f":"IF(Table2[[#This Row],[Lighting  Technology]]=\"Other\", 0, IF( AND(ISBLANK(Table2[[#This Row],[BC Hydro Rebate Category ]]),ISBLANK(Table2[[#This Row],[Fortis Rebate Category ]])), \"\", IF(ISTEXT(Table2[[#This Row],[Fortis Rebate Category ]]), IFERROR(INDEX(Table13Persistence,MATCH(Table2[[#This Row],[Fortis Rebate Category ]],Table13[Fortis New Lighting source],0)),\"\"), IF(ISTEXT(Table2[[#This Row],[BC Hydro Rebate Category ]]), IFERROR(INDEX(Table13Persistence,MATCH(Table2[[#This Row],[BC Hydro Rebate Category ]],Table13BCHRebateCategory,0)),\"\"), \"\"))))","v":""},null,{"$f":"IFERROR(INDEX(Table5ControlRebate,MATCH(Table2[[#This Row],[Control Type]],Table5NewControl,0)),\"\")","v":""},null,{"$f":"IF(ISBLANK(Table2[[#This Row],[Control Type]]), IF(ISBLANK(Table2[[#This Row],[Annual Usage Hours (hrs)]]),Table2[[#This Row],[Reference Hours (hrs)]], Table2[[#This Row],[Annual Usage Hours (hrs)]]), IF(AND(ISBLANK(Table2[[#This Row],[Annual Usage Hours (hrs)]]), Table2[[#This Row],[Control Type]]=\"None\"), Table2[[#This Row],[Reference Hours (hrs)]], IF(Table2[[#This Row],[Control Type]]=\"None\", Table2[[#This Row],[Annual Usage Hours (hrs)]], IF(AND(ISBLANK(Table2[[#This Row],[Annual Usage Hours (hrs)]]), Table2[[#This Row],[Control Type]]<>\"None\"), IFERROR(Table2[[#This Row],[Reference Hours (hrs)]]*0.8,\"\"), IF(Table2[[#This Row],[Control Type]]<>\"None\", IFERROR( Table2[[#This Row],[Annual Usage Hours (hrs)]]*0.8,\"\"),\"\")))))","v":""},{"$f":"IF( Table2[[#This Row],[Lighting  Technology]]=\"Other\", IF(ISBLANK(Table2[[#This Row],[Retrofit Lamp/ Luminaire Wattage (see Rebate Unit)]]),\"\",IFERROR(Table2[[#This Row],[Prescribed Quantity]]*Table2[[#This Row],[Retrofit Lamp/ Luminaire Wattage (see Rebate Unit)]],\"\")), IF(ISBLANK(Table2[[#This Row],[Retrofit Lamp/ Luminaire Wattage (see Rebate Unit)]]),IFERROR(Table2[[#This Row],[Prescribed Quantity]]*Table2[[#This Row],[Prescribed Wattage (W)]],\"\"),IFERROR(Table2[[#This Row],[Prescribed Quantity]]*Table2[[#This Row],[Retrofit Lamp/ Luminaire Wattage (see Rebate Unit)]],\"\")))","v":""},{"$f":"IFERROR((IF( Table2[[#This Row],[Lighting  Technology]]=\"Other\", Table2[[#This Row],[Prescribed Quantity]]*Table2[[#This Row],[Retrofit Lamp/ Luminaire Wattage (see Rebate Unit)]], Table2[[#This Row],[Prescribed Quantity]]*Table2[[#This Row],[Prescribed Wattage (W)]] )),\"\")","v":""},{"$f":"IF(ISBLANK(Table2[[#This Row],[New Total Demand (hidden, W)]]),\"\", IF(ISBLANK(Table2[[#This Row],[New Hours (hidden, hrs)]]), \"\", IFERROR(Table2[[#This Row],[New Hours (hidden, hrs)]]*Table2[[#This Row],[New Total Demand (hidden, W)]]/1000,\"\")))","v":""},{"$f":"IF(ISBLANK(Table2[[#This Row],[Total Demand (Hidden) W]]),\"\", IF(ISBLANK(Table2[[#This Row],[New Total Demand (hidden, W)]]), \"\", IFERROR((Table2[[#This Row],[Total Demand (Hidden) W]]-Table2[[#This Row],[New Total Demand (hidden, W)]])/1000,\"\")))","v":""},{"$f":"IF( OR(ISBLANK(Table2[[#This Row],[New Total Demand (hidden, W)]]),ISBLANK(Table2[[#This Row],[Total Demand (Hidden) W]])),\"\", IF(ISBLANK(Table2[[#This Row],[Annual Usage Hours (hrs)]]), IFERROR( Table2[[#This Row],[Reference Hours (hrs)]]*(Table2[[#This Row],[Total Demand (Hidden) W]]-Table2[[#This Row],[New Total Demand (hidden, W)]])/1000,\"\"), IFERROR( Table2[[#This Row],[Annual Usage Hours (hrs)]]*(Table2[[#This Row],[Total Demand (Hidden) W]]-Table2[[#This Row],[New Total Demand (hidden, W)]])/1000,\"\")))","v":""},{"$f":"IF( OR(ISBLANK(Table2[[#This Row],[Prescribed Total Demand (hidden, W)]]),ISBLANK(Table2[[#This Row],[Total Demand (Hidden) W]])),\"\", IF(ISBLANK(Table2[[#This Row],[Annual Usage Hours (hrs)]]), IFERROR( Table2[[#This Row],[Reference Hours (hrs)]]*((Table2[Existing Prescribed Wattage (W)]*Table2[Existing Luminaire Quantity])-Table2[[#This Row],[Prescribed Total Demand (hidden, W)]])/1000,\"\"), IFERROR( Table2[[#This Row],[Annual Usage Hours (hrs)]]*((Table2[Existing Prescribed Wattage (W)]*Table2[Existing Luminaire Quantity])-Table2[[#This Row],[Prescribed Total Demand (hidden, W)]])/1000,\"\")))","v":""},{"$f":"\"\"","v":""},{"$f":"IF(OR(Table2[[#This Row],[Control Type]]=\"None\", ISBLANK(Table2[[#This Row],[Control Type]])),\"\", IF(ISBLANK(Table2[[#This Row],[New Total Demand (hidden, W)]]),\"\", IF(ISBLANK(Table2[[#This Row],[Annual Usage Hours (hrs)]]),  IFERROR( 0.2*Table2[[#This Row],[Reference Hours (hrs)]]*Table2[[#This Row],[New Total Demand (hidden, W)]]/1000,\"\"), IFERROR( 0.2*Table2[[#This Row],[Annual Usage Hours (hrs)]]*Table2[[#This Row],[New Total Demand (hidden, W)]]/1000,\"\"))))","v":""},{"$f":"IF(AND(NOT(ISNUMBER(Table2[[#This Row],[Rebate Per Unit\n(CAD)]])),ISBLANK(Table2[[#This Row],[Control Type]])), \"\", IF(OR(Table2[[#This Row],[Rebate Per Unit\n(CAD)]]=0,AND(NOT(ISNUMBER(Table2[[#This Row],[Rebate Per Unit\n(CAD)]])), ISTEXT(Table2[[#This Row],[Control Type]]))), 0, IFERROR(Table2[[#This Row],[Prescribed Quantity]]*Table2[[#This Row],[Rebate Per Unit\n(CAD)]],\"\")))","v":""},{"$f":" IF(AND(ISBLANK(Table2[[#This Row],[Control Type]]),ISNUMBER(Table2[[#This Row],[Rebate Value (CAD)]])),0, IFERROR(Table2[[#This Row],[Control Quantity]]*Table2[[#This Row],[Control Rebate per Unit\n(CAD)]],\"\"))","v":""},{"$f":"IF(AND(ISBLANK(Table2[[#This Row],[Rebate Value (CAD)]]),ISBLANK(Table2[[#This Row],[Rebate Value for Controls (CAD)]])), \"\", IFERROR(Table2[[#This Row],[Rebate Value (CAD)]]+Table2[[#This Row],[Rebate Value for Controls (CAD)]],\"\"))","v":""},{"$f":"IF(Table2[[#This Row],[Lighting  Technology]]=\"Other\",\"Other - \"&Table2[[#This Row],[Other - Lighting Technology Description]],Table2[[#This Row],[BC Hydro Rebate Category ]])","v":0},{"$f":"Table2[[#This Row],[BC Hydro Rebate Category ]]&Table2[[#This Row],[Retrofit Part '# (mandatory to validate Rebates)]]","v":""}]
[null,null,null,null,null,null,{"$f":"IF(ISBLANK(Table2[[#This Row],[Prescribed Lighting Source]]), \"\", IFERROR( INDEX(Table13ExistingPrescribedWattage,MATCH(Table2[[#This Row],[Prescribed Lighting Source]],Table13ExistingLightingSource,0)), IFERROR(INDEX(Table13ExistingPrescribedWattage,MATCH(Table2[[#This Row],[Fortis Rebate Category ]],Table13NewLightingSource,0)),\"-\")))","v":""},null,{"$f":"IFERROR(INDEX(SpaceTypeHours,MATCH(Table2[[#This Row],[Space Type]],SpaceType,0)),\"\")","v":""},null,{"$f":"IFERROR(IF(Table2[[#This Row],[Lighting  Technology]]=\"Other\",Table2[[#This Row],[Existing Effective Input Wattage (W)]]*Table2[[#This Row],[Existing Luminaire Quantity]],Table2[[#This Row],[Existing Prescribed Wattage (W)]]*Table2[[#This Row],[Existing Luminaire Quantity]]),\"\")","v":""},{"$f":"IF(Table2[Lighting  Technology] = \"Other\",(Table2[[#This Row],[Existing Luminaire Quantity]]*Table2[[#This Row],[Existing Effective Input Wattage (W)]]), IF(Table2[Existing Prescribed Wattage (W)] = \"\",\"\", IF( ISBLANK(Table2[[#This Row],[Existing Effective Input Wattage (W)]]), (Table2[[#This Row],[Existing Luminaire Quantity]]*Table2[[#This Row],[Existing Prescribed Wattage (W)]]),(Table2[[#This Row],[Existing Luminaire Quantity]]*Table2[[#This Row],[Existing Effective Input Wattage (W)]]))))","v":""},{"$f":"IF( (ISBLANK(Table2[[#This Row],[Annual Usage Hours (hrs)]])), IFERROR(Table2[[#This Row],[Reference Hours (hrs)]]*Table2[[#This Row],[Total Demand (Hidden) W]]/1000,\"\"), IFERROR(Table2[[#This Row],[Annual Usage Hours (hrs)]]*Table2[[#This Row],[Total Demand (Hidden) W]]/1000,\"\"))","v":""},null,null,{"$f":"IF(Table2[[#This Row],[Lighting  Technology]]=\"Other\", 0, IF( AND(ISBLANK(Table2[[#This Row],[BC Hydro Rebate Category ]]),ISBLANK(Table2[[#This Row],[Fortis Rebate Category ]])), \"\", IF(ISTEXT(Table2[[#This Row],[Fortis Rebate Category ]]), IFERROR(INDEX(Table13[Rebate],MATCH(Table2[[#This Row],[Fortis Rebate Category ]],Table13[Fortis New Lighting source],0)),\"\"), IF(ISTEXT(Table2[[#This Row],[BC Hydro Rebate Category ]]), IFERROR(INDEX(Table13Rebate,MATCH(Table2[[#This Row],[BC Hydro Rebate Category ]],Table13BCHRebateCategory,0)),\"\"), \"\"))))","v":""},{"$f":" IF(Table2[[#This Row],[Lighting  Technology]]=\"Other\", \"per Unit\", IF( AND(ISBLANK(Table2[[#This Row],[BC Hydro Rebate Category ]]),ISBLANK(Table2[[#This Row],[Fortis Rebate Category ]])), \"\", IF(ISTEXT(Table2[[#This Row],[Fortis Rebate Category ]]), IFERROR(INDEX(Table13PerUnit,MATCH(Table2[[#This Row],[Fortis Rebate Category ]],Table13[Fortis New Lighting source],0)),\"\"), IF(ISTEXT(Table2[[#This Row],[BC Hydro Rebate Category ]]), IFERROR(INDEX(Table13PerUnit,MATCH(Table2[[#This Row],[BC Hydro Rebate Category ]],Table13BCHRebateCategory,0)),\"\"), \"\"))))","v":""},null,{"$f":"IF( AND(ISBLANK(Table2[[#This Row],[Existing Luminaire Quantity]]),ISBLANK(Table2[[#This Row],[Prescribed Lighting Source]])), \"\", IF( OR(AND(ISNUMBER(SEARCH(\"lamp fl.\",Table2[[#This Row],[Prescribed Lighting Source]])),ISNUMBER(SEARCH(\"T8 lamp\",Table2[[#This Row],[BC Hydro Rebate Category ]]))),AND(ISNUMBER(SEARCH(\"T5HO\",Table2[[#This Row],[Prescribed Lighting Source]])),ISNUMBER(SEARCH(\"T5HO\",Table2[[#This Row],[BC Hydro Rebate Category ]]))),AND(ISNUMBER(SEARCH(\"lamp fl.\",Table2[[#This Row],[Prescribed Lighting Source]])),ISNUMBER(SEARCH(\"T8 lamp\",Table2[[#This Row],[Fortis Rebate Category ]]))),AND(ISNUMBER(SEARCH(\"T5HO\",Table2[[#This Row],[Prescribed Lighting Source]])),ISNUMBER(SEARCH(\"T5HO\",Table2[[#This Row],[Fortis Rebate Category ]])))          ),  IFERROR(INDEX(Table13NumberofLamps,MATCH(Table2[[#This Row],[Prescribed Lighting Source]],Table13ExistingLightingSource,0))*Table2[[#This Row],[Existing Luminaire Quantity]], \"-\"),  IF(Table2[[#This Row],[Lighting  Technology]]=\"Other\", IFERROR(Table2[[#This Row],[Existing Luminaire Quantity]],\"-\"), IFERROR(Table2[[#This Row],[Existing Luminaire Quantity]],\"-\"))))","v":""},{"$f":"IF( AND(ISBLANK(Table2[[#This Row],[BC Hydro Rebate Category ]]),ISBLANK(Table2[[#This Row],[Fortis Rebate Category ]])), \"\", IF(ISTEXT(Table2[[#This Row],[Fortis Rebate Category ]]), IFERROR(INDEX(Table13NewPrescribedWattage,MATCH(Table2[[#This Row],[Fortis Rebate Category ]],Table13[Fortis New Lighting source],0)),\"\"), IF(ISTEXT(Table2[[#This Row],[BC Hydro Rebate Category ]]), IFERROR(INDEX(Table13NewPrescribedWattage,MATCH(Table2[[#This Row],[BC Hydro Rebate Category ]],Table13BCHRebateCategory,0)),\"\"), \"\")))","v":""},null,null,{"$f":"IF(Table2[[#This Row],[Lighting  Technology]]=\"Other\", \"-\", IF( AND(ISBLANK(Table2[[#This Row],[BC Hydro Rebate Category ]]),ISBLANK(Table2[[#This Row],[Fortis Rebate Category ]])), \"\", IF(ISTEXT(Table2[[#This Row],[Fortis Rebate Category ]]), IFERROR(INDEX(Table13BCHECM,MATCH(Table2[[#This Row],[Fortis Rebate Category ]],Table13[Fortis New Lighting source],0)),\"\"), IF(ISTEXT(Table2[[#This Row],[BC Hydro Rebate Category ]]), IFERROR(INDEX(Table13BCHECM,MATCH(Table2[[#This Row],[BC Hydro Rebate Category ]],Table13BCHRebateCategory,0)),\"\"), \"\"))))","v":""},{"$f":"IF(Table2[[#This Row],[Lighting  Technology]]=\"Other\", 0, IF( AND(ISBLANK(Table2[[#This Row],[BC Hydro Rebate Category ]]),ISBLANK(Table2[[#This Row],[Fortis Rebate Category ]])), \"\", IF(ISTEXT(Table2[[#This Row],[Fortis Rebate Category ]]), IFERROR(INDEX(Table13Persistence,MATCH(Table2[[#This Row],[Fortis Rebate Category ]],Table13[Fortis New Lighting source],0)),\"\"), IF(ISTEXT(Table2[[#This Row],[BC Hydro Rebate Category ]]), IFERROR(INDEX(Table13Persistence,MATCH(Table2[[#This Row],[BC Hydro Rebate Category ]],Table13BCHRebateCategory,0)),\"\"), \"\"))))","v":""},null,{"$f":"IFERROR(INDEX(Table5ControlRebate,MATCH(Table2[[#This Row],[Control Type]],Table5NewControl,0)),\"\")","v":""},null,{"$f":"IF(ISBLANK(Table2[[#This Row],[Control Type]]), IF(ISBLANK(Table2[[#This Row],[Annual Usage Hours (hrs)]]),Table2[[#This Row],[Reference Hours (hrs)]], Table2[[#This Row],[Annual Usage Hours (hrs)]]), IF(AND(ISBLANK(Table2[[#This Row],[Annual Usage Hours (hrs)]]), Table2[[#This Row],[Control Type]]=\"None\"), Table2[[#This Row],[Reference Hours (hrs)]], IF(Table2[[#This Row],[Control Type]]=\"None\", Table2[[#This Row],[Annual Usage Hours (hrs)]], IF(AND(ISBLANK(Table2[[#This Row],[Annual Usage Hours (hrs)]]), Table2[[#This Row],[Control Type]]<>\"None\"), IFERROR(Table2[[#This Row],[Reference Hours (hrs)]]*0.8,\"\"), IF(Table2[[#This Row],[Control Type]]<>\"None\", IFERROR( Table2[[#This Row],[Annual Usage Hours (hrs)]]*0.8,\"\"),\"\")))))","v":""},{"$f":"IF( Table2[[#This Row],[Lighting  Technology]]=\"Other\", IF(ISBLANK(Table2[[#This Row],[Retrofit Lamp/ Luminaire Wattage (see Rebate Unit)]]),\"\",IFERROR(Table2[[#This Row],[Prescribed Quantity]]*Table2[[#This Row],[Retrofit Lamp/ Luminaire Wattage (see Rebate Unit)]],\"\")), IF(ISBLANK(Table2[[#This Row],[Retrofit Lamp/ Luminaire Wattage (see Rebate Unit)]]),IFERROR(Table2[[#This Row],[Prescribed Quantity]]*Table2[[#This Row],[Prescribed Wattage (W)]],\"\"),IFERROR(Table2[[#This Row],[Prescribed Quantity]]*Table2[[#This Row],[Retrofit Lamp/ Luminaire Wattage (see Rebate Unit)]],\"\")))","v":""},{"$f":"IFERROR((IF( Table2[[#This Row],[Lighting  Technology]]=\"Other\", Table2[[#This Row],[Prescribed Quantity]]*Table2[[#This Row],[Retrofit Lamp/ Luminaire Wattage (see Rebate Unit)]], Table2[[#This Row],[Prescribed Quantity]]*Table2[[#This Row],[Prescribed Wattage (W)]] )),\"\")","v":""},{"$f":"IF(ISBLANK(Table2[[#This Row],[New Total Demand (hidden, W)]]),\"\", IF(ISBLANK(Table2[[#This Row],[New Hours (hidden, hrs)]]), \"\", IFERROR(Table2[[#This Row],[New Hours (hidden, hrs)]]*Table2[[#This Row],[New Total Demand (hidden, W)]]/1000,\"\")))","v":""},{"$f":"IF(ISBLANK(Table2[[#This Row],[Total Demand (Hidden) W]]),\"\", IF(ISBLANK(Table2[[#This Row],[New Total Demand (hidden, W)]]), \"\", IFERROR((Table2[[#This Row],[Total Demand (Hidden) W]]-Table2[[#This Row],[New Total Demand (hidden, W)]])/1000,\"\")))","v":""},{"$f":"IF( OR(ISBLANK(Table2[[#This Row],[New Total Demand (hidden, W)]]),ISBLANK(Table2[[#This Row],[Total Demand (Hidden) W]])),\"\", IF(ISBLANK(Table2[[#This Row],[Annual Usage Hours (hrs)]]), IFERROR( Table2[[#This Row],[Reference Hours (hrs)]]*(Table2[[#This Row],[Total Demand (Hidden) W]]-Table2[[#This Row],[New Total Demand (hidden, W)]])/1000,\"\"), IFERROR( Table2[[#This Row],[Annual Usage Hours (hrs)]]*(Table2[[#This Row],[Total Demand (Hidden) W]]-Table2[[#This Row],[New Total Demand (hidden, W)]])/1000,\"\")))","v":""},{"$f":"IF( OR(ISBLANK(Table2[[#This Row],[Prescribed Total Demand (hidden, W)]]),ISBLANK(Table2[[#This Row],[Total Demand (Hidden) W]])),\"\", IF(ISBLANK(Table2[[#This Row],[Annual Usage Hours (hrs)]]), IFERROR( Table2[[#This Row],[Reference Hours (hrs)]]*((Table2[Existing Prescribed Wattage (W)]*Table2[Existing Luminaire Quantity])-Table2[[#This Row],[Prescribed Total Demand (hidden, W)]])/1000,\"\"), IFERROR( Table2[[#This Row],[Annual Usage Hours (hrs)]]*((Table2[Existing Prescribed Wattage (W)]*Table2[Existing Luminaire Quantity])-Table2[[#This Row],[Prescribed Total Demand (hidden, W)]])/1000,\"\")))","v":""},{"$f":"\"\"","v":""},{"$f":"IF(OR(Table2[[#This Row],[Control Type]]=\"None\", ISBLANK(Table2[[#This Row],[Control Type]])),\"\", IF(ISBLANK(Table2[[#This Row],[New Total Demand (hidden, W)]]),\"\", IF(ISBLANK(Table2[[#This Row],[Annual Usage Hours (hrs)]]),  IFERROR( 0.2*Table2[[#This Row],[Reference Hours (hrs)]]*Table2[[#This Row],[New Total Demand (hidden, W)]]/1000,\"\"), IFERROR( 0.2*Table2[[#This Row],[Annual Usage Hours (hrs)]]*Table2[[#This Row],[New Total Demand (hidden, W)]]/1000,\"\"))))","v":""},{"$f":"IF(AND(NOT(ISNUMBER(Table2[[#This Row],[Rebate Per Unit\n(CAD)]])),ISBLANK(Table2[[#This Row],[Control Type]])), \"\", IF(OR(Table2[[#This Row],[Rebate Per Unit\n(CAD)]]=0,AND(NOT(ISNUMBER(Table2[[#This Row],[Rebate Per Unit\n(CAD)]])), ISTEXT(Table2[[#This Row],[Control Type]]))), 0, IFERROR(Table2[[#This Row],[Prescribed Quantity]]*Table2[[#This Row],[Rebate Per Unit\n(CAD)]],\"\")))","v":""},{"$f":" IF(AND(ISBLANK(Table2[[#This Row],[Control Type]]),ISNUMBER(Table2[[#This Row],[Rebate Value (CAD)]])),0, IFERROR(Table2[[#This Row],[Control Quantity]]*Table2[[#This Row],[Control Rebate per Unit\n(CAD)]],\"\"))","v":""},{"$f":"IF(AND(ISBLANK(Table2[[#This Row],[Rebate Value (CAD)]]),ISBLANK(Table2[[#This Row],[Rebate Value for Controls (CAD)]])), \"\", IFERROR(Table2[[#This Row],[Rebate Value (CAD)]]+Table2[[#This Row],[Rebate Value for Controls (CAD)]],\"\"))","v":""},{"$f":"IF(Table2[[#This Row],[Lighting  Technology]]=\"Other\",\"Other - \"&Table2[[#This Row],[Other - Lighting Technology Description]],Table2[[#This Row],[BC Hydro Rebate Category ]])","v":0},{"$f":"Table2[[#This Row],[BC Hydro Rebate Category ]]&Table2[[#This Row],[Retrofit Part '# (mandatory to validate Rebates)]]","v":""}]
[null,null,null,null,null,null,{"$f":"IF(ISBLANK(Table2[[#This Row],[Prescribed Lighting Source]]), \"\", IFERROR( INDEX(Table13ExistingPrescribedWattage,MATCH(Table2[[#This Row],[Prescribed Lighting Source]],Table13ExistingLightingSource,0)), IFERROR(INDEX(Table13ExistingPrescribedWattage,MATCH(Table2[[#This Row],[Fortis Rebate Category ]],Table13NewLightingSource,0)),\"-\")))","v":""},null,{"$f":"IFERROR(INDEX(SpaceTypeHours,MATCH(Table2[[#This Row],[Space Type]],SpaceType,0)),\"\")","v":""},null,{"$f":"IFERROR(IF(Table2[[#This Row],[Lighting  Technology]]=\"Other\",Table2[[#This Row],[Existing Effective Input Wattage (W)]]*Table2[[#This Row],[Existing Luminaire Quantity]],Table2[[#This Row],[Existing Prescribed Wattage (W)]]*Table2[[#This Row],[Existing Luminaire Quantity]]),\"\")","v":""},{"$f":"IF(Table2[Lighting  Technology] = \"Other\",(Table2[[#This Row],[Existing Luminaire Quantity]]*Table2[[#This Row],[Existing Effective Input Wattage (W)]]), IF(Table2[Existing Prescribed Wattage (W)] = \"\",\"\", IF( ISBLANK(Table2[[#This Row],[Existing Effective Input Wattage (W)]]), (Table2[[#This Row],[Existing Luminaire Quantity]]*Table2[[#This Row],[Existing Prescribed Wattage (W)]]),(Table2[[#This Row],[Existing Luminaire Quantity]]*Table2[[#This Row],[Existing Effective Input Wattage (W)]]))))","v":""},{"$f":"IF( (ISBLANK(Table2[[#This Row],[Annual Usage Hours (hrs)]])), IFERROR(Table2[[#This Row],[Reference Hours (hrs)]]*Table2[[#This Row],[Total Demand (Hidden) W]]/1000,\"\"), IFERROR(Table2[[#This Row],[Annual Usage Hours (hrs)]]*Table2[[#This Row],[Total Demand (Hidden) W]]/1000,\"\"))","v":""},null,null,{"$f":"IF(Table2[[#This Row],[Lighting  Technology]]=\"Other\", 0, IF( AND(ISBLANK(Table2[[#This Row],[BC Hydro Rebate Category ]]),ISBLANK(Table2[[#This Row],[Fortis Rebate Category ]])), \"\", IF(ISTEXT(Table2[[#This Row],[Fortis Rebate Category ]]), IFERROR(INDEX(Table13[Rebate],MATCH(Table2[[#This Row],[Fortis Rebate Category ]],Table13[Fortis New Lighting source],0)),\"\"), IF(ISTEXT(Table2[[#This Row],[BC Hydro Rebate Category ]]), IFERROR(INDEX(Table13Rebate,MATCH(Table2[[#This Row],[BC Hydro Rebate Category ]],Table13BCHRebateCategory,0)),\"\"), \"\"))))","v":""},{"$f":" IF(Table2[[#This Row],[Lighting  Technology]]=\"Other\", \"per Unit\", IF( AND(ISBLANK(Table2[[#This Row],[BC Hydro Rebate Category ]]),ISBLANK(Table2[[#This Row],[Fortis Rebate Category ]])), \"\", IF(ISTEXT(Table2[[#This Row],[Fortis Rebate Category ]]), IFERROR(INDEX(Table13PerUnit,MATCH(Table2[[#This Row],[Fortis Rebate Category ]],Table13[Fortis New Lighting source],0)),\"\"), IF(ISTEXT(Table2[[#This Row],[BC Hydro Rebate Category ]]), IFERROR(INDEX(Table13PerUnit,MATCH(Table2[[#This Row],[BC Hydro Rebate Category ]],Table13BCHRebateCategory,0)),\"\"), \"\"))))","v":""},null,{"$f":"IF( AND(ISBLANK(Table2[[#This Row],[Existing Luminaire Quantity]]),ISBLANK(Table2[[#This Row],[Prescribed Lighting Source]])), \"\", IF( OR(AND(ISNUMBER(SEARCH(\"lamp fl.\",Table2[[#This Row],[Prescribed Lighting Source]])),ISNUMBER(SEARCH(\"T8 lamp\",Table2[[#This Row],[BC Hydro Rebate Category ]]))),AND(ISNUMBER(SEARCH(\"T5HO\",Table2[[#This Row],[Prescribed Lighting Source]])),ISNUMBER(SEARCH(\"T5HO\",Table2[[#This Row],[BC Hydro Rebate Category ]]))),AND(ISNUMBER(SEARCH(\"lamp fl.\",Table2[[#This Row],[Prescribed Lighting Source]])),ISNUMBER(SEARCH(\"T8 lamp\",Table2[[#This Row],[Fortis Rebate Category ]]))),AND(ISNUMBER(SEARCH(\"T5HO\",Table2[[#This Row],[Prescribed Lighting Source]])),ISNUMBER(SEARCH(\"T5HO\",Table2[[#This Row],[Fortis Rebate Category ]])))          ),  IFERROR(INDEX(Table13NumberofLamps,MATCH(Table2[[#This Row],[Prescribed Lighting Source]],Table13ExistingLightingSource,0))*Table2[[#This Row],[Existing Luminaire Quantity]], \"-\"),  IF(Table2[[#This Row],[Lighting  Technology]]=\"Other\", IFERROR(Table2[[#This Row],[Existing Luminaire Quantity]],\"-\"), IFERROR(Table2[[#This Row],[Existing Luminaire Quantity]],\"-\"))))","v":""},{"$f":"IF( AND(ISBLANK(Table2[[#This Row],[BC Hydro Rebate Category ]]),ISBLANK(Table2[[#This Row],[Fortis Rebate Category ]])), \"\", IF(ISTEXT(Table2[[#This Row],[Fortis Rebate Category ]]), IFERROR(INDEX(Table13NewPrescribedWattage,MATCH(Table2[[#This Row],[Fortis Rebate Category ]],Table13[Fortis New Lighting source],0)),\"\"), IF(ISTEXT(Table2[[#This Row],[BC Hydro Rebate Category ]]), IFERROR(INDEX(Table13NewPrescribedWattage,MATCH(Table2[[#This Row],[BC Hydro Rebate Category ]],Table13BCHRebateCategory,0)),\"\"), \"\")))","v":""},null,null,{"$f":"IF(Table2[[#This Row],[Lighting  Technology]]=\"Other\", \"-\", IF( AND(ISBLANK(Table2[[#This Row],[BC Hydro Rebate Category ]]),ISBLANK(Table2[[#This Row],[Fortis Rebate Category ]])), \"\", IF(ISTEXT(Table2[[#This Row],[Fortis Rebate Category ]]), IFERROR(INDEX(Table13BCHECM,MATCH(Table2[[#This Row],[Fortis Rebate Category ]],Table13[Fortis New Lighting source],0)),\"\"), IF(ISTEXT(Table2[[#This Row],[BC Hydro Rebate Category ]]), IFERROR(INDEX(Table13BCHECM,MATCH(Table2[[#This Row],[BC Hydro Rebate Category ]],Table13BCHRebateCategory,0)),\"\"), \"\"))))","v":""},{"$f":"IF(Table2[[#This Row],[Lighting  Technology]]=\"Other\", 0, IF( AND(ISBLANK(Table2[[#This Row],[BC Hydro Rebate Category ]]),ISBLANK(Table2[[#This Row],[Fortis Rebate Category ]])), \"\", IF(ISTEXT(Table2[[#This Row],[Fortis Rebate Category ]]), IFERROR(INDEX(Table13Persistence,MATCH(Table2[[#This Row],[Fortis Rebate Category ]],Table13[Fortis New Lighting source],0)),\"\"), IF(ISTEXT(Table2[[#This Row],[BC Hydro Rebate Category ]]), IFERROR(INDEX(Table13Persistence,MATCH(Table2[[#This Row],[BC Hydro Rebate Category ]],Table13BCHRebateCategory,0)),\"\"), \"\"))))","v":""},null,{"$f":"IFERROR(INDEX(Table5ControlRebate,MATCH(Table2[[#This Row],[Control Type]],Table5NewControl,0)),\"\")","v":""},null,{"$f":"IF(ISBLANK(Table2[[#This Row],[Control Type]]), IF(ISBLANK(Table2[[#This Row],[Annual Usage Hours (hrs)]]),Table2[[#This Row],[Reference Hours (hrs)]], Table2[[#This Row],[Annual Usage Hours (hrs)]]), IF(AND(ISBLANK(Table2[[#This Row],[Annual Usage Hours (hrs)]]), Table2[[#This Row],[Control Type]]=\"None\"), Table2[[#This Row],[Reference Hours (hrs)]], IF(Table2[[#This Row],[Control Type]]=\"None\", Table2[[#This Row],[Annual Usage Hours (hrs)]], IF(AND(ISBLANK(Table2[[#This Row],[Annual Usage Hours (hrs)]]), Table2[[#This Row],[Control Type]]<>\"None\"), IFERROR(Table2[[#This Row],[Reference Hours (hrs)]]*0.8,\"\"), IF(Table2[[#This Row],[Control Type]]<>\"None\", IFERROR( Table2[[#This Row],[Annual Usage Hours (hrs)]]*0.8,\"\"),\"\")))))","v":""},{"$f":"IF( Table2[[#This Row],[Lighting  Technology]]=\"Other\", IF(ISBLANK(Table2[[#This Row],[Retrofit Lamp/ Luminaire Wattage (see Rebate Unit)]]),\"\",IFERROR(Table2[[#This Row],[Prescribed Quantity]]*Table2[[#This Row],[Retrofit Lamp/ Luminaire Wattage (see Rebate Unit)]],\"\")), IF(ISBLANK(Table2[[#This Row],[Retrofit Lamp/ Luminaire Wattage (see Rebate Unit)]]),IFERROR(Table2[[#This Row],[Prescribed Quantity]]*Table2[[#This Row],[Prescribed Wattage (W)]],\"\"),IFERROR(Table2[[#This Row],[Prescribed Quantity]]*Table2[[#This Row],[Retrofit Lamp/ Luminaire Wattage (see Rebate Unit)]],\"\")))","v":""},{"$f":"IFERROR((IF( Table2[[#This Row],[Lighting  Technology]]=\"Other\", Table2[[#This Row],[Prescribed Quantity]]*Table2[[#This Row],[Retrofit Lamp/ Luminaire Wattage (see Rebate Unit)]], Table2[[#This Row],[Prescribed Quantity]]*Table2[[#This Row],[Prescribed Wattage (W)]] )),\"\")","v":""},{"$f":"IF(ISBLANK(Table2[[#This Row],[New Total Demand (hidden, W)]]),\"\", IF(ISBLANK(Table2[[#This Row],[New Hours (hidden, hrs)]]), \"\", IFERROR(Table2[[#This Row],[New Hours (hidden, hrs)]]*Table2[[#This Row],[New Total Demand (hidden, W)]]/1000,\"\")))","v":""},{"$f":"IF(ISBLANK(Table2[[#This Row],[Total Demand (Hidden) W]]),\"\", IF(ISBLANK(Table2[[#This Row],[New Total Demand (hidden, W)]]), \"\", IFERROR((Table2[[#This Row],[Total Demand (Hidden) W]]-Table2[[#This Row],[New Total Demand (hidden, W)]])/1000,\"\")))","v":""},{"$f":"IF( OR(ISBLANK(Table2[[#This Row],[New Total Demand (hidden, W)]]),ISBLANK(Table2[[#This Row],[Total Demand (Hidden) W]])),\"\", IF(ISBLANK(Table2[[#This Row],[Annual Usage Hours (hrs)]]), IFERROR( Table2[[#This Row],[Reference Hours (hrs)]]*(Table2[[#This Row],[Total Demand (Hidden) W]]-Table2[[#This Row],[New Total Demand (hidden, W)]])/1000,\"\"), IFERROR( Table2[[#This Row],[Annual Usage Hours (hrs)]]*(Table2[[#This Row],[Total Demand (Hidden) W]]-Table2[[#This Row],[New Total Demand (hidden, W)]])/1000,\"\")))","v":""},{"$f":"IF( OR(ISBLANK(Table2[[#This Row],[Prescribed Total Demand (hidden, W)]]),ISBLANK(Table2[[#This Row],[Total Demand (Hidden) W]])),\"\", IF(ISBLANK(Table2[[#This Row],[Annual Usage Hours (hrs)]]), IFERROR( Table2[[#This Row],[Reference Hours (hrs)]]*((Table2[Existing Prescribed Wattage (W)]*Table2[Existing Luminaire Quantity])-Table2[[#This Row],[Prescribed Total Demand (hidden, W)]])/1000,\"\"), IFERROR( Table2[[#This Row],[Annual Usage Hours (hrs)]]*((Table2[Existing Prescribed Wattage (W)]*Table2[Existing Luminaire Quantity])-Table2[[#This Row],[Prescribed Total Demand (hidden, W)]])/1000,\"\")))","v":""},{"$f":"\"\"","v":""},{"$f":"IF(OR(Table2[[#This Row],[Control Type]]=\"None\", ISBLANK(Table2[[#This Row],[Control Type]])),\"\", IF(ISBLANK(Table2[[#This Row],[New Total Demand (hidden, W)]]),\"\", IF(ISBLANK(Table2[[#This Row],[Annual Usage Hours (hrs)]]),  IFERROR( 0.2*Table2[[#This Row],[Reference Hours (hrs)]]*Table2[[#This Row],[New Total Demand (hidden, W)]]/1000,\"\"), IFERROR( 0.2*Table2[[#This Row],[Annual Usage Hours (hrs)]]*Table2[[#This Row],[New Total Demand (hidden, W)]]/1000,\"\"))))","v":""},{"$f":"IF(AND(NOT(ISNUMBER(Table2[[#This Row],[Rebate Per Unit\n(CAD)]])),ISBLANK(Table2[[#This Row],[Control Type]])), \"\", IF(OR(Table2[[#This Row],[Rebate Per Unit\n(CAD)]]=0,AND(NOT(ISNUMBER(Table2[[#This Row],[Rebate Per Unit\n(CAD)]])), ISTEXT(Table2[[#This Row],[Control Type]]))), 0, IFERROR(Table2[[#This Row],[Prescribed Quantity]]*Table2[[#This Row],[Rebate Per Unit\n(CAD)]],\"\")))","v":""},{"$f":" IF(AND(ISBLANK(Table2[[#This Row],[Control Type]]),ISNUMBER(Table2[[#This Row],[Rebate Value (CAD)]])),0, IFERROR(Table2[[#This Row],[Control Quantity]]*Table2[[#This Row],[Control Rebate per Unit\n(CAD)]],\"\"))","v":""},{"$f":"IF(AND(ISBLANK(Table2[[#This Row],[Rebate Value (CAD)]]),ISBLANK(Table2[[#This Row],[Rebate Value for Controls (CAD)]])), \"\", IFERROR(Table2[[#This Row],[Rebate Value (CAD)]]+Table2[[#This Row],[Rebate Value for Controls (CAD)]],\"\"))","v":""},{"$f":"IF(Table2[[#This Row],[Lighting  Technology]]=\"Other\",\"Other - \"&Table2[[#This Row],[Other - Lighting Technology Description]],Table2[[#This Row],[BC Hydro Rebate Category ]])","v":0},{"$f":"Table2[[#This Row],[BC Hydro Rebate Category ]]&Table2[[#This Row],[Retrofit Part '# (mandatory to validate Rebates)]]","v":""}]
[null,null,null,null,null,null,{"$f":"IF(ISBLANK(Table2[[#This Row],[Prescribed Lighting Source]]), \"\", IFERROR( INDEX(Table13ExistingPrescribedWattage,MATCH(Table2[[#This Row],[Prescribed Lighting Source]],Table13ExistingLightingSource,0)), IFERROR(INDEX(Table13ExistingPrescribedWattage,MATCH(Table2[[#This Row],[Fortis Rebate Category ]],Table13NewLightingSource,0)),\"-\")))","v":""},null,{"$f":"IFERROR(INDEX(SpaceTypeHours,MATCH(Table2[[#This Row],[Space Type]],SpaceType,0)),\"\")","v":""},null,{"$f":"IFERROR(IF(Table2[[#This Row],[Lighting  Technology]]=\"Other\",Table2[[#This Row],[Existing Effective Input Wattage (W)]]*Table2[[#This Row],[Existing Luminaire Quantity]],Table2[[#This Row],[Existing Prescribed Wattage (W)]]*Table2[[#This Row],[Existing Luminaire Quantity]]),\"\")","v":""},{"$f":"IF(Table2[Lighting  Technology] = \"Other\",(Table2[[#This Row],[Existing Luminaire Quantity]]*Table2[[#This Row],[Existing Effective Input Wattage (W)]]), IF(Table2[Existing Prescribed Wattage (W)] = \"\",\"\", IF( ISBLANK(Table2[[#This Row],[Existing Effective Input Wattage (W)]]), (Table2[[#This Row],[Existing Luminaire Quantity]]*Table2[[#This Row],[Existing Prescribed Wattage (W)]]),(Table2[[#This Row],[Existing Luminaire Quantity]]*Table2[[#This Row],[Existing Effective Input Wattage (W)]]))))","v":""},{"$f":"IF( (ISBLANK(Table2[[#This Row],[Annual Usage Hours (hrs)]])), IFERROR(Table2[[#This Row],[Reference Hours (hrs)]]*Table2[[#This Row],[Total Demand (Hidden) W]]/1000,\"\"), IFERROR(Table2[[#This Row],[Annual Usage Hours (hrs)]]*Table2[[#This Row],[Total Demand (Hidden) W]]/1000,\"\"))","v":""},null,null,{"$f":"IF(Table2[[#This Row],[Lighting  Technology]]=\"Other\", 0, IF( AND(ISBLANK(Table2[[#This Row],[BC Hydro Rebate Category ]]),ISBLANK(Table2[[#This Row],[Fortis Rebate Category ]])), \"\", IF(ISTEXT(Table2[[#This Row],[Fortis Rebate Category ]]), IFERROR(INDEX(Table13[Rebate],MATCH(Table2[[#This Row],[Fortis Rebate Category ]],Table13[Fortis New Lighting source],0)),\"\"), IF(ISTEXT(Table2[[#This Row],[BC Hydro Rebate Category ]]), IFERROR(INDEX(Table13Rebate,MATCH(Table2[[#This Row],[BC Hydro Rebate Category ]],Table13BCHRebateCategory,0)),\"\"), \"\"))))","v":""},{"$f":" IF(Table2[[#This Row],[Lighting  Technology]]=\"Other\", \"per Unit\", IF( AND(ISBLANK(Table2[[#This Row],[BC Hydro Rebate Category ]]),ISBLANK(Table2[[#This Row],[Fortis Rebate Category ]])), \"\", IF(ISTEXT(Table2[[#This Row],[Fortis Rebate Category ]]), IFERROR(INDEX(Table13PerUnit,MATCH(Table2[[#This Row],[Fortis Rebate Category ]],Table13[Fortis New Lighting source],0)),\"\"), IF(ISTEXT(Table2[[#This Row],[BC Hydro Rebate Category ]]), IFERROR(INDEX(Table13PerUnit,MATCH(Table2[[#This Row],[BC Hydro Rebate Category ]],Table13BCHRebateCategory,0)),\"\"), \"\"))))","v":""},null,{"$f":"IF( AND(ISBLANK(Table2[[#This Row],[Existing Luminaire Quantity]]),ISBLANK(Table2[[#This Row],[Prescribed Lighting Source]])), \"\", IF( OR(AND(ISNUMBER(SEARCH(\"lamp fl.\",Table2[[#This Row],[Prescribed Lighting Source]])),ISNUMBER(SEARCH(\"T8 lamp\",Table2[[#This Row],[BC Hydro Rebate Category ]]))),AND(ISNUMBER(SEARCH(\"T5HO\",Table2[[#This Row],[Prescribed Lighting Source]])),ISNUMBER(SEARCH(\"T5HO\",Table2[[#This Row],[BC Hydro Rebate Category ]]))),AND(ISNUMBER(SEARCH(\"lamp fl.\",Table2[[#This Row],[Prescribed Lighting Source]])),ISNUMBER(SEARCH(\"T8 lamp\",Table2[[#This Row],[Fortis Rebate Category ]]))),AND(ISNUMBER(SEARCH(\"T5HO\",Table2[[#This Row],[Prescribed Lighting Source]])),ISNUMBER(SEARCH(\"T5HO\",Table2[[#This Row],[Fortis Rebate Category ]])))          ),  IFERROR(INDEX(Table13NumberofLamps,MATCH(Table2[[#This Row],[Prescribed Lighting Source]],Table13ExistingLightingSource,0))*Table2[[#This Row],[Existing Luminaire Quantity]], \"-\"),  IF(Table2[[#This Row],[Lighting  Technology]]=\"Other\", IFERROR(Table2[[#This Row],[Existing Luminaire Quantity]],\"-\"), IFERROR(Table2[[#This Row],[Existing Luminaire Quantity]],\"-\"))))","v":""},{"$f":"IF( AND(ISBLANK(Table2[[#This Row],[BC Hydro Rebate Category ]]),ISBLANK(Table2[[#This Row],[Fortis Rebate Category ]])), \"\", IF(ISTEXT(Table2[[#This Row],[Fortis Rebate Category ]]), IFERROR(INDEX(Table13NewPrescribedWattage,MATCH(Table2[[#This Row],[Fortis Rebate Category ]],Table13[Fortis New Lighting source],0)),\"\"), IF(ISTEXT(Table2[[#This Row],[BC Hydro Rebate Category ]]), IFERROR(INDEX(Table13NewPrescribedWattage,MATCH(Table2[[#This Row],[BC Hydro Rebate Category ]],Table13BCHRebateCategory,0)),\"\"), \"\")))","v":""},null,null,{"$f":"IF(Table2[[#This Row],[Lighting  Technology]]=\"Other\", \"-\", IF( AND(ISBLANK(Table2[[#This Row],[BC Hydro Rebate Category ]]),ISBLANK(Table2[[#This Row],[Fortis Rebate Category ]])), \"\", IF(ISTEXT(Table2[[#This Row],[Fortis Rebate Category ]]), IFERROR(INDEX(Table13BCHECM,MATCH(Table2[[#This Row],[Fortis Rebate Category ]],Table13[Fortis New Lighting source],0)),\"\"), IF(ISTEXT(Table2[[#This Row],[BC Hydro Rebate Category ]]), IFERROR(INDEX(Table13BCHECM,MATCH(Table2[[#This Row],[BC Hydro Rebate Category ]],Table13BCHRebateCategory,0)),\"\"), \"\"))))","v":""},{"$f":"IF(Table2[[#This Row],[Lighting  Technology]]=\"Other\", 0, IF( AND(ISBLANK(Table2[[#This Row],[BC Hydro Rebate Category ]]),ISBLANK(Table2[[#This Row],[Fortis Rebate Category ]])), \"\", IF(ISTEXT(Table2[[#This Row],[Fortis Rebate Category ]]), IFERROR(INDEX(Table13Persistence,MATCH(Table2[[#This Row],[Fortis Rebate Category ]],Table13[Fortis New Lighting source],0)),\"\"), IF(ISTEXT(Table2[[#This Row],[BC Hydro Rebate Category ]]), IFERROR(INDEX(Table13Persistence,MATCH(Table2[[#This Row],[BC Hydro Rebate Category ]],Table13BCHRebateCategory,0)),\"\"), \"\"))))","v":""},null,{"$f":"IFERROR(INDEX(Table5ControlRebate,MATCH(Table2[[#This Row],[Control Type]],Table5NewControl,0)),\"\")","v":""},null,{"$f":"IF(ISBLANK(Table2[[#This Row],[Control Type]]), IF(ISBLANK(Table2[[#This Row],[Annual Usage Hours (hrs)]]),Table2[[#This Row],[Reference Hours (hrs)]], Table2[[#This Row],[Annual Usage Hours (hrs)]]), IF(AND(ISBLANK(Table2[[#This Row],[Annual Usage Hours (hrs)]]), Table2[[#This Row],[Control Type]]=\"None\"), Table2[[#This Row],[Reference Hours (hrs)]], IF(Table2[[#This Row],[Control Type]]=\"None\", Table2[[#This Row],[Annual Usage Hours (hrs)]], IF(AND(ISBLANK(Table2[[#This Row],[Annual Usage Hours (hrs)]]), Table2[[#This Row],[Control Type]]<>\"None\"), IFERROR(Table2[[#This Row],[Reference Hours (hrs)]]*0.8,\"\"), IF(Table2[[#This Row],[Control Type]]<>\"None\", IFERROR( Table2[[#This Row],[Annual Usage Hours (hrs)]]*0.8,\"\"),\"\")))))","v":""},{"$f":"IF( Table2[[#This Row],[Lighting  Technology]]=\"Other\", IF(ISBLANK(Table2[[#This Row],[Retrofit Lamp/ Luminaire Wattage (see Rebate Unit)]]),\"\",IFERROR(Table2[[#This Row],[Prescribed Quantity]]*Table2[[#This Row],[Retrofit Lamp/ Luminaire Wattage (see Rebate Unit)]],\"\")), IF(ISBLANK(Table2[[#This Row],[Retrofit Lamp/ Luminaire Wattage (see Rebate Unit)]]),IFERROR(Table2[[#This Row],[Prescribed Quantity]]*Table2[[#This Row],[Prescribed Wattage (W)]],\"\"),IFERROR(Table2[[#This Row],[Prescribed Quantity]]*Table2[[#This Row],[Retrofit Lamp/ Luminaire Wattage (see Rebate Unit)]],\"\")))","v":""},{"$f":"IFERROR((IF( Table2[[#This Row],[Lighting  Technology]]=\"Other\", Table2[[#This Row],[Prescribed Quantity]]*Table2[[#This Row],[Retrofit Lamp/ Luminaire Wattage (see Rebate Unit)]], Table2[[#This Row],[Prescribed Quantity]]*Table2[[#This Row],[Prescribed Wattage (W)]] )),\"\")","v":""},{"$f":"IF(ISBLANK(Table2[[#This Row],[New Total Demand (hidden, W)]]),\"\", IF(ISBLANK(Table2[[#This Row],[New Hours (hidden, hrs)]]), \"\", IFERROR(Table2[[#This Row],[New Hours (hidden, hrs)]]*Table2[[#This Row],[New Total Demand (hidden, W)]]/1000,\"\")))","v":""},{"$f":"IF(ISBLANK(Table2[[#This Row],[Total Demand (Hidden) W]]),\"\", IF(ISBLANK(Table2[[#This Row],[New Total Demand (hidden, W)]]), \"\", IFERROR((Table2[[#This Row],[Total Demand (Hidden) W]]-Table2[[#This Row],[New Total Demand (hidden, W)]])/1000,\"\")))","v":""},{"$f":"IF( OR(ISBLANK(Table2[[#This Row],[New Total Demand (hidden, W)]]),ISBLANK(Table2[[#This Row],[Total Demand (Hidden) W]])),\"\", IF(ISBLANK(Table2[[#This Row],[Annual Usage Hours (hrs)]]), IFERROR( Table2[[#This Row],[Reference Hours (hrs)]]*(Table2[[#This Row],[Total Demand (Hidden) W]]-Table2[[#This Row],[New Total Demand (hidden, W)]])/1000,\"\"), IFERROR( Table2[[#This Row],[Annual Usage Hours (hrs)]]*(Table2[[#This Row],[Total Demand (Hidden) W]]-Table2[[#This Row],[New Total Demand (hidden, W)]])/1000,\"\")))","v":""},{"$f":"IF( OR(ISBLANK(Table2[[#This Row],[Prescribed Total Demand (hidden, W)]]),ISBLANK(Table2[[#This Row],[Total Demand (Hidden) W]])),\"\", IF(ISBLANK(Table2[[#This Row],[Annual Usage Hours (hrs)]]), IFERROR( Table2[[#This Row],[Reference Hours (hrs)]]*((Table2[Existing Prescribed Wattage (W)]*Table2[Existing Luminaire Quantity])-Table2[[#This Row],[Prescribed Total Demand (hidden, W)]])/1000,\"\"), IFERROR( Table2[[#This Row],[Annual Usage Hours (hrs)]]*((Table2[Existing Prescribed Wattage (W)]*Table2[Existing Luminaire Quantity])-Table2[[#This Row],[Prescribed Total Demand (hidden, W)]])/1000,\"\")))","v":""},{"$f":"\"\"","v":""},{"$f":"IF(OR(Table2[[#This Row],[Control Type]]=\"None\", ISBLANK(Table2[[#This Row],[Control Type]])),\"\", IF(ISBLANK(Table2[[#This Row],[New Total Demand (hidden, W)]]),\"\", IF(ISBLANK(Table2[[#This Row],[Annual Usage Hours (hrs)]]),  IFERROR( 0.2*Table2[[#This Row],[Reference Hours (hrs)]]*Table2[[#This Row],[New Total Demand (hidden, W)]]/1000,\"\"), IFERROR( 0.2*Table2[[#This Row],[Annual Usage Hours (hrs)]]*Table2[[#This Row],[New Total Demand (hidden, W)]]/1000,\"\"))))","v":""},{"$f":"IF(AND(NOT(ISNUMBER(Table2[[#This Row],[Rebate Per Unit\n(CAD)]])),ISBLANK(Table2[[#This Row],[Control Type]])), \"\", IF(OR(Table2[[#This Row],[Rebate Per Unit\n(CAD)]]=0,AND(NOT(ISNUMBER(Table2[[#This Row],[Rebate Per Unit\n(CAD)]])), ISTEXT(Table2[[#This Row],[Control Type]]))), 0, IFERROR(Table2[[#This Row],[Prescribed Quantity]]*Table2[[#This Row],[Rebate Per Unit\n(CAD)]],\"\")))","v":""},{"$f":" IF(AND(ISBLANK(Table2[[#This Row],[Control Type]]),ISNUMBER(Table2[[#This Row],[Rebate Value (CAD)]])),0, IFERROR(Table2[[#This Row],[Control Quantity]]*Table2[[#This Row],[Control Rebate per Unit\n(CAD)]],\"\"))","v":""},{"$f":"IF(AND(ISBLANK(Table2[[#This Row],[Rebate Value (CAD)]]),ISBLANK(Table2[[#This Row],[Rebate Value for Controls (CAD)]])), \"\", IFERROR(Table2[[#This Row],[Rebate Value (CAD)]]+Table2[[#This Row],[Rebate Value for Controls (CAD)]],\"\"))","v":""},{"$f":"IF(Table2[[#This Row],[Lighting  Technology]]=\"Other\",\"Other - \"&Table2[[#This Row],[Other - Lighting Technology Description]],Table2[[#This Row],[BC Hydro Rebate Category ]])","v":0},{"$f":"Table2[[#This Row],[BC Hydro Rebate Category ]]&Table2[[#This Row],[Retrofit Part '# (mandatory to validate Rebates)]]","v":""}]
[null,null,null,null,null,null,{"$f":"IF(ISBLANK(Table2[[#This Row],[Prescribed Lighting Source]]), \"\", IFERROR( INDEX(Table13ExistingPrescribedWattage,MATCH(Table2[[#This Row],[Prescribed Lighting Source]],Table13ExistingLightingSource,0)), IFERROR(INDEX(Table13ExistingPrescribedWattage,MATCH(Table2[[#This Row],[Fortis Rebate Category ]],Table13NewLightingSource,0)),\"-\")))","v":""},null,{"$f":"IFERROR(INDEX(SpaceTypeHours,MATCH(Table2[[#This Row],[Space Type]],SpaceType,0)),\"\")","v":""},null,{"$f":"IFERROR(IF(Table2[[#This Row],[Lighting  Technology]]=\"Other\",Table2[[#This Row],[Existing Effective Input Wattage (W)]]*Table2[[#This Row],[Existing Luminaire Quantity]],Table2[[#This Row],[Existing Prescribed Wattage (W)]]*Table2[[#This Row],[Existing Luminaire Quantity]]),\"\")","v":""},{"$f":"IF(Table2[Lighting  Technology] = \"Other\",(Table2[[#This Row],[Existing Luminaire Quantity]]*Table2[[#This Row],[Existing Effective Input Wattage (W)]]), IF(Table2[Existing Prescribed Wattage (W)] = \"\",\"\", IF( ISBLANK(Table2[[#This Row],[Existing Effective Input Wattage (W)]]), (Table2[[#This Row],[Existing Luminaire Quantity]]*Table2[[#This Row],[Existing Prescribed Wattage (W)]]),(Table2[[#This Row],[Existing Luminaire Quantity]]*Table2[[#This Row],[Existing Effective Input Wattage (W)]]))))","v":""},{"$f":"IF( (ISBLANK(Table2[[#This Row],[Annual Usage Hours (hrs)]])), IFERROR(Table2[[#This Row],[Reference Hours (hrs)]]*Table2[[#This Row],[Total Demand (Hidden) W]]/1000,\"\"), IFERROR(Table2[[#This Row],[Annual Usage Hours (hrs)]]*Table2[[#This Row],[Total Demand (Hidden) W]]/1000,\"\"))","v":""},null,null,{"$f":"IF(Table2[[#This Row],[Lighting  Technology]]=\"Other\", 0, IF( AND(ISBLANK(Table2[[#This Row],[BC Hydro Rebate Category ]]),ISBLANK(Table2[[#This Row],[Fortis Rebate Category ]])), \"\", IF(ISTEXT(Table2[[#This Row],[Fortis Rebate Category ]]), IFERROR(INDEX(Table13[Rebate],MATCH(Table2[[#This Row],[Fortis Rebate Category ]],Table13[Fortis New Lighting source],0)),\"\"), IF(ISTEXT(Table2[[#This Row],[BC Hydro Rebate Category ]]), IFERROR(INDEX(Table13Rebate,MATCH(Table2[[#This Row],[BC Hydro Rebate Category ]],Table13BCHRebateCategory,0)),\"\"), \"\"))))","v":""},{"$f":" IF(Table2[[#This Row],[Lighting  Technology]]=\"Other\", \"per Unit\", IF( AND(ISBLANK(Table2[[#This Row],[BC Hydro Rebate Category ]]),ISBLANK(Table2[[#This Row],[Fortis Rebate Category ]])), \"\", IF(ISTEXT(Table2[[#This Row],[Fortis Rebate Category ]]), IFERROR(INDEX(Table13PerUnit,MATCH(Table2[[#This Row],[Fortis Rebate Category ]],Table13[Fortis New Lighting source],0)),\"\"), IF(ISTEXT(Table2[[#This Row],[BC Hydro Rebate Category ]]), IFERROR(INDEX(Table13PerUnit,MATCH(Table2[[#This Row],[BC Hydro Rebate Category ]],Table13BCHRebateCategory,0)),\"\"), \"\"))))","v":""},null,{"$f":"IF( AND(ISBLANK(Table2[[#This Row],[Existing Luminaire Quantity]]),ISBLANK(Table2[[#This Row],[Prescribed Lighting Source]])), \"\", IF( OR(AND(ISNUMBER(SEARCH(\"lamp fl.\",Table2[[#This Row],[Prescribed Lighting Source]])),ISNUMBER(SEARCH(\"T8 lamp\",Table2[[#This Row],[BC Hydro Rebate Category ]]))),AND(ISNUMBER(SEARCH(\"T5HO\",Table2[[#This Row],[Prescribed Lighting Source]])),ISNUMBER(SEARCH(\"T5HO\",Table2[[#This Row],[BC Hydro Rebate Category ]]))),AND(ISNUMBER(SEARCH(\"lamp fl.\",Table2[[#This Row],[Prescribed Lighting Source]])),ISNUMBER(SEARCH(\"T8 lamp\",Table2[[#This Row],[Fortis Rebate Category ]]))),AND(ISNUMBER(SEARCH(\"T5HO\",Table2[[#This Row],[Prescribed Lighting Source]])),ISNUMBER(SEARCH(\"T5HO\",Table2[[#This Row],[Fortis Rebate Category ]])))          ),  IFERROR(INDEX(Table13NumberofLamps,MATCH(Table2[[#This Row],[Prescribed Lighting Source]],Table13ExistingLightingSource,0))*Table2[[#This Row],[Existing Luminaire Quantity]], \"-\"),  IF(Table2[[#This Row],[Lighting  Technology]]=\"Other\", IFERROR(Table2[[#This Row],[Existing Luminaire Quantity]],\"-\"), IFERROR(Table2[[#This Row],[Existing Luminaire Quantity]],\"-\"))))","v":""},{"$f":"IF( AND(ISBLANK(Table2[[#This Row],[BC Hydro Rebate Category ]]),ISBLANK(Table2[[#This Row],[Fortis Rebate Category ]])), \"\", IF(ISTEXT(Table2[[#This Row],[Fortis Rebate Category ]]), IFERROR(INDEX(Table13NewPrescribedWattage,MATCH(Table2[[#This Row],[Fortis Rebate Category ]],Table13[Fortis New Lighting source],0)),\"\"), IF(ISTEXT(Table2[[#This Row],[BC Hydro Rebate Category ]]), IFERROR(INDEX(Table13NewPrescribedWattage,MATCH(Table2[[#This Row],[BC Hydro Rebate Category ]],Table13BCHRebateCategory,0)),\"\"), \"\")))","v":""},null,null,{"$f":"IF(Table2[[#This Row],[Lighting  Technology]]=\"Other\", \"-\", IF( AND(ISBLANK(Table2[[#This Row],[BC Hydro Rebate Category ]]),ISBLANK(Table2[[#This Row],[Fortis Rebate Category ]])), \"\", IF(ISTEXT(Table2[[#This Row],[Fortis Rebate Category ]]), IFERROR(INDEX(Table13BCHECM,MATCH(Table2[[#This Row],[Fortis Rebate Category ]],Table13[Fortis New Lighting source],0)),\"\"), IF(ISTEXT(Table2[[#This Row],[BC Hydro Rebate Category ]]), IFERROR(INDEX(Table13BCHECM,MATCH(Table2[[#This Row],[BC Hydro Rebate Category ]],Table13BCHRebateCategory,0)),\"\"), \"\"))))","v":""},{"$f":"IF(Table2[[#This Row],[Lighting  Technology]]=\"Other\", 0, IF( AND(ISBLANK(Table2[[#This Row],[BC Hydro Rebate Category ]]),ISBLANK(Table2[[#This Row],[Fortis Rebate Category ]])), \"\", IF(ISTEXT(Table2[[#This Row],[Fortis Rebate Category ]]), IFERROR(INDEX(Table13Persistence,MATCH(Table2[[#This Row],[Fortis Rebate Category ]],Table13[Fortis New Lighting source],0)),\"\"), IF(ISTEXT(Table2[[#This Row],[BC Hydro Rebate Category ]]), IFERROR(INDEX(Table13Persistence,MATCH(Table2[[#This Row],[BC Hydro Rebate Category ]],Table13BCHRebateCategory,0)),\"\"), \"\"))))","v":""},null,{"$f":"IFERROR(INDEX(Table5ControlRebate,MATCH(Table2[[#This Row],[Control Type]],Table5NewControl,0)),\"\")","v":""},null,{"$f":"IF(ISBLANK(Table2[[#This Row],[Control Type]]), IF(ISBLANK(Table2[[#This Row],[Annual Usage Hours (hrs)]]),Table2[[#This Row],[Reference Hours (hrs)]], Table2[[#This Row],[Annual Usage Hours (hrs)]]), IF(AND(ISBLANK(Table2[[#This Row],[Annual Usage Hours (hrs)]]), Table2[[#This Row],[Control Type]]=\"None\"), Table2[[#This Row],[Reference Hours (hrs)]], IF(Table2[[#This Row],[Control Type]]=\"None\", Table2[[#This Row],[Annual Usage Hours (hrs)]], IF(AND(ISBLANK(Table2[[#This Row],[Annual Usage Hours (hrs)]]), Table2[[#This Row],[Control Type]]<>\"None\"), IFERROR(Table2[[#This Row],[Reference Hours (hrs)]]*0.8,\"\"), IF(Table2[[#This Row],[Control Type]]<>\"None\", IFERROR( Table2[[#This Row],[Annual Usage Hours (hrs)]]*0.8,\"\"),\"\")))))","v":""},{"$f":"IF( Table2[[#This Row],[Lighting  Technology]]=\"Other\", IF(ISBLANK(Table2[[#This Row],[Retrofit Lamp/ Luminaire Wattage (see Rebate Unit)]]),\"\",IFERROR(Table2[[#This Row],[Prescribed Quantity]]*Table2[[#This Row],[Retrofit Lamp/ Luminaire Wattage (see Rebate Unit)]],\"\")), IF(ISBLANK(Table2[[#This Row],[Retrofit Lamp/ Luminaire Wattage (see Rebate Unit)]]),IFERROR(Table2[[#This Row],[Prescribed Quantity]]*Table2[[#This Row],[Prescribed Wattage (W)]],\"\"),IFERROR(Table2[[#This Row],[Prescribed Quantity]]*Table2[[#This Row],[Retrofit Lamp/ Luminaire Wattage (see Rebate Unit)]],\"\")))","v":""},{"$f":"IFERROR((IF( Table2[[#This Row],[Lighting  Technology]]=\"Other\", Table2[[#This Row],[Prescribed Quantity]]*Table2[[#This Row],[Retrofit Lamp/ Luminaire Wattage (see Rebate Unit)]], Table2[[#This Row],[Prescribed Quantity]]*Table2[[#This Row],[Prescribed Wattage (W)]] )),\"\")","v":""},{"$f":"IF(ISBLANK(Table2[[#This Row],[New Total Demand (hidden, W)]]),\"\", IF(ISBLANK(Table2[[#This Row],[New Hours (hidden, hrs)]]), \"\", IFERROR(Table2[[#This Row],[New Hours (hidden, hrs)]]*Table2[[#This Row],[New Total Demand (hidden, W)]]/1000,\"\")))","v":""},{"$f":"IF(ISBLANK(Table2[[#This Row],[Total Demand (Hidden) W]]),\"\", IF(ISBLANK(Table2[[#This Row],[New Total Demand (hidden, W)]]), \"\", IFERROR((Table2[[#This Row],[Total Demand (Hidden) W]]-Table2[[#This Row],[New Total Demand (hidden, W)]])/1000,\"\")))","v":""},{"$f":"IF( OR(ISBLANK(Table2[[#This Row],[New Total Demand (hidden, W)]]),ISBLANK(Table2[[#This Row],[Total Demand (Hidden) W]])),\"\", IF(ISBLANK(Table2[[#This Row],[Annual Usage Hours (hrs)]]), IFERROR( Table2[[#This Row],[Reference Hours (hrs)]]*(Table2[[#This Row],[Total Demand (Hidden) W]]-Table2[[#This Row],[New Total Demand (hidden, W)]])/1000,\"\"), IFERROR( Table2[[#This Row],[Annual Usage Hours (hrs)]]*(Table2[[#This Row],[Total Demand (Hidden) W]]-Table2[[#This Row],[New Total Demand (hidden, W)]])/1000,\"\")))","v":""},{"$f":"IF( OR(ISBLANK(Table2[[#This Row],[Prescribed Total Demand (hidden, W)]]),ISBLANK(Table2[[#This Row],[Total Demand (Hidden) W]])),\"\", IF(ISBLANK(Table2[[#This Row],[Annual Usage Hours (hrs)]]), IFERROR( Table2[[#This Row],[Reference Hours (hrs)]]*((Table2[Existing Prescribed Wattage (W)]*Table2[Existing Luminaire Quantity])-Table2[[#This Row],[Prescribed Total Demand (hidden, W)]])/1000,\"\"), IFERROR( Table2[[#This Row],[Annual Usage Hours (hrs)]]*((Table2[Existing Prescribed Wattage (W)]*Table2[Existing Luminaire Quantity])-Table2[[#This Row],[Prescribed Total Demand (hidden, W)]])/1000,\"\")))","v":""},{"$f":"\"\"","v":""},{"$f":"IF(OR(Table2[[#This Row],[Control Type]]=\"None\", ISBLANK(Table2[[#This Row],[Control Type]])),\"\", IF(ISBLANK(Table2[[#This Row],[New Total Demand (hidden, W)]]),\"\", IF(ISBLANK(Table2[[#This Row],[Annual Usage Hours (hrs)]]),  IFERROR( 0.2*Table2[[#This Row],[Reference Hours (hrs)]]*Table2[[#This Row],[New Total Demand (hidden, W)]]/1000,\"\"), IFERROR( 0.2*Table2[[#This Row],[Annual Usage Hours (hrs)]]*Table2[[#This Row],[New Total Demand (hidden, W)]]/1000,\"\"))))","v":""},{"$f":"IF(AND(NOT(ISNUMBER(Table2[[#This Row],[Rebate Per Unit\n(CAD)]])),ISBLANK(Table2[[#This Row],[Control Type]])), \"\", IF(OR(Table2[[#This Row],[Rebate Per Unit\n(CAD)]]=0,AND(NOT(ISNUMBER(Table2[[#This Row],[Rebate Per Unit\n(CAD)]])), ISTEXT(Table2[[#This Row],[Control Type]]))), 0, IFERROR(Table2[[#This Row],[Prescribed Quantity]]*Table2[[#This Row],[Rebate Per Unit\n(CAD)]],\"\")))","v":""},{"$f":" IF(AND(ISBLANK(Table2[[#This Row],[Control Type]]),ISNUMBER(Table2[[#This Row],[Rebate Value (CAD)]])),0, IFERROR(Table2[[#This Row],[Control Quantity]]*Table2[[#This Row],[Control Rebate per Unit\n(CAD)]],\"\"))","v":""},{"$f":"IF(AND(ISBLANK(Table2[[#This Row],[Rebate Value (CAD)]]),ISBLANK(Table2[[#This Row],[Rebate Value for Controls (CAD)]])), \"\", IFERROR(Table2[[#This Row],[Rebate Value (CAD)]]+Table2[[#This Row],[Rebate Value for Controls (CAD)]],\"\"))","v":""},{"$f":"IF(Table2[[#This Row],[Lighting  Technology]]=\"Other\",\"Other - \"&Table2[[#This Row],[Other - Lighting Technology Description]],Table2[[#This Row],[BC Hydro Rebate Category ]])","v":0},{"$f":"Table2[[#This Row],[BC Hydro Rebate Category ]]&Table2[[#This Row],[Retrofit Part '# (mandatory to validate Rebates)]]","v":""}]
[null,null,null,null,null,null,{"$f":"IF(ISBLANK(Table2[[#This Row],[Prescribed Lighting Source]]), \"\", IFERROR( INDEX(Table13ExistingPrescribedWattage,MATCH(Table2[[#This Row],[Prescribed Lighting Source]],Table13ExistingLightingSource,0)), IFERROR(INDEX(Table13ExistingPrescribedWattage,MATCH(Table2[[#This Row],[Fortis Rebate Category ]],Table13NewLightingSource,0)),\"-\")))","v":""},null,{"$f":"IFERROR(INDEX(SpaceTypeHours,MATCH(Table2[[#This Row],[Space Type]],SpaceType,0)),\"\")","v":""},null,{"$f":"IFERROR(IF(Table2[[#This Row],[Lighting  Technology]]=\"Other\",Table2[[#This Row],[Existing Effective Input Wattage (W)]]*Table2[[#This Row],[Existing Luminaire Quantity]],Table2[[#This Row],[Existing Prescribed Wattage (W)]]*Table2[[#This Row],[Existing Luminaire Quantity]]),\"\")","v":""},{"$f":"IF(Table2[Lighting  Technology] = \"Other\",(Table2[[#This Row],[Existing Luminaire Quantity]]*Table2[[#This Row],[Existing Effective Input Wattage (W)]]), IF(Table2[Existing Prescribed Wattage (W)] = \"\",\"\", IF( ISBLANK(Table2[[#This Row],[Existing Effective Input Wattage (W)]]), (Table2[[#This Row],[Existing Luminaire Quantity]]*Table2[[#This Row],[Existing Prescribed Wattage (W)]]),(Table2[[#This Row],[Existing Luminaire Quantity]]*Table2[[#This Row],[Existing Effective Input Wattage (W)]]))))","v":""},{"$f":"IF( (ISBLANK(Table2[[#This Row],[Annual Usage Hours (hrs)]])), IFERROR(Table2[[#This Row],[Reference Hours (hrs)]]*Table2[[#This Row],[Total Demand (Hidden) W]]/1000,\"\"), IFERROR(Table2[[#This Row],[Annual Usage Hours (hrs)]]*Table2[[#This Row],[Total Demand (Hidden) W]]/1000,\"\"))","v":""},null,null,{"$f":"IF(Table2[[#This Row],[Lighting  Technology]]=\"Other\", 0, IF( AND(ISBLANK(Table2[[#This Row],[BC Hydro Rebate Category ]]),ISBLANK(Table2[[#This Row],[Fortis Rebate Category ]])), \"\", IF(ISTEXT(Table2[[#This Row],[Fortis Rebate Category ]]), IFERROR(INDEX(Table13[Rebate],MATCH(Table2[[#This Row],[Fortis Rebate Category ]],Table13[Fortis New Lighting source],0)),\"\"), IF(ISTEXT(Table2[[#This Row],[BC Hydro Rebate Category ]]), IFERROR(INDEX(Table13Rebate,MATCH(Table2[[#This Row],[BC Hydro Rebate Category ]],Table13BCHRebateCategory,0)),\"\"), \"\"))))","v":""},{"$f":" IF(Table2[[#This Row],[Lighting  Technology]]=\"Other\", \"per Unit\", IF( AND(ISBLANK(Table2[[#This Row],[BC Hydro Rebate Category ]]),ISBLANK(Table2[[#This Row],[Fortis Rebate Category ]])), \"\", IF(ISTEXT(Table2[[#This Row],[Fortis Rebate Category ]]), IFERROR(INDEX(Table13PerUnit,MATCH(Table2[[#This Row],[Fortis Rebate Category ]],Table13[Fortis New Lighting source],0)),\"\"), IF(ISTEXT(Table2[[#This Row],[BC Hydro Rebate Category ]]), IFERROR(INDEX(Table13PerUnit,MATCH(Table2[[#This Row],[BC Hydro Rebate Category ]],Table13BCHRebateCategory,0)),\"\"), \"\"))))","v":""},null,{"$f":"IF( AND(ISBLANK(Table2[[#This Row],[Existing Luminaire Quantity]]),ISBLANK(Table2[[#This Row],[Prescribed Lighting Source]])), \"\", IF( OR(AND(ISNUMBER(SEARCH(\"lamp fl.\",Table2[[#This Row],[Prescribed Lighting Source]])),ISNUMBER(SEARCH(\"T8 lamp\",Table2[[#This Row],[BC Hydro Rebate Category ]]))),AND(ISNUMBER(SEARCH(\"T5HO\",Table2[[#This Row],[Prescribed Lighting Source]])),ISNUMBER(SEARCH(\"T5HO\",Table2[[#This Row],[BC Hydro Rebate Category ]]))),AND(ISNUMBER(SEARCH(\"lamp fl.\",Table2[[#This Row],[Prescribed Lighting Source]])),ISNUMBER(SEARCH(\"T8 lamp\",Table2[[#This Row],[Fortis Rebate Category ]]))),AND(ISNUMBER(SEARCH(\"T5HO\",Table2[[#This Row],[Prescribed Lighting Source]])),ISNUMBER(SEARCH(\"T5HO\",Table2[[#This Row],[Fortis Rebate Category ]])))          ),  IFERROR(INDEX(Table13NumberofLamps,MATCH(Table2[[#This Row],[Prescribed Lighting Source]],Table13ExistingLightingSource,0))*Table2[[#This Row],[Existing Luminaire Quantity]], \"-\"),  IF(Table2[[#This Row],[Lighting  Technology]]=\"Other\", IFERROR(Table2[[#This Row],[Existing Luminaire Quantity]],\"-\"), IFERROR(Table2[[#This Row],[Existing Luminaire Quantity]],\"-\"))))","v":""},{"$f":"IF( AND(ISBLANK(Table2[[#This Row],[BC Hydro Rebate Category ]]),ISBLANK(Table2[[#This Row],[Fortis Rebate Category ]])), \"\", IF(ISTEXT(Table2[[#This Row],[Fortis Rebate Category ]]), IFERROR(INDEX(Table13NewPrescribedWattage,MATCH(Table2[[#This Row],[Fortis Rebate Category ]],Table13[Fortis New Lighting source],0)),\"\"), IF(ISTEXT(Table2[[#This Row],[BC Hydro Rebate Category ]]), IFERROR(INDEX(Table13NewPrescribedWattage,MATCH(Table2[[#This Row],[BC Hydro Rebate Category ]],Table13BCHRebateCategory,0)),\"\"), \"\")))","v":""},null,null,{"$f":"IF(Table2[[#This Row],[Lighting  Technology]]=\"Other\", \"-\", IF( AND(ISBLANK(Table2[[#This Row],[BC Hydro Rebate Category ]]),ISBLANK(Table2[[#This Row],[Fortis Rebate Category ]])), \"\", IF(ISTEXT(Table2[[#This Row],[Fortis Rebate Category ]]), IFERROR(INDEX(Table13BCHECM,MATCH(Table2[[#This Row],[Fortis Rebate Category ]],Table13[Fortis New Lighting source],0)),\"\"), IF(ISTEXT(Table2[[#This Row],[BC Hydro Rebate Category ]]), IFERROR(INDEX(Table13BCHECM,MATCH(Table2[[#This Row],[BC Hydro Rebate Category ]],Table13BCHRebateCategory,0)),\"\"), \"\"))))","v":""},{"$f":"IF(Table2[[#This Row],[Lighting  Technology]]=\"Other\", 0, IF( AND(ISBLANK(Table2[[#This Row],[BC Hydro Rebate Category ]]),ISBLANK(Table2[[#This Row],[Fortis Rebate Category ]])), \"\", IF(ISTEXT(Table2[[#This Row],[Fortis Rebate Category ]]), IFERROR(INDEX(Table13Persistence,MATCH(Table2[[#This Row],[Fortis Rebate Category ]],Table13[Fortis New Lighting source],0)),\"\"), IF(ISTEXT(Table2[[#This Row],[BC Hydro Rebate Category ]]), IFERROR(INDEX(Table13Persistence,MATCH(Table2[[#This Row],[BC Hydro Rebate Category ]],Table13BCHRebateCategory,0)),\"\"), \"\"))))","v":""},null,{"$f":"IFERROR(INDEX(Table5ControlRebate,MATCH(Table2[[#This Row],[Control Type]],Table5NewControl,0)),\"\")","v":""},null,{"$f":"IF(ISBLANK(Table2[[#This Row],[Control Type]]), IF(ISBLANK(Table2[[#This Row],[Annual Usage Hours (hrs)]]),Table2[[#This Row],[Reference Hours (hrs)]], Table2[[#This Row],[Annual Usage Hours (hrs)]]), IF(AND(ISBLANK(Table2[[#This Row],[Annual Usage Hours (hrs)]]), Table2[[#This Row],[Control Type]]=\"None\"), Table2[[#This Row],[Reference Hours (hrs)]], IF(Table2[[#This Row],[Control Type]]=\"None\", Table2[[#This Row],[Annual Usage Hours (hrs)]], IF(AND(ISBLANK(Table2[[#This Row],[Annual Usage Hours (hrs)]]), Table2[[#This Row],[Control Type]]<>\"None\"), IFERROR(Table2[[#This Row],[Reference Hours (hrs)]]*0.8,\"\"), IF(Table2[[#This Row],[Control Type]]<>\"None\", IFERROR( Table2[[#This Row],[Annual Usage Hours (hrs)]]*0.8,\"\"),\"\")))))","v":""},{"$f":"IF( Table2[[#This Row],[Lighting  Technology]]=\"Other\", IF(ISBLANK(Table2[[#This Row],[Retrofit Lamp/ Luminaire Wattage (see Rebate Unit)]]),\"\",IFERROR(Table2[[#This Row],[Prescribed Quantity]]*Table2[[#This Row],[Retrofit Lamp/ Luminaire Wattage (see Rebate Unit)]],\"\")), IF(ISBLANK(Table2[[#This Row],[Retrofit Lamp/ Luminaire Wattage (see Rebate Unit)]]),IFERROR(Table2[[#This Row],[Prescribed Quantity]]*Table2[[#This Row],[Prescribed Wattage (W)]],\"\"),IFERROR(Table2[[#This Row],[Prescribed Quantity]]*Table2[[#This Row],[Retrofit Lamp/ Luminaire Wattage (see Rebate Unit)]],\"\")))","v":""},{"$f":"IFERROR((IF( Table2[[#This Row],[Lighting  Technology]]=\"Other\", Table2[[#This Row],[Prescribed Quantity]]*Table2[[#This Row],[Retrofit Lamp/ Luminaire Wattage (see Rebate Unit)]], Table2[[#This Row],[Prescribed Quantity]]*Table2[[#This Row],[Prescribed Wattage (W)]] )),\"\")","v":""},{"$f":"IF(ISBLANK(Table2[[#This Row],[New Total Demand (hidden, W)]]),\"\", IF(ISBLANK(Table2[[#This Row],[New Hours (hidden, hrs)]]), \"\", IFERROR(Table2[[#This Row],[New Hours (hidden, hrs)]]*Table2[[#This Row],[New Total Demand (hidden, W)]]/1000,\"\")))","v":""},{"$f":"IF(ISBLANK(Table2[[#This Row],[Total Demand (Hidden) W]]),\"\", IF(ISBLANK(Table2[[#This Row],[New Total Demand (hidden, W)]]), \"\", IFERROR((Table2[[#This Row],[Total Demand (Hidden) W]]-Table2[[#This Row],[New Total Demand (hidden, W)]])/1000,\"\")))","v":""},{"$f":"IF( OR(ISBLANK(Table2[[#This Row],[New Total Demand (hidden, W)]]),ISBLANK(Table2[[#This Row],[Total Demand (Hidden) W]])),\"\", IF(ISBLANK(Table2[[#This Row],[Annual Usage Hours (hrs)]]), IFERROR( Table2[[#This Row],[Reference Hours (hrs)]]*(Table2[[#This Row],[Total Demand (Hidden) W]]-Table2[[#This Row],[New Total Demand (hidden, W)]])/1000,\"\"), IFERROR( Table2[[#This Row],[Annual Usage Hours (hrs)]]*(Table2[[#This Row],[Total Demand (Hidden) W]]-Table2[[#This Row],[New Total Demand (hidden, W)]])/1000,\"\")))","v":""},{"$f":"IF( OR(ISBLANK(Table2[[#This Row],[Prescribed Total Demand (hidden, W)]]),ISBLANK(Table2[[#This Row],[Total Demand (Hidden) W]])),\"\", IF(ISBLANK(Table2[[#This Row],[Annual Usage Hours (hrs)]]), IFERROR( Table2[[#This Row],[Reference Hours (hrs)]]*((Table2[Existing Prescribed Wattage (W)]*Table2[Existing Luminaire Quantity])-Table2[[#This Row],[Prescribed Total Demand (hidden, W)]])/1000,\"\"), IFERROR( Table2[[#This Row],[Annual Usage Hours (hrs)]]*((Table2[Existing Prescribed Wattage (W)]*Table2[Existing Luminaire Quantity])-Table2[[#This Row],[Prescribed Total Demand (hidden, W)]])/1000,\"\")))","v":""},{"$f":"\"\"","v":""},{"$f":"IF(OR(Table2[[#This Row],[Control Type]]=\"None\", ISBLANK(Table2[[#This Row],[Control Type]])),\"\", IF(ISBLANK(Table2[[#This Row],[New Total Demand (hidden, W)]]),\"\", IF(ISBLANK(Table2[[#This Row],[Annual Usage Hours (hrs)]]),  IFERROR( 0.2*Table2[[#This Row],[Reference Hours (hrs)]]*Table2[[#This Row],[New Total Demand (hidden, W)]]/1000,\"\"), IFERROR( 0.2*Table2[[#This Row],[Annual Usage Hours (hrs)]]*Table2[[#This Row],[New Total Demand (hidden, W)]]/1000,\"\"))))","v":""},{"$f":"IF(AND(NOT(ISNUMBER(Table2[[#This Row],[Rebate Per Unit\n(CAD)]])),ISBLANK(Table2[[#This Row],[Control Type]])), \"\", IF(OR(Table2[[#This Row],[Rebate Per Unit\n(CAD)]]=0,AND(NOT(ISNUMBER(Table2[[#This Row],[Rebate Per Unit\n(CAD)]])), ISTEXT(Table2[[#This Row],[Control Type]]))), 0, IFERROR(Table2[[#This Row],[Prescribed Quantity]]*Table2[[#This Row],[Rebate Per Unit\n(CAD)]],\"\")))","v":""},{"$f":" IF(AND(ISBLANK(Table2[[#This Row],[Control Type]]),ISNUMBER(Table2[[#This Row],[Rebate Value (CAD)]])),0, IFERROR(Table2[[#This Row],[Control Quantity]]*Table2[[#This Row],[Control Rebate per Unit\n(CAD)]],\"\"))","v":""},{"$f":"IF(AND(ISBLANK(Table2[[#This Row],[Rebate Value (CAD)]]),ISBLANK(Table2[[#This Row],[Rebate Value for Controls (CAD)]])), \"\", IFERROR(Table2[[#This Row],[Rebate Value (CAD)]]+Table2[[#This Row],[Rebate Value for Controls (CAD)]],\"\"))","v":""},{"$f":"IF(Table2[[#This Row],[Lighting  Technology]]=\"Other\",\"Other - \"&Table2[[#This Row],[Other - Lighting Technology Description]],Table2[[#This Row],[BC Hydro Rebate Category ]])","v":0},{"$f":"Table2[[#This Row],[BC Hydro Rebate Category ]]&Table2[[#This Row],[Retrofit Part '# (mandatory to validate Rebates)]]","v":""}]
[null,null,null,null,null,null,{"$f":"IF(ISBLANK(Table2[[#This Row],[Prescribed Lighting Source]]), \"\", IFERROR( INDEX(Table13ExistingPrescribedWattage,MATCH(Table2[[#This Row],[Prescribed Lighting Source]],Table13ExistingLightingSource,0)), IFERROR(INDEX(Table13ExistingPrescribedWattage,MATCH(Table2[[#This Row],[Fortis Rebate Category ]],Table13NewLightingSource,0)),\"-\")))","v":""},null,{"$f":"IFERROR(INDEX(SpaceTypeHours,MATCH(Table2[[#This Row],[Space Type]],SpaceType,0)),\"\")","v":""},null,{"$f":"IFERROR(IF(Table2[[#This Row],[Lighting  Technology]]=\"Other\",Table2[[#This Row],[Existing Effective Input Wattage (W)]]*Table2[[#This Row],[Existing Luminaire Quantity]],Table2[[#This Row],[Existing Prescribed Wattage (W)]]*Table2[[#This Row],[Existing Luminaire Quantity]]),\"\")","v":""},{"$f":"IF(Table2[Lighting  Technology] = \"Other\",(Table2[[#This Row],[Existing Luminaire Quantity]]*Table2[[#This Row],[Existing Effective Input Wattage (W)]]), IF(Table2[Existing Prescribed Wattage (W)] = \"\",\"\", IF( ISBLANK(Table2[[#This Row],[Existing Effective Input Wattage (W)]]), (Table2[[#This Row],[Existing Luminaire Quantity]]*Table2[[#This Row],[Existing Prescribed Wattage (W)]]),(Table2[[#This Row],[Existing Luminaire Quantity]]*Table2[[#This Row],[Existing Effective Input Wattage (W)]]))))","v":""},{"$f":"IF( (ISBLANK(Table2[[#This Row],[Annual Usage Hours (hrs)]])), IFERROR(Table2[[#This Row],[Reference Hours (hrs)]]*Table2[[#This Row],[Total Demand (Hidden) W]]/1000,\"\"), IFERROR(Table2[[#This Row],[Annual Usage Hours (hrs)]]*Table2[[#This Row],[Total Demand (Hidden) W]]/1000,\"\"))","v":""},null,null,{"$f":"IF(Table2[[#This Row],[Lighting  Technology]]=\"Other\", 0, IF( AND(ISBLANK(Table2[[#This Row],[BC Hydro Rebate Category ]]),ISBLANK(Table2[[#This Row],[Fortis Rebate Category ]])), \"\", IF(ISTEXT(Table2[[#This Row],[Fortis Rebate Category ]]), IFERROR(INDEX(Table13[Rebate],MATCH(Table2[[#This Row],[Fortis Rebate Category ]],Table13[Fortis New Lighting source],0)),\"\"), IF(ISTEXT(Table2[[#This Row],[BC Hydro Rebate Category ]]), IFERROR(INDEX(Table13Rebate,MATCH(Table2[[#This Row],[BC Hydro Rebate Category ]],Table13BCHRebateCategory,0)),\"\"), \"\"))))","v":""},{"$f":" IF(Table2[[#This Row],[Lighting  Technology]]=\"Other\", \"per Unit\", IF( AND(ISBLANK(Table2[[#This Row],[BC Hydro Rebate Category ]]),ISBLANK(Table2[[#This Row],[Fortis Rebate Category ]])), \"\", IF(ISTEXT(Table2[[#This Row],[Fortis Rebate Category ]]), IFERROR(INDEX(Table13PerUnit,MATCH(Table2[[#This Row],[Fortis Rebate Category ]],Table13[Fortis New Lighting source],0)),\"\"), IF(ISTEXT(Table2[[#This Row],[BC Hydro Rebate Category ]]), IFERROR(INDEX(Table13PerUnit,MATCH(Table2[[#This Row],[BC Hydro Rebate Category ]],Table13BCHRebateCategory,0)),\"\"), \"\"))))","v":""},null,{"$f":"IF( AND(ISBLANK(Table2[[#This Row],[Existing Luminaire Quantity]]),ISBLANK(Table2[[#This Row],[Prescribed Lighting Source]])), \"\", IF( OR(AND(ISNUMBER(SEARCH(\"lamp fl.\",Table2[[#This Row],[Prescribed Lighting Source]])),ISNUMBER(SEARCH(\"T8 lamp\",Table2[[#This Row],[BC Hydro Rebate Category ]]))),AND(ISNUMBER(SEARCH(\"T5HO\",Table2[[#This Row],[Prescribed Lighting Source]])),ISNUMBER(SEARCH(\"T5HO\",Table2[[#This Row],[BC Hydro Rebate Category ]]))),AND(ISNUMBER(SEARCH(\"lamp fl.\",Table2[[#This Row],[Prescribed Lighting Source]])),ISNUMBER(SEARCH(\"T8 lamp\",Table2[[#This Row],[Fortis Rebate Category ]]))),AND(ISNUMBER(SEARCH(\"T5HO\",Table2[[#This Row],[Prescribed Lighting Source]])),ISNUMBER(SEARCH(\"T5HO\",Table2[[#This Row],[Fortis Rebate Category ]])))          ),  IFERROR(INDEX(Table13NumberofLamps,MATCH(Table2[[#This Row],[Prescribed Lighting Source]],Table13ExistingLightingSource,0))*Table2[[#This Row],[Existing Luminaire Quantity]], \"-\"),  IF(Table2[[#This Row],[Lighting  Technology]]=\"Other\", IFERROR(Table2[[#This Row],[Existing Luminaire Quantity]],\"-\"), IFERROR(Table2[[#This Row],[Existing Luminaire Quantity]],\"-\"))))","v":""},{"$f":"IF( AND(ISBLANK(Table2[[#This Row],[BC Hydro Rebate Category ]]),ISBLANK(Table2[[#This Row],[Fortis Rebate Category ]])), \"\", IF(ISTEXT(Table2[[#This Row],[Fortis Rebate Category ]]), IFERROR(INDEX(Table13NewPrescribedWattage,MATCH(Table2[[#This Row],[Fortis Rebate Category ]],Table13[Fortis New Lighting source],0)),\"\"), IF(ISTEXT(Table2[[#This Row],[BC Hydro Rebate Category ]]), IFERROR(INDEX(Table13NewPrescribedWattage,MATCH(Table2[[#This Row],[BC Hydro Rebate Category ]],Table13BCHRebateCategory,0)),\"\"), \"\")))","v":""},null,null,{"$f":"IF(Table2[[#This Row],[Lighting  Technology]]=\"Other\", \"-\", IF( AND(ISBLANK(Table2[[#This Row],[BC Hydro Rebate Category ]]),ISBLANK(Table2[[#This Row],[Fortis Rebate Category ]])), \"\", IF(ISTEXT(Table2[[#This Row],[Fortis Rebate Category ]]), IFERROR(INDEX(Table13BCHECM,MATCH(Table2[[#This Row],[Fortis Rebate Category ]],Table13[Fortis New Lighting source],0)),\"\"), IF(ISTEXT(Table2[[#This Row],[BC Hydro Rebate Category ]]), IFERROR(INDEX(Table13BCHECM,MATCH(Table2[[#This Row],[BC Hydro Rebate Category ]],Table13BCHRebateCategory,0)),\"\"), \"\"))))","v":""},{"$f":"IF(Table2[[#This Row],[Lighting  Technology]]=\"Other\", 0, IF( AND(ISBLANK(Table2[[#This Row],[BC Hydro Rebate Category ]]),ISBLANK(Table2[[#This Row],[Fortis Rebate Category ]])), \"\", IF(ISTEXT(Table2[[#This Row],[Fortis Rebate Category ]]), IFERROR(INDEX(Table13Persistence,MATCH(Table2[[#This Row],[Fortis Rebate Category ]],Table13[Fortis New Lighting source],0)),\"\"), IF(ISTEXT(Table2[[#This Row],[BC Hydro Rebate Category ]]), IFERROR(INDEX(Table13Persistence,MATCH(Table2[[#This Row],[BC Hydro Rebate Category ]],Table13BCHRebateCategory,0)),\"\"), \"\"))))","v":""},null,{"$f":"IFERROR(INDEX(Table5ControlRebate,MATCH(Table2[[#This Row],[Control Type]],Table5NewControl,0)),\"\")","v":""},null,{"$f":"IF(ISBLANK(Table2[[#This Row],[Control Type]]), IF(ISBLANK(Table2[[#This Row],[Annual Usage Hours (hrs)]]),Table2[[#This Row],[Reference Hours (hrs)]], Table2[[#This Row],[Annual Usage Hours (hrs)]]), IF(AND(ISBLANK(Table2[[#This Row],[Annual Usage Hours (hrs)]]), Table2[[#This Row],[Control Type]]=\"None\"), Table2[[#This Row],[Reference Hours (hrs)]], IF(Table2[[#This Row],[Control Type]]=\"None\", Table2[[#This Row],[Annual Usage Hours (hrs)]], IF(AND(ISBLANK(Table2[[#This Row],[Annual Usage Hours (hrs)]]), Table2[[#This Row],[Control Type]]<>\"None\"), IFERROR(Table2[[#This Row],[Reference Hours (hrs)]]*0.8,\"\"), IF(Table2[[#This Row],[Control Type]]<>\"None\", IFERROR( Table2[[#This Row],[Annual Usage Hours (hrs)]]*0.8,\"\"),\"\")))))","v":""},{"$f":"IF( Table2[[#This Row],[Lighting  Technology]]=\"Other\", IF(ISBLANK(Table2[[#This Row],[Retrofit Lamp/ Luminaire Wattage (see Rebate Unit)]]),\"\",IFERROR(Table2[[#This Row],[Prescribed Quantity]]*Table2[[#This Row],[Retrofit Lamp/ Luminaire Wattage (see Rebate Unit)]],\"\")), IF(ISBLANK(Table2[[#This Row],[Retrofit Lamp/ Luminaire Wattage (see Rebate Unit)]]),IFERROR(Table2[[#This Row],[Prescribed Quantity]]*Table2[[#This Row],[Prescribed Wattage (W)]],\"\"),IFERROR(Table2[[#This Row],[Prescribed Quantity]]*Table2[[#This Row],[Retrofit Lamp/ Luminaire Wattage (see Rebate Unit)]],\"\")))","v":""},{"$f":"IFERROR((IF( Table2[[#This Row],[Lighting  Technology]]=\"Other\", Table2[[#This Row],[Prescribed Quantity]]*Table2[[#This Row],[Retrofit Lamp/ Luminaire Wattage (see Rebate Unit)]], Table2[[#This Row],[Prescribed Quantity]]*Table2[[#This Row],[Prescribed Wattage (W)]] )),\"\")","v":""},{"$f":"IF(ISBLANK(Table2[[#This Row],[New Total Demand (hidden, W)]]),\"\", IF(ISBLANK(Table2[[#This Row],[New Hours (hidden, hrs)]]), \"\", IFERROR(Table2[[#This Row],[New Hours (hidden, hrs)]]*Table2[[#This Row],[New Total Demand (hidden, W)]]/1000,\"\")))","v":""},{"$f":"IF(ISBLANK(Table2[[#This Row],[Total Demand (Hidden) W]]),\"\", IF(ISBLANK(Table2[[#This Row],[New Total Demand (hidden, W)]]), \"\", IFERROR((Table2[[#This Row],[Total Demand (Hidden) W]]-Table2[[#This Row],[New Total Demand (hidden, W)]])/1000,\"\")))","v":""},{"$f":"IF( OR(ISBLANK(Table2[[#This Row],[New Total Demand (hidden, W)]]),ISBLANK(Table2[[#This Row],[Total Demand (Hidden) W]])),\"\", IF(ISBLANK(Table2[[#This Row],[Annual Usage Hours (hrs)]]), IFERROR( Table2[[#This Row],[Reference Hours (hrs)]]*(Table2[[#This Row],[Total Demand (Hidden) W]]-Table2[[#This Row],[New Total Demand (hidden, W)]])/1000,\"\"), IFERROR( Table2[[#This Row],[Annual Usage Hours (hrs)]]*(Table2[[#This Row],[Total Demand (Hidden) W]]-Table2[[#This Row],[New Total Demand (hidden, W)]])/1000,\"\")))","v":""},{"$f":"IF( OR(ISBLANK(Table2[[#This Row],[Prescribed Total Demand (hidden, W)]]),ISBLANK(Table2[[#This Row],[Total Demand (Hidden) W]])),\"\", IF(ISBLANK(Table2[[#This Row],[Annual Usage Hours (hrs)]]), IFERROR( Table2[[#This Row],[Reference Hours (hrs)]]*((Table2[Existing Prescribed Wattage (W)]*Table2[Existing Luminaire Quantity])-Table2[[#This Row],[Prescribed Total Demand (hidden, W)]])/1000,\"\"), IFERROR( Table2[[#This Row],[Annual Usage Hours (hrs)]]*((Table2[Existing Prescribed Wattage (W)]*Table2[Existing Luminaire Quantity])-Table2[[#This Row],[Prescribed Total Demand (hidden, W)]])/1000,\"\")))","v":""},{"$f":"\"\"","v":""},{"$f":"IF(OR(Table2[[#This Row],[Control Type]]=\"None\", ISBLANK(Table2[[#This Row],[Control Type]])),\"\", IF(ISBLANK(Table2[[#This Row],[New Total Demand (hidden, W)]]),\"\", IF(ISBLANK(Table2[[#This Row],[Annual Usage Hours (hrs)]]),  IFERROR( 0.2*Table2[[#This Row],[Reference Hours (hrs)]]*Table2[[#This Row],[New Total Demand (hidden, W)]]/1000,\"\"), IFERROR( 0.2*Table2[[#This Row],[Annual Usage Hours (hrs)]]*Table2[[#This Row],[New Total Demand (hidden, W)]]/1000,\"\"))))","v":""},{"$f":"IF(AND(NOT(ISNUMBER(Table2[[#This Row],[Rebate Per Unit\n(CAD)]])),ISBLANK(Table2[[#This Row],[Control Type]])), \"\", IF(OR(Table2[[#This Row],[Rebate Per Unit\n(CAD)]]=0,AND(NOT(ISNUMBER(Table2[[#This Row],[Rebate Per Unit\n(CAD)]])), ISTEXT(Table2[[#This Row],[Control Type]]))), 0, IFERROR(Table2[[#This Row],[Prescribed Quantity]]*Table2[[#This Row],[Rebate Per Unit\n(CAD)]],\"\")))","v":""},{"$f":" IF(AND(ISBLANK(Table2[[#This Row],[Control Type]]),ISNUMBER(Table2[[#This Row],[Rebate Value (CAD)]])),0, IFERROR(Table2[[#This Row],[Control Quantity]]*Table2[[#This Row],[Control Rebate per Unit\n(CAD)]],\"\"))","v":""},{"$f":"IF(AND(ISBLANK(Table2[[#This Row],[Rebate Value (CAD)]]),ISBLANK(Table2[[#This Row],[Rebate Value for Controls (CAD)]])), \"\", IFERROR(Table2[[#This Row],[Rebate Value (CAD)]]+Table2[[#This Row],[Rebate Value for Controls (CAD)]],\"\"))","v":""},{"$f":"IF(Table2[[#This Row],[Lighting  Technology]]=\"Other\",\"Other - \"&Table2[[#This Row],[Other - Lighting Technology Description]],Table2[[#This Row],[BC Hydro Rebate Category ]])","v":0},{"$f":"Table2[[#This Row],[BC Hydro Rebate Category ]]&Table2[[#This Row],[Retrofit Part '# (mandatory to validate Rebates)]]","v":""}]
[null,null,null,null,null,null,{"$f":"IF(ISBLANK(Table2[[#This Row],[Prescribed Lighting Source]]), \"\", IFERROR( INDEX(Table13ExistingPrescribedWattage,MATCH(Table2[[#This Row],[Prescribed Lighting Source]],Table13ExistingLightingSource,0)), IFERROR(INDEX(Table13ExistingPrescribedWattage,MATCH(Table2[[#This Row],[Fortis Rebate Category ]],Table13NewLightingSource,0)),\"-\")))","v":""},null,{"$f":"IFERROR(INDEX(SpaceTypeHours,MATCH(Table2[[#This Row],[Space Type]],SpaceType,0)),\"\")","v":""},null,{"$f":"IFERROR(IF(Table2[[#This Row],[Lighting  Technology]]=\"Other\",Table2[[#This Row],[Existing Effective Input Wattage (W)]]*Table2[[#This Row],[Existing Luminaire Quantity]],Table2[[#This Row],[Existing Prescribed Wattage (W)]]*Table2[[#This Row],[Existing Luminaire Quantity]]),\"\")","v":""},{"$f":"IF(Table2[Lighting  Technology] = \"Other\",(Table2[[#This Row],[Existing Luminaire Quantity]]*Table2[[#This Row],[Existing Effective Input Wattage (W)]]), IF(Table2[Existing Prescribed Wattage (W)] = \"\",\"\", IF( ISBLANK(Table2[[#This Row],[Existing Effective Input Wattage (W)]]), (Table2[[#This Row],[Existing Luminaire Quantity]]*Table2[[#This Row],[Existing Prescribed Wattage (W)]]),(Table2[[#This Row],[Existing Luminaire Quantity]]*Table2[[#This Row],[Existing Effective Input Wattage (W)]]))))","v":""},{"$f":"IF( (ISBLANK(Table2[[#This Row],[Annual Usage Hours (hrs)]])), IFERROR(Table2[[#This Row],[Reference Hours (hrs)]]*Table2[[#This Row],[Total Demand (Hidden) W]]/1000,\"\"), IFERROR(Table2[[#This Row],[Annual Usage Hours (hrs)]]*Table2[[#This Row],[Total Demand (Hidden) W]]/1000,\"\"))","v":""},null,null,{"$f":"IF(Table2[[#This Row],[Lighting  Technology]]=\"Other\", 0, IF( AND(ISBLANK(Table2[[#This Row],[BC Hydro Rebate Category ]]),ISBLANK(Table2[[#This Row],[Fortis Rebate Category ]])), \"\", IF(ISTEXT(Table2[[#This Row],[Fortis Rebate Category ]]), IFERROR(INDEX(Table13[Rebate],MATCH(Table2[[#This Row],[Fortis Rebate Category ]],Table13[Fortis New Lighting source],0)),\"\"), IF(ISTEXT(Table2[[#This Row],[BC Hydro Rebate Category ]]), IFERROR(INDEX(Table13Rebate,MATCH(Table2[[#This Row],[BC Hydro Rebate Category ]],Table13BCHRebateCategory,0)),\"\"), \"\"))))","v":""},{"$f":" IF(Table2[[#This Row],[Lighting  Technology]]=\"Other\", \"per Unit\", IF( AND(ISBLANK(Table2[[#This Row],[BC Hydro Rebate Category ]]),ISBLANK(Table2[[#This Row],[Fortis Rebate Category ]])), \"\", IF(ISTEXT(Table2[[#This Row],[Fortis Rebate Category ]]), IFERROR(INDEX(Table13PerUnit,MATCH(Table2[[#This Row],[Fortis Rebate Category ]],Table13[Fortis New Lighting source],0)),\"\"), IF(ISTEXT(Table2[[#This Row],[BC Hydro Rebate Category ]]), IFERROR(INDEX(Table13PerUnit,MATCH(Table2[[#This Row],[BC Hydro Rebate Category ]],Table13BCHRebateCategory,0)),\"\"), \"\"))))","v":""},null,{"$f":"IF( AND(ISBLANK(Table2[[#This Row],[Existing Luminaire Quantity]]),ISBLANK(Table2[[#This Row],[Prescribed Lighting Source]])), \"\", IF( OR(AND(ISNUMBER(SEARCH(\"lamp fl.\",Table2[[#This Row],[Prescribed Lighting Source]])),ISNUMBER(SEARCH(\"T8 lamp\",Table2[[#This Row],[BC Hydro Rebate Category ]]))),AND(ISNUMBER(SEARCH(\"T5HO\",Table2[[#This Row],[Prescribed Lighting Source]])),ISNUMBER(SEARCH(\"T5HO\",Table2[[#This Row],[BC Hydro Rebate Category ]]))),AND(ISNUMBER(SEARCH(\"lamp fl.\",Table2[[#This Row],[Prescribed Lighting Source]])),ISNUMBER(SEARCH(\"T8 lamp\",Table2[[#This Row],[Fortis Rebate Category ]]))),AND(ISNUMBER(SEARCH(\"T5HO\",Table2[[#This Row],[Prescribed Lighting Source]])),ISNUMBER(SEARCH(\"T5HO\",Table2[[#This Row],[Fortis Rebate Category ]])))          ),  IFERROR(INDEX(Table13NumberofLamps,MATCH(Table2[[#This Row],[Prescribed Lighting Source]],Table13ExistingLightingSource,0))*Table2[[#This Row],[Existing Luminaire Quantity]], \"-\"),  IF(Table2[[#This Row],[Lighting  Technology]]=\"Other\", IFERROR(Table2[[#This Row],[Existing Luminaire Quantity]],\"-\"), IFERROR(Table2[[#This Row],[Existing Luminaire Quantity]],\"-\"))))","v":""},{"$f":"IF( AND(ISBLANK(Table2[[#This Row],[BC Hydro Rebate Category ]]),ISBLANK(Table2[[#This Row],[Fortis Rebate Category ]])), \"\", IF(ISTEXT(Table2[[#This Row],[Fortis Rebate Category ]]), IFERROR(INDEX(Table13NewPrescribedWattage,MATCH(Table2[[#This Row],[Fortis Rebate Category ]],Table13[Fortis New Lighting source],0)),\"\"), IF(ISTEXT(Table2[[#This Row],[BC Hydro Rebate Category ]]), IFERROR(INDEX(Table13NewPrescribedWattage,MATCH(Table2[[#This Row],[BC Hydro Rebate Category ]],Table13BCHRebateCategory,0)),\"\"), \"\")))","v":""},null,null,{"$f":"IF(Table2[[#This Row],[Lighting  Technology]]=\"Other\", \"-\", IF( AND(ISBLANK(Table2[[#This Row],[BC Hydro Rebate Category ]]),ISBLANK(Table2[[#This Row],[Fortis Rebate Category ]])), \"\", IF(ISTEXT(Table2[[#This Row],[Fortis Rebate Category ]]), IFERROR(INDEX(Table13BCHECM,MATCH(Table2[[#This Row],[Fortis Rebate Category ]],Table13[Fortis New Lighting source],0)),\"\"), IF(ISTEXT(Table2[[#This Row],[BC Hydro Rebate Category ]]), IFERROR(INDEX(Table13BCHECM,MATCH(Table2[[#This Row],[BC Hydro Rebate Category ]],Table13BCHRebateCategory,0)),\"\"), \"\"))))","v":""},{"$f":"IF(Table2[[#This Row],[Lighting  Technology]]=\"Other\", 0, IF( AND(ISBLANK(Table2[[#This Row],[BC Hydro Rebate Category ]]),ISBLANK(Table2[[#This Row],[Fortis Rebate Category ]])), \"\", IF(ISTEXT(Table2[[#This Row],[Fortis Rebate Category ]]), IFERROR(INDEX(Table13Persistence,MATCH(Table2[[#This Row],[Fortis Rebate Category ]],Table13[Fortis New Lighting source],0)),\"\"), IF(ISTEXT(Table2[[#This Row],[BC Hydro Rebate Category ]]), IFERROR(INDEX(Table13Persistence,MATCH(Table2[[#This Row],[BC Hydro Rebate Category ]],Table13BCHRebateCategory,0)),\"\"), \"\"))))","v":""},null,{"$f":"IFERROR(INDEX(Table5ControlRebate,MATCH(Table2[[#This Row],[Control Type]],Table5NewControl,0)),\"\")","v":""},null,{"$f":"IF(ISBLANK(Table2[[#This Row],[Control Type]]), IF(ISBLANK(Table2[[#This Row],[Annual Usage Hours (hrs)]]),Table2[[#This Row],[Reference Hours (hrs)]], Table2[[#This Row],[Annual Usage Hours (hrs)]]), IF(AND(ISBLANK(Table2[[#This Row],[Annual Usage Hours (hrs)]]), Table2[[#This Row],[Control Type]]=\"None\"), Table2[[#This Row],[Reference Hours (hrs)]], IF(Table2[[#This Row],[Control Type]]=\"None\", Table2[[#This Row],[Annual Usage Hours (hrs)]], IF(AND(ISBLANK(Table2[[#This Row],[Annual Usage Hours (hrs)]]), Table2[[#This Row],[Control Type]]<>\"None\"), IFERROR(Table2[[#This Row],[Reference Hours (hrs)]]*0.8,\"\"), IF(Table2[[#This Row],[Control Type]]<>\"None\", IFERROR( Table2[[#This Row],[Annual Usage Hours (hrs)]]*0.8,\"\"),\"\")))))","v":""},{"$f":"IF( Table2[[#This Row],[Lighting  Technology]]=\"Other\", IF(ISBLANK(Table2[[#This Row],[Retrofit Lamp/ Luminaire Wattage (see Rebate Unit)]]),\"\",IFERROR(Table2[[#This Row],[Prescribed Quantity]]*Table2[[#This Row],[Retrofit Lamp/ Luminaire Wattage (see Rebate Unit)]],\"\")), IF(ISBLANK(Table2[[#This Row],[Retrofit Lamp/ Luminaire Wattage (see Rebate Unit)]]),IFERROR(Table2[[#This Row],[Prescribed Quantity]]*Table2[[#This Row],[Prescribed Wattage (W)]],\"\"),IFERROR(Table2[[#This Row],[Prescribed Quantity]]*Table2[[#This Row],[Retrofit Lamp/ Luminaire Wattage (see Rebate Unit)]],\"\")))","v":""},{"$f":"IFERROR((IF( Table2[[#This Row],[Lighting  Technology]]=\"Other\", Table2[[#This Row],[Prescribed Quantity]]*Table2[[#This Row],[Retrofit Lamp/ Luminaire Wattage (see Rebate Unit)]], Table2[[#This Row],[Prescribed Quantity]]*Table2[[#This Row],[Prescribed Wattage (W)]] )),\"\")","v":""},{"$f":"IF(ISBLANK(Table2[[#This Row],[New Total Demand (hidden, W)]]),\"\", IF(ISBLANK(Table2[[#This Row],[New Hours (hidden, hrs)]]), \"\", IFERROR(Table2[[#This Row],[New Hours (hidden, hrs)]]*Table2[[#This Row],[New Total Demand (hidden, W)]]/1000,\"\")))","v":""},{"$f":"IF(ISBLANK(Table2[[#This Row],[Total Demand (Hidden) W]]),\"\", IF(ISBLANK(Table2[[#This Row],[New Total Demand (hidden, W)]]), \"\", IFERROR((Table2[[#This Row],[Total Demand (Hidden) W]]-Table2[[#This Row],[New Total Demand (hidden, W)]])/1000,\"\")))","v":""},{"$f":"IF( OR(ISBLANK(Table2[[#This Row],[New Total Demand (hidden, W)]]),ISBLANK(Table2[[#This Row],[Total Demand (Hidden) W]])),\"\", IF(ISBLANK(Table2[[#This Row],[Annual Usage Hours (hrs)]]), IFERROR( Table2[[#This Row],[Reference Hours (hrs)]]*(Table2[[#This Row],[Total Demand (Hidden) W]]-Table2[[#This Row],[New Total Demand (hidden, W)]])/1000,\"\"), IFERROR( Table2[[#This Row],[Annual Usage Hours (hrs)]]*(Table2[[#This Row],[Total Demand (Hidden) W]]-Table2[[#This Row],[New Total Demand (hidden, W)]])/1000,\"\")))","v":""},{"$f":"IF( OR(ISBLANK(Table2[[#This Row],[Prescribed Total Demand (hidden, W)]]),ISBLANK(Table2[[#This Row],[Total Demand (Hidden) W]])),\"\", IF(ISBLANK(Table2[[#This Row],[Annual Usage Hours (hrs)]]), IFERROR( Table2[[#This Row],[Reference Hours (hrs)]]*((Table2[Existing Prescribed Wattage (W)]*Table2[Existing Luminaire Quantity])-Table2[[#This Row],[Prescribed Total Demand (hidden, W)]])/1000,\"\"), IFERROR( Table2[[#This Row],[Annual Usage Hours (hrs)]]*((Table2[Existing Prescribed Wattage (W)]*Table2[Existing Luminaire Quantity])-Table2[[#This Row],[Prescribed Total Demand (hidden, W)]])/1000,\"\")))","v":""},{"$f":"\"\"","v":""},{"$f":"IF(OR(Table2[[#This Row],[Control Type]]=\"None\", ISBLANK(Table2[[#This Row],[Control Type]])),\"\", IF(ISBLANK(Table2[[#This Row],[New Total Demand (hidden, W)]]),\"\", IF(ISBLANK(Table2[[#This Row],[Annual Usage Hours (hrs)]]),  IFERROR( 0.2*Table2[[#This Row],[Reference Hours (hrs)]]*Table2[[#This Row],[New Total Demand (hidden, W)]]/1000,\"\"), IFERROR( 0.2*Table2[[#This Row],[Annual Usage Hours (hrs)]]*Table2[[#This Row],[New Total Demand (hidden, W)]]/1000,\"\"))))","v":""},{"$f":"IF(AND(NOT(ISNUMBER(Table2[[#This Row],[Rebate Per Unit\n(CAD)]])),ISBLANK(Table2[[#This Row],[Control Type]])), \"\", IF(OR(Table2[[#This Row],[Rebate Per Unit\n(CAD)]]=0,AND(NOT(ISNUMBER(Table2[[#This Row],[Rebate Per Unit\n(CAD)]])), ISTEXT(Table2[[#This Row],[Control Type]]))), 0, IFERROR(Table2[[#This Row],[Prescribed Quantity]]*Table2[[#This Row],[Rebate Per Unit\n(CAD)]],\"\")))","v":""},{"$f":" IF(AND(ISBLANK(Table2[[#This Row],[Control Type]]),ISNUMBER(Table2[[#This Row],[Rebate Value (CAD)]])),0, IFERROR(Table2[[#This Row],[Control Quantity]]*Table2[[#This Row],[Control Rebate per Unit\n(CAD)]],\"\"))","v":""},{"$f":"IF(AND(ISBLANK(Table2[[#This Row],[Rebate Value (CAD)]]),ISBLANK(Table2[[#This Row],[Rebate Value for Controls (CAD)]])), \"\", IFERROR(Table2[[#This Row],[Rebate Value (CAD)]]+Table2[[#This Row],[Rebate Value for Controls (CAD)]],\"\"))","v":""},{"$f":"IF(Table2[[#This Row],[Lighting  Technology]]=\"Other\",\"Other - \"&Table2[[#This Row],[Other - Lighting Technology Description]],Table2[[#This Row],[BC Hydro Rebate Category ]])","v":0},{"$f":"Table2[[#This Row],[BC Hydro Rebate Category ]]&Table2[[#This Row],[Retrofit Part '# (mandatory to validate Rebates)]]","v":""}]
[null,null,null,null,null,null,{"$f":"IF(ISBLANK(Table2[[#This Row],[Prescribed Lighting Source]]), \"\", IFERROR( INDEX(Table13ExistingPrescribedWattage,MATCH(Table2[[#This Row],[Prescribed Lighting Source]],Table13ExistingLightingSource,0)), IFERROR(INDEX(Table13ExistingPrescribedWattage,MATCH(Table2[[#This Row],[Fortis Rebate Category ]],Table13NewLightingSource,0)),\"-\")))","v":""},null,{"$f":"IFERROR(INDEX(SpaceTypeHours,MATCH(Table2[[#This Row],[Space Type]],SpaceType,0)),\"\")","v":""},null,{"$f":"IFERROR(IF(Table2[[#This Row],[Lighting  Technology]]=\"Other\",Table2[[#This Row],[Existing Effective Input Wattage (W)]]*Table2[[#This Row],[Existing Luminaire Quantity]],Table2[[#This Row],[Existing Prescribed Wattage (W)]]*Table2[[#This Row],[Existing Luminaire Quantity]]),\"\")","v":""},{"$f":"IF(Table2[Lighting  Technology] = \"Other\",(Table2[[#This Row],[Existing Luminaire Quantity]]*Table2[[#This Row],[Existing Effective Input Wattage (W)]]), IF(Table2[Existing Prescribed Wattage (W)] = \"\",\"\", IF( ISBLANK(Table2[[#This Row],[Existing Effective Input Wattage (W)]]), (Table2[[#This Row],[Existing Luminaire Quantity]]*Table2[[#This Row],[Existing Prescribed Wattage (W)]]),(Table2[[#This Row],[Existing Luminaire Quantity]]*Table2[[#This Row],[Existing Effective Input Wattage (W)]]))))","v":""},{"$f":"IF( (ISBLANK(Table2[[#This Row],[Annual Usage Hours (hrs)]])), IFERROR(Table2[[#This Row],[Reference Hours (hrs)]]*Table2[[#This Row],[Total Demand (Hidden) W]]/1000,\"\"), IFERROR(Table2[[#This Row],[Annual Usage Hours (hrs)]]*Table2[[#This Row],[Total Demand (Hidden) W]]/1000,\"\"))","v":""},null,null,{"$f":"IF(Table2[[#This Row],[Lighting  Technology]]=\"Other\", 0, IF( AND(ISBLANK(Table2[[#This Row],[BC Hydro Rebate Category ]]),ISBLANK(Table2[[#This Row],[Fortis Rebate Category ]])), \"\", IF(ISTEXT(Table2[[#This Row],[Fortis Rebate Category ]]), IFERROR(INDEX(Table13[Rebate],MATCH(Table2[[#This Row],[Fortis Rebate Category ]],Table13[Fortis New Lighting source],0)),\"\"), IF(ISTEXT(Table2[[#This Row],[BC Hydro Rebate Category ]]), IFERROR(INDEX(Table13Rebate,MATCH(Table2[[#This Row],[BC Hydro Rebate Category ]],Table13BCHRebateCategory,0)),\"\"), \"\"))))","v":""},{"$f":" IF(Table2[[#This Row],[Lighting  Technology]]=\"Other\", \"per Unit\", IF( AND(ISBLANK(Table2[[#This Row],[BC Hydro Rebate Category ]]),ISBLANK(Table2[[#This Row],[Fortis Rebate Category ]])), \"\", IF(ISTEXT(Table2[[#This Row],[Fortis Rebate Category ]]), IFERROR(INDEX(Table13PerUnit,MATCH(Table2[[#This Row],[Fortis Rebate Category ]],Table13[Fortis New Lighting source],0)),\"\"), IF(ISTEXT(Table2[[#This Row],[BC Hydro Rebate Category ]]), IFERROR(INDEX(Table13PerUnit,MATCH(Table2[[#This Row],[BC Hydro Rebate Category ]],Table13BCHRebateCategory,0)),\"\"), \"\"))))","v":""},null,{"$f":"IF( AND(ISBLANK(Table2[[#This Row],[Existing Luminaire Quantity]]),ISBLANK(Table2[[#This Row],[Prescribed Lighting Source]])), \"\", IF( OR(AND(ISNUMBER(SEARCH(\"lamp fl.\",Table2[[#This Row],[Prescribed Lighting Source]])),ISNUMBER(SEARCH(\"T8 lamp\",Table2[[#This Row],[BC Hydro Rebate Category ]]))),AND(ISNUMBER(SEARCH(\"T5HO\",Table2[[#This Row],[Prescribed Lighting Source]])),ISNUMBER(SEARCH(\"T5HO\",Table2[[#This Row],[BC Hydro Rebate Category ]]))),AND(ISNUMBER(SEARCH(\"lamp fl.\",Table2[[#This Row],[Prescribed Lighting Source]])),ISNUMBER(SEARCH(\"T8 lamp\",Table2[[#This Row],[Fortis Rebate Category ]]))),AND(ISNUMBER(SEARCH(\"T5HO\",Table2[[#This Row],[Prescribed Lighting Source]])),ISNUMBER(SEARCH(\"T5HO\",Table2[[#This Row],[Fortis Rebate Category ]])))          ),  IFERROR(INDEX(Table13NumberofLamps,MATCH(Table2[[#This Row],[Prescribed Lighting Source]],Table13ExistingLightingSource,0))*Table2[[#This Row],[Existing Luminaire Quantity]], \"-\"),  IF(Table2[[#This Row],[Lighting  Technology]]=\"Other\", IFERROR(Table2[[#This Row],[Existing Luminaire Quantity]],\"-\"), IFERROR(Table2[[#This Row],[Existing Luminaire Quantity]],\"-\"))))","v":""},{"$f":"IF( AND(ISBLANK(Table2[[#This Row],[BC Hydro Rebate Category ]]),ISBLANK(Table2[[#This Row],[Fortis Rebate Category ]])), \"\", IF(ISTEXT(Table2[[#This Row],[Fortis Rebate Category ]]), IFERROR(INDEX(Table13NewPrescribedWattage,MATCH(Table2[[#This Row],[Fortis Rebate Category ]],Table13[Fortis New Lighting source],0)),\"\"), IF(ISTEXT(Table2[[#This Row],[BC Hydro Rebate Category ]]), IFERROR(INDEX(Table13NewPrescribedWattage,MATCH(Table2[[#This Row],[BC Hydro Rebate Category ]],Table13BCHRebateCategory,0)),\"\"), \"\")))","v":""},null,null,{"$f":"IF(Table2[[#This Row],[Lighting  Technology]]=\"Other\", \"-\", IF( AND(ISBLANK(Table2[[#This Row],[BC Hydro Rebate Category ]]),ISBLANK(Table2[[#This Row],[Fortis Rebate Category ]])), \"\", IF(ISTEXT(Table2[[#This Row],[Fortis Rebate Category ]]), IFERROR(INDEX(Table13BCHECM,MATCH(Table2[[#This Row],[Fortis Rebate Category ]],Table13[Fortis New Lighting source],0)),\"\"), IF(ISTEXT(Table2[[#This Row],[BC Hydro Rebate Category ]]), IFERROR(INDEX(Table13BCHECM,MATCH(Table2[[#This Row],[BC Hydro Rebate Category ]],Table13BCHRebateCategory,0)),\"\"), \"\"))))","v":""},{"$f":"IF(Table2[[#This Row],[Lighting  Technology]]=\"Other\", 0, IF( AND(ISBLANK(Table2[[#This Row],[BC Hydro Rebate Category ]]),ISBLANK(Table2[[#This Row],[Fortis Rebate Category ]])), \"\", IF(ISTEXT(Table2[[#This Row],[Fortis Rebate Category ]]), IFERROR(INDEX(Table13Persistence,MATCH(Table2[[#This Row],[Fortis Rebate Category ]],Table13[Fortis New Lighting source],0)),\"\"), IF(ISTEXT(Table2[[#This Row],[BC Hydro Rebate Category ]]), IFERROR(INDEX(Table13Persistence,MATCH(Table2[[#This Row],[BC Hydro Rebate Category ]],Table13BCHRebateCategory,0)),\"\"), \"\"))))","v":""},null,{"$f":"IFERROR(INDEX(Table5ControlRebate,MATCH(Table2[[#This Row],[Control Type]],Table5NewControl,0)),\"\")","v":""},null,{"$f":"IF(ISBLANK(Table2[[#This Row],[Control Type]]), IF(ISBLANK(Table2[[#This Row],[Annual Usage Hours (hrs)]]),Table2[[#This Row],[Reference Hours (hrs)]], Table2[[#This Row],[Annual Usage Hours (hrs)]]), IF(AND(ISBLANK(Table2[[#This Row],[Annual Usage Hours (hrs)]]), Table2[[#This Row],[Control Type]]=\"None\"), Table2[[#This Row],[Reference Hours (hrs)]], IF(Table2[[#This Row],[Control Type]]=\"None\", Table2[[#This Row],[Annual Usage Hours (hrs)]], IF(AND(ISBLANK(Table2[[#This Row],[Annual Usage Hours (hrs)]]), Table2[[#This Row],[Control Type]]<>\"None\"), IFERROR(Table2[[#This Row],[Reference Hours (hrs)]]*0.8,\"\"), IF(Table2[[#This Row],[Control Type]]<>\"None\", IFERROR( Table2[[#This Row],[Annual Usage Hours (hrs)]]*0.8,\"\"),\"\")))))","v":""},{"$f":"IF( Table2[[#This Row],[Lighting  Technology]]=\"Other\", IF(ISBLANK(Table2[[#This Row],[Retrofit Lamp/ Luminaire Wattage (see Rebate Unit)]]),\"\",IFERROR(Table2[[#This Row],[Prescribed Quantity]]*Table2[[#This Row],[Retrofit Lamp/ Luminaire Wattage (see Rebate Unit)]],\"\")), IF(ISBLANK(Table2[[#This Row],[Retrofit Lamp/ Luminaire Wattage (see Rebate Unit)]]),IFERROR(Table2[[#This Row],[Prescribed Quantity]]*Table2[[#This Row],[Prescribed Wattage (W)]],\"\"),IFERROR(Table2[[#This Row],[Prescribed Quantity]]*Table2[[#This Row],[Retrofit Lamp/ Luminaire Wattage (see Rebate Unit)]],\"\")))","v":""},{"$f":"IFERROR((IF( Table2[[#This Row],[Lighting  Technology]]=\"Other\", Table2[[#This Row],[Prescribed Quantity]]*Table2[[#This Row],[Retrofit Lamp/ Luminaire Wattage (see Rebate Unit)]], Table2[[#This Row],[Prescribed Quantity]]*Table2[[#This Row],[Prescribed Wattage (W)]] )),\"\")","v":""},{"$f":"IF(ISBLANK(Table2[[#This Row],[New Total Demand (hidden, W)]]),\"\", IF(ISBLANK(Table2[[#This Row],[New Hours (hidden, hrs)]]), \"\", IFERROR(Table2[[#This Row],[New Hours (hidden, hrs)]]*Table2[[#This Row],[New Total Demand (hidden, W)]]/1000,\"\")))","v":""},{"$f":"IF(ISBLANK(Table2[[#This Row],[Total Demand (Hidden) W]]),\"\", IF(ISBLANK(Table2[[#This Row],[New Total Demand (hidden, W)]]), \"\", IFERROR((Table2[[#This Row],[Total Demand (Hidden) W]]-Table2[[#This Row],[New Total Demand (hidden, W)]])/1000,\"\")))","v":""},{"$f":"IF( OR(ISBLANK(Table2[[#This Row],[New Total Demand (hidden, W)]]),ISBLANK(Table2[[#This Row],[Total Demand (Hidden) W]])),\"\", IF(ISBLANK(Table2[[#This Row],[Annual Usage Hours (hrs)]]), IFERROR( Table2[[#This Row],[Reference Hours (hrs)]]*(Table2[[#This Row],[Total Demand (Hidden) W]]-Table2[[#This Row],[New Total Demand (hidden, W)]])/1000,\"\"), IFERROR( Table2[[#This Row],[Annual Usage Hours (hrs)]]*(Table2[[#This Row],[Total Demand (Hidden) W]]-Table2[[#This Row],[New Total Demand (hidden, W)]])/1000,\"\")))","v":""},{"$f":"IF( OR(ISBLANK(Table2[[#This Row],[Prescribed Total Demand (hidden, W)]]),ISBLANK(Table2[[#This Row],[Total Demand (Hidden) W]])),\"\", IF(ISBLANK(Table2[[#This Row],[Annual Usage Hours (hrs)]]), IFERROR( Table2[[#This Row],[Reference Hours (hrs)]]*((Table2[Existing Prescribed Wattage (W)]*Table2[Existing Luminaire Quantity])-Table2[[#This Row],[Prescribed Total Demand (hidden, W)]])/1000,\"\"), IFERROR( Table2[[#This Row],[Annual Usage Hours (hrs)]]*((Table2[Existing Prescribed Wattage (W)]*Table2[Existing Luminaire Quantity])-Table2[[#This Row],[Prescribed Total Demand (hidden, W)]])/1000,\"\")))","v":""},{"$f":"\"\"","v":""},{"$f":"IF(OR(Table2[[#This Row],[Control Type]]=\"None\", ISBLANK(Table2[[#This Row],[Control Type]])),\"\", IF(ISBLANK(Table2[[#This Row],[New Total Demand (hidden, W)]]),\"\", IF(ISBLANK(Table2[[#This Row],[Annual Usage Hours (hrs)]]),  IFERROR( 0.2*Table2[[#This Row],[Reference Hours (hrs)]]*Table2[[#This Row],[New Total Demand (hidden, W)]]/1000,\"\"), IFERROR( 0.2*Table2[[#This Row],[Annual Usage Hours (hrs)]]*Table2[[#This Row],[New Total Demand (hidden, W)]]/1000,\"\"))))","v":""},{"$f":"IF(AND(NOT(ISNUMBER(Table2[[#This Row],[Rebate Per Unit\n(CAD)]])),ISBLANK(Table2[[#This Row],[Control Type]])), \"\", IF(OR(Table2[[#This Row],[Rebate Per Unit\n(CAD)]]=0,AND(NOT(ISNUMBER(Table2[[#This Row],[Rebate Per Unit\n(CAD)]])), ISTEXT(Table2[[#This Row],[Control Type]]))), 0, IFERROR(Table2[[#This Row],[Prescribed Quantity]]*Table2[[#This Row],[Rebate Per Unit\n(CAD)]],\"\")))","v":""},{"$f":" IF(AND(ISBLANK(Table2[[#This Row],[Control Type]]),ISNUMBER(Table2[[#This Row],[Rebate Value (CAD)]])),0, IFERROR(Table2[[#This Row],[Control Quantity]]*Table2[[#This Row],[Control Rebate per Unit\n(CAD)]],\"\"))","v":""},{"$f":"IF(AND(ISBLANK(Table2[[#This Row],[Rebate Value (CAD)]]),ISBLANK(Table2[[#This Row],[Rebate Value for Controls (CAD)]])), \"\", IFERROR(Table2[[#This Row],[Rebate Value (CAD)]]+Table2[[#This Row],[Rebate Value for Controls (CAD)]],\"\"))","v":""},{"$f":"IF(Table2[[#This Row],[Lighting  Technology]]=\"Other\",\"Other - \"&Table2[[#This Row],[Other - Lighting Technology Description]],Table2[[#This Row],[BC Hydro Rebate Category ]])","v":0},{"$f":"Table2[[#This Row],[BC Hydro Rebate Category ]]&Table2[[#This Row],[Retrofit Part '# (mandatory to validate Rebates)]]","v":""}]
[null,null,null,null,null,null,{"$f":"IF(ISBLANK(Table2[[#This Row],[Prescribed Lighting Source]]), \"\", IFERROR( INDEX(Table13ExistingPrescribedWattage,MATCH(Table2[[#This Row],[Prescribed Lighting Source]],Table13ExistingLightingSource,0)), IFERROR(INDEX(Table13ExistingPrescribedWattage,MATCH(Table2[[#This Row],[Fortis Rebate Category ]],Table13NewLightingSource,0)),\"-\")))","v":""},null,{"$f":"IFERROR(INDEX(SpaceTypeHours,MATCH(Table2[[#This Row],[Space Type]],SpaceType,0)),\"\")","v":""},null,{"$f":"IFERROR(IF(Table2[[#This Row],[Lighting  Technology]]=\"Other\",Table2[[#This Row],[Existing Effective Input Wattage (W)]]*Table2[[#This Row],[Existing Luminaire Quantity]],Table2[[#This Row],[Existing Prescribed Wattage (W)]]*Table2[[#This Row],[Existing Luminaire Quantity]]),\"\")","v":""},{"$f":"IF(Table2[Lighting  Technology] = \"Other\",(Table2[[#This Row],[Existing Luminaire Quantity]]*Table2[[#This Row],[Existing Effective Input Wattage (W)]]), IF(Table2[Existing Prescribed Wattage (W)] = \"\",\"\", IF( ISBLANK(Table2[[#This Row],[Existing Effective Input Wattage (W)]]), (Table2[[#This Row],[Existing Luminaire Quantity]]*Table2[[#This Row],[Existing Prescribed Wattage (W)]]),(Table2[[#This Row],[Existing Luminaire Quantity]]*Table2[[#This Row],[Existing Effective Input Wattage (W)]]))))","v":""},{"$f":"IF( (ISBLANK(Table2[[#This Row],[Annual Usage Hours (hrs)]])), IFERROR(Table2[[#This Row],[Reference Hours (hrs)]]*Table2[[#This Row],[Total Demand (Hidden) W]]/1000,\"\"), IFERROR(Table2[[#This Row],[Annual Usage Hours (hrs)]]*Table2[[#This Row],[Total Demand (Hidden) W]]/1000,\"\"))","v":""},null,null,{"$f":"IF(Table2[[#This Row],[Lighting  Technology]]=\"Other\", 0, IF( AND(ISBLANK(Table2[[#This Row],[BC Hydro Rebate Category ]]),ISBLANK(Table2[[#This Row],[Fortis Rebate Category ]])), \"\", IF(ISTEXT(Table2[[#This Row],[Fortis Rebate Category ]]), IFERROR(INDEX(Table13[Rebate],MATCH(Table2[[#This Row],[Fortis Rebate Category ]],Table13[Fortis New Lighting source],0)),\"\"), IF(ISTEXT(Table2[[#This Row],[BC Hydro Rebate Category ]]), IFERROR(INDEX(Table13Rebate,MATCH(Table2[[#This Row],[BC Hydro Rebate Category ]],Table13BCHRebateCategory,0)),\"\"), \"\"))))","v":""},{"$f":" IF(Table2[[#This Row],[Lighting  Technology]]=\"Other\", \"per Unit\", IF( AND(ISBLANK(Table2[[#This Row],[BC Hydro Rebate Category ]]),ISBLANK(Table2[[#This Row],[Fortis Rebate Category ]])), \"\", IF(ISTEXT(Table2[[#This Row],[Fortis Rebate Category ]]), IFERROR(INDEX(Table13PerUnit,MATCH(Table2[[#This Row],[Fortis Rebate Category ]],Table13[Fortis New Lighting source],0)),\"\"), IF(ISTEXT(Table2[[#This Row],[BC Hydro Rebate Category ]]), IFERROR(INDEX(Table13PerUnit,MATCH(Table2[[#This Row],[BC Hydro Rebate Category ]],Table13BCHRebateCategory,0)),\"\"), \"\"))))","v":""},null,{"$f":"IF( AND(ISBLANK(Table2[[#This Row],[Existing Luminaire Quantity]]),ISBLANK(Table2[[#This Row],[Prescribed Lighting Source]])), \"\", IF( OR(AND(ISNUMBER(SEARCH(\"lamp fl.\",Table2[[#This Row],[Prescribed Lighting Source]])),ISNUMBER(SEARCH(\"T8 lamp\",Table2[[#This Row],[BC Hydro Rebate Category ]]))),AND(ISNUMBER(SEARCH(\"T5HO\",Table2[[#This Row],[Prescribed Lighting Source]])),ISNUMBER(SEARCH(\"T5HO\",Table2[[#This Row],[BC Hydro Rebate Category ]]))),AND(ISNUMBER(SEARCH(\"lamp fl.\",Table2[[#This Row],[Prescribed Lighting Source]])),ISNUMBER(SEARCH(\"T8 lamp\",Table2[[#This Row],[Fortis Rebate Category ]]))),AND(ISNUMBER(SEARCH(\"T5HO\",Table2[[#This Row],[Prescribed Lighting Source]])),ISNUMBER(SEARCH(\"T5HO\",Table2[[#This Row],[Fortis Rebate Category ]])))          ),  IFERROR(INDEX(Table13NumberofLamps,MATCH(Table2[[#This Row],[Prescribed Lighting Source]],Table13ExistingLightingSource,0))*Table2[[#This Row],[Existing Luminaire Quantity]], \"-\"),  IF(Table2[[#This Row],[Lighting  Technology]]=\"Other\", IFERROR(Table2[[#This Row],[Existing Luminaire Quantity]],\"-\"), IFERROR(Table2[[#This Row],[Existing Luminaire Quantity]],\"-\"))))","v":""},{"$f":"IF( AND(ISBLANK(Table2[[#This Row],[BC Hydro Rebate Category ]]),ISBLANK(Table2[[#This Row],[Fortis Rebate Category ]])), \"\", IF(ISTEXT(Table2[[#This Row],[Fortis Rebate Category ]]), IFERROR(INDEX(Table13NewPrescribedWattage,MATCH(Table2[[#This Row],[Fortis Rebate Category ]],Table13[Fortis New Lighting source],0)),\"\"), IF(ISTEXT(Table2[[#This Row],[BC Hydro Rebate Category ]]), IFERROR(INDEX(Table13NewPrescribedWattage,MATCH(Table2[[#This Row],[BC Hydro Rebate Category ]],Table13BCHRebateCategory,0)),\"\"), \"\")))","v":""},null,null,{"$f":"IF(Table2[[#This Row],[Lighting  Technology]]=\"Other\", \"-\", IF( AND(ISBLANK(Table2[[#This Row],[BC Hydro Rebate Category ]]),ISBLANK(Table2[[#This Row],[Fortis Rebate Category ]])), \"\", IF(ISTEXT(Table2[[#This Row],[Fortis Rebate Category ]]), IFERROR(INDEX(Table13BCHECM,MATCH(Table2[[#This Row],[Fortis Rebate Category ]],Table13[Fortis New Lighting source],0)),\"\"), IF(ISTEXT(Table2[[#This Row],[BC Hydro Rebate Category ]]), IFERROR(INDEX(Table13BCHECM,MATCH(Table2[[#This Row],[BC Hydro Rebate Category ]],Table13BCHRebateCategory,0)),\"\"), \"\"))))","v":""},{"$f":"IF(Table2[[#This Row],[Lighting  Technology]]=\"Other\", 0, IF( AND(ISBLANK(Table2[[#This Row],[BC Hydro Rebate Category ]]),ISBLANK(Table2[[#This Row],[Fortis Rebate Category ]])), \"\", IF(ISTEXT(Table2[[#This Row],[Fortis Rebate Category ]]), IFERROR(INDEX(Table13Persistence,MATCH(Table2[[#This Row],[Fortis Rebate Category ]],Table13[Fortis New Lighting source],0)),\"\"), IF(ISTEXT(Table2[[#This Row],[BC Hydro Rebate Category ]]), IFERROR(INDEX(Table13Persistence,MATCH(Table2[[#This Row],[BC Hydro Rebate Category ]],Table13BCHRebateCategory,0)),\"\"), \"\"))))","v":""},null,{"$f":"IFERROR(INDEX(Table5ControlRebate,MATCH(Table2[[#This Row],[Control Type]],Table5NewControl,0)),\"\")","v":""},null,{"$f":"IF(ISBLANK(Table2[[#This Row],[Control Type]]), IF(ISBLANK(Table2[[#This Row],[Annual Usage Hours (hrs)]]),Table2[[#This Row],[Reference Hours (hrs)]], Table2[[#This Row],[Annual Usage Hours (hrs)]]), IF(AND(ISBLANK(Table2[[#This Row],[Annual Usage Hours (hrs)]]), Table2[[#This Row],[Control Type]]=\"None\"), Table2[[#This Row],[Reference Hours (hrs)]], IF(Table2[[#This Row],[Control Type]]=\"None\", Table2[[#This Row],[Annual Usage Hours (hrs)]], IF(AND(ISBLANK(Table2[[#This Row],[Annual Usage Hours (hrs)]]), Table2[[#This Row],[Control Type]]<>\"None\"), IFERROR(Table2[[#This Row],[Reference Hours (hrs)]]*0.8,\"\"), IF(Table2[[#This Row],[Control Type]]<>\"None\", IFERROR( Table2[[#This Row],[Annual Usage Hours (hrs)]]*0.8,\"\"),\"\")))))","v":""},{"$f":"IF( Table2[[#This Row],[Lighting  Technology]]=\"Other\", IF(ISBLANK(Table2[[#This Row],[Retrofit Lamp/ Luminaire Wattage (see Rebate Unit)]]),\"\",IFERROR(Table2[[#This Row],[Prescribed Quantity]]*Table2[[#This Row],[Retrofit Lamp/ Luminaire Wattage (see Rebate Unit)]],\"\")), IF(ISBLANK(Table2[[#This Row],[Retrofit Lamp/ Luminaire Wattage (see Rebate Unit)]]),IFERROR(Table2[[#This Row],[Prescribed Quantity]]*Table2[[#This Row],[Prescribed Wattage (W)]],\"\"),IFERROR(Table2[[#This Row],[Prescribed Quantity]]*Table2[[#This Row],[Retrofit Lamp/ Luminaire Wattage (see Rebate Unit)]],\"\")))","v":""},{"$f":"IFERROR((IF( Table2[[#This Row],[Lighting  Technology]]=\"Other\", Table2[[#This Row],[Prescribed Quantity]]*Table2[[#This Row],[Retrofit Lamp/ Luminaire Wattage (see Rebate Unit)]], Table2[[#This Row],[Prescribed Quantity]]*Table2[[#This Row],[Prescribed Wattage (W)]] )),\"\")","v":""},{"$f":"IF(ISBLANK(Table2[[#This Row],[New Total Demand (hidden, W)]]),\"\", IF(ISBLANK(Table2[[#This Row],[New Hours (hidden, hrs)]]), \"\", IFERROR(Table2[[#This Row],[New Hours (hidden, hrs)]]*Table2[[#This Row],[New Total Demand (hidden, W)]]/1000,\"\")))","v":""},{"$f":"IF(ISBLANK(Table2[[#This Row],[Total Demand (Hidden) W]]),\"\", IF(ISBLANK(Table2[[#This Row],[New Total Demand (hidden, W)]]), \"\", IFERROR((Table2[[#This Row],[Total Demand (Hidden) W]]-Table2[[#This Row],[New Total Demand (hidden, W)]])/1000,\"\")))","v":""},{"$f":"IF( OR(ISBLANK(Table2[[#This Row],[New Total Demand (hidden, W)]]),ISBLANK(Table2[[#This Row],[Total Demand (Hidden) W]])),\"\", IF(ISBLANK(Table2[[#This Row],[Annual Usage Hours (hrs)]]), IFERROR( Table2[[#This Row],[Reference Hours (hrs)]]*(Table2[[#This Row],[Total Demand (Hidden) W]]-Table2[[#This Row],[New Total Demand (hidden, W)]])/1000,\"\"), IFERROR( Table2[[#This Row],[Annual Usage Hours (hrs)]]*(Table2[[#This Row],[Total Demand (Hidden) W]]-Table2[[#This Row],[New Total Demand (hidden, W)]])/1000,\"\")))","v":""},{"$f":"IF( OR(ISBLANK(Table2[[#This Row],[Prescribed Total Demand (hidden, W)]]),ISBLANK(Table2[[#This Row],[Total Demand (Hidden) W]])),\"\", IF(ISBLANK(Table2[[#This Row],[Annual Usage Hours (hrs)]]), IFERROR( Table2[[#This Row],[Reference Hours (hrs)]]*((Table2[Existing Prescribed Wattage (W)]*Table2[Existing Luminaire Quantity])-Table2[[#This Row],[Prescribed Total Demand (hidden, W)]])/1000,\"\"), IFERROR( Table2[[#This Row],[Annual Usage Hours (hrs)]]*((Table2[Existing Prescribed Wattage (W)]*Table2[Existing Luminaire Quantity])-Table2[[#This Row],[Prescribed Total Demand (hidden, W)]])/1000,\"\")))","v":""},{"$f":"\"\"","v":""},{"$f":"IF(OR(Table2[[#This Row],[Control Type]]=\"None\", ISBLANK(Table2[[#This Row],[Control Type]])),\"\", IF(ISBLANK(Table2[[#This Row],[New Total Demand (hidden, W)]]),\"\", IF(ISBLANK(Table2[[#This Row],[Annual Usage Hours (hrs)]]),  IFERROR( 0.2*Table2[[#This Row],[Reference Hours (hrs)]]*Table2[[#This Row],[New Total Demand (hidden, W)]]/1000,\"\"), IFERROR( 0.2*Table2[[#This Row],[Annual Usage Hours (hrs)]]*Table2[[#This Row],[New Total Demand (hidden, W)]]/1000,\"\"))))","v":""},{"$f":"IF(AND(NOT(ISNUMBER(Table2[[#This Row],[Rebate Per Unit\n(CAD)]])),ISBLANK(Table2[[#This Row],[Control Type]])), \"\", IF(OR(Table2[[#This Row],[Rebate Per Unit\n(CAD)]]=0,AND(NOT(ISNUMBER(Table2[[#This Row],[Rebate Per Unit\n(CAD)]])), ISTEXT(Table2[[#This Row],[Control Type]]))), 0, IFERROR(Table2[[#This Row],[Prescribed Quantity]]*Table2[[#This Row],[Rebate Per Unit\n(CAD)]],\"\")))","v":""},{"$f":" IF(AND(ISBLANK(Table2[[#This Row],[Control Type]]),ISNUMBER(Table2[[#This Row],[Rebate Value (CAD)]])),0, IFERROR(Table2[[#This Row],[Control Quantity]]*Table2[[#This Row],[Control Rebate per Unit\n(CAD)]],\"\"))","v":""},{"$f":"IF(AND(ISBLANK(Table2[[#This Row],[Rebate Value (CAD)]]),ISBLANK(Table2[[#This Row],[Rebate Value for Controls (CAD)]])), \"\", IFERROR(Table2[[#This Row],[Rebate Value (CAD)]]+Table2[[#This Row],[Rebate Value for Controls (CAD)]],\"\"))","v":""},{"$f":"IF(Table2[[#This Row],[Lighting  Technology]]=\"Other\",\"Other - \"&Table2[[#This Row],[Other - Lighting Technology Description]],Table2[[#This Row],[BC Hydro Rebate Category ]])","v":0},{"$f":"Table2[[#This Row],[BC Hydro Rebate Category ]]&Table2[[#This Row],[Retrofit Part '# (mandatory to validate Rebates)]]","v":""}]
[null,null,null,null,null,null,{"$f":"IF(ISBLANK(Table2[[#This Row],[Prescribed Lighting Source]]), \"\", IFERROR( INDEX(Table13ExistingPrescribedWattage,MATCH(Table2[[#This Row],[Prescribed Lighting Source]],Table13ExistingLightingSource,0)), IFERROR(INDEX(Table13ExistingPrescribedWattage,MATCH(Table2[[#This Row],[Fortis Rebate Category ]],Table13NewLightingSource,0)),\"-\")))","v":""},null,{"$f":"IFERROR(INDEX(SpaceTypeHours,MATCH(Table2[[#This Row],[Space Type]],SpaceType,0)),\"\")","v":""},null,{"$f":"IFERROR(IF(Table2[[#This Row],[Lighting  Technology]]=\"Other\",Table2[[#This Row],[Existing Effective Input Wattage (W)]]*Table2[[#This Row],[Existing Luminaire Quantity]],Table2[[#This Row],[Existing Prescribed Wattage (W)]]*Table2[[#This Row],[Existing Luminaire Quantity]]),\"\")","v":""},{"$f":"IF(Table2[Lighting  Technology] = \"Other\",(Table2[[#This Row],[Existing Luminaire Quantity]]*Table2[[#This Row],[Existing Effective Input Wattage (W)]]), IF(Table2[Existing Prescribed Wattage (W)] = \"\",\"\", IF( ISBLANK(Table2[[#This Row],[Existing Effective Input Wattage (W)]]), (Table2[[#This Row],[Existing Luminaire Quantity]]*Table2[[#This Row],[Existing Prescribed Wattage (W)]]),(Table2[[#This Row],[Existing Luminaire Quantity]]*Table2[[#This Row],[Existing Effective Input Wattage (W)]]))))","v":""},{"$f":"IF( (ISBLANK(Table2[[#This Row],[Annual Usage Hours (hrs)]])), IFERROR(Table2[[#This Row],[Reference Hours (hrs)]]*Table2[[#This Row],[Total Demand (Hidden) W]]/1000,\"\"), IFERROR(Table2[[#This Row],[Annual Usage Hours (hrs)]]*Table2[[#This Row],[Total Demand (Hidden) W]]/1000,\"\"))","v":""},null,null,{"$f":"IF(Table2[[#This Row],[Lighting  Technology]]=\"Other\", 0, IF( AND(ISBLANK(Table2[[#This Row],[BC Hydro Rebate Category ]]),ISBLANK(Table2[[#This Row],[Fortis Rebate Category ]])), \"\", IF(ISTEXT(Table2[[#This Row],[Fortis Rebate Category ]]), IFERROR(INDEX(Table13[Rebate],MATCH(Table2[[#This Row],[Fortis Rebate Category ]],Table13[Fortis New Lighting source],0)),\"\"), IF(ISTEXT(Table2[[#This Row],[BC Hydro Rebate Category ]]), IFERROR(INDEX(Table13Rebate,MATCH(Table2[[#This Row],[BC Hydro Rebate Category ]],Table13BCHRebateCategory,0)),\"\"), \"\"))))","v":""},{"$f":" IF(Table2[[#This Row],[Lighting  Technology]]=\"Other\", \"per Unit\", IF( AND(ISBLANK(Table2[[#This Row],[BC Hydro Rebate Category ]]),ISBLANK(Table2[[#This Row],[Fortis Rebate Category ]])), \"\", IF(ISTEXT(Table2[[#This Row],[Fortis Rebate Category ]]), IFERROR(INDEX(Table13PerUnit,MATCH(Table2[[#This Row],[Fortis Rebate Category ]],Table13[Fortis New Lighting source],0)),\"\"), IF(ISTEXT(Table2[[#This Row],[BC Hydro Rebate Category ]]), IFERROR(INDEX(Table13PerUnit,MATCH(Table2[[#This Row],[BC Hydro Rebate Category ]],Table13BCHRebateCategory,0)),\"\"), \"\"))))","v":""},null,{"$f":"IF( AND(ISBLANK(Table2[[#This Row],[Existing Luminaire Quantity]]),ISBLANK(Table2[[#This Row],[Prescribed Lighting Source]])), \"\", IF( OR(AND(ISNUMBER(SEARCH(\"lamp fl.\",Table2[[#This Row],[Prescribed Lighting Source]])),ISNUMBER(SEARCH(\"T8 lamp\",Table2[[#This Row],[BC Hydro Rebate Category ]]))),AND(ISNUMBER(SEARCH(\"T5HO\",Table2[[#This Row],[Prescribed Lighting Source]])),ISNUMBER(SEARCH(\"T5HO\",Table2[[#This Row],[BC Hydro Rebate Category ]]))),AND(ISNUMBER(SEARCH(\"lamp fl.\",Table2[[#This Row],[Prescribed Lighting Source]])),ISNUMBER(SEARCH(\"T8 lamp\",Table2[[#This Row],[Fortis Rebate Category ]]))),AND(ISNUMBER(SEARCH(\"T5HO\",Table2[[#This Row],[Prescribed Lighting Source]])),ISNUMBER(SEARCH(\"T5HO\",Table2[[#This Row],[Fortis Rebate Category ]])))          ),  IFERROR(INDEX(Table13NumberofLamps,MATCH(Table2[[#This Row],[Prescribed Lighting Source]],Table13ExistingLightingSource,0))*Table2[[#This Row],[Existing Luminaire Quantity]], \"-\"),  IF(Table2[[#This Row],[Lighting  Technology]]=\"Other\", IFERROR(Table2[[#This Row],[Existing Luminaire Quantity]],\"-\"), IFERROR(Table2[[#This Row],[Existing Luminaire Quantity]],\"-\"))))","v":""},{"$f":"IF( AND(ISBLANK(Table2[[#This Row],[BC Hydro Rebate Category ]]),ISBLANK(Table2[[#This Row],[Fortis Rebate Category ]])), \"\", IF(ISTEXT(Table2[[#This Row],[Fortis Rebate Category ]]), IFERROR(INDEX(Table13NewPrescribedWattage,MATCH(Table2[[#This Row],[Fortis Rebate Category ]],Table13[Fortis New Lighting source],0)),\"\"), IF(ISTEXT(Table2[[#This Row],[BC Hydro Rebate Category ]]), IFERROR(INDEX(Table13NewPrescribedWattage,MATCH(Table2[[#This Row],[BC Hydro Rebate Category ]],Table13BCHRebateCategory,0)),\"\"), \"\")))","v":""},null,null,{"$f":"IF(Table2[[#This Row],[Lighting  Technology]]=\"Other\", \"-\", IF( AND(ISBLANK(Table2[[#This Row],[BC Hydro Rebate Category ]]),ISBLANK(Table2[[#This Row],[Fortis Rebate Category ]])), \"\", IF(ISTEXT(Table2[[#This Row],[Fortis Rebate Category ]]), IFERROR(INDEX(Table13BCHECM,MATCH(Table2[[#This Row],[Fortis Rebate Category ]],Table13[Fortis New Lighting source],0)),\"\"), IF(ISTEXT(Table2[[#This Row],[BC Hydro Rebate Category ]]), IFERROR(INDEX(Table13BCHECM,MATCH(Table2[[#This Row],[BC Hydro Rebate Category ]],Table13BCHRebateCategory,0)),\"\"), \"\"))))","v":""},{"$f":"IF(Table2[[#This Row],[Lighting  Technology]]=\"Other\", 0, IF( AND(ISBLANK(Table2[[#This Row],[BC Hydro Rebate Category ]]),ISBLANK(Table2[[#This Row],[Fortis Rebate Category ]])), \"\", IF(ISTEXT(Table2[[#This Row],[Fortis Rebate Category ]]), IFERROR(INDEX(Table13Persistence,MATCH(Table2[[#This Row],[Fortis Rebate Category ]],Table13[Fortis New Lighting source],0)),\"\"), IF(ISTEXT(Table2[[#This Row],[BC Hydro Rebate Category ]]), IFERROR(INDEX(Table13Persistence,MATCH(Table2[[#This Row],[BC Hydro Rebate Category ]],Table13BCHRebateCategory,0)),\"\"), \"\"))))","v":""},null,{"$f":"IFERROR(INDEX(Table5ControlRebate,MATCH(Table2[[#This Row],[Control Type]],Table5NewControl,0)),\"\")","v":""},null,{"$f":"IF(ISBLANK(Table2[[#This Row],[Control Type]]), IF(ISBLANK(Table2[[#This Row],[Annual Usage Hours (hrs)]]),Table2[[#This Row],[Reference Hours (hrs)]], Table2[[#This Row],[Annual Usage Hours (hrs)]]), IF(AND(ISBLANK(Table2[[#This Row],[Annual Usage Hours (hrs)]]), Table2[[#This Row],[Control Type]]=\"None\"), Table2[[#This Row],[Reference Hours (hrs)]], IF(Table2[[#This Row],[Control Type]]=\"None\", Table2[[#This Row],[Annual Usage Hours (hrs)]], IF(AND(ISBLANK(Table2[[#This Row],[Annual Usage Hours (hrs)]]), Table2[[#This Row],[Control Type]]<>\"None\"), IFERROR(Table2[[#This Row],[Reference Hours (hrs)]]*0.8,\"\"), IF(Table2[[#This Row],[Control Type]]<>\"None\", IFERROR( Table2[[#This Row],[Annual Usage Hours (hrs)]]*0.8,\"\"),\"\")))))","v":""},{"$f":"IF( Table2[[#This Row],[Lighting  Technology]]=\"Other\", IF(ISBLANK(Table2[[#This Row],[Retrofit Lamp/ Luminaire Wattage (see Rebate Unit)]]),\"\",IFERROR(Table2[[#This Row],[Prescribed Quantity]]*Table2[[#This Row],[Retrofit Lamp/ Luminaire Wattage (see Rebate Unit)]],\"\")), IF(ISBLANK(Table2[[#This Row],[Retrofit Lamp/ Luminaire Wattage (see Rebate Unit)]]),IFERROR(Table2[[#This Row],[Prescribed Quantity]]*Table2[[#This Row],[Prescribed Wattage (W)]],\"\"),IFERROR(Table2[[#This Row],[Prescribed Quantity]]*Table2[[#This Row],[Retrofit Lamp/ Luminaire Wattage (see Rebate Unit)]],\"\")))","v":""},{"$f":"IFERROR((IF( Table2[[#This Row],[Lighting  Technology]]=\"Other\", Table2[[#This Row],[Prescribed Quantity]]*Table2[[#This Row],[Retrofit Lamp/ Luminaire Wattage (see Rebate Unit)]], Table2[[#This Row],[Prescribed Quantity]]*Table2[[#This Row],[Prescribed Wattage (W)]] )),\"\")","v":""},{"$f":"IF(ISBLANK(Table2[[#This Row],[New Total Demand (hidden, W)]]),\"\", IF(ISBLANK(Table2[[#This Row],[New Hours (hidden, hrs)]]), \"\", IFERROR(Table2[[#This Row],[New Hours (hidden, hrs)]]*Table2[[#This Row],[New Total Demand (hidden, W)]]/1000,\"\")))","v":""},{"$f":"IF(ISBLANK(Table2[[#This Row],[Total Demand (Hidden) W]]),\"\", IF(ISBLANK(Table2[[#This Row],[New Total Demand (hidden, W)]]), \"\", IFERROR((Table2[[#This Row],[Total Demand (Hidden) W]]-Table2[[#This Row],[New Total Demand (hidden, W)]])/1000,\"\")))","v":""},{"$f":"IF( OR(ISBLANK(Table2[[#This Row],[New Total Demand (hidden, W)]]),ISBLANK(Table2[[#This Row],[Total Demand (Hidden) W]])),\"\", IF(ISBLANK(Table2[[#This Row],[Annual Usage Hours (hrs)]]), IFERROR( Table2[[#This Row],[Reference Hours (hrs)]]*(Table2[[#This Row],[Total Demand (Hidden) W]]-Table2[[#This Row],[New Total Demand (hidden, W)]])/1000,\"\"), IFERROR( Table2[[#This Row],[Annual Usage Hours (hrs)]]*(Table2[[#This Row],[Total Demand (Hidden) W]]-Table2[[#This Row],[New Total Demand (hidden, W)]])/1000,\"\")))","v":""},{"$f":"IF( OR(ISBLANK(Table2[[#This Row],[Prescribed Total Demand (hidden, W)]]),ISBLANK(Table2[[#This Row],[Total Demand (Hidden) W]])),\"\", IF(ISBLANK(Table2[[#This Row],[Annual Usage Hours (hrs)]]), IFERROR( Table2[[#This Row],[Reference Hours (hrs)]]*((Table2[Existing Prescribed Wattage (W)]*Table2[Existing Luminaire Quantity])-Table2[[#This Row],[Prescribed Total Demand (hidden, W)]])/1000,\"\"), IFERROR( Table2[[#This Row],[Annual Usage Hours (hrs)]]*((Table2[Existing Prescribed Wattage (W)]*Table2[Existing Luminaire Quantity])-Table2[[#This Row],[Prescribed Total Demand (hidden, W)]])/1000,\"\")))","v":""},{"$f":"\"\"","v":""},{"$f":"IF(OR(Table2[[#This Row],[Control Type]]=\"None\", ISBLANK(Table2[[#This Row],[Control Type]])),\"\", IF(ISBLANK(Table2[[#This Row],[New Total Demand (hidden, W)]]),\"\", IF(ISBLANK(Table2[[#This Row],[Annual Usage Hours (hrs)]]),  IFERROR( 0.2*Table2[[#This Row],[Reference Hours (hrs)]]*Table2[[#This Row],[New Total Demand (hidden, W)]]/1000,\"\"), IFERROR( 0.2*Table2[[#This Row],[Annual Usage Hours (hrs)]]*Table2[[#This Row],[New Total Demand (hidden, W)]]/1000,\"\"))))","v":""},{"$f":"IF(AND(NOT(ISNUMBER(Table2[[#This Row],[Rebate Per Unit\n(CAD)]])),ISBLANK(Table2[[#This Row],[Control Type]])), \"\", IF(OR(Table2[[#This Row],[Rebate Per Unit\n(CAD)]]=0,AND(NOT(ISNUMBER(Table2[[#This Row],[Rebate Per Unit\n(CAD)]])), ISTEXT(Table2[[#This Row],[Control Type]]))), 0, IFERROR(Table2[[#This Row],[Prescribed Quantity]]*Table2[[#This Row],[Rebate Per Unit\n(CAD)]],\"\")))","v":""},{"$f":" IF(AND(ISBLANK(Table2[[#This Row],[Control Type]]),ISNUMBER(Table2[[#This Row],[Rebate Value (CAD)]])),0, IFERROR(Table2[[#This Row],[Control Quantity]]*Table2[[#This Row],[Control Rebate per Unit\n(CAD)]],\"\"))","v":""},{"$f":"IF(AND(ISBLANK(Table2[[#This Row],[Rebate Value (CAD)]]),ISBLANK(Table2[[#This Row],[Rebate Value for Controls (CAD)]])), \"\", IFERROR(Table2[[#This Row],[Rebate Value (CAD)]]+Table2[[#This Row],[Rebate Value for Controls (CAD)]],\"\"))","v":""},{"$f":"IF(Table2[[#This Row],[Lighting  Technology]]=\"Other\",\"Other - \"&Table2[[#This Row],[Other - Lighting Technology Description]],Table2[[#This Row],[BC Hydro Rebate Category ]])","v":0},{"$f":"Table2[[#This Row],[BC Hydro Rebate Category ]]&Table2[[#This Row],[Retrofit Part '# (mandatory to validate Rebates)]]","v":""}]
[null,null,null,null,null,null,{"$f":"IF(ISBLANK(Table2[[#This Row],[Prescribed Lighting Source]]), \"\", IFERROR( INDEX(Table13ExistingPrescribedWattage,MATCH(Table2[[#This Row],[Prescribed Lighting Source]],Table13ExistingLightingSource,0)), IFERROR(INDEX(Table13ExistingPrescribedWattage,MATCH(Table2[[#This Row],[Fortis Rebate Category ]],Table13NewLightingSource,0)),\"-\")))","v":""},null,{"$f":"IFERROR(INDEX(SpaceTypeHours,MATCH(Table2[[#This Row],[Space Type]],SpaceType,0)),\"\")","v":""},null,{"$f":"IFERROR(IF(Table2[[#This Row],[Lighting  Technology]]=\"Other\",Table2[[#This Row],[Existing Effective Input Wattage (W)]]*Table2[[#This Row],[Existing Luminaire Quantity]],Table2[[#This Row],[Existing Prescribed Wattage (W)]]*Table2[[#This Row],[Existing Luminaire Quantity]]),\"\")","v":""},{"$f":"IF(Table2[Lighting  Technology] = \"Other\",(Table2[[#This Row],[Existing Luminaire Quantity]]*Table2[[#This Row],[Existing Effective Input Wattage (W)]]), IF(Table2[Existing Prescribed Wattage (W)] = \"\",\"\", IF( ISBLANK(Table2[[#This Row],[Existing Effective Input Wattage (W)]]), (Table2[[#This Row],[Existing Luminaire Quantity]]*Table2[[#This Row],[Existing Prescribed Wattage (W)]]),(Table2[[#This Row],[Existing Luminaire Quantity]]*Table2[[#This Row],[Existing Effective Input Wattage (W)]]))))","v":""},{"$f":"IF( (ISBLANK(Table2[[#This Row],[Annual Usage Hours (hrs)]])), IFERROR(Table2[[#This Row],[Reference Hours (hrs)]]*Table2[[#This Row],[Total Demand (Hidden) W]]/1000,\"\"), IFERROR(Table2[[#This Row],[Annual Usage Hours (hrs)]]*Table2[[#This Row],[Total Demand (Hidden) W]]/1000,\"\"))","v":""},null,null,{"$f":"IF(Table2[[#This Row],[Lighting  Technology]]=\"Other\", 0, IF( AND(ISBLANK(Table2[[#This Row],[BC Hydro Rebate Category ]]),ISBLANK(Table2[[#This Row],[Fortis Rebate Category ]])), \"\", IF(ISTEXT(Table2[[#This Row],[Fortis Rebate Category ]]), IFERROR(INDEX(Table13[Rebate],MATCH(Table2[[#This Row],[Fortis Rebate Category ]],Table13[Fortis New Lighting source],0)),\"\"), IF(ISTEXT(Table2[[#This Row],[BC Hydro Rebate Category ]]), IFERROR(INDEX(Table13Rebate,MATCH(Table2[[#This Row],[BC Hydro Rebate Category ]],Table13BCHRebateCategory,0)),\"\"), \"\"))))","v":""},{"$f":" IF(Table2[[#This Row],[Lighting  Technology]]=\"Other\", \"per Unit\", IF( AND(ISBLANK(Table2[[#This Row],[BC Hydro Rebate Category ]]),ISBLANK(Table2[[#This Row],[Fortis Rebate Category ]])), \"\", IF(ISTEXT(Table2[[#This Row],[Fortis Rebate Category ]]), IFERROR(INDEX(Table13PerUnit,MATCH(Table2[[#This Row],[Fortis Rebate Category ]],Table13[Fortis New Lighting source],0)),\"\"), IF(ISTEXT(Table2[[#This Row],[BC Hydro Rebate Category ]]), IFERROR(INDEX(Table13PerUnit,MATCH(Table2[[#This Row],[BC Hydro Rebate Category ]],Table13BCHRebateCategory,0)),\"\"), \"\"))))","v":""},null,{"$f":"IF( AND(ISBLANK(Table2[[#This Row],[Existing Luminaire Quantity]]),ISBLANK(Table2[[#This Row],[Prescribed Lighting Source]])), \"\", IF( OR(AND(ISNUMBER(SEARCH(\"lamp fl.\",Table2[[#This Row],[Prescribed Lighting Source]])),ISNUMBER(SEARCH(\"T8 lamp\",Table2[[#This Row],[BC Hydro Rebate Category ]]))),AND(ISNUMBER(SEARCH(\"T5HO\",Table2[[#This Row],[Prescribed Lighting Source]])),ISNUMBER(SEARCH(\"T5HO\",Table2[[#This Row],[BC Hydro Rebate Category ]]))),AND(ISNUMBER(SEARCH(\"lamp fl.\",Table2[[#This Row],[Prescribed Lighting Source]])),ISNUMBER(SEARCH(\"T8 lamp\",Table2[[#This Row],[Fortis Rebate Category ]]))),AND(ISNUMBER(SEARCH(\"T5HO\",Table2[[#This Row],[Prescribed Lighting Source]])),ISNUMBER(SEARCH(\"T5HO\",Table2[[#This Row],[Fortis Rebate Category ]])))          ),  IFERROR(INDEX(Table13NumberofLamps,MATCH(Table2[[#This Row],[Prescribed Lighting Source]],Table13ExistingLightingSource,0))*Table2[[#This Row],[Existing Luminaire Quantity]], \"-\"),  IF(Table2[[#This Row],[Lighting  Technology]]=\"Other\", IFERROR(Table2[[#This Row],[Existing Luminaire Quantity]],\"-\"), IFERROR(Table2[[#This Row],[Existing Luminaire Quantity]],\"-\"))))","v":""},{"$f":"IF( AND(ISBLANK(Table2[[#This Row],[BC Hydro Rebate Category ]]),ISBLANK(Table2[[#This Row],[Fortis Rebate Category ]])), \"\", IF(ISTEXT(Table2[[#This Row],[Fortis Rebate Category ]]), IFERROR(INDEX(Table13NewPrescribedWattage,MATCH(Table2[[#This Row],[Fortis Rebate Category ]],Table13[Fortis New Lighting source],0)),\"\"), IF(ISTEXT(Table2[[#This Row],[BC Hydro Rebate Category ]]), IFERROR(INDEX(Table13NewPrescribedWattage,MATCH(Table2[[#This Row],[BC Hydro Rebate Category ]],Table13BCHRebateCategory,0)),\"\"), \"\")))","v":""},null,null,{"$f":"IF(Table2[[#This Row],[Lighting  Technology]]=\"Other\", \"-\", IF( AND(ISBLANK(Table2[[#This Row],[BC Hydro Rebate Category ]]),ISBLANK(Table2[[#This Row],[Fortis Rebate Category ]])), \"\", IF(ISTEXT(Table2[[#This Row],[Fortis Rebate Category ]]), IFERROR(INDEX(Table13BCHECM,MATCH(Table2[[#This Row],[Fortis Rebate Category ]],Table13[Fortis New Lighting source],0)),\"\"), IF(ISTEXT(Table2[[#This Row],[BC Hydro Rebate Category ]]), IFERROR(INDEX(Table13BCHECM,MATCH(Table2[[#This Row],[BC Hydro Rebate Category ]],Table13BCHRebateCategory,0)),\"\"), \"\"))))","v":""},{"$f":"IF(Table2[[#This Row],[Lighting  Technology]]=\"Other\", 0, IF( AND(ISBLANK(Table2[[#This Row],[BC Hydro Rebate Category ]]),ISBLANK(Table2[[#This Row],[Fortis Rebate Category ]])), \"\", IF(ISTEXT(Table2[[#This Row],[Fortis Rebate Category ]]), IFERROR(INDEX(Table13Persistence,MATCH(Table2[[#This Row],[Fortis Rebate Category ]],Table13[Fortis New Lighting source],0)),\"\"), IF(ISTEXT(Table2[[#This Row],[BC Hydro Rebate Category ]]), IFERROR(INDEX(Table13Persistence,MATCH(Table2[[#This Row],[BC Hydro Rebate Category ]],Table13BCHRebateCategory,0)),\"\"), \"\"))))","v":""},null,{"$f":"IFERROR(INDEX(Table5ControlRebate,MATCH(Table2[[#This Row],[Control Type]],Table5NewControl,0)),\"\")","v":""},null,{"$f":"IF(ISBLANK(Table2[[#This Row],[Control Type]]), IF(ISBLANK(Table2[[#This Row],[Annual Usage Hours (hrs)]]),Table2[[#This Row],[Reference Hours (hrs)]], Table2[[#This Row],[Annual Usage Hours (hrs)]]), IF(AND(ISBLANK(Table2[[#This Row],[Annual Usage Hours (hrs)]]), Table2[[#This Row],[Control Type]]=\"None\"), Table2[[#This Row],[Reference Hours (hrs)]], IF(Table2[[#This Row],[Control Type]]=\"None\", Table2[[#This Row],[Annual Usage Hours (hrs)]], IF(AND(ISBLANK(Table2[[#This Row],[Annual Usage Hours (hrs)]]), Table2[[#This Row],[Control Type]]<>\"None\"), IFERROR(Table2[[#This Row],[Reference Hours (hrs)]]*0.8,\"\"), IF(Table2[[#This Row],[Control Type]]<>\"None\", IFERROR( Table2[[#This Row],[Annual Usage Hours (hrs)]]*0.8,\"\"),\"\")))))","v":""},{"$f":"IF( Table2[[#This Row],[Lighting  Technology]]=\"Other\", IF(ISBLANK(Table2[[#This Row],[Retrofit Lamp/ Luminaire Wattage (see Rebate Unit)]]),\"\",IFERROR(Table2[[#This Row],[Prescribed Quantity]]*Table2[[#This Row],[Retrofit Lamp/ Luminaire Wattage (see Rebate Unit)]],\"\")), IF(ISBLANK(Table2[[#This Row],[Retrofit Lamp/ Luminaire Wattage (see Rebate Unit)]]),IFERROR(Table2[[#This Row],[Prescribed Quantity]]*Table2[[#This Row],[Prescribed Wattage (W)]],\"\"),IFERROR(Table2[[#This Row],[Prescribed Quantity]]*Table2[[#This Row],[Retrofit Lamp/ Luminaire Wattage (see Rebate Unit)]],\"\")))","v":""},{"$f":"IFERROR((IF( Table2[[#This Row],[Lighting  Technology]]=\"Other\", Table2[[#This Row],[Prescribed Quantity]]*Table2[[#This Row],[Retrofit Lamp/ Luminaire Wattage (see Rebate Unit)]], Table2[[#This Row],[Prescribed Quantity]]*Table2[[#This Row],[Prescribed Wattage (W)]] )),\"\")","v":""},{"$f":"IF(ISBLANK(Table2[[#This Row],[New Total Demand (hidden, W)]]),\"\", IF(ISBLANK(Table2[[#This Row],[New Hours (hidden, hrs)]]), \"\", IFERROR(Table2[[#This Row],[New Hours (hidden, hrs)]]*Table2[[#This Row],[New Total Demand (hidden, W)]]/1000,\"\")))","v":""},{"$f":"IF(ISBLANK(Table2[[#This Row],[Total Demand (Hidden) W]]),\"\", IF(ISBLANK(Table2[[#This Row],[New Total Demand (hidden, W)]]), \"\", IFERROR((Table2[[#This Row],[Total Demand (Hidden) W]]-Table2[[#This Row],[New Total Demand (hidden, W)]])/1000,\"\")))","v":""},{"$f":"IF( OR(ISBLANK(Table2[[#This Row],[New Total Demand (hidden, W)]]),ISBLANK(Table2[[#This Row],[Total Demand (Hidden) W]])),\"\", IF(ISBLANK(Table2[[#This Row],[Annual Usage Hours (hrs)]]), IFERROR( Table2[[#This Row],[Reference Hours (hrs)]]*(Table2[[#This Row],[Total Demand (Hidden) W]]-Table2[[#This Row],[New Total Demand (hidden, W)]])/1000,\"\"), IFERROR( Table2[[#This Row],[Annual Usage Hours (hrs)]]*(Table2[[#This Row],[Total Demand (Hidden) W]]-Table2[[#This Row],[New Total Demand (hidden, W)]])/1000,\"\")))","v":""},{"$f":"IF( OR(ISBLANK(Table2[[#This Row],[Prescribed Total Demand (hidden, W)]]),ISBLANK(Table2[[#This Row],[Total Demand (Hidden) W]])),\"\", IF(ISBLANK(Table2[[#This Row],[Annual Usage Hours (hrs)]]), IFERROR( Table2[[#This Row],[Reference Hours (hrs)]]*((Table2[Existing Prescribed Wattage (W)]*Table2[Existing Luminaire Quantity])-Table2[[#This Row],[Prescribed Total Demand (hidden, W)]])/1000,\"\"), IFERROR( Table2[[#This Row],[Annual Usage Hours (hrs)]]*((Table2[Existing Prescribed Wattage (W)]*Table2[Existing Luminaire Quantity])-Table2[[#This Row],[Prescribed Total Demand (hidden, W)]])/1000,\"\")))","v":""},{"$f":"\"\"","v":""},{"$f":"IF(OR(Table2[[#This Row],[Control Type]]=\"None\", ISBLANK(Table2[[#This Row],[Control Type]])),\"\", IF(ISBLANK(Table2[[#This Row],[New Total Demand (hidden, W)]]),\"\", IF(ISBLANK(Table2[[#This Row],[Annual Usage Hours (hrs)]]),  IFERROR( 0.2*Table2[[#This Row],[Reference Hours (hrs)]]*Table2[[#This Row],[New Total Demand (hidden, W)]]/1000,\"\"), IFERROR( 0.2*Table2[[#This Row],[Annual Usage Hours (hrs)]]*Table2[[#This Row],[New Total Demand (hidden, W)]]/1000,\"\"))))","v":""},{"$f":"IF(AND(NOT(ISNUMBER(Table2[[#This Row],[Rebate Per Unit\n(CAD)]])),ISBLANK(Table2[[#This Row],[Control Type]])), \"\", IF(OR(Table2[[#This Row],[Rebate Per Unit\n(CAD)]]=0,AND(NOT(ISNUMBER(Table2[[#This Row],[Rebate Per Unit\n(CAD)]])), ISTEXT(Table2[[#This Row],[Control Type]]))), 0, IFERROR(Table2[[#This Row],[Prescribed Quantity]]*Table2[[#This Row],[Rebate Per Unit\n(CAD)]],\"\")))","v":""},{"$f":" IF(AND(ISBLANK(Table2[[#This Row],[Control Type]]),ISNUMBER(Table2[[#This Row],[Rebate Value (CAD)]])),0, IFERROR(Table2[[#This Row],[Control Quantity]]*Table2[[#This Row],[Control Rebate per Unit\n(CAD)]],\"\"))","v":""},{"$f":"IF(AND(ISBLANK(Table2[[#This Row],[Rebate Value (CAD)]]),ISBLANK(Table2[[#This Row],[Rebate Value for Controls (CAD)]])), \"\", IFERROR(Table2[[#This Row],[Rebate Value (CAD)]]+Table2[[#This Row],[Rebate Value for Controls (CAD)]],\"\"))","v":""},{"$f":"IF(Table2[[#This Row],[Lighting  Technology]]=\"Other\",\"Other - \"&Table2[[#This Row],[Other - Lighting Technology Description]],Table2[[#This Row],[BC Hydro Rebate Category ]])","v":0},{"$f":"Table2[[#This Row],[BC Hydro Rebate Category ]]&Table2[[#This Row],[Retrofit Part '# (mandatory to validate Rebates)]]","v":""}]
[null,null,null,null,null,null,{"$f":"IF(ISBLANK(Table2[[#This Row],[Prescribed Lighting Source]]), \"\", IFERROR( INDEX(Table13ExistingPrescribedWattage,MATCH(Table2[[#This Row],[Prescribed Lighting Source]],Table13ExistingLightingSource,0)), IFERROR(INDEX(Table13ExistingPrescribedWattage,MATCH(Table2[[#This Row],[Fortis Rebate Category ]],Table13NewLightingSource,0)),\"-\")))","v":""},null,{"$f":"IFERROR(INDEX(SpaceTypeHours,MATCH(Table2[[#This Row],[Space Type]],SpaceType,0)),\"\")","v":""},null,{"$f":"IFERROR(IF(Table2[[#This Row],[Lighting  Technology]]=\"Other\",Table2[[#This Row],[Existing Effective Input Wattage (W)]]*Table2[[#This Row],[Existing Luminaire Quantity]],Table2[[#This Row],[Existing Prescribed Wattage (W)]]*Table2[[#This Row],[Existing Luminaire Quantity]]),\"\")","v":""},{"$f":"IF(Table2[Lighting  Technology] = \"Other\",(Table2[[#This Row],[Existing Luminaire Quantity]]*Table2[[#This Row],[Existing Effective Input Wattage (W)]]), IF(Table2[Existing Prescribed Wattage (W)] = \"\",\"\", IF( ISBLANK(Table2[[#This Row],[Existing Effective Input Wattage (W)]]), (Table2[[#This Row],[Existing Luminaire Quantity]]*Table2[[#This Row],[Existing Prescribed Wattage (W)]]),(Table2[[#This Row],[Existing Luminaire Quantity]]*Table2[[#This Row],[Existing Effective Input Wattage (W)]]))))","v":""},{"$f":"IF( (ISBLANK(Table2[[#This Row],[Annual Usage Hours (hrs)]])), IFERROR(Table2[[#This Row],[Reference Hours (hrs)]]*Table2[[#This Row],[Total Demand (Hidden) W]]/1000,\"\"), IFERROR(Table2[[#This Row],[Annual Usage Hours (hrs)]]*Table2[[#This Row],[Total Demand (Hidden) W]]/1000,\"\"))","v":""},null,null,{"$f":"IF(Table2[[#This Row],[Lighting  Technology]]=\"Other\", 0, IF( AND(ISBLANK(Table2[[#This Row],[BC Hydro Rebate Category ]]),ISBLANK(Table2[[#This Row],[Fortis Rebate Category ]])), \"\", IF(ISTEXT(Table2[[#This Row],[Fortis Rebate Category ]]), IFERROR(INDEX(Table13[Rebate],MATCH(Table2[[#This Row],[Fortis Rebate Category ]],Table13[Fortis New Lighting source],0)),\"\"), IF(ISTEXT(Table2[[#This Row],[BC Hydro Rebate Category ]]), IFERROR(INDEX(Table13Rebate,MATCH(Table2[[#This Row],[BC Hydro Rebate Category ]],Table13BCHRebateCategory,0)),\"\"), \"\"))))","v":""},{"$f":" IF(Table2[[#This Row],[Lighting  Technology]]=\"Other\", \"per Unit\", IF( AND(ISBLANK(Table2[[#This Row],[BC Hydro Rebate Category ]]),ISBLANK(Table2[[#This Row],[Fortis Rebate Category ]])), \"\", IF(ISTEXT(Table2[[#This Row],[Fortis Rebate Category ]]), IFERROR(INDEX(Table13PerUnit,MATCH(Table2[[#This Row],[Fortis Rebate Category ]],Table13[Fortis New Lighting source],0)),\"\"), IF(ISTEXT(Table2[[#This Row],[BC Hydro Rebate Category ]]), IFERROR(INDEX(Table13PerUnit,MATCH(Table2[[#This Row],[BC Hydro Rebate Category ]],Table13BCHRebateCategory,0)),\"\"), \"\"))))","v":""},null,{"$f":"IF( AND(ISBLANK(Table2[[#This Row],[Existing Luminaire Quantity]]),ISBLANK(Table2[[#This Row],[Prescribed Lighting Source]])), \"\", IF( OR(AND(ISNUMBER(SEARCH(\"lamp fl.\",Table2[[#This Row],[Prescribed Lighting Source]])),ISNUMBER(SEARCH(\"T8 lamp\",Table2[[#This Row],[BC Hydro Rebate Category ]]))),AND(ISNUMBER(SEARCH(\"T5HO\",Table2[[#This Row],[Prescribed Lighting Source]])),ISNUMBER(SEARCH(\"T5HO\",Table2[[#This Row],[BC Hydro Rebate Category ]]))),AND(ISNUMBER(SEARCH(\"lamp fl.\",Table2[[#This Row],[Prescribed Lighting Source]])),ISNUMBER(SEARCH(\"T8 lamp\",Table2[[#This Row],[Fortis Rebate Category ]]))),AND(ISNUMBER(SEARCH(\"T5HO\",Table2[[#This Row],[Prescribed Lighting Source]])),ISNUMBER(SEARCH(\"T5HO\",Table2[[#This Row],[Fortis Rebate Category ]])))          ),  IFERROR(INDEX(Table13NumberofLamps,MATCH(Table2[[#This Row],[Prescribed Lighting Source]],Table13ExistingLightingSource,0))*Table2[[#This Row],[Existing Luminaire Quantity]], \"-\"),  IF(Table2[[#This Row],[Lighting  Technology]]=\"Other\", IFERROR(Table2[[#This Row],[Existing Luminaire Quantity]],\"-\"), IFERROR(Table2[[#This Row],[Existing Luminaire Quantity]],\"-\"))))","v":""},{"$f":"IF( AND(ISBLANK(Table2[[#This Row],[BC Hydro Rebate Category ]]),ISBLANK(Table2[[#This Row],[Fortis Rebate Category ]])), \"\", IF(ISTEXT(Table2[[#This Row],[Fortis Rebate Category ]]), IFERROR(INDEX(Table13NewPrescribedWattage,MATCH(Table2[[#This Row],[Fortis Rebate Category ]],Table13[Fortis New Lighting source],0)),\"\"), IF(ISTEXT(Table2[[#This Row],[BC Hydro Rebate Category ]]), IFERROR(INDEX(Table13NewPrescribedWattage,MATCH(Table2[[#This Row],[BC Hydro Rebate Category ]],Table13BCHRebateCategory,0)),\"\"), \"\")))","v":""},null,null,{"$f":"IF(Table2[[#This Row],[Lighting  Technology]]=\"Other\", \"-\", IF( AND(ISBLANK(Table2[[#This Row],[BC Hydro Rebate Category ]]),ISBLANK(Table2[[#This Row],[Fortis Rebate Category ]])), \"\", IF(ISTEXT(Table2[[#This Row],[Fortis Rebate Category ]]), IFERROR(INDEX(Table13BCHECM,MATCH(Table2[[#This Row],[Fortis Rebate Category ]],Table13[Fortis New Lighting source],0)),\"\"), IF(ISTEXT(Table2[[#This Row],[BC Hydro Rebate Category ]]), IFERROR(INDEX(Table13BCHECM,MATCH(Table2[[#This Row],[BC Hydro Rebate Category ]],Table13BCHRebateCategory,0)),\"\"), \"\"))))","v":""},{"$f":"IF(Table2[[#This Row],[Lighting  Technology]]=\"Other\", 0, IF( AND(ISBLANK(Table2[[#This Row],[BC Hydro Rebate Category ]]),ISBLANK(Table2[[#This Row],[Fortis Rebate Category ]])), \"\", IF(ISTEXT(Table2[[#This Row],[Fortis Rebate Category ]]), IFERROR(INDEX(Table13Persistence,MATCH(Table2[[#This Row],[Fortis Rebate Category ]],Table13[Fortis New Lighting source],0)),\"\"), IF(ISTEXT(Table2[[#This Row],[BC Hydro Rebate Category ]]), IFERROR(INDEX(Table13Persistence,MATCH(Table2[[#This Row],[BC Hydro Rebate Category ]],Table13BCHRebateCategory,0)),\"\"), \"\"))))","v":""},null,{"$f":"IFERROR(INDEX(Table5ControlRebate,MATCH(Table2[[#This Row],[Control Type]],Table5NewControl,0)),\"\")","v":""},null,{"$f":"IF(ISBLANK(Table2[[#This Row],[Control Type]]), IF(ISBLANK(Table2[[#This Row],[Annual Usage Hours (hrs)]]),Table2[[#This Row],[Reference Hours (hrs)]], Table2[[#This Row],[Annual Usage Hours (hrs)]]), IF(AND(ISBLANK(Table2[[#This Row],[Annual Usage Hours (hrs)]]), Table2[[#This Row],[Control Type]]=\"None\"), Table2[[#This Row],[Reference Hours (hrs)]], IF(Table2[[#This Row],[Control Type]]=\"None\", Table2[[#This Row],[Annual Usage Hours (hrs)]], IF(AND(ISBLANK(Table2[[#This Row],[Annual Usage Hours (hrs)]]), Table2[[#This Row],[Control Type]]<>\"None\"), IFERROR(Table2[[#This Row],[Reference Hours (hrs)]]*0.8,\"\"), IF(Table2[[#This Row],[Control Type]]<>\"None\", IFERROR( Table2[[#This Row],[Annual Usage Hours (hrs)]]*0.8,\"\"),\"\")))))","v":""},{"$f":"IF( Table2[[#This Row],[Lighting  Technology]]=\"Other\", IF(ISBLANK(Table2[[#This Row],[Retrofit Lamp/ Luminaire Wattage (see Rebate Unit)]]),\"\",IFERROR(Table2[[#This Row],[Prescribed Quantity]]*Table2[[#This Row],[Retrofit Lamp/ Luminaire Wattage (see Rebate Unit)]],\"\")), IF(ISBLANK(Table2[[#This Row],[Retrofit Lamp/ Luminaire Wattage (see Rebate Unit)]]),IFERROR(Table2[[#This Row],[Prescribed Quantity]]*Table2[[#This Row],[Prescribed Wattage (W)]],\"\"),IFERROR(Table2[[#This Row],[Prescribed Quantity]]*Table2[[#This Row],[Retrofit Lamp/ Luminaire Wattage (see Rebate Unit)]],\"\")))","v":""},{"$f":"IFERROR((IF( Table2[[#This Row],[Lighting  Technology]]=\"Other\", Table2[[#This Row],[Prescribed Quantity]]*Table2[[#This Row],[Retrofit Lamp/ Luminaire Wattage (see Rebate Unit)]], Table2[[#This Row],[Prescribed Quantity]]*Table2[[#This Row],[Prescribed Wattage (W)]] )),\"\")","v":""},{"$f":"IF(ISBLANK(Table2[[#This Row],[New Total Demand (hidden, W)]]),\"\", IF(ISBLANK(Table2[[#This Row],[New Hours (hidden, hrs)]]), \"\", IFERROR(Table2[[#This Row],[New Hours (hidden, hrs)]]*Table2[[#This Row],[New Total Demand (hidden, W)]]/1000,\"\")))","v":""},{"$f":"IF(ISBLANK(Table2[[#This Row],[Total Demand (Hidden) W]]),\"\", IF(ISBLANK(Table2[[#This Row],[New Total Demand (hidden, W)]]), \"\", IFERROR((Table2[[#This Row],[Total Demand (Hidden) W]]-Table2[[#This Row],[New Total Demand (hidden, W)]])/1000,\"\")))","v":""},{"$f":"IF( OR(ISBLANK(Table2[[#This Row],[New Total Demand (hidden, W)]]),ISBLANK(Table2[[#This Row],[Total Demand (Hidden) W]])),\"\", IF(ISBLANK(Table2[[#This Row],[Annual Usage Hours (hrs)]]), IFERROR( Table2[[#This Row],[Reference Hours (hrs)]]*(Table2[[#This Row],[Total Demand (Hidden) W]]-Table2[[#This Row],[New Total Demand (hidden, W)]])/1000,\"\"), IFERROR( Table2[[#This Row],[Annual Usage Hours (hrs)]]*(Table2[[#This Row],[Total Demand (Hidden) W]]-Table2[[#This Row],[New Total Demand (hidden, W)]])/1000,\"\")))","v":""},{"$f":"IF( OR(ISBLANK(Table2[[#This Row],[Prescribed Total Demand (hidden, W)]]),ISBLANK(Table2[[#This Row],[Total Demand (Hidden) W]])),\"\", IF(ISBLANK(Table2[[#This Row],[Annual Usage Hours (hrs)]]), IFERROR( Table2[[#This Row],[Reference Hours (hrs)]]*((Table2[Existing Prescribed Wattage (W)]*Table2[Existing Luminaire Quantity])-Table2[[#This Row],[Prescribed Total Demand (hidden, W)]])/1000,\"\"), IFERROR( Table2[[#This Row],[Annual Usage Hours (hrs)]]*((Table2[Existing Prescribed Wattage (W)]*Table2[Existing Luminaire Quantity])-Table2[[#This Row],[Prescribed Total Demand (hidden, W)]])/1000,\"\")))","v":""},{"$f":"\"\"","v":""},{"$f":"IF(OR(Table2[[#This Row],[Control Type]]=\"None\", ISBLANK(Table2[[#This Row],[Control Type]])),\"\", IF(ISBLANK(Table2[[#This Row],[New Total Demand (hidden, W)]]),\"\", IF(ISBLANK(Table2[[#This Row],[Annual Usage Hours (hrs)]]),  IFERROR( 0.2*Table2[[#This Row],[Reference Hours (hrs)]]*Table2[[#This Row],[New Total Demand (hidden, W)]]/1000,\"\"), IFERROR( 0.2*Table2[[#This Row],[Annual Usage Hours (hrs)]]*Table2[[#This Row],[New Total Demand (hidden, W)]]/1000,\"\"))))","v":""},{"$f":"IF(AND(NOT(ISNUMBER(Table2[[#This Row],[Rebate Per Unit\n(CAD)]])),ISBLANK(Table2[[#This Row],[Control Type]])), \"\", IF(OR(Table2[[#This Row],[Rebate Per Unit\n(CAD)]]=0,AND(NOT(ISNUMBER(Table2[[#This Row],[Rebate Per Unit\n(CAD)]])), ISTEXT(Table2[[#This Row],[Control Type]]))), 0, IFERROR(Table2[[#This Row],[Prescribed Quantity]]*Table2[[#This Row],[Rebate Per Unit\n(CAD)]],\"\")))","v":""},{"$f":" IF(AND(ISBLANK(Table2[[#This Row],[Control Type]]),ISNUMBER(Table2[[#This Row],[Rebate Value (CAD)]])),0, IFERROR(Table2[[#This Row],[Control Quantity]]*Table2[[#This Row],[Control Rebate per Unit\n(CAD)]],\"\"))","v":""},{"$f":"IF(AND(ISBLANK(Table2[[#This Row],[Rebate Value (CAD)]]),ISBLANK(Table2[[#This Row],[Rebate Value for Controls (CAD)]])), \"\", IFERROR(Table2[[#This Row],[Rebate Value (CAD)]]+Table2[[#This Row],[Rebate Value for Controls (CAD)]],\"\"))","v":""},{"$f":"IF(Table2[[#This Row],[Lighting  Technology]]=\"Other\",\"Other - \"&Table2[[#This Row],[Other - Lighting Technology Description]],Table2[[#This Row],[BC Hydro Rebate Category ]])","v":0},{"$f":"Table2[[#This Row],[BC Hydro Rebate Category ]]&Table2[[#This Row],[Retrofit Part '# (mandatory to validate Rebates)]]","v":""}]
[null,null,null,null,null,null,{"$f":"IF(ISBLANK(Table2[[#This Row],[Prescribed Lighting Source]]), \"\", IFERROR( INDEX(Table13ExistingPrescribedWattage,MATCH(Table2[[#This Row],[Prescribed Lighting Source]],Table13ExistingLightingSource,0)), IFERROR(INDEX(Table13ExistingPrescribedWattage,MATCH(Table2[[#This Row],[Fortis Rebate Category ]],Table13NewLightingSource,0)),\"-\")))","v":""},null,{"$f":"IFERROR(INDEX(SpaceTypeHours,MATCH(Table2[[#This Row],[Space Type]],SpaceType,0)),\"\")","v":""},null,{"$f":"IFERROR(IF(Table2[[#This Row],[Lighting  Technology]]=\"Other\",Table2[[#This Row],[Existing Effective Input Wattage (W)]]*Table2[[#This Row],[Existing Luminaire Quantity]],Table2[[#This Row],[Existing Prescribed Wattage (W)]]*Table2[[#This Row],[Existing Luminaire Quantity]]),\"\")","v":""},{"$f":"IF(Table2[Lighting  Technology] = \"Other\",(Table2[[#This Row],[Existing Luminaire Quantity]]*Table2[[#This Row],[Existing Effective Input Wattage (W)]]), IF(Table2[Existing Prescribed Wattage (W)] = \"\",\"\", IF( ISBLANK(Table2[[#This Row],[Existing Effective Input Wattage (W)]]), (Table2[[#This Row],[Existing Luminaire Quantity]]*Table2[[#This Row],[Existing Prescribed Wattage (W)]]),(Table2[[#This Row],[Existing Luminaire Quantity]]*Table2[[#This Row],[Existing Effective Input Wattage (W)]]))))","v":""},{"$f":"IF( (ISBLANK(Table2[[#This Row],[Annual Usage Hours (hrs)]])), IFERROR(Table2[[#This Row],[Reference Hours (hrs)]]*Table2[[#This Row],[Total Demand (Hidden) W]]/1000,\"\"), IFERROR(Table2[[#This Row],[Annual Usage Hours (hrs)]]*Table2[[#This Row],[Total Demand (Hidden) W]]/1000,\"\"))","v":""},null,null,{"$f":"IF(Table2[[#This Row],[Lighting  Technology]]=\"Other\", 0, IF( AND(ISBLANK(Table2[[#This Row],[BC Hydro Rebate Category ]]),ISBLANK(Table2[[#This Row],[Fortis Rebate Category ]])), \"\", IF(ISTEXT(Table2[[#This Row],[Fortis Rebate Category ]]), IFERROR(INDEX(Table13[Rebate],MATCH(Table2[[#This Row],[Fortis Rebate Category ]],Table13[Fortis New Lighting source],0)),\"\"), IF(ISTEXT(Table2[[#This Row],[BC Hydro Rebate Category ]]), IFERROR(INDEX(Table13Rebate,MATCH(Table2[[#This Row],[BC Hydro Rebate Category ]],Table13BCHRebateCategory,0)),\"\"), \"\"))))","v":""},{"$f":" IF(Table2[[#This Row],[Lighting  Technology]]=\"Other\", \"per Unit\", IF( AND(ISBLANK(Table2[[#This Row],[BC Hydro Rebate Category ]]),ISBLANK(Table2[[#This Row],[Fortis Rebate Category ]])), \"\", IF(ISTEXT(Table2[[#This Row],[Fortis Rebate Category ]]), IFERROR(INDEX(Table13PerUnit,MATCH(Table2[[#This Row],[Fortis Rebate Category ]],Table13[Fortis New Lighting source],0)),\"\"), IF(ISTEXT(Table2[[#This Row],[BC Hydro Rebate Category ]]), IFERROR(INDEX(Table13PerUnit,MATCH(Table2[[#This Row],[BC Hydro Rebate Category ]],Table13BCHRebateCategory,0)),\"\"), \"\"))))","v":""},null,{"$f":"IF( AND(ISBLANK(Table2[[#This Row],[Existing Luminaire Quantity]]),ISBLANK(Table2[[#This Row],[Prescribed Lighting Source]])), \"\", IF( OR(AND(ISNUMBER(SEARCH(\"lamp fl.\",Table2[[#This Row],[Prescribed Lighting Source]])),ISNUMBER(SEARCH(\"T8 lamp\",Table2[[#This Row],[BC Hydro Rebate Category ]]))),AND(ISNUMBER(SEARCH(\"T5HO\",Table2[[#This Row],[Prescribed Lighting Source]])),ISNUMBER(SEARCH(\"T5HO\",Table2[[#This Row],[BC Hydro Rebate Category ]]))),AND(ISNUMBER(SEARCH(\"lamp fl.\",Table2[[#This Row],[Prescribed Lighting Source]])),ISNUMBER(SEARCH(\"T8 lamp\",Table2[[#This Row],[Fortis Rebate Category ]]))),AND(ISNUMBER(SEARCH(\"T5HO\",Table2[[#This Row],[Prescribed Lighting Source]])),ISNUMBER(SEARCH(\"T5HO\",Table2[[#This Row],[Fortis Rebate Category ]])))          ),  IFERROR(INDEX(Table13NumberofLamps,MATCH(Table2[[#This Row],[Prescribed Lighting Source]],Table13ExistingLightingSource,0))*Table2[[#This Row],[Existing Luminaire Quantity]], \"-\"),  IF(Table2[[#This Row],[Lighting  Technology]]=\"Other\", IFERROR(Table2[[#This Row],[Existing Luminaire Quantity]],\"-\"), IFERROR(Table2[[#This Row],[Existing Luminaire Quantity]],\"-\"))))","v":""},{"$f":"IF( AND(ISBLANK(Table2[[#This Row],[BC Hydro Rebate Category ]]),ISBLANK(Table2[[#This Row],[Fortis Rebate Category ]])), \"\", IF(ISTEXT(Table2[[#This Row],[Fortis Rebate Category ]]), IFERROR(INDEX(Table13NewPrescribedWattage,MATCH(Table2[[#This Row],[Fortis Rebate Category ]],Table13[Fortis New Lighting source],0)),\"\"), IF(ISTEXT(Table2[[#This Row],[BC Hydro Rebate Category ]]), IFERROR(INDEX(Table13NewPrescribedWattage,MATCH(Table2[[#This Row],[BC Hydro Rebate Category ]],Table13BCHRebateCategory,0)),\"\"), \"\")))","v":""},null,null,{"$f":"IF(Table2[[#This Row],[Lighting  Technology]]=\"Other\", \"-\", IF( AND(ISBLANK(Table2[[#This Row],[BC Hydro Rebate Category ]]),ISBLANK(Table2[[#This Row],[Fortis Rebate Category ]])), \"\", IF(ISTEXT(Table2[[#This Row],[Fortis Rebate Category ]]), IFERROR(INDEX(Table13BCHECM,MATCH(Table2[[#This Row],[Fortis Rebate Category ]],Table13[Fortis New Lighting source],0)),\"\"), IF(ISTEXT(Table2[[#This Row],[BC Hydro Rebate Category ]]), IFERROR(INDEX(Table13BCHECM,MATCH(Table2[[#This Row],[BC Hydro Rebate Category ]],Table13BCHRebateCategory,0)),\"\"), \"\"))))","v":""},{"$f":"IF(Table2[[#This Row],[Lighting  Technology]]=\"Other\", 0, IF( AND(ISBLANK(Table2[[#This Row],[BC Hydro Rebate Category ]]),ISBLANK(Table2[[#This Row],[Fortis Rebate Category ]])), \"\", IF(ISTEXT(Table2[[#This Row],[Fortis Rebate Category ]]), IFERROR(INDEX(Table13Persistence,MATCH(Table2[[#This Row],[Fortis Rebate Category ]],Table13[Fortis New Lighting source],0)),\"\"), IF(ISTEXT(Table2[[#This Row],[BC Hydro Rebate Category ]]), IFERROR(INDEX(Table13Persistence,MATCH(Table2[[#This Row],[BC Hydro Rebate Category ]],Table13BCHRebateCategory,0)),\"\"), \"\"))))","v":""},null,{"$f":"IFERROR(INDEX(Table5ControlRebate,MATCH(Table2[[#This Row],[Control Type]],Table5NewControl,0)),\"\")","v":""},null,{"$f":"IF(ISBLANK(Table2[[#This Row],[Control Type]]), IF(ISBLANK(Table2[[#This Row],[Annual Usage Hours (hrs)]]),Table2[[#This Row],[Reference Hours (hrs)]], Table2[[#This Row],[Annual Usage Hours (hrs)]]), IF(AND(ISBLANK(Table2[[#This Row],[Annual Usage Hours (hrs)]]), Table2[[#This Row],[Control Type]]=\"None\"), Table2[[#This Row],[Reference Hours (hrs)]], IF(Table2[[#This Row],[Control Type]]=\"None\", Table2[[#This Row],[Annual Usage Hours (hrs)]], IF(AND(ISBLANK(Table2[[#This Row],[Annual Usage Hours (hrs)]]), Table2[[#This Row],[Control Type]]<>\"None\"), IFERROR(Table2[[#This Row],[Reference Hours (hrs)]]*0.8,\"\"), IF(Table2[[#This Row],[Control Type]]<>\"None\", IFERROR( Table2[[#This Row],[Annual Usage Hours (hrs)]]*0.8,\"\"),\"\")))))","v":""},{"$f":"IF( Table2[[#This Row],[Lighting  Technology]]=\"Other\", IF(ISBLANK(Table2[[#This Row],[Retrofit Lamp/ Luminaire Wattage (see Rebate Unit)]]),\"\",IFERROR(Table2[[#This Row],[Prescribed Quantity]]*Table2[[#This Row],[Retrofit Lamp/ Luminaire Wattage (see Rebate Unit)]],\"\")), IF(ISBLANK(Table2[[#This Row],[Retrofit Lamp/ Luminaire Wattage (see Rebate Unit)]]),IFERROR(Table2[[#This Row],[Prescribed Quantity]]*Table2[[#This Row],[Prescribed Wattage (W)]],\"\"),IFERROR(Table2[[#This Row],[Prescribed Quantity]]*Table2[[#This Row],[Retrofit Lamp/ Luminaire Wattage (see Rebate Unit)]],\"\")))","v":""},{"$f":"IFERROR((IF( Table2[[#This Row],[Lighting  Technology]]=\"Other\", Table2[[#This Row],[Prescribed Quantity]]*Table2[[#This Row],[Retrofit Lamp/ Luminaire Wattage (see Rebate Unit)]], Table2[[#This Row],[Prescribed Quantity]]*Table2[[#This Row],[Prescribed Wattage (W)]] )),\"\")","v":""},{"$f":"IF(ISBLANK(Table2[[#This Row],[New Total Demand (hidden, W)]]),\"\", IF(ISBLANK(Table2[[#This Row],[New Hours (hidden, hrs)]]), \"\", IFERROR(Table2[[#This Row],[New Hours (hidden, hrs)]]*Table2[[#This Row],[New Total Demand (hidden, W)]]/1000,\"\")))","v":""},{"$f":"IF(ISBLANK(Table2[[#This Row],[Total Demand (Hidden) W]]),\"\", IF(ISBLANK(Table2[[#This Row],[New Total Demand (hidden, W)]]), \"\", IFERROR((Table2[[#This Row],[Total Demand (Hidden) W]]-Table2[[#This Row],[New Total Demand (hidden, W)]])/1000,\"\")))","v":""},{"$f":"IF( OR(ISBLANK(Table2[[#This Row],[New Total Demand (hidden, W)]]),ISBLANK(Table2[[#This Row],[Total Demand (Hidden) W]])),\"\", IF(ISBLANK(Table2[[#This Row],[Annual Usage Hours (hrs)]]), IFERROR( Table2[[#This Row],[Reference Hours (hrs)]]*(Table2[[#This Row],[Total Demand (Hidden) W]]-Table2[[#This Row],[New Total Demand (hidden, W)]])/1000,\"\"), IFERROR( Table2[[#This Row],[Annual Usage Hours (hrs)]]*(Table2[[#This Row],[Total Demand (Hidden) W]]-Table2[[#This Row],[New Total Demand (hidden, W)]])/1000,\"\")))","v":""},{"$f":"IF( OR(ISBLANK(Table2[[#This Row],[Prescribed Total Demand (hidden, W)]]),ISBLANK(Table2[[#This Row],[Total Demand (Hidden) W]])),\"\", IF(ISBLANK(Table2[[#This Row],[Annual Usage Hours (hrs)]]), IFERROR( Table2[[#This Row],[Reference Hours (hrs)]]*((Table2[Existing Prescribed Wattage (W)]*Table2[Existing Luminaire Quantity])-Table2[[#This Row],[Prescribed Total Demand (hidden, W)]])/1000,\"\"), IFERROR( Table2[[#This Row],[Annual Usage Hours (hrs)]]*((Table2[Existing Prescribed Wattage (W)]*Table2[Existing Luminaire Quantity])-Table2[[#This Row],[Prescribed Total Demand (hidden, W)]])/1000,\"\")))","v":""},{"$f":"\"\"","v":""},{"$f":"IF(OR(Table2[[#This Row],[Control Type]]=\"None\", ISBLANK(Table2[[#This Row],[Control Type]])),\"\", IF(ISBLANK(Table2[[#This Row],[New Total Demand (hidden, W)]]),\"\", IF(ISBLANK(Table2[[#This Row],[Annual Usage Hours (hrs)]]),  IFERROR( 0.2*Table2[[#This Row],[Reference Hours (hrs)]]*Table2[[#This Row],[New Total Demand (hidden, W)]]/1000,\"\"), IFERROR( 0.2*Table2[[#This Row],[Annual Usage Hours (hrs)]]*Table2[[#This Row],[New Total Demand (hidden, W)]]/1000,\"\"))))","v":""},{"$f":"IF(AND(NOT(ISNUMBER(Table2[[#This Row],[Rebate Per Unit\n(CAD)]])),ISBLANK(Table2[[#This Row],[Control Type]])), \"\", IF(OR(Table2[[#This Row],[Rebate Per Unit\n(CAD)]]=0,AND(NOT(ISNUMBER(Table2[[#This Row],[Rebate Per Unit\n(CAD)]])), ISTEXT(Table2[[#This Row],[Control Type]]))), 0, IFERROR(Table2[[#This Row],[Prescribed Quantity]]*Table2[[#This Row],[Rebate Per Unit\n(CAD)]],\"\")))","v":""},{"$f":" IF(AND(ISBLANK(Table2[[#This Row],[Control Type]]),ISNUMBER(Table2[[#This Row],[Rebate Value (CAD)]])),0, IFERROR(Table2[[#This Row],[Control Quantity]]*Table2[[#This Row],[Control Rebate per Unit\n(CAD)]],\"\"))","v":""},{"$f":"IF(AND(ISBLANK(Table2[[#This Row],[Rebate Value (CAD)]]),ISBLANK(Table2[[#This Row],[Rebate Value for Controls (CAD)]])), \"\", IFERROR(Table2[[#This Row],[Rebate Value (CAD)]]+Table2[[#This Row],[Rebate Value for Controls (CAD)]],\"\"))","v":""},{"$f":"IF(Table2[[#This Row],[Lighting  Technology]]=\"Other\",\"Other - \"&Table2[[#This Row],[Other - Lighting Technology Description]],Table2[[#This Row],[BC Hydro Rebate Category ]])","v":0},{"$f":"Table2[[#This Row],[BC Hydro Rebate Category ]]&Table2[[#This Row],[Retrofit Part '# (mandatory to validate Rebates)]]","v":""}]
[null,null,null,null,null,null,{"$f":"IF(ISBLANK(Table2[[#This Row],[Prescribed Lighting Source]]), \"\", IFERROR( INDEX(Table13ExistingPrescribedWattage,MATCH(Table2[[#This Row],[Prescribed Lighting Source]],Table13ExistingLightingSource,0)), IFERROR(INDEX(Table13ExistingPrescribedWattage,MATCH(Table2[[#This Row],[Fortis Rebate Category ]],Table13NewLightingSource,0)),\"-\")))","v":""},null,{"$f":"IFERROR(INDEX(SpaceTypeHours,MATCH(Table2[[#This Row],[Space Type]],SpaceType,0)),\"\")","v":""},null,{"$f":"IFERROR(IF(Table2[[#This Row],[Lighting  Technology]]=\"Other\",Table2[[#This Row],[Existing Effective Input Wattage (W)]]*Table2[[#This Row],[Existing Luminaire Quantity]],Table2[[#This Row],[Existing Prescribed Wattage (W)]]*Table2[[#This Row],[Existing Luminaire Quantity]]),\"\")","v":""},{"$f":"IF(Table2[Lighting  Technology] = \"Other\",(Table2[[#This Row],[Existing Luminaire Quantity]]*Table2[[#This Row],[Existing Effective Input Wattage (W)]]), IF(Table2[Existing Prescribed Wattage (W)] = \"\",\"\", IF( ISBLANK(Table2[[#This Row],[Existing Effective Input Wattage (W)]]), (Table2[[#This Row],[Existing Luminaire Quantity]]*Table2[[#This Row],[Existing Prescribed Wattage (W)]]),(Table2[[#This Row],[Existing Luminaire Quantity]]*Table2[[#This Row],[Existing Effective Input Wattage (W)]]))))","v":""},{"$f":"IF( (ISBLANK(Table2[[#This Row],[Annual Usage Hours (hrs)]])), IFERROR(Table2[[#This Row],[Reference Hours (hrs)]]*Table2[[#This Row],[Total Demand (Hidden) W]]/1000,\"\"), IFERROR(Table2[[#This Row],[Annual Usage Hours (hrs)]]*Table2[[#This Row],[Total Demand (Hidden) W]]/1000,\"\"))","v":""},null,null,{"$f":"IF(Table2[[#This Row],[Lighting  Technology]]=\"Other\", 0, IF( AND(ISBLANK(Table2[[#This Row],[BC Hydro Rebate Category ]]),ISBLANK(Table2[[#This Row],[Fortis Rebate Category ]])), \"\", IF(ISTEXT(Table2[[#This Row],[Fortis Rebate Category ]]), IFERROR(INDEX(Table13[Rebate],MATCH(Table2[[#This Row],[Fortis Rebate Category ]],Table13[Fortis New Lighting source],0)),\"\"), IF(ISTEXT(Table2[[#This Row],[BC Hydro Rebate Category ]]), IFERROR(INDEX(Table13Rebate,MATCH(Table2[[#This Row],[BC Hydro Rebate Category ]],Table13BCHRebateCategory,0)),\"\"), \"\"))))","v":""},{"$f":" IF(Table2[[#This Row],[Lighting  Technology]]=\"Other\", \"per Unit\", IF( AND(ISBLANK(Table2[[#This Row],[BC Hydro Rebate Category ]]),ISBLANK(Table2[[#This Row],[Fortis Rebate Category ]])), \"\", IF(ISTEXT(Table2[[#This Row],[Fortis Rebate Category ]]), IFERROR(INDEX(Table13PerUnit,MATCH(Table2[[#This Row],[Fortis Rebate Category ]],Table13[Fortis New Lighting source],0)),\"\"), IF(ISTEXT(Table2[[#This Row],[BC Hydro Rebate Category ]]), IFERROR(INDEX(Table13PerUnit,MATCH(Table2[[#This Row],[BC Hydro Rebate Category ]],Table13BCHRebateCategory,0)),\"\"), \"\"))))","v":""},null,{"$f":"IF( AND(ISBLANK(Table2[[#This Row],[Existing Luminaire Quantity]]),ISBLANK(Table2[[#This Row],[Prescribed Lighting Source]])), \"\", IF( OR(AND(ISNUMBER(SEARCH(\"lamp fl.\",Table2[[#This Row],[Prescribed Lighting Source]])),ISNUMBER(SEARCH(\"T8 lamp\",Table2[[#This Row],[BC Hydro Rebate Category ]]))),AND(ISNUMBER(SEARCH(\"T5HO\",Table2[[#This Row],[Prescribed Lighting Source]])),ISNUMBER(SEARCH(\"T5HO\",Table2[[#This Row],[BC Hydro Rebate Category ]]))),AND(ISNUMBER(SEARCH(\"lamp fl.\",Table2[[#This Row],[Prescribed Lighting Source]])),ISNUMBER(SEARCH(\"T8 lamp\",Table2[[#This Row],[Fortis Rebate Category ]]))),AND(ISNUMBER(SEARCH(\"T5HO\",Table2[[#This Row],[Prescribed Lighting Source]])),ISNUMBER(SEARCH(\"T5HO\",Table2[[#This Row],[Fortis Rebate Category ]])))          ),  IFERROR(INDEX(Table13NumberofLamps,MATCH(Table2[[#This Row],[Prescribed Lighting Source]],Table13ExistingLightingSource,0))*Table2[[#This Row],[Existing Luminaire Quantity]], \"-\"),  IF(Table2[[#This Row],[Lighting  Technology]]=\"Other\", IFERROR(Table2[[#This Row],[Existing Luminaire Quantity]],\"-\"), IFERROR(Table2[[#This Row],[Existing Luminaire Quantity]],\"-\"))))","v":""},{"$f":"IF( AND(ISBLANK(Table2[[#This Row],[BC Hydro Rebate Category ]]),ISBLANK(Table2[[#This Row],[Fortis Rebate Category ]])), \"\", IF(ISTEXT(Table2[[#This Row],[Fortis Rebate Category ]]), IFERROR(INDEX(Table13NewPrescribedWattage,MATCH(Table2[[#This Row],[Fortis Rebate Category ]],Table13[Fortis New Lighting source],0)),\"\"), IF(ISTEXT(Table2[[#This Row],[BC Hydro Rebate Category ]]), IFERROR(INDEX(Table13NewPrescribedWattage,MATCH(Table2[[#This Row],[BC Hydro Rebate Category ]],Table13BCHRebateCategory,0)),\"\"), \"\")))","v":""},null,null,{"$f":"IF(Table2[[#This Row],[Lighting  Technology]]=\"Other\", \"-\", IF( AND(ISBLANK(Table2[[#This Row],[BC Hydro Rebate Category ]]),ISBLANK(Table2[[#This Row],[Fortis Rebate Category ]])), \"\", IF(ISTEXT(Table2[[#This Row],[Fortis Rebate Category ]]), IFERROR(INDEX(Table13BCHECM,MATCH(Table2[[#This Row],[Fortis Rebate Category ]],Table13[Fortis New Lighting source],0)),\"\"), IF(ISTEXT(Table2[[#This Row],[BC Hydro Rebate Category ]]), IFERROR(INDEX(Table13BCHECM,MATCH(Table2[[#This Row],[BC Hydro Rebate Category ]],Table13BCHRebateCategory,0)),\"\"), \"\"))))","v":""},{"$f":"IF(Table2[[#This Row],[Lighting  Technology]]=\"Other\", 0, IF( AND(ISBLANK(Table2[[#This Row],[BC Hydro Rebate Category ]]),ISBLANK(Table2[[#This Row],[Fortis Rebate Category ]])), \"\", IF(ISTEXT(Table2[[#This Row],[Fortis Rebate Category ]]), IFERROR(INDEX(Table13Persistence,MATCH(Table2[[#This Row],[Fortis Rebate Category ]],Table13[Fortis New Lighting source],0)),\"\"), IF(ISTEXT(Table2[[#This Row],[BC Hydro Rebate Category ]]), IFERROR(INDEX(Table13Persistence,MATCH(Table2[[#This Row],[BC Hydro Rebate Category ]],Table13BCHRebateCategory,0)),\"\"), \"\"))))","v":""},null,{"$f":"IFERROR(INDEX(Table5ControlRebate,MATCH(Table2[[#This Row],[Control Type]],Table5NewControl,0)),\"\")","v":""},null,{"$f":"IF(ISBLANK(Table2[[#This Row],[Control Type]]), IF(ISBLANK(Table2[[#This Row],[Annual Usage Hours (hrs)]]),Table2[[#This Row],[Reference Hours (hrs)]], Table2[[#This Row],[Annual Usage Hours (hrs)]]), IF(AND(ISBLANK(Table2[[#This Row],[Annual Usage Hours (hrs)]]), Table2[[#This Row],[Control Type]]=\"None\"), Table2[[#This Row],[Reference Hours (hrs)]], IF(Table2[[#This Row],[Control Type]]=\"None\", Table2[[#This Row],[Annual Usage Hours (hrs)]], IF(AND(ISBLANK(Table2[[#This Row],[Annual Usage Hours (hrs)]]), Table2[[#This Row],[Control Type]]<>\"None\"), IFERROR(Table2[[#This Row],[Reference Hours (hrs)]]*0.8,\"\"), IF(Table2[[#This Row],[Control Type]]<>\"None\", IFERROR( Table2[[#This Row],[Annual Usage Hours (hrs)]]*0.8,\"\"),\"\")))))","v":""},{"$f":"IF( Table2[[#This Row],[Lighting  Technology]]=\"Other\", IF(ISBLANK(Table2[[#This Row],[Retrofit Lamp/ Luminaire Wattage (see Rebate Unit)]]),\"\",IFERROR(Table2[[#This Row],[Prescribed Quantity]]*Table2[[#This Row],[Retrofit Lamp/ Luminaire Wattage (see Rebate Unit)]],\"\")), IF(ISBLANK(Table2[[#This Row],[Retrofit Lamp/ Luminaire Wattage (see Rebate Unit)]]),IFERROR(Table2[[#This Row],[Prescribed Quantity]]*Table2[[#This Row],[Prescribed Wattage (W)]],\"\"),IFERROR(Table2[[#This Row],[Prescribed Quantity]]*Table2[[#This Row],[Retrofit Lamp/ Luminaire Wattage (see Rebate Unit)]],\"\")))","v":""},{"$f":"IFERROR((IF( Table2[[#This Row],[Lighting  Technology]]=\"Other\", Table2[[#This Row],[Prescribed Quantity]]*Table2[[#This Row],[Retrofit Lamp/ Luminaire Wattage (see Rebate Unit)]], Table2[[#This Row],[Prescribed Quantity]]*Table2[[#This Row],[Prescribed Wattage (W)]] )),\"\")","v":""},{"$f":"IF(ISBLANK(Table2[[#This Row],[New Total Demand (hidden, W)]]),\"\", IF(ISBLANK(Table2[[#This Row],[New Hours (hidden, hrs)]]), \"\", IFERROR(Table2[[#This Row],[New Hours (hidden, hrs)]]*Table2[[#This Row],[New Total Demand (hidden, W)]]/1000,\"\")))","v":""},{"$f":"IF(ISBLANK(Table2[[#This Row],[Total Demand (Hidden) W]]),\"\", IF(ISBLANK(Table2[[#This Row],[New Total Demand (hidden, W)]]), \"\", IFERROR((Table2[[#This Row],[Total Demand (Hidden) W]]-Table2[[#This Row],[New Total Demand (hidden, W)]])/1000,\"\")))","v":""},{"$f":"IF( OR(ISBLANK(Table2[[#This Row],[New Total Demand (hidden, W)]]),ISBLANK(Table2[[#This Row],[Total Demand (Hidden) W]])),\"\", IF(ISBLANK(Table2[[#This Row],[Annual Usage Hours (hrs)]]), IFERROR( Table2[[#This Row],[Reference Hours (hrs)]]*(Table2[[#This Row],[Total Demand (Hidden) W]]-Table2[[#This Row],[New Total Demand (hidden, W)]])/1000,\"\"), IFERROR( Table2[[#This Row],[Annual Usage Hours (hrs)]]*(Table2[[#This Row],[Total Demand (Hidden) W]]-Table2[[#This Row],[New Total Demand (hidden, W)]])/1000,\"\")))","v":""},{"$f":"IF( OR(ISBLANK(Table2[[#This Row],[Prescribed Total Demand (hidden, W)]]),ISBLANK(Table2[[#This Row],[Total Demand (Hidden) W]])),\"\", IF(ISBLANK(Table2[[#This Row],[Annual Usage Hours (hrs)]]), IFERROR( Table2[[#This Row],[Reference Hours (hrs)]]*((Table2[Existing Prescribed Wattage (W)]*Table2[Existing Luminaire Quantity])-Table2[[#This Row],[Prescribed Total Demand (hidden, W)]])/1000,\"\"), IFERROR( Table2[[#This Row],[Annual Usage Hours (hrs)]]*((Table2[Existing Prescribed Wattage (W)]*Table2[Existing Luminaire Quantity])-Table2[[#This Row],[Prescribed Total Demand (hidden, W)]])/1000,\"\")))","v":""},{"$f":"\"\"","v":""},{"$f":"IF(OR(Table2[[#This Row],[Control Type]]=\"None\", ISBLANK(Table2[[#This Row],[Control Type]])),\"\", IF(ISBLANK(Table2[[#This Row],[New Total Demand (hidden, W)]]),\"\", IF(ISBLANK(Table2[[#This Row],[Annual Usage Hours (hrs)]]),  IFERROR( 0.2*Table2[[#This Row],[Reference Hours (hrs)]]*Table2[[#This Row],[New Total Demand (hidden, W)]]/1000,\"\"), IFERROR( 0.2*Table2[[#This Row],[Annual Usage Hours (hrs)]]*Table2[[#This Row],[New Total Demand (hidden, W)]]/1000,\"\"))))","v":""},{"$f":"IF(AND(NOT(ISNUMBER(Table2[[#This Row],[Rebate Per Unit\n(CAD)]])),ISBLANK(Table2[[#This Row],[Control Type]])), \"\", IF(OR(Table2[[#This Row],[Rebate Per Unit\n(CAD)]]=0,AND(NOT(ISNUMBER(Table2[[#This Row],[Rebate Per Unit\n(CAD)]])), ISTEXT(Table2[[#This Row],[Control Type]]))), 0, IFERROR(Table2[[#This Row],[Prescribed Quantity]]*Table2[[#This Row],[Rebate Per Unit\n(CAD)]],\"\")))","v":""},{"$f":" IF(AND(ISBLANK(Table2[[#This Row],[Control Type]]),ISNUMBER(Table2[[#This Row],[Rebate Value (CAD)]])),0, IFERROR(Table2[[#This Row],[Control Quantity]]*Table2[[#This Row],[Control Rebate per Unit\n(CAD)]],\"\"))","v":""},{"$f":"IF(AND(ISBLANK(Table2[[#This Row],[Rebate Value (CAD)]]),ISBLANK(Table2[[#This Row],[Rebate Value for Controls (CAD)]])), \"\", IFERROR(Table2[[#This Row],[Rebate Value (CAD)]]+Table2[[#This Row],[Rebate Value for Controls (CAD)]],\"\"))","v":""},{"$f":"IF(Table2[[#This Row],[Lighting  Technology]]=\"Other\",\"Other - \"&Table2[[#This Row],[Other - Lighting Technology Description]],Table2[[#This Row],[BC Hydro Rebate Category ]])","v":0},{"$f":"Table2[[#This Row],[BC Hydro Rebate Category ]]&Table2[[#This Row],[Retrofit Part '# (mandatory to validate Rebates)]]","v":""}]
[null,null,null,null,null,null,{"$f":"IF(ISBLANK(Table2[[#This Row],[Prescribed Lighting Source]]), \"\", IFERROR( INDEX(Table13ExistingPrescribedWattage,MATCH(Table2[[#This Row],[Prescribed Lighting Source]],Table13ExistingLightingSource,0)), IFERROR(INDEX(Table13ExistingPrescribedWattage,MATCH(Table2[[#This Row],[Fortis Rebate Category ]],Table13NewLightingSource,0)),\"-\")))","v":""},null,{"$f":"IFERROR(INDEX(SpaceTypeHours,MATCH(Table2[[#This Row],[Space Type]],SpaceType,0)),\"\")","v":""},null,{"$f":"IFERROR(IF(Table2[[#This Row],[Lighting  Technology]]=\"Other\",Table2[[#This Row],[Existing Effective Input Wattage (W)]]*Table2[[#This Row],[Existing Luminaire Quantity]],Table2[[#This Row],[Existing Prescribed Wattage (W)]]*Table2[[#This Row],[Existing Luminaire Quantity]]),\"\")","v":""},{"$f":"IF(Table2[Lighting  Technology] = \"Other\",(Table2[[#This Row],[Existing Luminaire Quantity]]*Table2[[#This Row],[Existing Effective Input Wattage (W)]]), IF(Table2[Existing Prescribed Wattage (W)] = \"\",\"\", IF( ISBLANK(Table2[[#This Row],[Existing Effective Input Wattage (W)]]), (Table2[[#This Row],[Existing Luminaire Quantity]]*Table2[[#This Row],[Existing Prescribed Wattage (W)]]),(Table2[[#This Row],[Existing Luminaire Quantity]]*Table2[[#This Row],[Existing Effective Input Wattage (W)]]))))","v":""},{"$f":"IF( (ISBLANK(Table2[[#This Row],[Annual Usage Hours (hrs)]])), IFERROR(Table2[[#This Row],[Reference Hours (hrs)]]*Table2[[#This Row],[Total Demand (Hidden) W]]/1000,\"\"), IFERROR(Table2[[#This Row],[Annual Usage Hours (hrs)]]*Table2[[#This Row],[Total Demand (Hidden) W]]/1000,\"\"))","v":""},null,null,{"$f":"IF(Table2[[#This Row],[Lighting  Technology]]=\"Other\", 0, IF( AND(ISBLANK(Table2[[#This Row],[BC Hydro Rebate Category ]]),ISBLANK(Table2[[#This Row],[Fortis Rebate Category ]])), \"\", IF(ISTEXT(Table2[[#This Row],[Fortis Rebate Category ]]), IFERROR(INDEX(Table13[Rebate],MATCH(Table2[[#This Row],[Fortis Rebate Category ]],Table13[Fortis New Lighting source],0)),\"\"), IF(ISTEXT(Table2[[#This Row],[BC Hydro Rebate Category ]]), IFERROR(INDEX(Table13Rebate,MATCH(Table2[[#This Row],[BC Hydro Rebate Category ]],Table13BCHRebateCategory,0)),\"\"), \"\"))))","v":""},{"$f":" IF(Table2[[#This Row],[Lighting  Technology]]=\"Other\", \"per Unit\", IF( AND(ISBLANK(Table2[[#This Row],[BC Hydro Rebate Category ]]),ISBLANK(Table2[[#This Row],[Fortis Rebate Category ]])), \"\", IF(ISTEXT(Table2[[#This Row],[Fortis Rebate Category ]]), IFERROR(INDEX(Table13PerUnit,MATCH(Table2[[#This Row],[Fortis Rebate Category ]],Table13[Fortis New Lighting source],0)),\"\"), IF(ISTEXT(Table2[[#This Row],[BC Hydro Rebate Category ]]), IFERROR(INDEX(Table13PerUnit,MATCH(Table2[[#This Row],[BC Hydro Rebate Category ]],Table13BCHRebateCategory,0)),\"\"), \"\"))))","v":""},null,{"$f":"IF( AND(ISBLANK(Table2[[#This Row],[Existing Luminaire Quantity]]),ISBLANK(Table2[[#This Row],[Prescribed Lighting Source]])), \"\", IF( OR(AND(ISNUMBER(SEARCH(\"lamp fl.\",Table2[[#This Row],[Prescribed Lighting Source]])),ISNUMBER(SEARCH(\"T8 lamp\",Table2[[#This Row],[BC Hydro Rebate Category ]]))),AND(ISNUMBER(SEARCH(\"T5HO\",Table2[[#This Row],[Prescribed Lighting Source]])),ISNUMBER(SEARCH(\"T5HO\",Table2[[#This Row],[BC Hydro Rebate Category ]]))),AND(ISNUMBER(SEARCH(\"lamp fl.\",Table2[[#This Row],[Prescribed Lighting Source]])),ISNUMBER(SEARCH(\"T8 lamp\",Table2[[#This Row],[Fortis Rebate Category ]]))),AND(ISNUMBER(SEARCH(\"T5HO\",Table2[[#This Row],[Prescribed Lighting Source]])),ISNUMBER(SEARCH(\"T5HO\",Table2[[#This Row],[Fortis Rebate Category ]])))          ),  IFERROR(INDEX(Table13NumberofLamps,MATCH(Table2[[#This Row],[Prescribed Lighting Source]],Table13ExistingLightingSource,0))*Table2[[#This Row],[Existing Luminaire Quantity]], \"-\"),  IF(Table2[[#This Row],[Lighting  Technology]]=\"Other\", IFERROR(Table2[[#This Row],[Existing Luminaire Quantity]],\"-\"), IFERROR(Table2[[#This Row],[Existing Luminaire Quantity]],\"-\"))))","v":""},{"$f":"IF( AND(ISBLANK(Table2[[#This Row],[BC Hydro Rebate Category ]]),ISBLANK(Table2[[#This Row],[Fortis Rebate Category ]])), \"\", IF(ISTEXT(Table2[[#This Row],[Fortis Rebate Category ]]), IFERROR(INDEX(Table13NewPrescribedWattage,MATCH(Table2[[#This Row],[Fortis Rebate Category ]],Table13[Fortis New Lighting source],0)),\"\"), IF(ISTEXT(Table2[[#This Row],[BC Hydro Rebate Category ]]), IFERROR(INDEX(Table13NewPrescribedWattage,MATCH(Table2[[#This Row],[BC Hydro Rebate Category ]],Table13BCHRebateCategory,0)),\"\"), \"\")))","v":""},null,null,{"$f":"IF(Table2[[#This Row],[Lighting  Technology]]=\"Other\", \"-\", IF( AND(ISBLANK(Table2[[#This Row],[BC Hydro Rebate Category ]]),ISBLANK(Table2[[#This Row],[Fortis Rebate Category ]])), \"\", IF(ISTEXT(Table2[[#This Row],[Fortis Rebate Category ]]), IFERROR(INDEX(Table13BCHECM,MATCH(Table2[[#This Row],[Fortis Rebate Category ]],Table13[Fortis New Lighting source],0)),\"\"), IF(ISTEXT(Table2[[#This Row],[BC Hydro Rebate Category ]]), IFERROR(INDEX(Table13BCHECM,MATCH(Table2[[#This Row],[BC Hydro Rebate Category ]],Table13BCHRebateCategory,0)),\"\"), \"\"))))","v":""},{"$f":"IF(Table2[[#This Row],[Lighting  Technology]]=\"Other\", 0, IF( AND(ISBLANK(Table2[[#This Row],[BC Hydro Rebate Category ]]),ISBLANK(Table2[[#This Row],[Fortis Rebate Category ]])), \"\", IF(ISTEXT(Table2[[#This Row],[Fortis Rebate Category ]]), IFERROR(INDEX(Table13Persistence,MATCH(Table2[[#This Row],[Fortis Rebate Category ]],Table13[Fortis New Lighting source],0)),\"\"), IF(ISTEXT(Table2[[#This Row],[BC Hydro Rebate Category ]]), IFERROR(INDEX(Table13Persistence,MATCH(Table2[[#This Row],[BC Hydro Rebate Category ]],Table13BCHRebateCategory,0)),\"\"), \"\"))))","v":""},null,{"$f":"IFERROR(INDEX(Table5ControlRebate,MATCH(Table2[[#This Row],[Control Type]],Table5NewControl,0)),\"\")","v":""},null,{"$f":"IF(ISBLANK(Table2[[#This Row],[Control Type]]), IF(ISBLANK(Table2[[#This Row],[Annual Usage Hours (hrs)]]),Table2[[#This Row],[Reference Hours (hrs)]], Table2[[#This Row],[Annual Usage Hours (hrs)]]), IF(AND(ISBLANK(Table2[[#This Row],[Annual Usage Hours (hrs)]]), Table2[[#This Row],[Control Type]]=\"None\"), Table2[[#This Row],[Reference Hours (hrs)]], IF(Table2[[#This Row],[Control Type]]=\"None\", Table2[[#This Row],[Annual Usage Hours (hrs)]], IF(AND(ISBLANK(Table2[[#This Row],[Annual Usage Hours (hrs)]]), Table2[[#This Row],[Control Type]]<>\"None\"), IFERROR(Table2[[#This Row],[Reference Hours (hrs)]]*0.8,\"\"), IF(Table2[[#This Row],[Control Type]]<>\"None\", IFERROR( Table2[[#This Row],[Annual Usage Hours (hrs)]]*0.8,\"\"),\"\")))))","v":""},{"$f":"IF( Table2[[#This Row],[Lighting  Technology]]=\"Other\", IF(ISBLANK(Table2[[#This Row],[Retrofit Lamp/ Luminaire Wattage (see Rebate Unit)]]),\"\",IFERROR(Table2[[#This Row],[Prescribed Quantity]]*Table2[[#This Row],[Retrofit Lamp/ Luminaire Wattage (see Rebate Unit)]],\"\")), IF(ISBLANK(Table2[[#This Row],[Retrofit Lamp/ Luminaire Wattage (see Rebate Unit)]]),IFERROR(Table2[[#This Row],[Prescribed Quantity]]*Table2[[#This Row],[Prescribed Wattage (W)]],\"\"),IFERROR(Table2[[#This Row],[Prescribed Quantity]]*Table2[[#This Row],[Retrofit Lamp/ Luminaire Wattage (see Rebate Unit)]],\"\")))","v":""},{"$f":"IFERROR((IF( Table2[[#This Row],[Lighting  Technology]]=\"Other\", Table2[[#This Row],[Prescribed Quantity]]*Table2[[#This Row],[Retrofit Lamp/ Luminaire Wattage (see Rebate Unit)]], Table2[[#This Row],[Prescribed Quantity]]*Table2[[#This Row],[Prescribed Wattage (W)]] )),\"\")","v":""},{"$f":"IF(ISBLANK(Table2[[#This Row],[New Total Demand (hidden, W)]]),\"\", IF(ISBLANK(Table2[[#This Row],[New Hours (hidden, hrs)]]), \"\", IFERROR(Table2[[#This Row],[New Hours (hidden, hrs)]]*Table2[[#This Row],[New Total Demand (hidden, W)]]/1000,\"\")))","v":""},{"$f":"IF(ISBLANK(Table2[[#This Row],[Total Demand (Hidden) W]]),\"\", IF(ISBLANK(Table2[[#This Row],[New Total Demand (hidden, W)]]), \"\", IFERROR((Table2[[#This Row],[Total Demand (Hidden) W]]-Table2[[#This Row],[New Total Demand (hidden, W)]])/1000,\"\")))","v":""},{"$f":"IF( OR(ISBLANK(Table2[[#This Row],[New Total Demand (hidden, W)]]),ISBLANK(Table2[[#This Row],[Total Demand (Hidden) W]])),\"\", IF(ISBLANK(Table2[[#This Row],[Annual Usage Hours (hrs)]]), IFERROR( Table2[[#This Row],[Reference Hours (hrs)]]*(Table2[[#This Row],[Total Demand (Hidden) W]]-Table2[[#This Row],[New Total Demand (hidden, W)]])/1000,\"\"), IFERROR( Table2[[#This Row],[Annual Usage Hours (hrs)]]*(Table2[[#This Row],[Total Demand (Hidden) W]]-Table2[[#This Row],[New Total Demand (hidden, W)]])/1000,\"\")))","v":""},{"$f":"IF( OR(ISBLANK(Table2[[#This Row],[Prescribed Total Demand (hidden, W)]]),ISBLANK(Table2[[#This Row],[Total Demand (Hidden) W]])),\"\", IF(ISBLANK(Table2[[#This Row],[Annual Usage Hours (hrs)]]), IFERROR( Table2[[#This Row],[Reference Hours (hrs)]]*((Table2[Existing Prescribed Wattage (W)]*Table2[Existing Luminaire Quantity])-Table2[[#This Row],[Prescribed Total Demand (hidden, W)]])/1000,\"\"), IFERROR( Table2[[#This Row],[Annual Usage Hours (hrs)]]*((Table2[Existing Prescribed Wattage (W)]*Table2[Existing Luminaire Quantity])-Table2[[#This Row],[Prescribed Total Demand (hidden, W)]])/1000,\"\")))","v":""},{"$f":"\"\"","v":""},{"$f":"IF(OR(Table2[[#This Row],[Control Type]]=\"None\", ISBLANK(Table2[[#This Row],[Control Type]])),\"\", IF(ISBLANK(Table2[[#This Row],[New Total Demand (hidden, W)]]),\"\", IF(ISBLANK(Table2[[#This Row],[Annual Usage Hours (hrs)]]),  IFERROR( 0.2*Table2[[#This Row],[Reference Hours (hrs)]]*Table2[[#This Row],[New Total Demand (hidden, W)]]/1000,\"\"), IFERROR( 0.2*Table2[[#This Row],[Annual Usage Hours (hrs)]]*Table2[[#This Row],[New Total Demand (hidden, W)]]/1000,\"\"))))","v":""},{"$f":"IF(AND(NOT(ISNUMBER(Table2[[#This Row],[Rebate Per Unit\n(CAD)]])),ISBLANK(Table2[[#This Row],[Control Type]])), \"\", IF(OR(Table2[[#This Row],[Rebate Per Unit\n(CAD)]]=0,AND(NOT(ISNUMBER(Table2[[#This Row],[Rebate Per Unit\n(CAD)]])), ISTEXT(Table2[[#This Row],[Control Type]]))), 0, IFERROR(Table2[[#This Row],[Prescribed Quantity]]*Table2[[#This Row],[Rebate Per Unit\n(CAD)]],\"\")))","v":""},{"$f":" IF(AND(ISBLANK(Table2[[#This Row],[Control Type]]),ISNUMBER(Table2[[#This Row],[Rebate Value (CAD)]])),0, IFERROR(Table2[[#This Row],[Control Quantity]]*Table2[[#This Row],[Control Rebate per Unit\n(CAD)]],\"\"))","v":""},{"$f":"IF(AND(ISBLANK(Table2[[#This Row],[Rebate Value (CAD)]]),ISBLANK(Table2[[#This Row],[Rebate Value for Controls (CAD)]])), \"\", IFERROR(Table2[[#This Row],[Rebate Value (CAD)]]+Table2[[#This Row],[Rebate Value for Controls (CAD)]],\"\"))","v":""},{"$f":"IF(Table2[[#This Row],[Lighting  Technology]]=\"Other\",\"Other - \"&Table2[[#This Row],[Other - Lighting Technology Description]],Table2[[#This Row],[BC Hydro Rebate Category ]])","v":0},{"$f":"Table2[[#This Row],[BC Hydro Rebate Category ]]&Table2[[#This Row],[Retrofit Part '# (mandatory to validate Rebates)]]","v":""}]
[null,null,null,null,null,null,{"$f":"IF(ISBLANK(Table2[[#This Row],[Prescribed Lighting Source]]), \"\", IFERROR( INDEX(Table13ExistingPrescribedWattage,MATCH(Table2[[#This Row],[Prescribed Lighting Source]],Table13ExistingLightingSource,0)), IFERROR(INDEX(Table13ExistingPrescribedWattage,MATCH(Table2[[#This Row],[Fortis Rebate Category ]],Table13NewLightingSource,0)),\"-\")))","v":""},null,{"$f":"IFERROR(INDEX(SpaceTypeHours,MATCH(Table2[[#This Row],[Space Type]],SpaceType,0)),\"\")","v":""},null,{"$f":"IFERROR(IF(Table2[[#This Row],[Lighting  Technology]]=\"Other\",Table2[[#This Row],[Existing Effective Input Wattage (W)]]*Table2[[#This Row],[Existing Luminaire Quantity]],Table2[[#This Row],[Existing Prescribed Wattage (W)]]*Table2[[#This Row],[Existing Luminaire Quantity]]),\"\")","v":""},{"$f":"IF(Table2[Lighting  Technology] = \"Other\",(Table2[[#This Row],[Existing Luminaire Quantity]]*Table2[[#This Row],[Existing Effective Input Wattage (W)]]), IF(Table2[Existing Prescribed Wattage (W)] = \"\",\"\", IF( ISBLANK(Table2[[#This Row],[Existing Effective Input Wattage (W)]]), (Table2[[#This Row],[Existing Luminaire Quantity]]*Table2[[#This Row],[Existing Prescribed Wattage (W)]]),(Table2[[#This Row],[Existing Luminaire Quantity]]*Table2[[#This Row],[Existing Effective Input Wattage (W)]]))))","v":""},{"$f":"IF( (ISBLANK(Table2[[#This Row],[Annual Usage Hours (hrs)]])), IFERROR(Table2[[#This Row],[Reference Hours (hrs)]]*Table2[[#This Row],[Total Demand (Hidden) W]]/1000,\"\"), IFERROR(Table2[[#This Row],[Annual Usage Hours (hrs)]]*Table2[[#This Row],[Total Demand (Hidden) W]]/1000,\"\"))","v":""},null,null,{"$f":"IF(Table2[[#This Row],[Lighting  Technology]]=\"Other\", 0, IF( AND(ISBLANK(Table2[[#This Row],[BC Hydro Rebate Category ]]),ISBLANK(Table2[[#This Row],[Fortis Rebate Category ]])), \"\", IF(ISTEXT(Table2[[#This Row],[Fortis Rebate Category ]]), IFERROR(INDEX(Table13[Rebate],MATCH(Table2[[#This Row],[Fortis Rebate Category ]],Table13[Fortis New Lighting source],0)),\"\"), IF(ISTEXT(Table2[[#This Row],[BC Hydro Rebate Category ]]), IFERROR(INDEX(Table13Rebate,MATCH(Table2[[#This Row],[BC Hydro Rebate Category ]],Table13BCHRebateCategory,0)),\"\"), \"\"))))","v":""},{"$f":" IF(Table2[[#This Row],[Lighting  Technology]]=\"Other\", \"per Unit\", IF( AND(ISBLANK(Table2[[#This Row],[BC Hydro Rebate Category ]]),ISBLANK(Table2[[#This Row],[Fortis Rebate Category ]])), \"\", IF(ISTEXT(Table2[[#This Row],[Fortis Rebate Category ]]), IFERROR(INDEX(Table13PerUnit,MATCH(Table2[[#This Row],[Fortis Rebate Category ]],Table13[Fortis New Lighting source],0)),\"\"), IF(ISTEXT(Table2[[#This Row],[BC Hydro Rebate Category ]]), IFERROR(INDEX(Table13PerUnit,MATCH(Table2[[#This Row],[BC Hydro Rebate Category ]],Table13BCHRebateCategory,0)),\"\"), \"\"))))","v":""},null,{"$f":"IF( AND(ISBLANK(Table2[[#This Row],[Existing Luminaire Quantity]]),ISBLANK(Table2[[#This Row],[Prescribed Lighting Source]])), \"\", IF( OR(AND(ISNUMBER(SEARCH(\"lamp fl.\",Table2[[#This Row],[Prescribed Lighting Source]])),ISNUMBER(SEARCH(\"T8 lamp\",Table2[[#This Row],[BC Hydro Rebate Category ]]))),AND(ISNUMBER(SEARCH(\"T5HO\",Table2[[#This Row],[Prescribed Lighting Source]])),ISNUMBER(SEARCH(\"T5HO\",Table2[[#This Row],[BC Hydro Rebate Category ]]))),AND(ISNUMBER(SEARCH(\"lamp fl.\",Table2[[#This Row],[Prescribed Lighting Source]])),ISNUMBER(SEARCH(\"T8 lamp\",Table2[[#This Row],[Fortis Rebate Category ]]))),AND(ISNUMBER(SEARCH(\"T5HO\",Table2[[#This Row],[Prescribed Lighting Source]])),ISNUMBER(SEARCH(\"T5HO\",Table2[[#This Row],[Fortis Rebate Category ]])))          ),  IFERROR(INDEX(Table13NumberofLamps,MATCH(Table2[[#This Row],[Prescribed Lighting Source]],Table13ExistingLightingSource,0))*Table2[[#This Row],[Existing Luminaire Quantity]], \"-\"),  IF(Table2[[#This Row],[Lighting  Technology]]=\"Other\", IFERROR(Table2[[#This Row],[Existing Luminaire Quantity]],\"-\"), IFERROR(Table2[[#This Row],[Existing Luminaire Quantity]],\"-\"))))","v":""},{"$f":"IF( AND(ISBLANK(Table2[[#This Row],[BC Hydro Rebate Category ]]),ISBLANK(Table2[[#This Row],[Fortis Rebate Category ]])), \"\", IF(ISTEXT(Table2[[#This Row],[Fortis Rebate Category ]]), IFERROR(INDEX(Table13NewPrescribedWattage,MATCH(Table2[[#This Row],[Fortis Rebate Category ]],Table13[Fortis New Lighting source],0)),\"\"), IF(ISTEXT(Table2[[#This Row],[BC Hydro Rebate Category ]]), IFERROR(INDEX(Table13NewPrescribedWattage,MATCH(Table2[[#This Row],[BC Hydro Rebate Category ]],Table13BCHRebateCategory,0)),\"\"), \"\")))","v":""},null,null,{"$f":"IF(Table2[[#This Row],[Lighting  Technology]]=\"Other\", \"-\", IF( AND(ISBLANK(Table2[[#This Row],[BC Hydro Rebate Category ]]),ISBLANK(Table2[[#This Row],[Fortis Rebate Category ]])), \"\", IF(ISTEXT(Table2[[#This Row],[Fortis Rebate Category ]]), IFERROR(INDEX(Table13BCHECM,MATCH(Table2[[#This Row],[Fortis Rebate Category ]],Table13[Fortis New Lighting source],0)),\"\"), IF(ISTEXT(Table2[[#This Row],[BC Hydro Rebate Category ]]), IFERROR(INDEX(Table13BCHECM,MATCH(Table2[[#This Row],[BC Hydro Rebate Category ]],Table13BCHRebateCategory,0)),\"\"), \"\"))))","v":""},{"$f":"IF(Table2[[#This Row],[Lighting  Technology]]=\"Other\", 0, IF( AND(ISBLANK(Table2[[#This Row],[BC Hydro Rebate Category ]]),ISBLANK(Table2[[#This Row],[Fortis Rebate Category ]])), \"\", IF(ISTEXT(Table2[[#This Row],[Fortis Rebate Category ]]), IFERROR(INDEX(Table13Persistence,MATCH(Table2[[#This Row],[Fortis Rebate Category ]],Table13[Fortis New Lighting source],0)),\"\"), IF(ISTEXT(Table2[[#This Row],[BC Hydro Rebate Category ]]), IFERROR(INDEX(Table13Persistence,MATCH(Table2[[#This Row],[BC Hydro Rebate Category ]],Table13BCHRebateCategory,0)),\"\"), \"\"))))","v":""},null,{"$f":"IFERROR(INDEX(Table5ControlRebate,MATCH(Table2[[#This Row],[Control Type]],Table5NewControl,0)),\"\")","v":""},null,{"$f":"IF(ISBLANK(Table2[[#This Row],[Control Type]]), IF(ISBLANK(Table2[[#This Row],[Annual Usage Hours (hrs)]]),Table2[[#This Row],[Reference Hours (hrs)]], Table2[[#This Row],[Annual Usage Hours (hrs)]]), IF(AND(ISBLANK(Table2[[#This Row],[Annual Usage Hours (hrs)]]), Table2[[#This Row],[Control Type]]=\"None\"), Table2[[#This Row],[Reference Hours (hrs)]], IF(Table2[[#This Row],[Control Type]]=\"None\", Table2[[#This Row],[Annual Usage Hours (hrs)]], IF(AND(ISBLANK(Table2[[#This Row],[Annual Usage Hours (hrs)]]), Table2[[#This Row],[Control Type]]<>\"None\"), IFERROR(Table2[[#This Row],[Reference Hours (hrs)]]*0.8,\"\"), IF(Table2[[#This Row],[Control Type]]<>\"None\", IFERROR( Table2[[#This Row],[Annual Usage Hours (hrs)]]*0.8,\"\"),\"\")))))","v":""},{"$f":"IF( Table2[[#This Row],[Lighting  Technology]]=\"Other\", IF(ISBLANK(Table2[[#This Row],[Retrofit Lamp/ Luminaire Wattage (see Rebate Unit)]]),\"\",IFERROR(Table2[[#This Row],[Prescribed Quantity]]*Table2[[#This Row],[Retrofit Lamp/ Luminaire Wattage (see Rebate Unit)]],\"\")), IF(ISBLANK(Table2[[#This Row],[Retrofit Lamp/ Luminaire Wattage (see Rebate Unit)]]),IFERROR(Table2[[#This Row],[Prescribed Quantity]]*Table2[[#This Row],[Prescribed Wattage (W)]],\"\"),IFERROR(Table2[[#This Row],[Prescribed Quantity]]*Table2[[#This Row],[Retrofit Lamp/ Luminaire Wattage (see Rebate Unit)]],\"\")))","v":""},{"$f":"IFERROR((IF( Table2[[#This Row],[Lighting  Technology]]=\"Other\", Table2[[#This Row],[Prescribed Quantity]]*Table2[[#This Row],[Retrofit Lamp/ Luminaire Wattage (see Rebate Unit)]], Table2[[#This Row],[Prescribed Quantity]]*Table2[[#This Row],[Prescribed Wattage (W)]] )),\"\")","v":""},{"$f":"IF(ISBLANK(Table2[[#This Row],[New Total Demand (hidden, W)]]),\"\", IF(ISBLANK(Table2[[#This Row],[New Hours (hidden, hrs)]]), \"\", IFERROR(Table2[[#This Row],[New Hours (hidden, hrs)]]*Table2[[#This Row],[New Total Demand (hidden, W)]]/1000,\"\")))","v":""},{"$f":"IF(ISBLANK(Table2[[#This Row],[Total Demand (Hidden) W]]),\"\", IF(ISBLANK(Table2[[#This Row],[New Total Demand (hidden, W)]]), \"\", IFERROR((Table2[[#This Row],[Total Demand (Hidden) W]]-Table2[[#This Row],[New Total Demand (hidden, W)]])/1000,\"\")))","v":""},{"$f":"IF( OR(ISBLANK(Table2[[#This Row],[New Total Demand (hidden, W)]]),ISBLANK(Table2[[#This Row],[Total Demand (Hidden) W]])),\"\", IF(ISBLANK(Table2[[#This Row],[Annual Usage Hours (hrs)]]), IFERROR( Table2[[#This Row],[Reference Hours (hrs)]]*(Table2[[#This Row],[Total Demand (Hidden) W]]-Table2[[#This Row],[New Total Demand (hidden, W)]])/1000,\"\"), IFERROR( Table2[[#This Row],[Annual Usage Hours (hrs)]]*(Table2[[#This Row],[Total Demand (Hidden) W]]-Table2[[#This Row],[New Total Demand (hidden, W)]])/1000,\"\")))","v":""},{"$f":"IF( OR(ISBLANK(Table2[[#This Row],[Prescribed Total Demand (hidden, W)]]),ISBLANK(Table2[[#This Row],[Total Demand (Hidden) W]])),\"\", IF(ISBLANK(Table2[[#This Row],[Annual Usage Hours (hrs)]]), IFERROR( Table2[[#This Row],[Reference Hours (hrs)]]*((Table2[Existing Prescribed Wattage (W)]*Table2[Existing Luminaire Quantity])-Table2[[#This Row],[Prescribed Total Demand (hidden, W)]])/1000,\"\"), IFERROR( Table2[[#This Row],[Annual Usage Hours (hrs)]]*((Table2[Existing Prescribed Wattage (W)]*Table2[Existing Luminaire Quantity])-Table2[[#This Row],[Prescribed Total Demand (hidden, W)]])/1000,\"\")))","v":""},{"$f":"\"\"","v":""},{"$f":"IF(OR(Table2[[#This Row],[Control Type]]=\"None\", ISBLANK(Table2[[#This Row],[Control Type]])),\"\", IF(ISBLANK(Table2[[#This Row],[New Total Demand (hidden, W)]]),\"\", IF(ISBLANK(Table2[[#This Row],[Annual Usage Hours (hrs)]]),  IFERROR( 0.2*Table2[[#This Row],[Reference Hours (hrs)]]*Table2[[#This Row],[New Total Demand (hidden, W)]]/1000,\"\"), IFERROR( 0.2*Table2[[#This Row],[Annual Usage Hours (hrs)]]*Table2[[#This Row],[New Total Demand (hidden, W)]]/1000,\"\"))))","v":""},{"$f":"IF(AND(NOT(ISNUMBER(Table2[[#This Row],[Rebate Per Unit\n(CAD)]])),ISBLANK(Table2[[#This Row],[Control Type]])), \"\", IF(OR(Table2[[#This Row],[Rebate Per Unit\n(CAD)]]=0,AND(NOT(ISNUMBER(Table2[[#This Row],[Rebate Per Unit\n(CAD)]])), ISTEXT(Table2[[#This Row],[Control Type]]))), 0, IFERROR(Table2[[#This Row],[Prescribed Quantity]]*Table2[[#This Row],[Rebate Per Unit\n(CAD)]],\"\")))","v":""},{"$f":" IF(AND(ISBLANK(Table2[[#This Row],[Control Type]]),ISNUMBER(Table2[[#This Row],[Rebate Value (CAD)]])),0, IFERROR(Table2[[#This Row],[Control Quantity]]*Table2[[#This Row],[Control Rebate per Unit\n(CAD)]],\"\"))","v":""},{"$f":"IF(AND(ISBLANK(Table2[[#This Row],[Rebate Value (CAD)]]),ISBLANK(Table2[[#This Row],[Rebate Value for Controls (CAD)]])), \"\", IFERROR(Table2[[#This Row],[Rebate Value (CAD)]]+Table2[[#This Row],[Rebate Value for Controls (CAD)]],\"\"))","v":""},{"$f":"IF(Table2[[#This Row],[Lighting  Technology]]=\"Other\",\"Other - \"&Table2[[#This Row],[Other - Lighting Technology Description]],Table2[[#This Row],[BC Hydro Rebate Category ]])","v":0},{"$f":"Table2[[#This Row],[BC Hydro Rebate Category ]]&Table2[[#This Row],[Retrofit Part '# (mandatory to validate Rebates)]]","v":""}]
[null,null,null,null,null,null,{"$f":"IF(ISBLANK(Table2[[#This Row],[Prescribed Lighting Source]]), \"\", IFERROR( INDEX(Table13ExistingPrescribedWattage,MATCH(Table2[[#This Row],[Prescribed Lighting Source]],Table13ExistingLightingSource,0)), IFERROR(INDEX(Table13ExistingPrescribedWattage,MATCH(Table2[[#This Row],[Fortis Rebate Category ]],Table13NewLightingSource,0)),\"-\")))","v":""},null,{"$f":"IFERROR(INDEX(SpaceTypeHours,MATCH(Table2[[#This Row],[Space Type]],SpaceType,0)),\"\")","v":""},null,{"$f":"IFERROR(IF(Table2[[#This Row],[Lighting  Technology]]=\"Other\",Table2[[#This Row],[Existing Effective Input Wattage (W)]]*Table2[[#This Row],[Existing Luminaire Quantity]],Table2[[#This Row],[Existing Prescribed Wattage (W)]]*Table2[[#This Row],[Existing Luminaire Quantity]]),\"\")","v":""},{"$f":"IF(Table2[Lighting  Technology] = \"Other\",(Table2[[#This Row],[Existing Luminaire Quantity]]*Table2[[#This Row],[Existing Effective Input Wattage (W)]]), IF(Table2[Existing Prescribed Wattage (W)] = \"\",\"\", IF( ISBLANK(Table2[[#This Row],[Existing Effective Input Wattage (W)]]), (Table2[[#This Row],[Existing Luminaire Quantity]]*Table2[[#This Row],[Existing Prescribed Wattage (W)]]),(Table2[[#This Row],[Existing Luminaire Quantity]]*Table2[[#This Row],[Existing Effective Input Wattage (W)]]))))","v":""},{"$f":"IF( (ISBLANK(Table2[[#This Row],[Annual Usage Hours (hrs)]])), IFERROR(Table2[[#This Row],[Reference Hours (hrs)]]*Table2[[#This Row],[Total Demand (Hidden) W]]/1000,\"\"), IFERROR(Table2[[#This Row],[Annual Usage Hours (hrs)]]*Table2[[#This Row],[Total Demand (Hidden) W]]/1000,\"\"))","v":""},null,null,{"$f":"IF(Table2[[#This Row],[Lighting  Technology]]=\"Other\", 0, IF( AND(ISBLANK(Table2[[#This Row],[BC Hydro Rebate Category ]]),ISBLANK(Table2[[#This Row],[Fortis Rebate Category ]])), \"\", IF(ISTEXT(Table2[[#This Row],[Fortis Rebate Category ]]), IFERROR(INDEX(Table13[Rebate],MATCH(Table2[[#This Row],[Fortis Rebate Category ]],Table13[Fortis New Lighting source],0)),\"\"), IF(ISTEXT(Table2[[#This Row],[BC Hydro Rebate Category ]]), IFERROR(INDEX(Table13Rebate,MATCH(Table2[[#This Row],[BC Hydro Rebate Category ]],Table13BCHRebateCategory,0)),\"\"), \"\"))))","v":""},{"$f":" IF(Table2[[#This Row],[Lighting  Technology]]=\"Other\", \"per Unit\", IF( AND(ISBLANK(Table2[[#This Row],[BC Hydro Rebate Category ]]),ISBLANK(Table2[[#This Row],[Fortis Rebate Category ]])), \"\", IF(ISTEXT(Table2[[#This Row],[Fortis Rebate Category ]]), IFERROR(INDEX(Table13PerUnit,MATCH(Table2[[#This Row],[Fortis Rebate Category ]],Table13[Fortis New Lighting source],0)),\"\"), IF(ISTEXT(Table2[[#This Row],[BC Hydro Rebate Category ]]), IFERROR(INDEX(Table13PerUnit,MATCH(Table2[[#This Row],[BC Hydro Rebate Category ]],Table13BCHRebateCategory,0)),\"\"), \"\"))))","v":""},null,{"$f":"IF( AND(ISBLANK(Table2[[#This Row],[Existing Luminaire Quantity]]),ISBLANK(Table2[[#This Row],[Prescribed Lighting Source]])), \"\", IF( OR(AND(ISNUMBER(SEARCH(\"lamp fl.\",Table2[[#This Row],[Prescribed Lighting Source]])),ISNUMBER(SEARCH(\"T8 lamp\",Table2[[#This Row],[BC Hydro Rebate Category ]]))),AND(ISNUMBER(SEARCH(\"T5HO\",Table2[[#This Row],[Prescribed Lighting Source]])),ISNUMBER(SEARCH(\"T5HO\",Table2[[#This Row],[BC Hydro Rebate Category ]]))),AND(ISNUMBER(SEARCH(\"lamp fl.\",Table2[[#This Row],[Prescribed Lighting Source]])),ISNUMBER(SEARCH(\"T8 lamp\",Table2[[#This Row],[Fortis Rebate Category ]]))),AND(ISNUMBER(SEARCH(\"T5HO\",Table2[[#This Row],[Prescribed Lighting Source]])),ISNUMBER(SEARCH(\"T5HO\",Table2[[#This Row],[Fortis Rebate Category ]])))          ),  IFERROR(INDEX(Table13NumberofLamps,MATCH(Table2[[#This Row],[Prescribed Lighting Source]],Table13ExistingLightingSource,0))*Table2[[#This Row],[Existing Luminaire Quantity]], \"-\"),  IF(Table2[[#This Row],[Lighting  Technology]]=\"Other\", IFERROR(Table2[[#This Row],[Existing Luminaire Quantity]],\"-\"), IFERROR(Table2[[#This Row],[Existing Luminaire Quantity]],\"-\"))))","v":""},{"$f":"IF( AND(ISBLANK(Table2[[#This Row],[BC Hydro Rebate Category ]]),ISBLANK(Table2[[#This Row],[Fortis Rebate Category ]])), \"\", IF(ISTEXT(Table2[[#This Row],[Fortis Rebate Category ]]), IFERROR(INDEX(Table13NewPrescribedWattage,MATCH(Table2[[#This Row],[Fortis Rebate Category ]],Table13[Fortis New Lighting source],0)),\"\"), IF(ISTEXT(Table2[[#This Row],[BC Hydro Rebate Category ]]), IFERROR(INDEX(Table13NewPrescribedWattage,MATCH(Table2[[#This Row],[BC Hydro Rebate Category ]],Table13BCHRebateCategory,0)),\"\"), \"\")))","v":""},null,null,{"$f":"IF(Table2[[#This Row],[Lighting  Technology]]=\"Other\", \"-\", IF( AND(ISBLANK(Table2[[#This Row],[BC Hydro Rebate Category ]]),ISBLANK(Table2[[#This Row],[Fortis Rebate Category ]])), \"\", IF(ISTEXT(Table2[[#This Row],[Fortis Rebate Category ]]), IFERROR(INDEX(Table13BCHECM,MATCH(Table2[[#This Row],[Fortis Rebate Category ]],Table13[Fortis New Lighting source],0)),\"\"), IF(ISTEXT(Table2[[#This Row],[BC Hydro Rebate Category ]]), IFERROR(INDEX(Table13BCHECM,MATCH(Table2[[#This Row],[BC Hydro Rebate Category ]],Table13BCHRebateCategory,0)),\"\"), \"\"))))","v":""},{"$f":"IF(Table2[[#This Row],[Lighting  Technology]]=\"Other\", 0, IF( AND(ISBLANK(Table2[[#This Row],[BC Hydro Rebate Category ]]),ISBLANK(Table2[[#This Row],[Fortis Rebate Category ]])), \"\", IF(ISTEXT(Table2[[#This Row],[Fortis Rebate Category ]]), IFERROR(INDEX(Table13Persistence,MATCH(Table2[[#This Row],[Fortis Rebate Category ]],Table13[Fortis New Lighting source],0)),\"\"), IF(ISTEXT(Table2[[#This Row],[BC Hydro Rebate Category ]]), IFERROR(INDEX(Table13Persistence,MATCH(Table2[[#This Row],[BC Hydro Rebate Category ]],Table13BCHRebateCategory,0)),\"\"), \"\"))))","v":""},null,{"$f":"IFERROR(INDEX(Table5ControlRebate,MATCH(Table2[[#This Row],[Control Type]],Table5NewControl,0)),\"\")","v":""},null,{"$f":"IF(ISBLANK(Table2[[#This Row],[Control Type]]), IF(ISBLANK(Table2[[#This Row],[Annual Usage Hours (hrs)]]),Table2[[#This Row],[Reference Hours (hrs)]], Table2[[#This Row],[Annual Usage Hours (hrs)]]), IF(AND(ISBLANK(Table2[[#This Row],[Annual Usage Hours (hrs)]]), Table2[[#This Row],[Control Type]]=\"None\"), Table2[[#This Row],[Reference Hours (hrs)]], IF(Table2[[#This Row],[Control Type]]=\"None\", Table2[[#This Row],[Annual Usage Hours (hrs)]], IF(AND(ISBLANK(Table2[[#This Row],[Annual Usage Hours (hrs)]]), Table2[[#This Row],[Control Type]]<>\"None\"), IFERROR(Table2[[#This Row],[Reference Hours (hrs)]]*0.8,\"\"), IF(Table2[[#This Row],[Control Type]]<>\"None\", IFERROR( Table2[[#This Row],[Annual Usage Hours (hrs)]]*0.8,\"\"),\"\")))))","v":""},{"$f":"IF( Table2[[#This Row],[Lighting  Technology]]=\"Other\", IF(ISBLANK(Table2[[#This Row],[Retrofit Lamp/ Luminaire Wattage (see Rebate Unit)]]),\"\",IFERROR(Table2[[#This Row],[Prescribed Quantity]]*Table2[[#This Row],[Retrofit Lamp/ Luminaire Wattage (see Rebate Unit)]],\"\")), IF(ISBLANK(Table2[[#This Row],[Retrofit Lamp/ Luminaire Wattage (see Rebate Unit)]]),IFERROR(Table2[[#This Row],[Prescribed Quantity]]*Table2[[#This Row],[Prescribed Wattage (W)]],\"\"),IFERROR(Table2[[#This Row],[Prescribed Quantity]]*Table2[[#This Row],[Retrofit Lamp/ Luminaire Wattage (see Rebate Unit)]],\"\")))","v":""},{"$f":"IFERROR((IF( Table2[[#This Row],[Lighting  Technology]]=\"Other\", Table2[[#This Row],[Prescribed Quantity]]*Table2[[#This Row],[Retrofit Lamp/ Luminaire Wattage (see Rebate Unit)]], Table2[[#This Row],[Prescribed Quantity]]*Table2[[#This Row],[Prescribed Wattage (W)]] )),\"\")","v":""},{"$f":"IF(ISBLANK(Table2[[#This Row],[New Total Demand (hidden, W)]]),\"\", IF(ISBLANK(Table2[[#This Row],[New Hours (hidden, hrs)]]), \"\", IFERROR(Table2[[#This Row],[New Hours (hidden, hrs)]]*Table2[[#This Row],[New Total Demand (hidden, W)]]/1000,\"\")))","v":""},{"$f":"IF(ISBLANK(Table2[[#This Row],[Total Demand (Hidden) W]]),\"\", IF(ISBLANK(Table2[[#This Row],[New Total Demand (hidden, W)]]), \"\", IFERROR((Table2[[#This Row],[Total Demand (Hidden) W]]-Table2[[#This Row],[New Total Demand (hidden, W)]])/1000,\"\")))","v":""},{"$f":"IF( OR(ISBLANK(Table2[[#This Row],[New Total Demand (hidden, W)]]),ISBLANK(Table2[[#This Row],[Total Demand (Hidden) W]])),\"\", IF(ISBLANK(Table2[[#This Row],[Annual Usage Hours (hrs)]]), IFERROR( Table2[[#This Row],[Reference Hours (hrs)]]*(Table2[[#This Row],[Total Demand (Hidden) W]]-Table2[[#This Row],[New Total Demand (hidden, W)]])/1000,\"\"), IFERROR( Table2[[#This Row],[Annual Usage Hours (hrs)]]*(Table2[[#This Row],[Total Demand (Hidden) W]]-Table2[[#This Row],[New Total Demand (hidden, W)]])/1000,\"\")))","v":""},{"$f":"IF( OR(ISBLANK(Table2[[#This Row],[Prescribed Total Demand (hidden, W)]]),ISBLANK(Table2[[#This Row],[Total Demand (Hidden) W]])),\"\", IF(ISBLANK(Table2[[#This Row],[Annual Usage Hours (hrs)]]), IFERROR( Table2[[#This Row],[Reference Hours (hrs)]]*((Table2[Existing Prescribed Wattage (W)]*Table2[Existing Luminaire Quantity])-Table2[[#This Row],[Prescribed Total Demand (hidden, W)]])/1000,\"\"), IFERROR( Table2[[#This Row],[Annual Usage Hours (hrs)]]*((Table2[Existing Prescribed Wattage (W)]*Table2[Existing Luminaire Quantity])-Table2[[#This Row],[Prescribed Total Demand (hidden, W)]])/1000,\"\")))","v":""},{"$f":"\"\"","v":""},{"$f":"IF(OR(Table2[[#This Row],[Control Type]]=\"None\", ISBLANK(Table2[[#This Row],[Control Type]])),\"\", IF(ISBLANK(Table2[[#This Row],[New Total Demand (hidden, W)]]),\"\", IF(ISBLANK(Table2[[#This Row],[Annual Usage Hours (hrs)]]),  IFERROR( 0.2*Table2[[#This Row],[Reference Hours (hrs)]]*Table2[[#This Row],[New Total Demand (hidden, W)]]/1000,\"\"), IFERROR( 0.2*Table2[[#This Row],[Annual Usage Hours (hrs)]]*Table2[[#This Row],[New Total Demand (hidden, W)]]/1000,\"\"))))","v":""},{"$f":"IF(AND(NOT(ISNUMBER(Table2[[#This Row],[Rebate Per Unit\n(CAD)]])),ISBLANK(Table2[[#This Row],[Control Type]])), \"\", IF(OR(Table2[[#This Row],[Rebate Per Unit\n(CAD)]]=0,AND(NOT(ISNUMBER(Table2[[#This Row],[Rebate Per Unit\n(CAD)]])), ISTEXT(Table2[[#This Row],[Control Type]]))), 0, IFERROR(Table2[[#This Row],[Prescribed Quantity]]*Table2[[#This Row],[Rebate Per Unit\n(CAD)]],\"\")))","v":""},{"$f":" IF(AND(ISBLANK(Table2[[#This Row],[Control Type]]),ISNUMBER(Table2[[#This Row],[Rebate Value (CAD)]])),0, IFERROR(Table2[[#This Row],[Control Quantity]]*Table2[[#This Row],[Control Rebate per Unit\n(CAD)]],\"\"))","v":""},{"$f":"IF(AND(ISBLANK(Table2[[#This Row],[Rebate Value (CAD)]]),ISBLANK(Table2[[#This Row],[Rebate Value for Controls (CAD)]])), \"\", IFERROR(Table2[[#This Row],[Rebate Value (CAD)]]+Table2[[#This Row],[Rebate Value for Controls (CAD)]],\"\"))","v":""},{"$f":"IF(Table2[[#This Row],[Lighting  Technology]]=\"Other\",\"Other - \"&Table2[[#This Row],[Other - Lighting Technology Description]],Table2[[#This Row],[BC Hydro Rebate Category ]])","v":0},{"$f":"Table2[[#This Row],[BC Hydro Rebate Category ]]&Table2[[#This Row],[Retrofit Part '# (mandatory to validate Rebates)]]","v":""}]
[null,null,null,null,null,null,{"$f":"IF(ISBLANK(Table2[[#This Row],[Prescribed Lighting Source]]), \"\", IFERROR( INDEX(Table13ExistingPrescribedWattage,MATCH(Table2[[#This Row],[Prescribed Lighting Source]],Table13ExistingLightingSource,0)), IFERROR(INDEX(Table13ExistingPrescribedWattage,MATCH(Table2[[#This Row],[Fortis Rebate Category ]],Table13NewLightingSource,0)),\"-\")))","v":""},null,{"$f":"IFERROR(INDEX(SpaceTypeHours,MATCH(Table2[[#This Row],[Space Type]],SpaceType,0)),\"\")","v":""},null,{"$f":"IFERROR(IF(Table2[[#This Row],[Lighting  Technology]]=\"Other\",Table2[[#This Row],[Existing Effective Input Wattage (W)]]*Table2[[#This Row],[Existing Luminaire Quantity]],Table2[[#This Row],[Existing Prescribed Wattage (W)]]*Table2[[#This Row],[Existing Luminaire Quantity]]),\"\")","v":""},{"$f":"IF(Table2[Lighting  Technology] = \"Other\",(Table2[[#This Row],[Existing Luminaire Quantity]]*Table2[[#This Row],[Existing Effective Input Wattage (W)]]), IF(Table2[Existing Prescribed Wattage (W)] = \"\",\"\", IF( ISBLANK(Table2[[#This Row],[Existing Effective Input Wattage (W)]]), (Table2[[#This Row],[Existing Luminaire Quantity]]*Table2[[#This Row],[Existing Prescribed Wattage (W)]]),(Table2[[#This Row],[Existing Luminaire Quantity]]*Table2[[#This Row],[Existing Effective Input Wattage (W)]]))))","v":""},{"$f":"IF( (ISBLANK(Table2[[#This Row],[Annual Usage Hours (hrs)]])), IFERROR(Table2[[#This Row],[Reference Hours (hrs)]]*Table2[[#This Row],[Total Demand (Hidden) W]]/1000,\"\"), IFERROR(Table2[[#This Row],[Annual Usage Hours (hrs)]]*Table2[[#This Row],[Total Demand (Hidden) W]]/1000,\"\"))","v":""},null,null,{"$f":"IF(Table2[[#This Row],[Lighting  Technology]]=\"Other\", 0, IF( AND(ISBLANK(Table2[[#This Row],[BC Hydro Rebate Category ]]),ISBLANK(Table2[[#This Row],[Fortis Rebate Category ]])), \"\", IF(ISTEXT(Table2[[#This Row],[Fortis Rebate Category ]]), IFERROR(INDEX(Table13[Rebate],MATCH(Table2[[#This Row],[Fortis Rebate Category ]],Table13[Fortis New Lighting source],0)),\"\"), IF(ISTEXT(Table2[[#This Row],[BC Hydro Rebate Category ]]), IFERROR(INDEX(Table13Rebate,MATCH(Table2[[#This Row],[BC Hydro Rebate Category ]],Table13BCHRebateCategory,0)),\"\"), \"\"))))","v":""},{"$f":" IF(Table2[[#This Row],[Lighting  Technology]]=\"Other\", \"per Unit\", IF( AND(ISBLANK(Table2[[#This Row],[BC Hydro Rebate Category ]]),ISBLANK(Table2[[#This Row],[Fortis Rebate Category ]])), \"\", IF(ISTEXT(Table2[[#This Row],[Fortis Rebate Category ]]), IFERROR(INDEX(Table13PerUnit,MATCH(Table2[[#This Row],[Fortis Rebate Category ]],Table13[Fortis New Lighting source],0)),\"\"), IF(ISTEXT(Table2[[#This Row],[BC Hydro Rebate Category ]]), IFERROR(INDEX(Table13PerUnit,MATCH(Table2[[#This Row],[BC Hydro Rebate Category ]],Table13BCHRebateCategory,0)),\"\"), \"\"))))","v":""},null,{"$f":"IF( AND(ISBLANK(Table2[[#This Row],[Existing Luminaire Quantity]]),ISBLANK(Table2[[#This Row],[Prescribed Lighting Source]])), \"\", IF( OR(AND(ISNUMBER(SEARCH(\"lamp fl.\",Table2[[#This Row],[Prescribed Lighting Source]])),ISNUMBER(SEARCH(\"T8 lamp\",Table2[[#This Row],[BC Hydro Rebate Category ]]))),AND(ISNUMBER(SEARCH(\"T5HO\",Table2[[#This Row],[Prescribed Lighting Source]])),ISNUMBER(SEARCH(\"T5HO\",Table2[[#This Row],[BC Hydro Rebate Category ]]))),AND(ISNUMBER(SEARCH(\"lamp fl.\",Table2[[#This Row],[Prescribed Lighting Source]])),ISNUMBER(SEARCH(\"T8 lamp\",Table2[[#This Row],[Fortis Rebate Category ]]))),AND(ISNUMBER(SEARCH(\"T5HO\",Table2[[#This Row],[Prescribed Lighting Source]])),ISNUMBER(SEARCH(\"T5HO\",Table2[[#This Row],[Fortis Rebate Category ]])))          ),  IFERROR(INDEX(Table13NumberofLamps,MATCH(Table2[[#This Row],[Prescribed Lighting Source]],Table13ExistingLightingSource,0))*Table2[[#This Row],[Existing Luminaire Quantity]], \"-\"),  IF(Table2[[#This Row],[Lighting  Technology]]=\"Other\", IFERROR(Table2[[#This Row],[Existing Luminaire Quantity]],\"-\"), IFERROR(Table2[[#This Row],[Existing Luminaire Quantity]],\"-\"))))","v":""},{"$f":"IF( AND(ISBLANK(Table2[[#This Row],[BC Hydro Rebate Category ]]),ISBLANK(Table2[[#This Row],[Fortis Rebate Category ]])), \"\", IF(ISTEXT(Table2[[#This Row],[Fortis Rebate Category ]]), IFERROR(INDEX(Table13NewPrescribedWattage,MATCH(Table2[[#This Row],[Fortis Rebate Category ]],Table13[Fortis New Lighting source],0)),\"\"), IF(ISTEXT(Table2[[#This Row],[BC Hydro Rebate Category ]]), IFERROR(INDEX(Table13NewPrescribedWattage,MATCH(Table2[[#This Row],[BC Hydro Rebate Category ]],Table13BCHRebateCategory,0)),\"\"), \"\")))","v":""},null,null,{"$f":"IF(Table2[[#This Row],[Lighting  Technology]]=\"Other\", \"-\", IF( AND(ISBLANK(Table2[[#This Row],[BC Hydro Rebate Category ]]),ISBLANK(Table2[[#This Row],[Fortis Rebate Category ]])), \"\", IF(ISTEXT(Table2[[#This Row],[Fortis Rebate Category ]]), IFERROR(INDEX(Table13BCHECM,MATCH(Table2[[#This Row],[Fortis Rebate Category ]],Table13[Fortis New Lighting source],0)),\"\"), IF(ISTEXT(Table2[[#This Row],[BC Hydro Rebate Category ]]), IFERROR(INDEX(Table13BCHECM,MATCH(Table2[[#This Row],[BC Hydro Rebate Category ]],Table13BCHRebateCategory,0)),\"\"), \"\"))))","v":""},{"$f":"IF(Table2[[#This Row],[Lighting  Technology]]=\"Other\", 0, IF( AND(ISBLANK(Table2[[#This Row],[BC Hydro Rebate Category ]]),ISBLANK(Table2[[#This Row],[Fortis Rebate Category ]])), \"\", IF(ISTEXT(Table2[[#This Row],[Fortis Rebate Category ]]), IFERROR(INDEX(Table13Persistence,MATCH(Table2[[#This Row],[Fortis Rebate Category ]],Table13[Fortis New Lighting source],0)),\"\"), IF(ISTEXT(Table2[[#This Row],[BC Hydro Rebate Category ]]), IFERROR(INDEX(Table13Persistence,MATCH(Table2[[#This Row],[BC Hydro Rebate Category ]],Table13BCHRebateCategory,0)),\"\"), \"\"))))","v":""},null,{"$f":"IFERROR(INDEX(Table5ControlRebate,MATCH(Table2[[#This Row],[Control Type]],Table5NewControl,0)),\"\")","v":""},null,{"$f":"IF(ISBLANK(Table2[[#This Row],[Control Type]]), IF(ISBLANK(Table2[[#This Row],[Annual Usage Hours (hrs)]]),Table2[[#This Row],[Reference Hours (hrs)]], Table2[[#This Row],[Annual Usage Hours (hrs)]]), IF(AND(ISBLANK(Table2[[#This Row],[Annual Usage Hours (hrs)]]), Table2[[#This Row],[Control Type]]=\"None\"), Table2[[#This Row],[Reference Hours (hrs)]], IF(Table2[[#This Row],[Control Type]]=\"None\", Table2[[#This Row],[Annual Usage Hours (hrs)]], IF(AND(ISBLANK(Table2[[#This Row],[Annual Usage Hours (hrs)]]), Table2[[#This Row],[Control Type]]<>\"None\"), IFERROR(Table2[[#This Row],[Reference Hours (hrs)]]*0.8,\"\"), IF(Table2[[#This Row],[Control Type]]<>\"None\", IFERROR( Table2[[#This Row],[Annual Usage Hours (hrs)]]*0.8,\"\"),\"\")))))","v":""},{"$f":"IF( Table2[[#This Row],[Lighting  Technology]]=\"Other\", IF(ISBLANK(Table2[[#This Row],[Retrofit Lamp/ Luminaire Wattage (see Rebate Unit)]]),\"\",IFERROR(Table2[[#This Row],[Prescribed Quantity]]*Table2[[#This Row],[Retrofit Lamp/ Luminaire Wattage (see Rebate Unit)]],\"\")), IF(ISBLANK(Table2[[#This Row],[Retrofit Lamp/ Luminaire Wattage (see Rebate Unit)]]),IFERROR(Table2[[#This Row],[Prescribed Quantity]]*Table2[[#This Row],[Prescribed Wattage (W)]],\"\"),IFERROR(Table2[[#This Row],[Prescribed Quantity]]*Table2[[#This Row],[Retrofit Lamp/ Luminaire Wattage (see Rebate Unit)]],\"\")))","v":""},{"$f":"IFERROR((IF( Table2[[#This Row],[Lighting  Technology]]=\"Other\", Table2[[#This Row],[Prescribed Quantity]]*Table2[[#This Row],[Retrofit Lamp/ Luminaire Wattage (see Rebate Unit)]], Table2[[#This Row],[Prescribed Quantity]]*Table2[[#This Row],[Prescribed Wattage (W)]] )),\"\")","v":""},{"$f":"IF(ISBLANK(Table2[[#This Row],[New Total Demand (hidden, W)]]),\"\", IF(ISBLANK(Table2[[#This Row],[New Hours (hidden, hrs)]]), \"\", IFERROR(Table2[[#This Row],[New Hours (hidden, hrs)]]*Table2[[#This Row],[New Total Demand (hidden, W)]]/1000,\"\")))","v":""},{"$f":"IF(ISBLANK(Table2[[#This Row],[Total Demand (Hidden) W]]),\"\", IF(ISBLANK(Table2[[#This Row],[New Total Demand (hidden, W)]]), \"\", IFERROR((Table2[[#This Row],[Total Demand (Hidden) W]]-Table2[[#This Row],[New Total Demand (hidden, W)]])/1000,\"\")))","v":""},{"$f":"IF( OR(ISBLANK(Table2[[#This Row],[New Total Demand (hidden, W)]]),ISBLANK(Table2[[#This Row],[Total Demand (Hidden) W]])),\"\", IF(ISBLANK(Table2[[#This Row],[Annual Usage Hours (hrs)]]), IFERROR( Table2[[#This Row],[Reference Hours (hrs)]]*(Table2[[#This Row],[Total Demand (Hidden) W]]-Table2[[#This Row],[New Total Demand (hidden, W)]])/1000,\"\"), IFERROR( Table2[[#This Row],[Annual Usage Hours (hrs)]]*(Table2[[#This Row],[Total Demand (Hidden) W]]-Table2[[#This Row],[New Total Demand (hidden, W)]])/1000,\"\")))","v":""},{"$f":"IF( OR(ISBLANK(Table2[[#This Row],[Prescribed Total Demand (hidden, W)]]),ISBLANK(Table2[[#This Row],[Total Demand (Hidden) W]])),\"\", IF(ISBLANK(Table2[[#This Row],[Annual Usage Hours (hrs)]]), IFERROR( Table2[[#This Row],[Reference Hours (hrs)]]*((Table2[Existing Prescribed Wattage (W)]*Table2[Existing Luminaire Quantity])-Table2[[#This Row],[Prescribed Total Demand (hidden, W)]])/1000,\"\"), IFERROR( Table2[[#This Row],[Annual Usage Hours (hrs)]]*((Table2[Existing Prescribed Wattage (W)]*Table2[Existing Luminaire Quantity])-Table2[[#This Row],[Prescribed Total Demand (hidden, W)]])/1000,\"\")))","v":""},{"$f":"\"\"","v":""},{"$f":"IF(OR(Table2[[#This Row],[Control Type]]=\"None\", ISBLANK(Table2[[#This Row],[Control Type]])),\"\", IF(ISBLANK(Table2[[#This Row],[New Total Demand (hidden, W)]]),\"\", IF(ISBLANK(Table2[[#This Row],[Annual Usage Hours (hrs)]]),  IFERROR( 0.2*Table2[[#This Row],[Reference Hours (hrs)]]*Table2[[#This Row],[New Total Demand (hidden, W)]]/1000,\"\"), IFERROR( 0.2*Table2[[#This Row],[Annual Usage Hours (hrs)]]*Table2[[#This Row],[New Total Demand (hidden, W)]]/1000,\"\"))))","v":""},{"$f":"IF(AND(NOT(ISNUMBER(Table2[[#This Row],[Rebate Per Unit\n(CAD)]])),ISBLANK(Table2[[#This Row],[Control Type]])), \"\", IF(OR(Table2[[#This Row],[Rebate Per Unit\n(CAD)]]=0,AND(NOT(ISNUMBER(Table2[[#This Row],[Rebate Per Unit\n(CAD)]])), ISTEXT(Table2[[#This Row],[Control Type]]))), 0, IFERROR(Table2[[#This Row],[Prescribed Quantity]]*Table2[[#This Row],[Rebate Per Unit\n(CAD)]],\"\")))","v":""},{"$f":" IF(AND(ISBLANK(Table2[[#This Row],[Control Type]]),ISNUMBER(Table2[[#This Row],[Rebate Value (CAD)]])),0, IFERROR(Table2[[#This Row],[Control Quantity]]*Table2[[#This Row],[Control Rebate per Unit\n(CAD)]],\"\"))","v":""},{"$f":"IF(AND(ISBLANK(Table2[[#This Row],[Rebate Value (CAD)]]),ISBLANK(Table2[[#This Row],[Rebate Value for Controls (CAD)]])), \"\", IFERROR(Table2[[#This Row],[Rebate Value (CAD)]]+Table2[[#This Row],[Rebate Value for Controls (CAD)]],\"\"))","v":""},{"$f":"IF(Table2[[#This Row],[Lighting  Technology]]=\"Other\",\"Other - \"&Table2[[#This Row],[Other - Lighting Technology Description]],Table2[[#This Row],[BC Hydro Rebate Category ]])","v":0},{"$f":"Table2[[#This Row],[BC Hydro Rebate Category ]]&Table2[[#This Row],[Retrofit Part '# (mandatory to validate Rebates)]]","v":""}]
[null,null,null,null,null,null,{"$f":"IF(ISBLANK(Table2[[#This Row],[Prescribed Lighting Source]]), \"\", IFERROR( INDEX(Table13ExistingPrescribedWattage,MATCH(Table2[[#This Row],[Prescribed Lighting Source]],Table13ExistingLightingSource,0)), IFERROR(INDEX(Table13ExistingPrescribedWattage,MATCH(Table2[[#This Row],[Fortis Rebate Category ]],Table13NewLightingSource,0)),\"-\")))","v":""},null,{"$f":"IFERROR(INDEX(SpaceTypeHours,MATCH(Table2[[#This Row],[Space Type]],SpaceType,0)),\"\")","v":""},null,{"$f":"IFERROR(IF(Table2[[#This Row],[Lighting  Technology]]=\"Other\",Table2[[#This Row],[Existing Effective Input Wattage (W)]]*Table2[[#This Row],[Existing Luminaire Quantity]],Table2[[#This Row],[Existing Prescribed Wattage (W)]]*Table2[[#This Row],[Existing Luminaire Quantity]]),\"\")","v":""},{"$f":"IF(Table2[Lighting  Technology] = \"Other\",(Table2[[#This Row],[Existing Luminaire Quantity]]*Table2[[#This Row],[Existing Effective Input Wattage (W)]]), IF(Table2[Existing Prescribed Wattage (W)] = \"\",\"\", IF( ISBLANK(Table2[[#This Row],[Existing Effective Input Wattage (W)]]), (Table2[[#This Row],[Existing Luminaire Quantity]]*Table2[[#This Row],[Existing Prescribed Wattage (W)]]),(Table2[[#This Row],[Existing Luminaire Quantity]]*Table2[[#This Row],[Existing Effective Input Wattage (W)]]))))","v":""},{"$f":"IF( (ISBLANK(Table2[[#This Row],[Annual Usage Hours (hrs)]])), IFERROR(Table2[[#This Row],[Reference Hours (hrs)]]*Table2[[#This Row],[Total Demand (Hidden) W]]/1000,\"\"), IFERROR(Table2[[#This Row],[Annual Usage Hours (hrs)]]*Table2[[#This Row],[Total Demand (Hidden) W]]/1000,\"\"))","v":""},null,null,{"$f":"IF(Table2[[#This Row],[Lighting  Technology]]=\"Other\", 0, IF( AND(ISBLANK(Table2[[#This Row],[BC Hydro Rebate Category ]]),ISBLANK(Table2[[#This Row],[Fortis Rebate Category ]])), \"\", IF(ISTEXT(Table2[[#This Row],[Fortis Rebate Category ]]), IFERROR(INDEX(Table13[Rebate],MATCH(Table2[[#This Row],[Fortis Rebate Category ]],Table13[Fortis New Lighting source],0)),\"\"), IF(ISTEXT(Table2[[#This Row],[BC Hydro Rebate Category ]]), IFERROR(INDEX(Table13Rebate,MATCH(Table2[[#This Row],[BC Hydro Rebate Category ]],Table13BCHRebateCategory,0)),\"\"), \"\"))))","v":""},{"$f":" IF(Table2[[#This Row],[Lighting  Technology]]=\"Other\", \"per Unit\", IF( AND(ISBLANK(Table2[[#This Row],[BC Hydro Rebate Category ]]),ISBLANK(Table2[[#This Row],[Fortis Rebate Category ]])), \"\", IF(ISTEXT(Table2[[#This Row],[Fortis Rebate Category ]]), IFERROR(INDEX(Table13PerUnit,MATCH(Table2[[#This Row],[Fortis Rebate Category ]],Table13[Fortis New Lighting source],0)),\"\"), IF(ISTEXT(Table2[[#This Row],[BC Hydro Rebate Category ]]), IFERROR(INDEX(Table13PerUnit,MATCH(Table2[[#This Row],[BC Hydro Rebate Category ]],Table13BCHRebateCategory,0)),\"\"), \"\"))))","v":""},null,{"$f":"IF( AND(ISBLANK(Table2[[#This Row],[Existing Luminaire Quantity]]),ISBLANK(Table2[[#This Row],[Prescribed Lighting Source]])), \"\", IF( OR(AND(ISNUMBER(SEARCH(\"lamp fl.\",Table2[[#This Row],[Prescribed Lighting Source]])),ISNUMBER(SEARCH(\"T8 lamp\",Table2[[#This Row],[BC Hydro Rebate Category ]]))),AND(ISNUMBER(SEARCH(\"T5HO\",Table2[[#This Row],[Prescribed Lighting Source]])),ISNUMBER(SEARCH(\"T5HO\",Table2[[#This Row],[BC Hydro Rebate Category ]]))),AND(ISNUMBER(SEARCH(\"lamp fl.\",Table2[[#This Row],[Prescribed Lighting Source]])),ISNUMBER(SEARCH(\"T8 lamp\",Table2[[#This Row],[Fortis Rebate Category ]]))),AND(ISNUMBER(SEARCH(\"T5HO\",Table2[[#This Row],[Prescribed Lighting Source]])),ISNUMBER(SEARCH(\"T5HO\",Table2[[#This Row],[Fortis Rebate Category ]])))          ),  IFERROR(INDEX(Table13NumberofLamps,MATCH(Table2[[#This Row],[Prescribed Lighting Source]],Table13ExistingLightingSource,0))*Table2[[#This Row],[Existing Luminaire Quantity]], \"-\"),  IF(Table2[[#This Row],[Lighting  Technology]]=\"Other\", IFERROR(Table2[[#This Row],[Existing Luminaire Quantity]],\"-\"), IFERROR(Table2[[#This Row],[Existing Luminaire Quantity]],\"-\"))))","v":""},{"$f":"IF( AND(ISBLANK(Table2[[#This Row],[BC Hydro Rebate Category ]]),ISBLANK(Table2[[#This Row],[Fortis Rebate Category ]])), \"\", IF(ISTEXT(Table2[[#This Row],[Fortis Rebate Category ]]), IFERROR(INDEX(Table13NewPrescribedWattage,MATCH(Table2[[#This Row],[Fortis Rebate Category ]],Table13[Fortis New Lighting source],0)),\"\"), IF(ISTEXT(Table2[[#This Row],[BC Hydro Rebate Category ]]), IFERROR(INDEX(Table13NewPrescribedWattage,MATCH(Table2[[#This Row],[BC Hydro Rebate Category ]],Table13BCHRebateCategory,0)),\"\"), \"\")))","v":""},null,null,{"$f":"IF(Table2[[#This Row],[Lighting  Technology]]=\"Other\", \"-\", IF( AND(ISBLANK(Table2[[#This Row],[BC Hydro Rebate Category ]]),ISBLANK(Table2[[#This Row],[Fortis Rebate Category ]])), \"\", IF(ISTEXT(Table2[[#This Row],[Fortis Rebate Category ]]), IFERROR(INDEX(Table13BCHECM,MATCH(Table2[[#This Row],[Fortis Rebate Category ]],Table13[Fortis New Lighting source],0)),\"\"), IF(ISTEXT(Table2[[#This Row],[BC Hydro Rebate Category ]]), IFERROR(INDEX(Table13BCHECM,MATCH(Table2[[#This Row],[BC Hydro Rebate Category ]],Table13BCHRebateCategory,0)),\"\"), \"\"))))","v":""},{"$f":"IF(Table2[[#This Row],[Lighting  Technology]]=\"Other\", 0, IF( AND(ISBLANK(Table2[[#This Row],[BC Hydro Rebate Category ]]),ISBLANK(Table2[[#This Row],[Fortis Rebate Category ]])), \"\", IF(ISTEXT(Table2[[#This Row],[Fortis Rebate Category ]]), IFERROR(INDEX(Table13Persistence,MATCH(Table2[[#This Row],[Fortis Rebate Category ]],Table13[Fortis New Lighting source],0)),\"\"), IF(ISTEXT(Table2[[#This Row],[BC Hydro Rebate Category ]]), IFERROR(INDEX(Table13Persistence,MATCH(Table2[[#This Row],[BC Hydro Rebate Category ]],Table13BCHRebateCategory,0)),\"\"), \"\"))))","v":""},null,{"$f":"IFERROR(INDEX(Table5ControlRebate,MATCH(Table2[[#This Row],[Control Type]],Table5NewControl,0)),\"\")","v":""},null,{"$f":"IF(ISBLANK(Table2[[#This Row],[Control Type]]), IF(ISBLANK(Table2[[#This Row],[Annual Usage Hours (hrs)]]),Table2[[#This Row],[Reference Hours (hrs)]], Table2[[#This Row],[Annual Usage Hours (hrs)]]), IF(AND(ISBLANK(Table2[[#This Row],[Annual Usage Hours (hrs)]]), Table2[[#This Row],[Control Type]]=\"None\"), Table2[[#This Row],[Reference Hours (hrs)]], IF(Table2[[#This Row],[Control Type]]=\"None\", Table2[[#This Row],[Annual Usage Hours (hrs)]], IF(AND(ISBLANK(Table2[[#This Row],[Annual Usage Hours (hrs)]]), Table2[[#This Row],[Control Type]]<>\"None\"), IFERROR(Table2[[#This Row],[Reference Hours (hrs)]]*0.8,\"\"), IF(Table2[[#This Row],[Control Type]]<>\"None\", IFERROR( Table2[[#This Row],[Annual Usage Hours (hrs)]]*0.8,\"\"),\"\")))))","v":""},{"$f":"IF( Table2[[#This Row],[Lighting  Technology]]=\"Other\", IF(ISBLANK(Table2[[#This Row],[Retrofit Lamp/ Luminaire Wattage (see Rebate Unit)]]),\"\",IFERROR(Table2[[#This Row],[Prescribed Quantity]]*Table2[[#This Row],[Retrofit Lamp/ Luminaire Wattage (see Rebate Unit)]],\"\")), IF(ISBLANK(Table2[[#This Row],[Retrofit Lamp/ Luminaire Wattage (see Rebate Unit)]]),IFERROR(Table2[[#This Row],[Prescribed Quantity]]*Table2[[#This Row],[Prescribed Wattage (W)]],\"\"),IFERROR(Table2[[#This Row],[Prescribed Quantity]]*Table2[[#This Row],[Retrofit Lamp/ Luminaire Wattage (see Rebate Unit)]],\"\")))","v":""},{"$f":"IFERROR((IF( Table2[[#This Row],[Lighting  Technology]]=\"Other\", Table2[[#This Row],[Prescribed Quantity]]*Table2[[#This Row],[Retrofit Lamp/ Luminaire Wattage (see Rebate Unit)]], Table2[[#This Row],[Prescribed Quantity]]*Table2[[#This Row],[Prescribed Wattage (W)]] )),\"\")","v":""},{"$f":"IF(ISBLANK(Table2[[#This Row],[New Total Demand (hidden, W)]]),\"\", IF(ISBLANK(Table2[[#This Row],[New Hours (hidden, hrs)]]), \"\", IFERROR(Table2[[#This Row],[New Hours (hidden, hrs)]]*Table2[[#This Row],[New Total Demand (hidden, W)]]/1000,\"\")))","v":""},{"$f":"IF(ISBLANK(Table2[[#This Row],[Total Demand (Hidden) W]]),\"\", IF(ISBLANK(Table2[[#This Row],[New Total Demand (hidden, W)]]), \"\", IFERROR((Table2[[#This Row],[Total Demand (Hidden) W]]-Table2[[#This Row],[New Total Demand (hidden, W)]])/1000,\"\")))","v":""},{"$f":"IF( OR(ISBLANK(Table2[[#This Row],[New Total Demand (hidden, W)]]),ISBLANK(Table2[[#This Row],[Total Demand (Hidden) W]])),\"\", IF(ISBLANK(Table2[[#This Row],[Annual Usage Hours (hrs)]]), IFERROR( Table2[[#This Row],[Reference Hours (hrs)]]*(Table2[[#This Row],[Total Demand (Hidden) W]]-Table2[[#This Row],[New Total Demand (hidden, W)]])/1000,\"\"), IFERROR( Table2[[#This Row],[Annual Usage Hours (hrs)]]*(Table2[[#This Row],[Total Demand (Hidden) W]]-Table2[[#This Row],[New Total Demand (hidden, W)]])/1000,\"\")))","v":""},{"$f":"IF( OR(ISBLANK(Table2[[#This Row],[Prescribed Total Demand (hidden, W)]]),ISBLANK(Table2[[#This Row],[Total Demand (Hidden) W]])),\"\", IF(ISBLANK(Table2[[#This Row],[Annual Usage Hours (hrs)]]), IFERROR( Table2[[#This Row],[Reference Hours (hrs)]]*((Table2[Existing Prescribed Wattage (W)]*Table2[Existing Luminaire Quantity])-Table2[[#This Row],[Prescribed Total Demand (hidden, W)]])/1000,\"\"), IFERROR( Table2[[#This Row],[Annual Usage Hours (hrs)]]*((Table2[Existing Prescribed Wattage (W)]*Table2[Existing Luminaire Quantity])-Table2[[#This Row],[Prescribed Total Demand (hidden, W)]])/1000,\"\")))","v":""},{"$f":"\"\"","v":""},{"$f":"IF(OR(Table2[[#This Row],[Control Type]]=\"None\", ISBLANK(Table2[[#This Row],[Control Type]])),\"\", IF(ISBLANK(Table2[[#This Row],[New Total Demand (hidden, W)]]),\"\", IF(ISBLANK(Table2[[#This Row],[Annual Usage Hours (hrs)]]),  IFERROR( 0.2*Table2[[#This Row],[Reference Hours (hrs)]]*Table2[[#This Row],[New Total Demand (hidden, W)]]/1000,\"\"), IFERROR( 0.2*Table2[[#This Row],[Annual Usage Hours (hrs)]]*Table2[[#This Row],[New Total Demand (hidden, W)]]/1000,\"\"))))","v":""},{"$f":"IF(AND(NOT(ISNUMBER(Table2[[#This Row],[Rebate Per Unit\n(CAD)]])),ISBLANK(Table2[[#This Row],[Control Type]])), \"\", IF(OR(Table2[[#This Row],[Rebate Per Unit\n(CAD)]]=0,AND(NOT(ISNUMBER(Table2[[#This Row],[Rebate Per Unit\n(CAD)]])), ISTEXT(Table2[[#This Row],[Control Type]]))), 0, IFERROR(Table2[[#This Row],[Prescribed Quantity]]*Table2[[#This Row],[Rebate Per Unit\n(CAD)]],\"\")))","v":""},{"$f":" IF(AND(ISBLANK(Table2[[#This Row],[Control Type]]),ISNUMBER(Table2[[#This Row],[Rebate Value (CAD)]])),0, IFERROR(Table2[[#This Row],[Control Quantity]]*Table2[[#This Row],[Control Rebate per Unit\n(CAD)]],\"\"))","v":""},{"$f":"IF(AND(ISBLANK(Table2[[#This Row],[Rebate Value (CAD)]]),ISBLANK(Table2[[#This Row],[Rebate Value for Controls (CAD)]])), \"\", IFERROR(Table2[[#This Row],[Rebate Value (CAD)]]+Table2[[#This Row],[Rebate Value for Controls (CAD)]],\"\"))","v":""},{"$f":"IF(Table2[[#This Row],[Lighting  Technology]]=\"Other\",\"Other - \"&Table2[[#This Row],[Other - Lighting Technology Description]],Table2[[#This Row],[BC Hydro Rebate Category ]])","v":0},{"$f":"Table2[[#This Row],[BC Hydro Rebate Category ]]&Table2[[#This Row],[Retrofit Part '# (mandatory to validate Rebates)]]","v":""}]
[null,null,null,null,null,null,{"$f":"IF(ISBLANK(Table2[[#This Row],[Prescribed Lighting Source]]), \"\", IFERROR( INDEX(Table13ExistingPrescribedWattage,MATCH(Table2[[#This Row],[Prescribed Lighting Source]],Table13ExistingLightingSource,0)), IFERROR(INDEX(Table13ExistingPrescribedWattage,MATCH(Table2[[#This Row],[Fortis Rebate Category ]],Table13NewLightingSource,0)),\"-\")))","v":""},null,{"$f":"IFERROR(INDEX(SpaceTypeHours,MATCH(Table2[[#This Row],[Space Type]],SpaceType,0)),\"\")","v":""},null,{"$f":"IFERROR(IF(Table2[[#This Row],[Lighting  Technology]]=\"Other\",Table2[[#This Row],[Existing Effective Input Wattage (W)]]*Table2[[#This Row],[Existing Luminaire Quantity]],Table2[[#This Row],[Existing Prescribed Wattage (W)]]*Table2[[#This Row],[Existing Luminaire Quantity]]),\"\")","v":""},{"$f":"IF(Table2[Lighting  Technology] = \"Other\",(Table2[[#This Row],[Existing Luminaire Quantity]]*Table2[[#This Row],[Existing Effective Input Wattage (W)]]), IF(Table2[Existing Prescribed Wattage (W)] = \"\",\"\", IF( ISBLANK(Table2[[#This Row],[Existing Effective Input Wattage (W)]]), (Table2[[#This Row],[Existing Luminaire Quantity]]*Table2[[#This Row],[Existing Prescribed Wattage (W)]]),(Table2[[#This Row],[Existing Luminaire Quantity]]*Table2[[#This Row],[Existing Effective Input Wattage (W)]]))))","v":""},{"$f":"IF( (ISBLANK(Table2[[#This Row],[Annual Usage Hours (hrs)]])), IFERROR(Table2[[#This Row],[Reference Hours (hrs)]]*Table2[[#This Row],[Total Demand (Hidden) W]]/1000,\"\"), IFERROR(Table2[[#This Row],[Annual Usage Hours (hrs)]]*Table2[[#This Row],[Total Demand (Hidden) W]]/1000,\"\"))","v":""},null,null,{"$f":"IF(Table2[[#This Row],[Lighting  Technology]]=\"Other\", 0, IF( AND(ISBLANK(Table2[[#This Row],[BC Hydro Rebate Category ]]),ISBLANK(Table2[[#This Row],[Fortis Rebate Category ]])), \"\", IF(ISTEXT(Table2[[#This Row],[Fortis Rebate Category ]]), IFERROR(INDEX(Table13[Rebate],MATCH(Table2[[#This Row],[Fortis Rebate Category ]],Table13[Fortis New Lighting source],0)),\"\"), IF(ISTEXT(Table2[[#This Row],[BC Hydro Rebate Category ]]), IFERROR(INDEX(Table13Rebate,MATCH(Table2[[#This Row],[BC Hydro Rebate Category ]],Table13BCHRebateCategory,0)),\"\"), \"\"))))","v":""},{"$f":" IF(Table2[[#This Row],[Lighting  Technology]]=\"Other\", \"per Unit\", IF( AND(ISBLANK(Table2[[#This Row],[BC Hydro Rebate Category ]]),ISBLANK(Table2[[#This Row],[Fortis Rebate Category ]])), \"\", IF(ISTEXT(Table2[[#This Row],[Fortis Rebate Category ]]), IFERROR(INDEX(Table13PerUnit,MATCH(Table2[[#This Row],[Fortis Rebate Category ]],Table13[Fortis New Lighting source],0)),\"\"), IF(ISTEXT(Table2[[#This Row],[BC Hydro Rebate Category ]]), IFERROR(INDEX(Table13PerUnit,MATCH(Table2[[#This Row],[BC Hydro Rebate Category ]],Table13BCHRebateCategory,0)),\"\"), \"\"))))","v":""},null,{"$f":"IF( AND(ISBLANK(Table2[[#This Row],[Existing Luminaire Quantity]]),ISBLANK(Table2[[#This Row],[Prescribed Lighting Source]])), \"\", IF( OR(AND(ISNUMBER(SEARCH(\"lamp fl.\",Table2[[#This Row],[Prescribed Lighting Source]])),ISNUMBER(SEARCH(\"T8 lamp\",Table2[[#This Row],[BC Hydro Rebate Category ]]))),AND(ISNUMBER(SEARCH(\"T5HO\",Table2[[#This Row],[Prescribed Lighting Source]])),ISNUMBER(SEARCH(\"T5HO\",Table2[[#This Row],[BC Hydro Rebate Category ]]))),AND(ISNUMBER(SEARCH(\"lamp fl.\",Table2[[#This Row],[Prescribed Lighting Source]])),ISNUMBER(SEARCH(\"T8 lamp\",Table2[[#This Row],[Fortis Rebate Category ]]))),AND(ISNUMBER(SEARCH(\"T5HO\",Table2[[#This Row],[Prescribed Lighting Source]])),ISNUMBER(SEARCH(\"T5HO\",Table2[[#This Row],[Fortis Rebate Category ]])))          ),  IFERROR(INDEX(Table13NumberofLamps,MATCH(Table2[[#This Row],[Prescribed Lighting Source]],Table13ExistingLightingSource,0))*Table2[[#This Row],[Existing Luminaire Quantity]], \"-\"),  IF(Table2[[#This Row],[Lighting  Technology]]=\"Other\", IFERROR(Table2[[#This Row],[Existing Luminaire Quantity]],\"-\"), IFERROR(Table2[[#This Row],[Existing Luminaire Quantity]],\"-\"))))","v":""},{"$f":"IF( AND(ISBLANK(Table2[[#This Row],[BC Hydro Rebate Category ]]),ISBLANK(Table2[[#This Row],[Fortis Rebate Category ]])), \"\", IF(ISTEXT(Table2[[#This Row],[Fortis Rebate Category ]]), IFERROR(INDEX(Table13NewPrescribedWattage,MATCH(Table2[[#This Row],[Fortis Rebate Category ]],Table13[Fortis New Lighting source],0)),\"\"), IF(ISTEXT(Table2[[#This Row],[BC Hydro Rebate Category ]]), IFERROR(INDEX(Table13NewPrescribedWattage,MATCH(Table2[[#This Row],[BC Hydro Rebate Category ]],Table13BCHRebateCategory,0)),\"\"), \"\")))","v":""},null,null,{"$f":"IF(Table2[[#This Row],[Lighting  Technology]]=\"Other\", \"-\", IF( AND(ISBLANK(Table2[[#This Row],[BC Hydro Rebate Category ]]),ISBLANK(Table2[[#This Row],[Fortis Rebate Category ]])), \"\", IF(ISTEXT(Table2[[#This Row],[Fortis Rebate Category ]]), IFERROR(INDEX(Table13BCHECM,MATCH(Table2[[#This Row],[Fortis Rebate Category ]],Table13[Fortis New Lighting source],0)),\"\"), IF(ISTEXT(Table2[[#This Row],[BC Hydro Rebate Category ]]), IFERROR(INDEX(Table13BCHECM,MATCH(Table2[[#This Row],[BC Hydro Rebate Category ]],Table13BCHRebateCategory,0)),\"\"), \"\"))))","v":""},{"$f":"IF(Table2[[#This Row],[Lighting  Technology]]=\"Other\", 0, IF( AND(ISBLANK(Table2[[#This Row],[BC Hydro Rebate Category ]]),ISBLANK(Table2[[#This Row],[Fortis Rebate Category ]])), \"\", IF(ISTEXT(Table2[[#This Row],[Fortis Rebate Category ]]), IFERROR(INDEX(Table13Persistence,MATCH(Table2[[#This Row],[Fortis Rebate Category ]],Table13[Fortis New Lighting source],0)),\"\"), IF(ISTEXT(Table2[[#This Row],[BC Hydro Rebate Category ]]), IFERROR(INDEX(Table13Persistence,MATCH(Table2[[#This Row],[BC Hydro Rebate Category ]],Table13BCHRebateCategory,0)),\"\"), \"\"))))","v":""},null,{"$f":"IFERROR(INDEX(Table5ControlRebate,MATCH(Table2[[#This Row],[Control Type]],Table5NewControl,0)),\"\")","v":""},null,{"$f":"IF(ISBLANK(Table2[[#This Row],[Control Type]]), IF(ISBLANK(Table2[[#This Row],[Annual Usage Hours (hrs)]]),Table2[[#This Row],[Reference Hours (hrs)]], Table2[[#This Row],[Annual Usage Hours (hrs)]]), IF(AND(ISBLANK(Table2[[#This Row],[Annual Usage Hours (hrs)]]), Table2[[#This Row],[Control Type]]=\"None\"), Table2[[#This Row],[Reference Hours (hrs)]], IF(Table2[[#This Row],[Control Type]]=\"None\", Table2[[#This Row],[Annual Usage Hours (hrs)]], IF(AND(ISBLANK(Table2[[#This Row],[Annual Usage Hours (hrs)]]), Table2[[#This Row],[Control Type]]<>\"None\"), IFERROR(Table2[[#This Row],[Reference Hours (hrs)]]*0.8,\"\"), IF(Table2[[#This Row],[Control Type]]<>\"None\", IFERROR( Table2[[#This Row],[Annual Usage Hours (hrs)]]*0.8,\"\"),\"\")))))","v":""},{"$f":"IF( Table2[[#This Row],[Lighting  Technology]]=\"Other\", IF(ISBLANK(Table2[[#This Row],[Retrofit Lamp/ Luminaire Wattage (see Rebate Unit)]]),\"\",IFERROR(Table2[[#This Row],[Prescribed Quantity]]*Table2[[#This Row],[Retrofit Lamp/ Luminaire Wattage (see Rebate Unit)]],\"\")), IF(ISBLANK(Table2[[#This Row],[Retrofit Lamp/ Luminaire Wattage (see Rebate Unit)]]),IFERROR(Table2[[#This Row],[Prescribed Quantity]]*Table2[[#This Row],[Prescribed Wattage (W)]],\"\"),IFERROR(Table2[[#This Row],[Prescribed Quantity]]*Table2[[#This Row],[Retrofit Lamp/ Luminaire Wattage (see Rebate Unit)]],\"\")))","v":""},{"$f":"IFERROR((IF( Table2[[#This Row],[Lighting  Technology]]=\"Other\", Table2[[#This Row],[Prescribed Quantity]]*Table2[[#This Row],[Retrofit Lamp/ Luminaire Wattage (see Rebate Unit)]], Table2[[#This Row],[Prescribed Quantity]]*Table2[[#This Row],[Prescribed Wattage (W)]] )),\"\")","v":""},{"$f":"IF(ISBLANK(Table2[[#This Row],[New Total Demand (hidden, W)]]),\"\", IF(ISBLANK(Table2[[#This Row],[New Hours (hidden, hrs)]]), \"\", IFERROR(Table2[[#This Row],[New Hours (hidden, hrs)]]*Table2[[#This Row],[New Total Demand (hidden, W)]]/1000,\"\")))","v":""},{"$f":"IF(ISBLANK(Table2[[#This Row],[Total Demand (Hidden) W]]),\"\", IF(ISBLANK(Table2[[#This Row],[New Total Demand (hidden, W)]]), \"\", IFERROR((Table2[[#This Row],[Total Demand (Hidden) W]]-Table2[[#This Row],[New Total Demand (hidden, W)]])/1000,\"\")))","v":""},{"$f":"IF( OR(ISBLANK(Table2[[#This Row],[New Total Demand (hidden, W)]]),ISBLANK(Table2[[#This Row],[Total Demand (Hidden) W]])),\"\", IF(ISBLANK(Table2[[#This Row],[Annual Usage Hours (hrs)]]), IFERROR( Table2[[#This Row],[Reference Hours (hrs)]]*(Table2[[#This Row],[Total Demand (Hidden) W]]-Table2[[#This Row],[New Total Demand (hidden, W)]])/1000,\"\"), IFERROR( Table2[[#This Row],[Annual Usage Hours (hrs)]]*(Table2[[#This Row],[Total Demand (Hidden) W]]-Table2[[#This Row],[New Total Demand (hidden, W)]])/1000,\"\")))","v":""},{"$f":"IF( OR(ISBLANK(Table2[[#This Row],[Prescribed Total Demand (hidden, W)]]),ISBLANK(Table2[[#This Row],[Total Demand (Hidden) W]])),\"\", IF(ISBLANK(Table2[[#This Row],[Annual Usage Hours (hrs)]]), IFERROR( Table2[[#This Row],[Reference Hours (hrs)]]*((Table2[Existing Prescribed Wattage (W)]*Table2[Existing Luminaire Quantity])-Table2[[#This Row],[Prescribed Total Demand (hidden, W)]])/1000,\"\"), IFERROR( Table2[[#This Row],[Annual Usage Hours (hrs)]]*((Table2[Existing Prescribed Wattage (W)]*Table2[Existing Luminaire Quantity])-Table2[[#This Row],[Prescribed Total Demand (hidden, W)]])/1000,\"\")))","v":""},{"$f":"\"\"","v":""},{"$f":"IF(OR(Table2[[#This Row],[Control Type]]=\"None\", ISBLANK(Table2[[#This Row],[Control Type]])),\"\", IF(ISBLANK(Table2[[#This Row],[New Total Demand (hidden, W)]]),\"\", IF(ISBLANK(Table2[[#This Row],[Annual Usage Hours (hrs)]]),  IFERROR( 0.2*Table2[[#This Row],[Reference Hours (hrs)]]*Table2[[#This Row],[New Total Demand (hidden, W)]]/1000,\"\"), IFERROR( 0.2*Table2[[#This Row],[Annual Usage Hours (hrs)]]*Table2[[#This Row],[New Total Demand (hidden, W)]]/1000,\"\"))))","v":""},{"$f":"IF(AND(NOT(ISNUMBER(Table2[[#This Row],[Rebate Per Unit\n(CAD)]])),ISBLANK(Table2[[#This Row],[Control Type]])), \"\", IF(OR(Table2[[#This Row],[Rebate Per Unit\n(CAD)]]=0,AND(NOT(ISNUMBER(Table2[[#This Row],[Rebate Per Unit\n(CAD)]])), ISTEXT(Table2[[#This Row],[Control Type]]))), 0, IFERROR(Table2[[#This Row],[Prescribed Quantity]]*Table2[[#This Row],[Rebate Per Unit\n(CAD)]],\"\")))","v":""},{"$f":" IF(AND(ISBLANK(Table2[[#This Row],[Control Type]]),ISNUMBER(Table2[[#This Row],[Rebate Value (CAD)]])),0, IFERROR(Table2[[#This Row],[Control Quantity]]*Table2[[#This Row],[Control Rebate per Unit\n(CAD)]],\"\"))","v":""},{"$f":"IF(AND(ISBLANK(Table2[[#This Row],[Rebate Value (CAD)]]),ISBLANK(Table2[[#This Row],[Rebate Value for Controls (CAD)]])), \"\", IFERROR(Table2[[#This Row],[Rebate Value (CAD)]]+Table2[[#This Row],[Rebate Value for Controls (CAD)]],\"\"))","v":""},{"$f":"IF(Table2[[#This Row],[Lighting  Technology]]=\"Other\",\"Other - \"&Table2[[#This Row],[Other - Lighting Technology Description]],Table2[[#This Row],[BC Hydro Rebate Category ]])","v":0},{"$f":"Table2[[#This Row],[BC Hydro Rebate Category ]]&Table2[[#This Row],[Retrofit Part '# (mandatory to validate Rebates)]]","v":""}]
[null,null,null,null,null,null,{"$f":"IF(ISBLANK(Table2[[#This Row],[Prescribed Lighting Source]]), \"\", IFERROR( INDEX(Table13ExistingPrescribedWattage,MATCH(Table2[[#This Row],[Prescribed Lighting Source]],Table13ExistingLightingSource,0)), IFERROR(INDEX(Table13ExistingPrescribedWattage,MATCH(Table2[[#This Row],[Fortis Rebate Category ]],Table13NewLightingSource,0)),\"-\")))","v":""},null,{"$f":"IFERROR(INDEX(SpaceTypeHours,MATCH(Table2[[#This Row],[Space Type]],SpaceType,0)),\"\")","v":""},null,{"$f":"IFERROR(IF(Table2[[#This Row],[Lighting  Technology]]=\"Other\",Table2[[#This Row],[Existing Effective Input Wattage (W)]]*Table2[[#This Row],[Existing Luminaire Quantity]],Table2[[#This Row],[Existing Prescribed Wattage (W)]]*Table2[[#This Row],[Existing Luminaire Quantity]]),\"\")","v":""},{"$f":"IF(Table2[Lighting  Technology] = \"Other\",(Table2[[#This Row],[Existing Luminaire Quantity]]*Table2[[#This Row],[Existing Effective Input Wattage (W)]]), IF(Table2[Existing Prescribed Wattage (W)] = \"\",\"\", IF( ISBLANK(Table2[[#This Row],[Existing Effective Input Wattage (W)]]), (Table2[[#This Row],[Existing Luminaire Quantity]]*Table2[[#This Row],[Existing Prescribed Wattage (W)]]),(Table2[[#This Row],[Existing Luminaire Quantity]]*Table2[[#This Row],[Existing Effective Input Wattage (W)]]))))","v":""},{"$f":"IF( (ISBLANK(Table2[[#This Row],[Annual Usage Hours (hrs)]])), IFERROR(Table2[[#This Row],[Reference Hours (hrs)]]*Table2[[#This Row],[Total Demand (Hidden) W]]/1000,\"\"), IFERROR(Table2[[#This Row],[Annual Usage Hours (hrs)]]*Table2[[#This Row],[Total Demand (Hidden) W]]/1000,\"\"))","v":""},null,null,{"$f":"IF(Table2[[#This Row],[Lighting  Technology]]=\"Other\", 0, IF( AND(ISBLANK(Table2[[#This Row],[BC Hydro Rebate Category ]]),ISBLANK(Table2[[#This Row],[Fortis Rebate Category ]])), \"\", IF(ISTEXT(Table2[[#This Row],[Fortis Rebate Category ]]), IFERROR(INDEX(Table13[Rebate],MATCH(Table2[[#This Row],[Fortis Rebate Category ]],Table13[Fortis New Lighting source],0)),\"\"), IF(ISTEXT(Table2[[#This Row],[BC Hydro Rebate Category ]]), IFERROR(INDEX(Table13Rebate,MATCH(Table2[[#This Row],[BC Hydro Rebate Category ]],Table13BCHRebateCategory,0)),\"\"), \"\"))))","v":""},{"$f":" IF(Table2[[#This Row],[Lighting  Technology]]=\"Other\", \"per Unit\", IF( AND(ISBLANK(Table2[[#This Row],[BC Hydro Rebate Category ]]),ISBLANK(Table2[[#This Row],[Fortis Rebate Category ]])), \"\", IF(ISTEXT(Table2[[#This Row],[Fortis Rebate Category ]]), IFERROR(INDEX(Table13PerUnit,MATCH(Table2[[#This Row],[Fortis Rebate Category ]],Table13[Fortis New Lighting source],0)),\"\"), IF(ISTEXT(Table2[[#This Row],[BC Hydro Rebate Category ]]), IFERROR(INDEX(Table13PerUnit,MATCH(Table2[[#This Row],[BC Hydro Rebate Category ]],Table13BCHRebateCategory,0)),\"\"), \"\"))))","v":""},null,{"$f":"IF( AND(ISBLANK(Table2[[#This Row],[Existing Luminaire Quantity]]),ISBLANK(Table2[[#This Row],[Prescribed Lighting Source]])), \"\", IF( OR(AND(ISNUMBER(SEARCH(\"lamp fl.\",Table2[[#This Row],[Prescribed Lighting Source]])),ISNUMBER(SEARCH(\"T8 lamp\",Table2[[#This Row],[BC Hydro Rebate Category ]]))),AND(ISNUMBER(SEARCH(\"T5HO\",Table2[[#This Row],[Prescribed Lighting Source]])),ISNUMBER(SEARCH(\"T5HO\",Table2[[#This Row],[BC Hydro Rebate Category ]]))),AND(ISNUMBER(SEARCH(\"lamp fl.\",Table2[[#This Row],[Prescribed Lighting Source]])),ISNUMBER(SEARCH(\"T8 lamp\",Table2[[#This Row],[Fortis Rebate Category ]]))),AND(ISNUMBER(SEARCH(\"T5HO\",Table2[[#This Row],[Prescribed Lighting Source]])),ISNUMBER(SEARCH(\"T5HO\",Table2[[#This Row],[Fortis Rebate Category ]])))          ),  IFERROR(INDEX(Table13NumberofLamps,MATCH(Table2[[#This Row],[Prescribed Lighting Source]],Table13ExistingLightingSource,0))*Table2[[#This Row],[Existing Luminaire Quantity]], \"-\"),  IF(Table2[[#This Row],[Lighting  Technology]]=\"Other\", IFERROR(Table2[[#This Row],[Existing Luminaire Quantity]],\"-\"), IFERROR(Table2[[#This Row],[Existing Luminaire Quantity]],\"-\"))))","v":""},{"$f":"IF( AND(ISBLANK(Table2[[#This Row],[BC Hydro Rebate Category ]]),ISBLANK(Table2[[#This Row],[Fortis Rebate Category ]])), \"\", IF(ISTEXT(Table2[[#This Row],[Fortis Rebate Category ]]), IFERROR(INDEX(Table13NewPrescribedWattage,MATCH(Table2[[#This Row],[Fortis Rebate Category ]],Table13[Fortis New Lighting source],0)),\"\"), IF(ISTEXT(Table2[[#This Row],[BC Hydro Rebate Category ]]), IFERROR(INDEX(Table13NewPrescribedWattage,MATCH(Table2[[#This Row],[BC Hydro Rebate Category ]],Table13BCHRebateCategory,0)),\"\"), \"\")))","v":""},null,null,{"$f":"IF(Table2[[#This Row],[Lighting  Technology]]=\"Other\", \"-\", IF( AND(ISBLANK(Table2[[#This Row],[BC Hydro Rebate Category ]]),ISBLANK(Table2[[#This Row],[Fortis Rebate Category ]])), \"\", IF(ISTEXT(Table2[[#This Row],[Fortis Rebate Category ]]), IFERROR(INDEX(Table13BCHECM,MATCH(Table2[[#This Row],[Fortis Rebate Category ]],Table13[Fortis New Lighting source],0)),\"\"), IF(ISTEXT(Table2[[#This Row],[BC Hydro Rebate Category ]]), IFERROR(INDEX(Table13BCHECM,MATCH(Table2[[#This Row],[BC Hydro Rebate Category ]],Table13BCHRebateCategory,0)),\"\"), \"\"))))","v":""},{"$f":"IF(Table2[[#This Row],[Lighting  Technology]]=\"Other\", 0, IF( AND(ISBLANK(Table2[[#This Row],[BC Hydro Rebate Category ]]),ISBLANK(Table2[[#This Row],[Fortis Rebate Category ]])), \"\", IF(ISTEXT(Table2[[#This Row],[Fortis Rebate Category ]]), IFERROR(INDEX(Table13Persistence,MATCH(Table2[[#This Row],[Fortis Rebate Category ]],Table13[Fortis New Lighting source],0)),\"\"), IF(ISTEXT(Table2[[#This Row],[BC Hydro Rebate Category ]]), IFERROR(INDEX(Table13Persistence,MATCH(Table2[[#This Row],[BC Hydro Rebate Category ]],Table13BCHRebateCategory,0)),\"\"), \"\"))))","v":""},null,{"$f":"IFERROR(INDEX(Table5ControlRebate,MATCH(Table2[[#This Row],[Control Type]],Table5NewControl,0)),\"\")","v":""},null,{"$f":"IF(ISBLANK(Table2[[#This Row],[Control Type]]), IF(ISBLANK(Table2[[#This Row],[Annual Usage Hours (hrs)]]),Table2[[#This Row],[Reference Hours (hrs)]], Table2[[#This Row],[Annual Usage Hours (hrs)]]), IF(AND(ISBLANK(Table2[[#This Row],[Annual Usage Hours (hrs)]]), Table2[[#This Row],[Control Type]]=\"None\"), Table2[[#This Row],[Reference Hours (hrs)]], IF(Table2[[#This Row],[Control Type]]=\"None\", Table2[[#This Row],[Annual Usage Hours (hrs)]], IF(AND(ISBLANK(Table2[[#This Row],[Annual Usage Hours (hrs)]]), Table2[[#This Row],[Control Type]]<>\"None\"), IFERROR(Table2[[#This Row],[Reference Hours (hrs)]]*0.8,\"\"), IF(Table2[[#This Row],[Control Type]]<>\"None\", IFERROR( Table2[[#This Row],[Annual Usage Hours (hrs)]]*0.8,\"\"),\"\")))))","v":""},{"$f":"IF( Table2[[#This Row],[Lighting  Technology]]=\"Other\", IF(ISBLANK(Table2[[#This Row],[Retrofit Lamp/ Luminaire Wattage (see Rebate Unit)]]),\"\",IFERROR(Table2[[#This Row],[Prescribed Quantity]]*Table2[[#This Row],[Retrofit Lamp/ Luminaire Wattage (see Rebate Unit)]],\"\")), IF(ISBLANK(Table2[[#This Row],[Retrofit Lamp/ Luminaire Wattage (see Rebate Unit)]]),IFERROR(Table2[[#This Row],[Prescribed Quantity]]*Table2[[#This Row],[Prescribed Wattage (W)]],\"\"),IFERROR(Table2[[#This Row],[Prescribed Quantity]]*Table2[[#This Row],[Retrofit Lamp/ Luminaire Wattage (see Rebate Unit)]],\"\")))","v":""},{"$f":"IFERROR((IF( Table2[[#This Row],[Lighting  Technology]]=\"Other\", Table2[[#This Row],[Prescribed Quantity]]*Table2[[#This Row],[Retrofit Lamp/ Luminaire Wattage (see Rebate Unit)]], Table2[[#This Row],[Prescribed Quantity]]*Table2[[#This Row],[Prescribed Wattage (W)]] )),\"\")","v":""},{"$f":"IF(ISBLANK(Table2[[#This Row],[New Total Demand (hidden, W)]]),\"\", IF(ISBLANK(Table2[[#This Row],[New Hours (hidden, hrs)]]), \"\", IFERROR(Table2[[#This Row],[New Hours (hidden, hrs)]]*Table2[[#This Row],[New Total Demand (hidden, W)]]/1000,\"\")))","v":""},{"$f":"IF(ISBLANK(Table2[[#This Row],[Total Demand (Hidden) W]]),\"\", IF(ISBLANK(Table2[[#This Row],[New Total Demand (hidden, W)]]), \"\", IFERROR((Table2[[#This Row],[Total Demand (Hidden) W]]-Table2[[#This Row],[New Total Demand (hidden, W)]])/1000,\"\")))","v":""},{"$f":"IF( OR(ISBLANK(Table2[[#This Row],[New Total Demand (hidden, W)]]),ISBLANK(Table2[[#This Row],[Total Demand (Hidden) W]])),\"\", IF(ISBLANK(Table2[[#This Row],[Annual Usage Hours (hrs)]]), IFERROR( Table2[[#This Row],[Reference Hours (hrs)]]*(Table2[[#This Row],[Total Demand (Hidden) W]]-Table2[[#This Row],[New Total Demand (hidden, W)]])/1000,\"\"), IFERROR( Table2[[#This Row],[Annual Usage Hours (hrs)]]*(Table2[[#This Row],[Total Demand (Hidden) W]]-Table2[[#This Row],[New Total Demand (hidden, W)]])/1000,\"\")))","v":""},{"$f":"IF( OR(ISBLANK(Table2[[#This Row],[Prescribed Total Demand (hidden, W)]]),ISBLANK(Table2[[#This Row],[Total Demand (Hidden) W]])),\"\", IF(ISBLANK(Table2[[#This Row],[Annual Usage Hours (hrs)]]), IFERROR( Table2[[#This Row],[Reference Hours (hrs)]]*((Table2[Existing Prescribed Wattage (W)]*Table2[Existing Luminaire Quantity])-Table2[[#This Row],[Prescribed Total Demand (hidden, W)]])/1000,\"\"), IFERROR( Table2[[#This Row],[Annual Usage Hours (hrs)]]*((Table2[Existing Prescribed Wattage (W)]*Table2[Existing Luminaire Quantity])-Table2[[#This Row],[Prescribed Total Demand (hidden, W)]])/1000,\"\")))","v":""},{"$f":"\"\"","v":""},{"$f":"IF(OR(Table2[[#This Row],[Control Type]]=\"None\", ISBLANK(Table2[[#This Row],[Control Type]])),\"\", IF(ISBLANK(Table2[[#This Row],[New Total Demand (hidden, W)]]),\"\", IF(ISBLANK(Table2[[#This Row],[Annual Usage Hours (hrs)]]),  IFERROR( 0.2*Table2[[#This Row],[Reference Hours (hrs)]]*Table2[[#This Row],[New Total Demand (hidden, W)]]/1000,\"\"), IFERROR( 0.2*Table2[[#This Row],[Annual Usage Hours (hrs)]]*Table2[[#This Row],[New Total Demand (hidden, W)]]/1000,\"\"))))","v":""},{"$f":"IF(AND(NOT(ISNUMBER(Table2[[#This Row],[Rebate Per Unit\n(CAD)]])),ISBLANK(Table2[[#This Row],[Control Type]])), \"\", IF(OR(Table2[[#This Row],[Rebate Per Unit\n(CAD)]]=0,AND(NOT(ISNUMBER(Table2[[#This Row],[Rebate Per Unit\n(CAD)]])), ISTEXT(Table2[[#This Row],[Control Type]]))), 0, IFERROR(Table2[[#This Row],[Prescribed Quantity]]*Table2[[#This Row],[Rebate Per Unit\n(CAD)]],\"\")))","v":""},{"$f":" IF(AND(ISBLANK(Table2[[#This Row],[Control Type]]),ISNUMBER(Table2[[#This Row],[Rebate Value (CAD)]])),0, IFERROR(Table2[[#This Row],[Control Quantity]]*Table2[[#This Row],[Control Rebate per Unit\n(CAD)]],\"\"))","v":""},{"$f":"IF(AND(ISBLANK(Table2[[#This Row],[Rebate Value (CAD)]]),ISBLANK(Table2[[#This Row],[Rebate Value for Controls (CAD)]])), \"\", IFERROR(Table2[[#This Row],[Rebate Value (CAD)]]+Table2[[#This Row],[Rebate Value for Controls (CAD)]],\"\"))","v":""},{"$f":"IF(Table2[[#This Row],[Lighting  Technology]]=\"Other\",\"Other - \"&Table2[[#This Row],[Other - Lighting Technology Description]],Table2[[#This Row],[BC Hydro Rebate Category ]])","v":0},{"$f":"Table2[[#This Row],[BC Hydro Rebate Category ]]&Table2[[#This Row],[Retrofit Part '# (mandatory to validate Rebates)]]","v":""}]
[null,null,null,null,null,null,{"$f":"IF(ISBLANK(Table2[[#This Row],[Prescribed Lighting Source]]), \"\", IFERROR( INDEX(Table13ExistingPrescribedWattage,MATCH(Table2[[#This Row],[Prescribed Lighting Source]],Table13ExistingLightingSource,0)), IFERROR(INDEX(Table13ExistingPrescribedWattage,MATCH(Table2[[#This Row],[Fortis Rebate Category ]],Table13NewLightingSource,0)),\"-\")))","v":""},null,{"$f":"IFERROR(INDEX(SpaceTypeHours,MATCH(Table2[[#This Row],[Space Type]],SpaceType,0)),\"\")","v":""},null,{"$f":"IFERROR(IF(Table2[[#This Row],[Lighting  Technology]]=\"Other\",Table2[[#This Row],[Existing Effective Input Wattage (W)]]*Table2[[#This Row],[Existing Luminaire Quantity]],Table2[[#This Row],[Existing Prescribed Wattage (W)]]*Table2[[#This Row],[Existing Luminaire Quantity]]),\"\")","v":""},{"$f":"IF(Table2[Lighting  Technology] = \"Other\",(Table2[[#This Row],[Existing Luminaire Quantity]]*Table2[[#This Row],[Existing Effective Input Wattage (W)]]), IF(Table2[Existing Prescribed Wattage (W)] = \"\",\"\", IF( ISBLANK(Table2[[#This Row],[Existing Effective Input Wattage (W)]]), (Table2[[#This Row],[Existing Luminaire Quantity]]*Table2[[#This Row],[Existing Prescribed Wattage (W)]]),(Table2[[#This Row],[Existing Luminaire Quantity]]*Table2[[#This Row],[Existing Effective Input Wattage (W)]]))))","v":""},{"$f":"IF( (ISBLANK(Table2[[#This Row],[Annual Usage Hours (hrs)]])), IFERROR(Table2[[#This Row],[Reference Hours (hrs)]]*Table2[[#This Row],[Total Demand (Hidden) W]]/1000,\"\"), IFERROR(Table2[[#This Row],[Annual Usage Hours (hrs)]]*Table2[[#This Row],[Total Demand (Hidden) W]]/1000,\"\"))","v":""},null,null,{"$f":"IF(Table2[[#This Row],[Lighting  Technology]]=\"Other\", 0, IF( AND(ISBLANK(Table2[[#This Row],[BC Hydro Rebate Category ]]),ISBLANK(Table2[[#This Row],[Fortis Rebate Category ]])), \"\", IF(ISTEXT(Table2[[#This Row],[Fortis Rebate Category ]]), IFERROR(INDEX(Table13[Rebate],MATCH(Table2[[#This Row],[Fortis Rebate Category ]],Table13[Fortis New Lighting source],0)),\"\"), IF(ISTEXT(Table2[[#This Row],[BC Hydro Rebate Category ]]), IFERROR(INDEX(Table13Rebate,MATCH(Table2[[#This Row],[BC Hydro Rebate Category ]],Table13BCHRebateCategory,0)),\"\"), \"\"))))","v":""},{"$f":" IF(Table2[[#This Row],[Lighting  Technology]]=\"Other\", \"per Unit\", IF( AND(ISBLANK(Table2[[#This Row],[BC Hydro Rebate Category ]]),ISBLANK(Table2[[#This Row],[Fortis Rebate Category ]])), \"\", IF(ISTEXT(Table2[[#This Row],[Fortis Rebate Category ]]), IFERROR(INDEX(Table13PerUnit,MATCH(Table2[[#This Row],[Fortis Rebate Category ]],Table13[Fortis New Lighting source],0)),\"\"), IF(ISTEXT(Table2[[#This Row],[BC Hydro Rebate Category ]]), IFERROR(INDEX(Table13PerUnit,MATCH(Table2[[#This Row],[BC Hydro Rebate Category ]],Table13BCHRebateCategory,0)),\"\"), \"\"))))","v":""},null,{"$f":"IF( AND(ISBLANK(Table2[[#This Row],[Existing Luminaire Quantity]]),ISBLANK(Table2[[#This Row],[Prescribed Lighting Source]])), \"\", IF( OR(AND(ISNUMBER(SEARCH(\"lamp fl.\",Table2[[#This Row],[Prescribed Lighting Source]])),ISNUMBER(SEARCH(\"T8 lamp\",Table2[[#This Row],[BC Hydro Rebate Category ]]))),AND(ISNUMBER(SEARCH(\"T5HO\",Table2[[#This Row],[Prescribed Lighting Source]])),ISNUMBER(SEARCH(\"T5HO\",Table2[[#This Row],[BC Hydro Rebate Category ]]))),AND(ISNUMBER(SEARCH(\"lamp fl.\",Table2[[#This Row],[Prescribed Lighting Source]])),ISNUMBER(SEARCH(\"T8 lamp\",Table2[[#This Row],[Fortis Rebate Category ]]))),AND(ISNUMBER(SEARCH(\"T5HO\",Table2[[#This Row],[Prescribed Lighting Source]])),ISNUMBER(SEARCH(\"T5HO\",Table2[[#This Row],[Fortis Rebate Category ]])))          ),  IFERROR(INDEX(Table13NumberofLamps,MATCH(Table2[[#This Row],[Prescribed Lighting Source]],Table13ExistingLightingSource,0))*Table2[[#This Row],[Existing Luminaire Quantity]], \"-\"),  IF(Table2[[#This Row],[Lighting  Technology]]=\"Other\", IFERROR(Table2[[#This Row],[Existing Luminaire Quantity]],\"-\"), IFERROR(Table2[[#This Row],[Existing Luminaire Quantity]],\"-\"))))","v":""},{"$f":"IF( AND(ISBLANK(Table2[[#This Row],[BC Hydro Rebate Category ]]),ISBLANK(Table2[[#This Row],[Fortis Rebate Category ]])), \"\", IF(ISTEXT(Table2[[#This Row],[Fortis Rebate Category ]]), IFERROR(INDEX(Table13NewPrescribedWattage,MATCH(Table2[[#This Row],[Fortis Rebate Category ]],Table13[Fortis New Lighting source],0)),\"\"), IF(ISTEXT(Table2[[#This Row],[BC Hydro Rebate Category ]]), IFERROR(INDEX(Table13NewPrescribedWattage,MATCH(Table2[[#This Row],[BC Hydro Rebate Category ]],Table13BCHRebateCategory,0)),\"\"), \"\")))","v":""},null,null,{"$f":"IF(Table2[[#This Row],[Lighting  Technology]]=\"Other\", \"-\", IF( AND(ISBLANK(Table2[[#This Row],[BC Hydro Rebate Category ]]),ISBLANK(Table2[[#This Row],[Fortis Rebate Category ]])), \"\", IF(ISTEXT(Table2[[#This Row],[Fortis Rebate Category ]]), IFERROR(INDEX(Table13BCHECM,MATCH(Table2[[#This Row],[Fortis Rebate Category ]],Table13[Fortis New Lighting source],0)),\"\"), IF(ISTEXT(Table2[[#This Row],[BC Hydro Rebate Category ]]), IFERROR(INDEX(Table13BCHECM,MATCH(Table2[[#This Row],[BC Hydro Rebate Category ]],Table13BCHRebateCategory,0)),\"\"), \"\"))))","v":""},{"$f":"IF(Table2[[#This Row],[Lighting  Technology]]=\"Other\", 0, IF( AND(ISBLANK(Table2[[#This Row],[BC Hydro Rebate Category ]]),ISBLANK(Table2[[#This Row],[Fortis Rebate Category ]])), \"\", IF(ISTEXT(Table2[[#This Row],[Fortis Rebate Category ]]), IFERROR(INDEX(Table13Persistence,MATCH(Table2[[#This Row],[Fortis Rebate Category ]],Table13[Fortis New Lighting source],0)),\"\"), IF(ISTEXT(Table2[[#This Row],[BC Hydro Rebate Category ]]), IFERROR(INDEX(Table13Persistence,MATCH(Table2[[#This Row],[BC Hydro Rebate Category ]],Table13BCHRebateCategory,0)),\"\"), \"\"))))","v":""},null,{"$f":"IFERROR(INDEX(Table5ControlRebate,MATCH(Table2[[#This Row],[Control Type]],Table5NewControl,0)),\"\")","v":""},null,{"$f":"IF(ISBLANK(Table2[[#This Row],[Control Type]]), IF(ISBLANK(Table2[[#This Row],[Annual Usage Hours (hrs)]]),Table2[[#This Row],[Reference Hours (hrs)]], Table2[[#This Row],[Annual Usage Hours (hrs)]]), IF(AND(ISBLANK(Table2[[#This Row],[Annual Usage Hours (hrs)]]), Table2[[#This Row],[Control Type]]=\"None\"), Table2[[#This Row],[Reference Hours (hrs)]], IF(Table2[[#This Row],[Control Type]]=\"None\", Table2[[#This Row],[Annual Usage Hours (hrs)]], IF(AND(ISBLANK(Table2[[#This Row],[Annual Usage Hours (hrs)]]), Table2[[#This Row],[Control Type]]<>\"None\"), IFERROR(Table2[[#This Row],[Reference Hours (hrs)]]*0.8,\"\"), IF(Table2[[#This Row],[Control Type]]<>\"None\", IFERROR( Table2[[#This Row],[Annual Usage Hours (hrs)]]*0.8,\"\"),\"\")))))","v":""},{"$f":"IF( Table2[[#This Row],[Lighting  Technology]]=\"Other\", IF(ISBLANK(Table2[[#This Row],[Retrofit Lamp/ Luminaire Wattage (see Rebate Unit)]]),\"\",IFERROR(Table2[[#This Row],[Prescribed Quantity]]*Table2[[#This Row],[Retrofit Lamp/ Luminaire Wattage (see Rebate Unit)]],\"\")), IF(ISBLANK(Table2[[#This Row],[Retrofit Lamp/ Luminaire Wattage (see Rebate Unit)]]),IFERROR(Table2[[#This Row],[Prescribed Quantity]]*Table2[[#This Row],[Prescribed Wattage (W)]],\"\"),IFERROR(Table2[[#This Row],[Prescribed Quantity]]*Table2[[#This Row],[Retrofit Lamp/ Luminaire Wattage (see Rebate Unit)]],\"\")))","v":""},{"$f":"IFERROR((IF( Table2[[#This Row],[Lighting  Technology]]=\"Other\", Table2[[#This Row],[Prescribed Quantity]]*Table2[[#This Row],[Retrofit Lamp/ Luminaire Wattage (see Rebate Unit)]], Table2[[#This Row],[Prescribed Quantity]]*Table2[[#This Row],[Prescribed Wattage (W)]] )),\"\")","v":""},{"$f":"IF(ISBLANK(Table2[[#This Row],[New Total Demand (hidden, W)]]),\"\", IF(ISBLANK(Table2[[#This Row],[New Hours (hidden, hrs)]]), \"\", IFERROR(Table2[[#This Row],[New Hours (hidden, hrs)]]*Table2[[#This Row],[New Total Demand (hidden, W)]]/1000,\"\")))","v":""},{"$f":"IF(ISBLANK(Table2[[#This Row],[Total Demand (Hidden) W]]),\"\", IF(ISBLANK(Table2[[#This Row],[New Total Demand (hidden, W)]]), \"\", IFERROR((Table2[[#This Row],[Total Demand (Hidden) W]]-Table2[[#This Row],[New Total Demand (hidden, W)]])/1000,\"\")))","v":""},{"$f":"IF( OR(ISBLANK(Table2[[#This Row],[New Total Demand (hidden, W)]]),ISBLANK(Table2[[#This Row],[Total Demand (Hidden) W]])),\"\", IF(ISBLANK(Table2[[#This Row],[Annual Usage Hours (hrs)]]), IFERROR( Table2[[#This Row],[Reference Hours (hrs)]]*(Table2[[#This Row],[Total Demand (Hidden) W]]-Table2[[#This Row],[New Total Demand (hidden, W)]])/1000,\"\"), IFERROR( Table2[[#This Row],[Annual Usage Hours (hrs)]]*(Table2[[#This Row],[Total Demand (Hidden) W]]-Table2[[#This Row],[New Total Demand (hidden, W)]])/1000,\"\")))","v":""},{"$f":"IF( OR(ISBLANK(Table2[[#This Row],[Prescribed Total Demand (hidden, W)]]),ISBLANK(Table2[[#This Row],[Total Demand (Hidden) W]])),\"\", IF(ISBLANK(Table2[[#This Row],[Annual Usage Hours (hrs)]]), IFERROR( Table2[[#This Row],[Reference Hours (hrs)]]*((Table2[Existing Prescribed Wattage (W)]*Table2[Existing Luminaire Quantity])-Table2[[#This Row],[Prescribed Total Demand (hidden, W)]])/1000,\"\"), IFERROR( Table2[[#This Row],[Annual Usage Hours (hrs)]]*((Table2[Existing Prescribed Wattage (W)]*Table2[Existing Luminaire Quantity])-Table2[[#This Row],[Prescribed Total Demand (hidden, W)]])/1000,\"\")))","v":""},{"$f":"\"\"","v":""},{"$f":"IF(OR(Table2[[#This Row],[Control Type]]=\"None\", ISBLANK(Table2[[#This Row],[Control Type]])),\"\", IF(ISBLANK(Table2[[#This Row],[New Total Demand (hidden, W)]]),\"\", IF(ISBLANK(Table2[[#This Row],[Annual Usage Hours (hrs)]]),  IFERROR( 0.2*Table2[[#This Row],[Reference Hours (hrs)]]*Table2[[#This Row],[New Total Demand (hidden, W)]]/1000,\"\"), IFERROR( 0.2*Table2[[#This Row],[Annual Usage Hours (hrs)]]*Table2[[#This Row],[New Total Demand (hidden, W)]]/1000,\"\"))))","v":""},{"$f":"IF(AND(NOT(ISNUMBER(Table2[[#This Row],[Rebate Per Unit\n(CAD)]])),ISBLANK(Table2[[#This Row],[Control Type]])), \"\", IF(OR(Table2[[#This Row],[Rebate Per Unit\n(CAD)]]=0,AND(NOT(ISNUMBER(Table2[[#This Row],[Rebate Per Unit\n(CAD)]])), ISTEXT(Table2[[#This Row],[Control Type]]))), 0, IFERROR(Table2[[#This Row],[Prescribed Quantity]]*Table2[[#This Row],[Rebate Per Unit\n(CAD)]],\"\")))","v":""},{"$f":" IF(AND(ISBLANK(Table2[[#This Row],[Control Type]]),ISNUMBER(Table2[[#This Row],[Rebate Value (CAD)]])),0, IFERROR(Table2[[#This Row],[Control Quantity]]*Table2[[#This Row],[Control Rebate per Unit\n(CAD)]],\"\"))","v":""},{"$f":"IF(AND(ISBLANK(Table2[[#This Row],[Rebate Value (CAD)]]),ISBLANK(Table2[[#This Row],[Rebate Value for Controls (CAD)]])), \"\", IFERROR(Table2[[#This Row],[Rebate Value (CAD)]]+Table2[[#This Row],[Rebate Value for Controls (CAD)]],\"\"))","v":""},{"$f":"IF(Table2[[#This Row],[Lighting  Technology]]=\"Other\",\"Other - \"&Table2[[#This Row],[Other - Lighting Technology Description]],Table2[[#This Row],[BC Hydro Rebate Category ]])","v":0},{"$f":"Table2[[#This Row],[BC Hydro Rebate Category ]]&Table2[[#This Row],[Retrofit Part '# (mandatory to validate Rebates)]]","v":""}]
[null,null,null,null,null,null,{"$f":"IF(ISBLANK(Table2[[#This Row],[Prescribed Lighting Source]]), \"\", IFERROR( INDEX(Table13ExistingPrescribedWattage,MATCH(Table2[[#This Row],[Prescribed Lighting Source]],Table13ExistingLightingSource,0)), IFERROR(INDEX(Table13ExistingPrescribedWattage,MATCH(Table2[[#This Row],[Fortis Rebate Category ]],Table13NewLightingSource,0)),\"-\")))","v":""},null,{"$f":"IFERROR(INDEX(SpaceTypeHours,MATCH(Table2[[#This Row],[Space Type]],SpaceType,0)),\"\")","v":""},null,{"$f":"IFERROR(IF(Table2[[#This Row],[Lighting  Technology]]=\"Other\",Table2[[#This Row],[Existing Effective Input Wattage (W)]]*Table2[[#This Row],[Existing Luminaire Quantity]],Table2[[#This Row],[Existing Prescribed Wattage (W)]]*Table2[[#This Row],[Existing Luminaire Quantity]]),\"\")","v":""},{"$f":"IF(Table2[Lighting  Technology] = \"Other\",(Table2[[#This Row],[Existing Luminaire Quantity]]*Table2[[#This Row],[Existing Effective Input Wattage (W)]]), IF(Table2[Existing Prescribed Wattage (W)] = \"\",\"\", IF( ISBLANK(Table2[[#This Row],[Existing Effective Input Wattage (W)]]), (Table2[[#This Row],[Existing Luminaire Quantity]]*Table2[[#This Row],[Existing Prescribed Wattage (W)]]),(Table2[[#This Row],[Existing Luminaire Quantity]]*Table2[[#This Row],[Existing Effective Input Wattage (W)]]))))","v":""},{"$f":"IF( (ISBLANK(Table2[[#This Row],[Annual Usage Hours (hrs)]])), IFERROR(Table2[[#This Row],[Reference Hours (hrs)]]*Table2[[#This Row],[Total Demand (Hidden) W]]/1000,\"\"), IFERROR(Table2[[#This Row],[Annual Usage Hours (hrs)]]*Table2[[#This Row],[Total Demand (Hidden) W]]/1000,\"\"))","v":""},null,null,{"$f":"IF(Table2[[#This Row],[Lighting  Technology]]=\"Other\", 0, IF( AND(ISBLANK(Table2[[#This Row],[BC Hydro Rebate Category ]]),ISBLANK(Table2[[#This Row],[Fortis Rebate Category ]])), \"\", IF(ISTEXT(Table2[[#This Row],[Fortis Rebate Category ]]), IFERROR(INDEX(Table13[Rebate],MATCH(Table2[[#This Row],[Fortis Rebate Category ]],Table13[Fortis New Lighting source],0)),\"\"), IF(ISTEXT(Table2[[#This Row],[BC Hydro Rebate Category ]]), IFERROR(INDEX(Table13Rebate,MATCH(Table2[[#This Row],[BC Hydro Rebate Category ]],Table13BCHRebateCategory,0)),\"\"), \"\"))))","v":""},{"$f":" IF(Table2[[#This Row],[Lighting  Technology]]=\"Other\", \"per Unit\", IF( AND(ISBLANK(Table2[[#This Row],[BC Hydro Rebate Category ]]),ISBLANK(Table2[[#This Row],[Fortis Rebate Category ]])), \"\", IF(ISTEXT(Table2[[#This Row],[Fortis Rebate Category ]]), IFERROR(INDEX(Table13PerUnit,MATCH(Table2[[#This Row],[Fortis Rebate Category ]],Table13[Fortis New Lighting source],0)),\"\"), IF(ISTEXT(Table2[[#This Row],[BC Hydro Rebate Category ]]), IFERROR(INDEX(Table13PerUnit,MATCH(Table2[[#This Row],[BC Hydro Rebate Category ]],Table13BCHRebateCategory,0)),\"\"), \"\"))))","v":""},null,{"$f":"IF( AND(ISBLANK(Table2[[#This Row],[Existing Luminaire Quantity]]),ISBLANK(Table2[[#This Row],[Prescribed Lighting Source]])), \"\", IF( OR(AND(ISNUMBER(SEARCH(\"lamp fl.\",Table2[[#This Row],[Prescribed Lighting Source]])),ISNUMBER(SEARCH(\"T8 lamp\",Table2[[#This Row],[BC Hydro Rebate Category ]]))),AND(ISNUMBER(SEARCH(\"T5HO\",Table2[[#This Row],[Prescribed Lighting Source]])),ISNUMBER(SEARCH(\"T5HO\",Table2[[#This Row],[BC Hydro Rebate Category ]]))),AND(ISNUMBER(SEARCH(\"lamp fl.\",Table2[[#This Row],[Prescribed Lighting Source]])),ISNUMBER(SEARCH(\"T8 lamp\",Table2[[#This Row],[Fortis Rebate Category ]]))),AND(ISNUMBER(SEARCH(\"T5HO\",Table2[[#This Row],[Prescribed Lighting Source]])),ISNUMBER(SEARCH(\"T5HO\",Table2[[#This Row],[Fortis Rebate Category ]])))          ),  IFERROR(INDEX(Table13NumberofLamps,MATCH(Table2[[#This Row],[Prescribed Lighting Source]],Table13ExistingLightingSource,0))*Table2[[#This Row],[Existing Luminaire Quantity]], \"-\"),  IF(Table2[[#This Row],[Lighting  Technology]]=\"Other\", IFERROR(Table2[[#This Row],[Existing Luminaire Quantity]],\"-\"), IFERROR(Table2[[#This Row],[Existing Luminaire Quantity]],\"-\"))))","v":""},{"$f":"IF( AND(ISBLANK(Table2[[#This Row],[BC Hydro Rebate Category ]]),ISBLANK(Table2[[#This Row],[Fortis Rebate Category ]])), \"\", IF(ISTEXT(Table2[[#This Row],[Fortis Rebate Category ]]), IFERROR(INDEX(Table13NewPrescribedWattage,MATCH(Table2[[#This Row],[Fortis Rebate Category ]],Table13[Fortis New Lighting source],0)),\"\"), IF(ISTEXT(Table2[[#This Row],[BC Hydro Rebate Category ]]), IFERROR(INDEX(Table13NewPrescribedWattage,MATCH(Table2[[#This Row],[BC Hydro Rebate Category ]],Table13BCHRebateCategory,0)),\"\"), \"\")))","v":""},null,null,{"$f":"IF(Table2[[#This Row],[Lighting  Technology]]=\"Other\", \"-\", IF( AND(ISBLANK(Table2[[#This Row],[BC Hydro Rebate Category ]]),ISBLANK(Table2[[#This Row],[Fortis Rebate Category ]])), \"\", IF(ISTEXT(Table2[[#This Row],[Fortis Rebate Category ]]), IFERROR(INDEX(Table13BCHECM,MATCH(Table2[[#This Row],[Fortis Rebate Category ]],Table13[Fortis New Lighting source],0)),\"\"), IF(ISTEXT(Table2[[#This Row],[BC Hydro Rebate Category ]]), IFERROR(INDEX(Table13BCHECM,MATCH(Table2[[#This Row],[BC Hydro Rebate Category ]],Table13BCHRebateCategory,0)),\"\"), \"\"))))","v":""},{"$f":"IF(Table2[[#This Row],[Lighting  Technology]]=\"Other\", 0, IF( AND(ISBLANK(Table2[[#This Row],[BC Hydro Rebate Category ]]),ISBLANK(Table2[[#This Row],[Fortis Rebate Category ]])), \"\", IF(ISTEXT(Table2[[#This Row],[Fortis Rebate Category ]]), IFERROR(INDEX(Table13Persistence,MATCH(Table2[[#This Row],[Fortis Rebate Category ]],Table13[Fortis New Lighting source],0)),\"\"), IF(ISTEXT(Table2[[#This Row],[BC Hydro Rebate Category ]]), IFERROR(INDEX(Table13Persistence,MATCH(Table2[[#This Row],[BC Hydro Rebate Category ]],Table13BCHRebateCategory,0)),\"\"), \"\"))))","v":""},null,{"$f":"IFERROR(INDEX(Table5ControlRebate,MATCH(Table2[[#This Row],[Control Type]],Table5NewControl,0)),\"\")","v":""},null,{"$f":"IF(ISBLANK(Table2[[#This Row],[Control Type]]), IF(ISBLANK(Table2[[#This Row],[Annual Usage Hours (hrs)]]),Table2[[#This Row],[Reference Hours (hrs)]], Table2[[#This Row],[Annual Usage Hours (hrs)]]), IF(AND(ISBLANK(Table2[[#This Row],[Annual Usage Hours (hrs)]]), Table2[[#This Row],[Control Type]]=\"None\"), Table2[[#This Row],[Reference Hours (hrs)]], IF(Table2[[#This Row],[Control Type]]=\"None\", Table2[[#This Row],[Annual Usage Hours (hrs)]], IF(AND(ISBLANK(Table2[[#This Row],[Annual Usage Hours (hrs)]]), Table2[[#This Row],[Control Type]]<>\"None\"), IFERROR(Table2[[#This Row],[Reference Hours (hrs)]]*0.8,\"\"), IF(Table2[[#This Row],[Control Type]]<>\"None\", IFERROR( Table2[[#This Row],[Annual Usage Hours (hrs)]]*0.8,\"\"),\"\")))))","v":""},{"$f":"IF( Table2[[#This Row],[Lighting  Technology]]=\"Other\", IF(ISBLANK(Table2[[#This Row],[Retrofit Lamp/ Luminaire Wattage (see Rebate Unit)]]),\"\",IFERROR(Table2[[#This Row],[Prescribed Quantity]]*Table2[[#This Row],[Retrofit Lamp/ Luminaire Wattage (see Rebate Unit)]],\"\")), IF(ISBLANK(Table2[[#This Row],[Retrofit Lamp/ Luminaire Wattage (see Rebate Unit)]]),IFERROR(Table2[[#This Row],[Prescribed Quantity]]*Table2[[#This Row],[Prescribed Wattage (W)]],\"\"),IFERROR(Table2[[#This Row],[Prescribed Quantity]]*Table2[[#This Row],[Retrofit Lamp/ Luminaire Wattage (see Rebate Unit)]],\"\")))","v":""},{"$f":"IFERROR((IF( Table2[[#This Row],[Lighting  Technology]]=\"Other\", Table2[[#This Row],[Prescribed Quantity]]*Table2[[#This Row],[Retrofit Lamp/ Luminaire Wattage (see Rebate Unit)]], Table2[[#This Row],[Prescribed Quantity]]*Table2[[#This Row],[Prescribed Wattage (W)]] )),\"\")","v":""},{"$f":"IF(ISBLANK(Table2[[#This Row],[New Total Demand (hidden, W)]]),\"\", IF(ISBLANK(Table2[[#This Row],[New Hours (hidden, hrs)]]), \"\", IFERROR(Table2[[#This Row],[New Hours (hidden, hrs)]]*Table2[[#This Row],[New Total Demand (hidden, W)]]/1000,\"\")))","v":""},{"$f":"IF(ISBLANK(Table2[[#This Row],[Total Demand (Hidden) W]]),\"\", IF(ISBLANK(Table2[[#This Row],[New Total Demand (hidden, W)]]), \"\", IFERROR((Table2[[#This Row],[Total Demand (Hidden) W]]-Table2[[#This Row],[New Total Demand (hidden, W)]])/1000,\"\")))","v":""},{"$f":"IF( OR(ISBLANK(Table2[[#This Row],[New Total Demand (hidden, W)]]),ISBLANK(Table2[[#This Row],[Total Demand (Hidden) W]])),\"\", IF(ISBLANK(Table2[[#This Row],[Annual Usage Hours (hrs)]]), IFERROR( Table2[[#This Row],[Reference Hours (hrs)]]*(Table2[[#This Row],[Total Demand (Hidden) W]]-Table2[[#This Row],[New Total Demand (hidden, W)]])/1000,\"\"), IFERROR( Table2[[#This Row],[Annual Usage Hours (hrs)]]*(Table2[[#This Row],[Total Demand (Hidden) W]]-Table2[[#This Row],[New Total Demand (hidden, W)]])/1000,\"\")))","v":""},{"$f":"IF( OR(ISBLANK(Table2[[#This Row],[Prescribed Total Demand (hidden, W)]]),ISBLANK(Table2[[#This Row],[Total Demand (Hidden) W]])),\"\", IF(ISBLANK(Table2[[#This Row],[Annual Usage Hours (hrs)]]), IFERROR( Table2[[#This Row],[Reference Hours (hrs)]]*((Table2[Existing Prescribed Wattage (W)]*Table2[Existing Luminaire Quantity])-Table2[[#This Row],[Prescribed Total Demand (hidden, W)]])/1000,\"\"), IFERROR( Table2[[#This Row],[Annual Usage Hours (hrs)]]*((Table2[Existing Prescribed Wattage (W)]*Table2[Existing Luminaire Quantity])-Table2[[#This Row],[Prescribed Total Demand (hidden, W)]])/1000,\"\")))","v":""},{"$f":"\"\"","v":""},{"$f":"IF(OR(Table2[[#This Row],[Control Type]]=\"None\", ISBLANK(Table2[[#This Row],[Control Type]])),\"\", IF(ISBLANK(Table2[[#This Row],[New Total Demand (hidden, W)]]),\"\", IF(ISBLANK(Table2[[#This Row],[Annual Usage Hours (hrs)]]),  IFERROR( 0.2*Table2[[#This Row],[Reference Hours (hrs)]]*Table2[[#This Row],[New Total Demand (hidden, W)]]/1000,\"\"), IFERROR( 0.2*Table2[[#This Row],[Annual Usage Hours (hrs)]]*Table2[[#This Row],[New Total Demand (hidden, W)]]/1000,\"\"))))","v":""},{"$f":"IF(AND(NOT(ISNUMBER(Table2[[#This Row],[Rebate Per Unit\n(CAD)]])),ISBLANK(Table2[[#This Row],[Control Type]])), \"\", IF(OR(Table2[[#This Row],[Rebate Per Unit\n(CAD)]]=0,AND(NOT(ISNUMBER(Table2[[#This Row],[Rebate Per Unit\n(CAD)]])), ISTEXT(Table2[[#This Row],[Control Type]]))), 0, IFERROR(Table2[[#This Row],[Prescribed Quantity]]*Table2[[#This Row],[Rebate Per Unit\n(CAD)]],\"\")))","v":""},{"$f":" IF(AND(ISBLANK(Table2[[#This Row],[Control Type]]),ISNUMBER(Table2[[#This Row],[Rebate Value (CAD)]])),0, IFERROR(Table2[[#This Row],[Control Quantity]]*Table2[[#This Row],[Control Rebate per Unit\n(CAD)]],\"\"))","v":""},{"$f":"IF(AND(ISBLANK(Table2[[#This Row],[Rebate Value (CAD)]]),ISBLANK(Table2[[#This Row],[Rebate Value for Controls (CAD)]])), \"\", IFERROR(Table2[[#This Row],[Rebate Value (CAD)]]+Table2[[#This Row],[Rebate Value for Controls (CAD)]],\"\"))","v":""},{"$f":"IF(Table2[[#This Row],[Lighting  Technology]]=\"Other\",\"Other - \"&Table2[[#This Row],[Other - Lighting Technology Description]],Table2[[#This Row],[BC Hydro Rebate Category ]])","v":0},{"$f":"Table2[[#This Row],[BC Hydro Rebate Category ]]&Table2[[#This Row],[Retrofit Part '# (mandatory to validate Rebates)]]","v":""}]
[null,null,null,null,null,null,{"$f":"IF(ISBLANK(Table2[[#This Row],[Prescribed Lighting Source]]), \"\", IFERROR( INDEX(Table13ExistingPrescribedWattage,MATCH(Table2[[#This Row],[Prescribed Lighting Source]],Table13ExistingLightingSource,0)), IFERROR(INDEX(Table13ExistingPrescribedWattage,MATCH(Table2[[#This Row],[Fortis Rebate Category ]],Table13NewLightingSource,0)),\"-\")))","v":""},null,{"$f":"IFERROR(INDEX(SpaceTypeHours,MATCH(Table2[[#This Row],[Space Type]],SpaceType,0)),\"\")","v":""},null,{"$f":"IFERROR(IF(Table2[[#This Row],[Lighting  Technology]]=\"Other\",Table2[[#This Row],[Existing Effective Input Wattage (W)]]*Table2[[#This Row],[Existing Luminaire Quantity]],Table2[[#This Row],[Existing Prescribed Wattage (W)]]*Table2[[#This Row],[Existing Luminaire Quantity]]),\"\")","v":""},{"$f":"IF(Table2[Lighting  Technology] = \"Other\",(Table2[[#This Row],[Existing Luminaire Quantity]]*Table2[[#This Row],[Existing Effective Input Wattage (W)]]), IF(Table2[Existing Prescribed Wattage (W)] = \"\",\"\", IF( ISBLANK(Table2[[#This Row],[Existing Effective Input Wattage (W)]]), (Table2[[#This Row],[Existing Luminaire Quantity]]*Table2[[#This Row],[Existing Prescribed Wattage (W)]]),(Table2[[#This Row],[Existing Luminaire Quantity]]*Table2[[#This Row],[Existing Effective Input Wattage (W)]]))))","v":""},{"$f":"IF( (ISBLANK(Table2[[#This Row],[Annual Usage Hours (hrs)]])), IFERROR(Table2[[#This Row],[Reference Hours (hrs)]]*Table2[[#This Row],[Total Demand (Hidden) W]]/1000,\"\"), IFERROR(Table2[[#This Row],[Annual Usage Hours (hrs)]]*Table2[[#This Row],[Total Demand (Hidden) W]]/1000,\"\"))","v":""},null,null,{"$f":"IF(Table2[[#This Row],[Lighting  Technology]]=\"Other\", 0, IF( AND(ISBLANK(Table2[[#This Row],[BC Hydro Rebate Category ]]),ISBLANK(Table2[[#This Row],[Fortis Rebate Category ]])), \"\", IF(ISTEXT(Table2[[#This Row],[Fortis Rebate Category ]]), IFERROR(INDEX(Table13[Rebate],MATCH(Table2[[#This Row],[Fortis Rebate Category ]],Table13[Fortis New Lighting source],0)),\"\"), IF(ISTEXT(Table2[[#This Row],[BC Hydro Rebate Category ]]), IFERROR(INDEX(Table13Rebate,MATCH(Table2[[#This Row],[BC Hydro Rebate Category ]],Table13BCHRebateCategory,0)),\"\"), \"\"))))","v":""},{"$f":" IF(Table2[[#This Row],[Lighting  Technology]]=\"Other\", \"per Unit\", IF( AND(ISBLANK(Table2[[#This Row],[BC Hydro Rebate Category ]]),ISBLANK(Table2[[#This Row],[Fortis Rebate Category ]])), \"\", IF(ISTEXT(Table2[[#This Row],[Fortis Rebate Category ]]), IFERROR(INDEX(Table13PerUnit,MATCH(Table2[[#This Row],[Fortis Rebate Category ]],Table13[Fortis New Lighting source],0)),\"\"), IF(ISTEXT(Table2[[#This Row],[BC Hydro Rebate Category ]]), IFERROR(INDEX(Table13PerUnit,MATCH(Table2[[#This Row],[BC Hydro Rebate Category ]],Table13BCHRebateCategory,0)),\"\"), \"\"))))","v":""},null,{"$f":"IF( AND(ISBLANK(Table2[[#This Row],[Existing Luminaire Quantity]]),ISBLANK(Table2[[#This Row],[Prescribed Lighting Source]])), \"\", IF( OR(AND(ISNUMBER(SEARCH(\"lamp fl.\",Table2[[#This Row],[Prescribed Lighting Source]])),ISNUMBER(SEARCH(\"T8 lamp\",Table2[[#This Row],[BC Hydro Rebate Category ]]))),AND(ISNUMBER(SEARCH(\"T5HO\",Table2[[#This Row],[Prescribed Lighting Source]])),ISNUMBER(SEARCH(\"T5HO\",Table2[[#This Row],[BC Hydro Rebate Category ]]))),AND(ISNUMBER(SEARCH(\"lamp fl.\",Table2[[#This Row],[Prescribed Lighting Source]])),ISNUMBER(SEARCH(\"T8 lamp\",Table2[[#This Row],[Fortis Rebate Category ]]))),AND(ISNUMBER(SEARCH(\"T5HO\",Table2[[#This Row],[Prescribed Lighting Source]])),ISNUMBER(SEARCH(\"T5HO\",Table2[[#This Row],[Fortis Rebate Category ]])))          ),  IFERROR(INDEX(Table13NumberofLamps,MATCH(Table2[[#This Row],[Prescribed Lighting Source]],Table13ExistingLightingSource,0))*Table2[[#This Row],[Existing Luminaire Quantity]], \"-\"),  IF(Table2[[#This Row],[Lighting  Technology]]=\"Other\", IFERROR(Table2[[#This Row],[Existing Luminaire Quantity]],\"-\"), IFERROR(Table2[[#This Row],[Existing Luminaire Quantity]],\"-\"))))","v":""},{"$f":"IF( AND(ISBLANK(Table2[[#This Row],[BC Hydro Rebate Category ]]),ISBLANK(Table2[[#This Row],[Fortis Rebate Category ]])), \"\", IF(ISTEXT(Table2[[#This Row],[Fortis Rebate Category ]]), IFERROR(INDEX(Table13NewPrescribedWattage,MATCH(Table2[[#This Row],[Fortis Rebate Category ]],Table13[Fortis New Lighting source],0)),\"\"), IF(ISTEXT(Table2[[#This Row],[BC Hydro Rebate Category ]]), IFERROR(INDEX(Table13NewPrescribedWattage,MATCH(Table2[[#This Row],[BC Hydro Rebate Category ]],Table13BCHRebateCategory,0)),\"\"), \"\")))","v":""},null,null,{"$f":"IF(Table2[[#This Row],[Lighting  Technology]]=\"Other\", \"-\", IF( AND(ISBLANK(Table2[[#This Row],[BC Hydro Rebate Category ]]),ISBLANK(Table2[[#This Row],[Fortis Rebate Category ]])), \"\", IF(ISTEXT(Table2[[#This Row],[Fortis Rebate Category ]]), IFERROR(INDEX(Table13BCHECM,MATCH(Table2[[#This Row],[Fortis Rebate Category ]],Table13[Fortis New Lighting source],0)),\"\"), IF(ISTEXT(Table2[[#This Row],[BC Hydro Rebate Category ]]), IFERROR(INDEX(Table13BCHECM,MATCH(Table2[[#This Row],[BC Hydro Rebate Category ]],Table13BCHRebateCategory,0)),\"\"), \"\"))))","v":""},{"$f":"IF(Table2[[#This Row],[Lighting  Technology]]=\"Other\", 0, IF( AND(ISBLANK(Table2[[#This Row],[BC Hydro Rebate Category ]]),ISBLANK(Table2[[#This Row],[Fortis Rebate Category ]])), \"\", IF(ISTEXT(Table2[[#This Row],[Fortis Rebate Category ]]), IFERROR(INDEX(Table13Persistence,MATCH(Table2[[#This Row],[Fortis Rebate Category ]],Table13[Fortis New Lighting source],0)),\"\"), IF(ISTEXT(Table2[[#This Row],[BC Hydro Rebate Category ]]), IFERROR(INDEX(Table13Persistence,MATCH(Table2[[#This Row],[BC Hydro Rebate Category ]],Table13BCHRebateCategory,0)),\"\"), \"\"))))","v":""},null,{"$f":"IFERROR(INDEX(Table5ControlRebate,MATCH(Table2[[#This Row],[Control Type]],Table5NewControl,0)),\"\")","v":""},null,{"$f":"IF(ISBLANK(Table2[[#This Row],[Control Type]]), IF(ISBLANK(Table2[[#This Row],[Annual Usage Hours (hrs)]]),Table2[[#This Row],[Reference Hours (hrs)]], Table2[[#This Row],[Annual Usage Hours (hrs)]]), IF(AND(ISBLANK(Table2[[#This Row],[Annual Usage Hours (hrs)]]), Table2[[#This Row],[Control Type]]=\"None\"), Table2[[#This Row],[Reference Hours (hrs)]], IF(Table2[[#This Row],[Control Type]]=\"None\", Table2[[#This Row],[Annual Usage Hours (hrs)]], IF(AND(ISBLANK(Table2[[#This Row],[Annual Usage Hours (hrs)]]), Table2[[#This Row],[Control Type]]<>\"None\"), IFERROR(Table2[[#This Row],[Reference Hours (hrs)]]*0.8,\"\"), IF(Table2[[#This Row],[Control Type]]<>\"None\", IFERROR( Table2[[#This Row],[Annual Usage Hours (hrs)]]*0.8,\"\"),\"\")))))","v":""},{"$f":"IF( Table2[[#This Row],[Lighting  Technology]]=\"Other\", IF(ISBLANK(Table2[[#This Row],[Retrofit Lamp/ Luminaire Wattage (see Rebate Unit)]]),\"\",IFERROR(Table2[[#This Row],[Prescribed Quantity]]*Table2[[#This Row],[Retrofit Lamp/ Luminaire Wattage (see Rebate Unit)]],\"\")), IF(ISBLANK(Table2[[#This Row],[Retrofit Lamp/ Luminaire Wattage (see Rebate Unit)]]),IFERROR(Table2[[#This Row],[Prescribed Quantity]]*Table2[[#This Row],[Prescribed Wattage (W)]],\"\"),IFERROR(Table2[[#This Row],[Prescribed Quantity]]*Table2[[#This Row],[Retrofit Lamp/ Luminaire Wattage (see Rebate Unit)]],\"\")))","v":""},{"$f":"IFERROR((IF( Table2[[#This Row],[Lighting  Technology]]=\"Other\", Table2[[#This Row],[Prescribed Quantity]]*Table2[[#This Row],[Retrofit Lamp/ Luminaire Wattage (see Rebate Unit)]], Table2[[#This Row],[Prescribed Quantity]]*Table2[[#This Row],[Prescribed Wattage (W)]] )),\"\")","v":""},{"$f":"IF(ISBLANK(Table2[[#This Row],[New Total Demand (hidden, W)]]),\"\", IF(ISBLANK(Table2[[#This Row],[New Hours (hidden, hrs)]]), \"\", IFERROR(Table2[[#This Row],[New Hours (hidden, hrs)]]*Table2[[#This Row],[New Total Demand (hidden, W)]]/1000,\"\")))","v":""},{"$f":"IF(ISBLANK(Table2[[#This Row],[Total Demand (Hidden) W]]),\"\", IF(ISBLANK(Table2[[#This Row],[New Total Demand (hidden, W)]]), \"\", IFERROR((Table2[[#This Row],[Total Demand (Hidden) W]]-Table2[[#This Row],[New Total Demand (hidden, W)]])/1000,\"\")))","v":""},{"$f":"IF( OR(ISBLANK(Table2[[#This Row],[New Total Demand (hidden, W)]]),ISBLANK(Table2[[#This Row],[Total Demand (Hidden) W]])),\"\", IF(ISBLANK(Table2[[#This Row],[Annual Usage Hours (hrs)]]), IFERROR( Table2[[#This Row],[Reference Hours (hrs)]]*(Table2[[#This Row],[Total Demand (Hidden) W]]-Table2[[#This Row],[New Total Demand (hidden, W)]])/1000,\"\"), IFERROR( Table2[[#This Row],[Annual Usage Hours (hrs)]]*(Table2[[#This Row],[Total Demand (Hidden) W]]-Table2[[#This Row],[New Total Demand (hidden, W)]])/1000,\"\")))","v":""},{"$f":"IF( OR(ISBLANK(Table2[[#This Row],[Prescribed Total Demand (hidden, W)]]),ISBLANK(Table2[[#This Row],[Total Demand (Hidden) W]])),\"\", IF(ISBLANK(Table2[[#This Row],[Annual Usage Hours (hrs)]]), IFERROR( Table2[[#This Row],[Reference Hours (hrs)]]*((Table2[Existing Prescribed Wattage (W)]*Table2[Existing Luminaire Quantity])-Table2[[#This Row],[Prescribed Total Demand (hidden, W)]])/1000,\"\"), IFERROR( Table2[[#This Row],[Annual Usage Hours (hrs)]]*((Table2[Existing Prescribed Wattage (W)]*Table2[Existing Luminaire Quantity])-Table2[[#This Row],[Prescribed Total Demand (hidden, W)]])/1000,\"\")))","v":""},{"$f":"\"\"","v":""},{"$f":"IF(OR(Table2[[#This Row],[Control Type]]=\"None\", ISBLANK(Table2[[#This Row],[Control Type]])),\"\", IF(ISBLANK(Table2[[#This Row],[New Total Demand (hidden, W)]]),\"\", IF(ISBLANK(Table2[[#This Row],[Annual Usage Hours (hrs)]]),  IFERROR( 0.2*Table2[[#This Row],[Reference Hours (hrs)]]*Table2[[#This Row],[New Total Demand (hidden, W)]]/1000,\"\"), IFERROR( 0.2*Table2[[#This Row],[Annual Usage Hours (hrs)]]*Table2[[#This Row],[New Total Demand (hidden, W)]]/1000,\"\"))))","v":""},{"$f":"IF(AND(NOT(ISNUMBER(Table2[[#This Row],[Rebate Per Unit\n(CAD)]])),ISBLANK(Table2[[#This Row],[Control Type]])), \"\", IF(OR(Table2[[#This Row],[Rebate Per Unit\n(CAD)]]=0,AND(NOT(ISNUMBER(Table2[[#This Row],[Rebate Per Unit\n(CAD)]])), ISTEXT(Table2[[#This Row],[Control Type]]))), 0, IFERROR(Table2[[#This Row],[Prescribed Quantity]]*Table2[[#This Row],[Rebate Per Unit\n(CAD)]],\"\")))","v":""},{"$f":" IF(AND(ISBLANK(Table2[[#This Row],[Control Type]]),ISNUMBER(Table2[[#This Row],[Rebate Value (CAD)]])),0, IFERROR(Table2[[#This Row],[Control Quantity]]*Table2[[#This Row],[Control Rebate per Unit\n(CAD)]],\"\"))","v":""},{"$f":"IF(AND(ISBLANK(Table2[[#This Row],[Rebate Value (CAD)]]),ISBLANK(Table2[[#This Row],[Rebate Value for Controls (CAD)]])), \"\", IFERROR(Table2[[#This Row],[Rebate Value (CAD)]]+Table2[[#This Row],[Rebate Value for Controls (CAD)]],\"\"))","v":""},{"$f":"IF(Table2[[#This Row],[Lighting  Technology]]=\"Other\",\"Other - \"&Table2[[#This Row],[Other - Lighting Technology Description]],Table2[[#This Row],[BC Hydro Rebate Category ]])","v":0},{"$f":"Table2[[#This Row],[BC Hydro Rebate Category ]]&Table2[[#This Row],[Retrofit Part '# (mandatory to validate Rebates)]]","v":""}]
[null,null,null,null,null,null,{"$f":"IF(ISBLANK(Table2[[#This Row],[Prescribed Lighting Source]]), \"\", IFERROR( INDEX(Table13ExistingPrescribedWattage,MATCH(Table2[[#This Row],[Prescribed Lighting Source]],Table13ExistingLightingSource,0)), IFERROR(INDEX(Table13ExistingPrescribedWattage,MATCH(Table2[[#This Row],[Fortis Rebate Category ]],Table13NewLightingSource,0)),\"-\")))","v":""},null,{"$f":"IFERROR(INDEX(SpaceTypeHours,MATCH(Table2[[#This Row],[Space Type]],SpaceType,0)),\"\")","v":""},null,{"$f":"IFERROR(IF(Table2[[#This Row],[Lighting  Technology]]=\"Other\",Table2[[#This Row],[Existing Effective Input Wattage (W)]]*Table2[[#This Row],[Existing Luminaire Quantity]],Table2[[#This Row],[Existing Prescribed Wattage (W)]]*Table2[[#This Row],[Existing Luminaire Quantity]]),\"\")","v":""},{"$f":"IF(Table2[Lighting  Technology] = \"Other\",(Table2[[#This Row],[Existing Luminaire Quantity]]*Table2[[#This Row],[Existing Effective Input Wattage (W)]]), IF(Table2[Existing Prescribed Wattage (W)] = \"\",\"\", IF( ISBLANK(Table2[[#This Row],[Existing Effective Input Wattage (W)]]), (Table2[[#This Row],[Existing Luminaire Quantity]]*Table2[[#This Row],[Existing Prescribed Wattage (W)]]),(Table2[[#This Row],[Existing Luminaire Quantity]]*Table2[[#This Row],[Existing Effective Input Wattage (W)]]))))","v":""},{"$f":"IF( (ISBLANK(Table2[[#This Row],[Annual Usage Hours (hrs)]])), IFERROR(Table2[[#This Row],[Reference Hours (hrs)]]*Table2[[#This Row],[Total Demand (Hidden) W]]/1000,\"\"), IFERROR(Table2[[#This Row],[Annual Usage Hours (hrs)]]*Table2[[#This Row],[Total Demand (Hidden) W]]/1000,\"\"))","v":""},null,null,{"$f":"IF(Table2[[#This Row],[Lighting  Technology]]=\"Other\", 0, IF( AND(ISBLANK(Table2[[#This Row],[BC Hydro Rebate Category ]]),ISBLANK(Table2[[#This Row],[Fortis Rebate Category ]])), \"\", IF(ISTEXT(Table2[[#This Row],[Fortis Rebate Category ]]), IFERROR(INDEX(Table13[Rebate],MATCH(Table2[[#This Row],[Fortis Rebate Category ]],Table13[Fortis New Lighting source],0)),\"\"), IF(ISTEXT(Table2[[#This Row],[BC Hydro Rebate Category ]]), IFERROR(INDEX(Table13Rebate,MATCH(Table2[[#This Row],[BC Hydro Rebate Category ]],Table13BCHRebateCategory,0)),\"\"), \"\"))))","v":""},{"$f":" IF(Table2[[#This Row],[Lighting  Technology]]=\"Other\", \"per Unit\", IF( AND(ISBLANK(Table2[[#This Row],[BC Hydro Rebate Category ]]),ISBLANK(Table2[[#This Row],[Fortis Rebate Category ]])), \"\", IF(ISTEXT(Table2[[#This Row],[Fortis Rebate Category ]]), IFERROR(INDEX(Table13PerUnit,MATCH(Table2[[#This Row],[Fortis Rebate Category ]],Table13[Fortis New Lighting source],0)),\"\"), IF(ISTEXT(Table2[[#This Row],[BC Hydro Rebate Category ]]), IFERROR(INDEX(Table13PerUnit,MATCH(Table2[[#This Row],[BC Hydro Rebate Category ]],Table13BCHRebateCategory,0)),\"\"), \"\"))))","v":""},null,{"$f":"IF( AND(ISBLANK(Table2[[#This Row],[Existing Luminaire Quantity]]),ISBLANK(Table2[[#This Row],[Prescribed Lighting Source]])), \"\", IF( OR(AND(ISNUMBER(SEARCH(\"lamp fl.\",Table2[[#This Row],[Prescribed Lighting Source]])),ISNUMBER(SEARCH(\"T8 lamp\",Table2[[#This Row],[BC Hydro Rebate Category ]]))),AND(ISNUMBER(SEARCH(\"T5HO\",Table2[[#This Row],[Prescribed Lighting Source]])),ISNUMBER(SEARCH(\"T5HO\",Table2[[#This Row],[BC Hydro Rebate Category ]]))),AND(ISNUMBER(SEARCH(\"lamp fl.\",Table2[[#This Row],[Prescribed Lighting Source]])),ISNUMBER(SEARCH(\"T8 lamp\",Table2[[#This Row],[Fortis Rebate Category ]]))),AND(ISNUMBER(SEARCH(\"T5HO\",Table2[[#This Row],[Prescribed Lighting Source]])),ISNUMBER(SEARCH(\"T5HO\",Table2[[#This Row],[Fortis Rebate Category ]])))          ),  IFERROR(INDEX(Table13NumberofLamps,MATCH(Table2[[#This Row],[Prescribed Lighting Source]],Table13ExistingLightingSource,0))*Table2[[#This Row],[Existing Luminaire Quantity]], \"-\"),  IF(Table2[[#This Row],[Lighting  Technology]]=\"Other\", IFERROR(Table2[[#This Row],[Existing Luminaire Quantity]],\"-\"), IFERROR(Table2[[#This Row],[Existing Luminaire Quantity]],\"-\"))))","v":""},{"$f":"IF( AND(ISBLANK(Table2[[#This Row],[BC Hydro Rebate Category ]]),ISBLANK(Table2[[#This Row],[Fortis Rebate Category ]])), \"\", IF(ISTEXT(Table2[[#This Row],[Fortis Rebate Category ]]), IFERROR(INDEX(Table13NewPrescribedWattage,MATCH(Table2[[#This Row],[Fortis Rebate Category ]],Table13[Fortis New Lighting source],0)),\"\"), IF(ISTEXT(Table2[[#This Row],[BC Hydro Rebate Category ]]), IFERROR(INDEX(Table13NewPrescribedWattage,MATCH(Table2[[#This Row],[BC Hydro Rebate Category ]],Table13BCHRebateCategory,0)),\"\"), \"\")))","v":""},null,null,{"$f":"IF(Table2[[#This Row],[Lighting  Technology]]=\"Other\", \"-\", IF( AND(ISBLANK(Table2[[#This Row],[BC Hydro Rebate Category ]]),ISBLANK(Table2[[#This Row],[Fortis Rebate Category ]])), \"\", IF(ISTEXT(Table2[[#This Row],[Fortis Rebate Category ]]), IFERROR(INDEX(Table13BCHECM,MATCH(Table2[[#This Row],[Fortis Rebate Category ]],Table13[Fortis New Lighting source],0)),\"\"), IF(ISTEXT(Table2[[#This Row],[BC Hydro Rebate Category ]]), IFERROR(INDEX(Table13BCHECM,MATCH(Table2[[#This Row],[BC Hydro Rebate Category ]],Table13BCHRebateCategory,0)),\"\"), \"\"))))","v":""},{"$f":"IF(Table2[[#This Row],[Lighting  Technology]]=\"Other\", 0, IF( AND(ISBLANK(Table2[[#This Row],[BC Hydro Rebate Category ]]),ISBLANK(Table2[[#This Row],[Fortis Rebate Category ]])), \"\", IF(ISTEXT(Table2[[#This Row],[Fortis Rebate Category ]]), IFERROR(INDEX(Table13Persistence,MATCH(Table2[[#This Row],[Fortis Rebate Category ]],Table13[Fortis New Lighting source],0)),\"\"), IF(ISTEXT(Table2[[#This Row],[BC Hydro Rebate Category ]]), IFERROR(INDEX(Table13Persistence,MATCH(Table2[[#This Row],[BC Hydro Rebate Category ]],Table13BCHRebateCategory,0)),\"\"), \"\"))))","v":""},null,{"$f":"IFERROR(INDEX(Table5ControlRebate,MATCH(Table2[[#This Row],[Control Type]],Table5NewControl,0)),\"\")","v":""},null,{"$f":"IF(ISBLANK(Table2[[#This Row],[Control Type]]), IF(ISBLANK(Table2[[#This Row],[Annual Usage Hours (hrs)]]),Table2[[#This Row],[Reference Hours (hrs)]], Table2[[#This Row],[Annual Usage Hours (hrs)]]), IF(AND(ISBLANK(Table2[[#This Row],[Annual Usage Hours (hrs)]]), Table2[[#This Row],[Control Type]]=\"None\"), Table2[[#This Row],[Reference Hours (hrs)]], IF(Table2[[#This Row],[Control Type]]=\"None\", Table2[[#This Row],[Annual Usage Hours (hrs)]], IF(AND(ISBLANK(Table2[[#This Row],[Annual Usage Hours (hrs)]]), Table2[[#This Row],[Control Type]]<>\"None\"), IFERROR(Table2[[#This Row],[Reference Hours (hrs)]]*0.8,\"\"), IF(Table2[[#This Row],[Control Type]]<>\"None\", IFERROR( Table2[[#This Row],[Annual Usage Hours (hrs)]]*0.8,\"\"),\"\")))))","v":""},{"$f":"IF( Table2[[#This Row],[Lighting  Technology]]=\"Other\", IF(ISBLANK(Table2[[#This Row],[Retrofit Lamp/ Luminaire Wattage (see Rebate Unit)]]),\"\",IFERROR(Table2[[#This Row],[Prescribed Quantity]]*Table2[[#This Row],[Retrofit Lamp/ Luminaire Wattage (see Rebate Unit)]],\"\")), IF(ISBLANK(Table2[[#This Row],[Retrofit Lamp/ Luminaire Wattage (see Rebate Unit)]]),IFERROR(Table2[[#This Row],[Prescribed Quantity]]*Table2[[#This Row],[Prescribed Wattage (W)]],\"\"),IFERROR(Table2[[#This Row],[Prescribed Quantity]]*Table2[[#This Row],[Retrofit Lamp/ Luminaire Wattage (see Rebate Unit)]],\"\")))","v":""},{"$f":"IFERROR((IF( Table2[[#This Row],[Lighting  Technology]]=\"Other\", Table2[[#This Row],[Prescribed Quantity]]*Table2[[#This Row],[Retrofit Lamp/ Luminaire Wattage (see Rebate Unit)]], Table2[[#This Row],[Prescribed Quantity]]*Table2[[#This Row],[Prescribed Wattage (W)]] )),\"\")","v":""},{"$f":"IF(ISBLANK(Table2[[#This Row],[New Total Demand (hidden, W)]]),\"\", IF(ISBLANK(Table2[[#This Row],[New Hours (hidden, hrs)]]), \"\", IFERROR(Table2[[#This Row],[New Hours (hidden, hrs)]]*Table2[[#This Row],[New Total Demand (hidden, W)]]/1000,\"\")))","v":""},{"$f":"IF(ISBLANK(Table2[[#This Row],[Total Demand (Hidden) W]]),\"\", IF(ISBLANK(Table2[[#This Row],[New Total Demand (hidden, W)]]), \"\", IFERROR((Table2[[#This Row],[Total Demand (Hidden) W]]-Table2[[#This Row],[New Total Demand (hidden, W)]])/1000,\"\")))","v":""},{"$f":"IF( OR(ISBLANK(Table2[[#This Row],[New Total Demand (hidden, W)]]),ISBLANK(Table2[[#This Row],[Total Demand (Hidden) W]])),\"\", IF(ISBLANK(Table2[[#This Row],[Annual Usage Hours (hrs)]]), IFERROR( Table2[[#This Row],[Reference Hours (hrs)]]*(Table2[[#This Row],[Total Demand (Hidden) W]]-Table2[[#This Row],[New Total Demand (hidden, W)]])/1000,\"\"), IFERROR( Table2[[#This Row],[Annual Usage Hours (hrs)]]*(Table2[[#This Row],[Total Demand (Hidden) W]]-Table2[[#This Row],[New Total Demand (hidden, W)]])/1000,\"\")))","v":""},{"$f":"IF( OR(ISBLANK(Table2[[#This Row],[Prescribed Total Demand (hidden, W)]]),ISBLANK(Table2[[#This Row],[Total Demand (Hidden) W]])),\"\", IF(ISBLANK(Table2[[#This Row],[Annual Usage Hours (hrs)]]), IFERROR( Table2[[#This Row],[Reference Hours (hrs)]]*((Table2[Existing Prescribed Wattage (W)]*Table2[Existing Luminaire Quantity])-Table2[[#This Row],[Prescribed Total Demand (hidden, W)]])/1000,\"\"), IFERROR( Table2[[#This Row],[Annual Usage Hours (hrs)]]*((Table2[Existing Prescribed Wattage (W)]*Table2[Existing Luminaire Quantity])-Table2[[#This Row],[Prescribed Total Demand (hidden, W)]])/1000,\"\")))","v":""},{"$f":"\"\"","v":""},{"$f":"IF(OR(Table2[[#This Row],[Control Type]]=\"None\", ISBLANK(Table2[[#This Row],[Control Type]])),\"\", IF(ISBLANK(Table2[[#This Row],[New Total Demand (hidden, W)]]),\"\", IF(ISBLANK(Table2[[#This Row],[Annual Usage Hours (hrs)]]),  IFERROR( 0.2*Table2[[#This Row],[Reference Hours (hrs)]]*Table2[[#This Row],[New Total Demand (hidden, W)]]/1000,\"\"), IFERROR( 0.2*Table2[[#This Row],[Annual Usage Hours (hrs)]]*Table2[[#This Row],[New Total Demand (hidden, W)]]/1000,\"\"))))","v":""},{"$f":"IF(AND(NOT(ISNUMBER(Table2[[#This Row],[Rebate Per Unit\n(CAD)]])),ISBLANK(Table2[[#This Row],[Control Type]])), \"\", IF(OR(Table2[[#This Row],[Rebate Per Unit\n(CAD)]]=0,AND(NOT(ISNUMBER(Table2[[#This Row],[Rebate Per Unit\n(CAD)]])), ISTEXT(Table2[[#This Row],[Control Type]]))), 0, IFERROR(Table2[[#This Row],[Prescribed Quantity]]*Table2[[#This Row],[Rebate Per Unit\n(CAD)]],\"\")))","v":""},{"$f":" IF(AND(ISBLANK(Table2[[#This Row],[Control Type]]),ISNUMBER(Table2[[#This Row],[Rebate Value (CAD)]])),0, IFERROR(Table2[[#This Row],[Control Quantity]]*Table2[[#This Row],[Control Rebate per Unit\n(CAD)]],\"\"))","v":""},{"$f":"IF(AND(ISBLANK(Table2[[#This Row],[Rebate Value (CAD)]]),ISBLANK(Table2[[#This Row],[Rebate Value for Controls (CAD)]])), \"\", IFERROR(Table2[[#This Row],[Rebate Value (CAD)]]+Table2[[#This Row],[Rebate Value for Controls (CAD)]],\"\"))","v":""},{"$f":"IF(Table2[[#This Row],[Lighting  Technology]]=\"Other\",\"Other - \"&Table2[[#This Row],[Other - Lighting Technology Description]],Table2[[#This Row],[BC Hydro Rebate Category ]])","v":0},{"$f":"Table2[[#This Row],[BC Hydro Rebate Category ]]&Table2[[#This Row],[Retrofit Part '# (mandatory to validate Rebates)]]","v":""}]
[null,null,null,null,null,null,{"$f":"IF(ISBLANK(Table2[[#This Row],[Prescribed Lighting Source]]), \"\", IFERROR( INDEX(Table13ExistingPrescribedWattage,MATCH(Table2[[#This Row],[Prescribed Lighting Source]],Table13ExistingLightingSource,0)), IFERROR(INDEX(Table13ExistingPrescribedWattage,MATCH(Table2[[#This Row],[Fortis Rebate Category ]],Table13NewLightingSource,0)),\"-\")))","v":""},null,{"$f":"IFERROR(INDEX(SpaceTypeHours,MATCH(Table2[[#This Row],[Space Type]],SpaceType,0)),\"\")","v":""},null,{"$f":"IFERROR(IF(Table2[[#This Row],[Lighting  Technology]]=\"Other\",Table2[[#This Row],[Existing Effective Input Wattage (W)]]*Table2[[#This Row],[Existing Luminaire Quantity]],Table2[[#This Row],[Existing Prescribed Wattage (W)]]*Table2[[#This Row],[Existing Luminaire Quantity]]),\"\")","v":""},{"$f":"IF(Table2[Lighting  Technology] = \"Other\",(Table2[[#This Row],[Existing Luminaire Quantity]]*Table2[[#This Row],[Existing Effective Input Wattage (W)]]), IF(Table2[Existing Prescribed Wattage (W)] = \"\",\"\", IF( ISBLANK(Table2[[#This Row],[Existing Effective Input Wattage (W)]]), (Table2[[#This Row],[Existing Luminaire Quantity]]*Table2[[#This Row],[Existing Prescribed Wattage (W)]]),(Table2[[#This Row],[Existing Luminaire Quantity]]*Table2[[#This Row],[Existing Effective Input Wattage (W)]]))))","v":""},{"$f":"IF( (ISBLANK(Table2[[#This Row],[Annual Usage Hours (hrs)]])), IFERROR(Table2[[#This Row],[Reference Hours (hrs)]]*Table2[[#This Row],[Total Demand (Hidden) W]]/1000,\"\"), IFERROR(Table2[[#This Row],[Annual Usage Hours (hrs)]]*Table2[[#This Row],[Total Demand (Hidden) W]]/1000,\"\"))","v":""},null,null,{"$f":"IF(Table2[[#This Row],[Lighting  Technology]]=\"Other\", 0, IF( AND(ISBLANK(Table2[[#This Row],[BC Hydro Rebate Category ]]),ISBLANK(Table2[[#This Row],[Fortis Rebate Category ]])), \"\", IF(ISTEXT(Table2[[#This Row],[Fortis Rebate Category ]]), IFERROR(INDEX(Table13[Rebate],MATCH(Table2[[#This Row],[Fortis Rebate Category ]],Table13[Fortis New Lighting source],0)),\"\"), IF(ISTEXT(Table2[[#This Row],[BC Hydro Rebate Category ]]), IFERROR(INDEX(Table13Rebate,MATCH(Table2[[#This Row],[BC Hydro Rebate Category ]],Table13BCHRebateCategory,0)),\"\"), \"\"))))","v":""},{"$f":" IF(Table2[[#This Row],[Lighting  Technology]]=\"Other\", \"per Unit\", IF( AND(ISBLANK(Table2[[#This Row],[BC Hydro Rebate Category ]]),ISBLANK(Table2[[#This Row],[Fortis Rebate Category ]])), \"\", IF(ISTEXT(Table2[[#This Row],[Fortis Rebate Category ]]), IFERROR(INDEX(Table13PerUnit,MATCH(Table2[[#This Row],[Fortis Rebate Category ]],Table13[Fortis New Lighting source],0)),\"\"), IF(ISTEXT(Table2[[#This Row],[BC Hydro Rebate Category ]]), IFERROR(INDEX(Table13PerUnit,MATCH(Table2[[#This Row],[BC Hydro Rebate Category ]],Table13BCHRebateCategory,0)),\"\"), \"\"))))","v":""},null,{"$f":"IF( AND(ISBLANK(Table2[[#This Row],[Existing Luminaire Quantity]]),ISBLANK(Table2[[#This Row],[Prescribed Lighting Source]])), \"\", IF( OR(AND(ISNUMBER(SEARCH(\"lamp fl.\",Table2[[#This Row],[Prescribed Lighting Source]])),ISNUMBER(SEARCH(\"T8 lamp\",Table2[[#This Row],[BC Hydro Rebate Category ]]))),AND(ISNUMBER(SEARCH(\"T5HO\",Table2[[#This Row],[Prescribed Lighting Source]])),ISNUMBER(SEARCH(\"T5HO\",Table2[[#This Row],[BC Hydro Rebate Category ]]))),AND(ISNUMBER(SEARCH(\"lamp fl.\",Table2[[#This Row],[Prescribed Lighting Source]])),ISNUMBER(SEARCH(\"T8 lamp\",Table2[[#This Row],[Fortis Rebate Category ]]))),AND(ISNUMBER(SEARCH(\"T5HO\",Table2[[#This Row],[Prescribed Lighting Source]])),ISNUMBER(SEARCH(\"T5HO\",Table2[[#This Row],[Fortis Rebate Category ]])))          ),  IFERROR(INDEX(Table13NumberofLamps,MATCH(Table2[[#This Row],[Prescribed Lighting Source]],Table13ExistingLightingSource,0))*Table2[[#This Row],[Existing Luminaire Quantity]], \"-\"),  IF(Table2[[#This Row],[Lighting  Technology]]=\"Other\", IFERROR(Table2[[#This Row],[Existing Luminaire Quantity]],\"-\"), IFERROR(Table2[[#This Row],[Existing Luminaire Quantity]],\"-\"))))","v":""},{"$f":"IF( AND(ISBLANK(Table2[[#This Row],[BC Hydro Rebate Category ]]),ISBLANK(Table2[[#This Row],[Fortis Rebate Category ]])), \"\", IF(ISTEXT(Table2[[#This Row],[Fortis Rebate Category ]]), IFERROR(INDEX(Table13NewPrescribedWattage,MATCH(Table2[[#This Row],[Fortis Rebate Category ]],Table13[Fortis New Lighting source],0)),\"\"), IF(ISTEXT(Table2[[#This Row],[BC Hydro Rebate Category ]]), IFERROR(INDEX(Table13NewPrescribedWattage,MATCH(Table2[[#This Row],[BC Hydro Rebate Category ]],Table13BCHRebateCategory,0)),\"\"), \"\")))","v":""},null,null,{"$f":"IF(Table2[[#This Row],[Lighting  Technology]]=\"Other\", \"-\", IF( AND(ISBLANK(Table2[[#This Row],[BC Hydro Rebate Category ]]),ISBLANK(Table2[[#This Row],[Fortis Rebate Category ]])), \"\", IF(ISTEXT(Table2[[#This Row],[Fortis Rebate Category ]]), IFERROR(INDEX(Table13BCHECM,MATCH(Table2[[#This Row],[Fortis Rebate Category ]],Table13[Fortis New Lighting source],0)),\"\"), IF(ISTEXT(Table2[[#This Row],[BC Hydro Rebate Category ]]), IFERROR(INDEX(Table13BCHECM,MATCH(Table2[[#This Row],[BC Hydro Rebate Category ]],Table13BCHRebateCategory,0)),\"\"), \"\"))))","v":""},{"$f":"IF(Table2[[#This Row],[Lighting  Technology]]=\"Other\", 0, IF( AND(ISBLANK(Table2[[#This Row],[BC Hydro Rebate Category ]]),ISBLANK(Table2[[#This Row],[Fortis Rebate Category ]])), \"\", IF(ISTEXT(Table2[[#This Row],[Fortis Rebate Category ]]), IFERROR(INDEX(Table13Persistence,MATCH(Table2[[#This Row],[Fortis Rebate Category ]],Table13[Fortis New Lighting source],0)),\"\"), IF(ISTEXT(Table2[[#This Row],[BC Hydro Rebate Category ]]), IFERROR(INDEX(Table13Persistence,MATCH(Table2[[#This Row],[BC Hydro Rebate Category ]],Table13BCHRebateCategory,0)),\"\"), \"\"))))","v":""},null,{"$f":"IFERROR(INDEX(Table5ControlRebate,MATCH(Table2[[#This Row],[Control Type]],Table5NewControl,0)),\"\")","v":""},null,{"$f":"IF(ISBLANK(Table2[[#This Row],[Control Type]]), IF(ISBLANK(Table2[[#This Row],[Annual Usage Hours (hrs)]]),Table2[[#This Row],[Reference Hours (hrs)]], Table2[[#This Row],[Annual Usage Hours (hrs)]]), IF(AND(ISBLANK(Table2[[#This Row],[Annual Usage Hours (hrs)]]), Table2[[#This Row],[Control Type]]=\"None\"), Table2[[#This Row],[Reference Hours (hrs)]], IF(Table2[[#This Row],[Control Type]]=\"None\", Table2[[#This Row],[Annual Usage Hours (hrs)]], IF(AND(ISBLANK(Table2[[#This Row],[Annual Usage Hours (hrs)]]), Table2[[#This Row],[Control Type]]<>\"None\"), IFERROR(Table2[[#This Row],[Reference Hours (hrs)]]*0.8,\"\"), IF(Table2[[#This Row],[Control Type]]<>\"None\", IFERROR( Table2[[#This Row],[Annual Usage Hours (hrs)]]*0.8,\"\"),\"\")))))","v":""},{"$f":"IF( Table2[[#This Row],[Lighting  Technology]]=\"Other\", IF(ISBLANK(Table2[[#This Row],[Retrofit Lamp/ Luminaire Wattage (see Rebate Unit)]]),\"\",IFERROR(Table2[[#This Row],[Prescribed Quantity]]*Table2[[#This Row],[Retrofit Lamp/ Luminaire Wattage (see Rebate Unit)]],\"\")), IF(ISBLANK(Table2[[#This Row],[Retrofit Lamp/ Luminaire Wattage (see Rebate Unit)]]),IFERROR(Table2[[#This Row],[Prescribed Quantity]]*Table2[[#This Row],[Prescribed Wattage (W)]],\"\"),IFERROR(Table2[[#This Row],[Prescribed Quantity]]*Table2[[#This Row],[Retrofit Lamp/ Luminaire Wattage (see Rebate Unit)]],\"\")))","v":""},{"$f":"IFERROR((IF( Table2[[#This Row],[Lighting  Technology]]=\"Other\", Table2[[#This Row],[Prescribed Quantity]]*Table2[[#This Row],[Retrofit Lamp/ Luminaire Wattage (see Rebate Unit)]], Table2[[#This Row],[Prescribed Quantity]]*Table2[[#This Row],[Prescribed Wattage (W)]] )),\"\")","v":""},{"$f":"IF(ISBLANK(Table2[[#This Row],[New Total Demand (hidden, W)]]),\"\", IF(ISBLANK(Table2[[#This Row],[New Hours (hidden, hrs)]]), \"\", IFERROR(Table2[[#This Row],[New Hours (hidden, hrs)]]*Table2[[#This Row],[New Total Demand (hidden, W)]]/1000,\"\")))","v":""},{"$f":"IF(ISBLANK(Table2[[#This Row],[Total Demand (Hidden) W]]),\"\", IF(ISBLANK(Table2[[#This Row],[New Total Demand (hidden, W)]]), \"\", IFERROR((Table2[[#This Row],[Total Demand (Hidden) W]]-Table2[[#This Row],[New Total Demand (hidden, W)]])/1000,\"\")))","v":""},{"$f":"IF( OR(ISBLANK(Table2[[#This Row],[New Total Demand (hidden, W)]]),ISBLANK(Table2[[#This Row],[Total Demand (Hidden) W]])),\"\", IF(ISBLANK(Table2[[#This Row],[Annual Usage Hours (hrs)]]), IFERROR( Table2[[#This Row],[Reference Hours (hrs)]]*(Table2[[#This Row],[Total Demand (Hidden) W]]-Table2[[#This Row],[New Total Demand (hidden, W)]])/1000,\"\"), IFERROR( Table2[[#This Row],[Annual Usage Hours (hrs)]]*(Table2[[#This Row],[Total Demand (Hidden) W]]-Table2[[#This Row],[New Total Demand (hidden, W)]])/1000,\"\")))","v":""},{"$f":"IF( OR(ISBLANK(Table2[[#This Row],[Prescribed Total Demand (hidden, W)]]),ISBLANK(Table2[[#This Row],[Total Demand (Hidden) W]])),\"\", IF(ISBLANK(Table2[[#This Row],[Annual Usage Hours (hrs)]]), IFERROR( Table2[[#This Row],[Reference Hours (hrs)]]*((Table2[Existing Prescribed Wattage (W)]*Table2[Existing Luminaire Quantity])-Table2[[#This Row],[Prescribed Total Demand (hidden, W)]])/1000,\"\"), IFERROR( Table2[[#This Row],[Annual Usage Hours (hrs)]]*((Table2[Existing Prescribed Wattage (W)]*Table2[Existing Luminaire Quantity])-Table2[[#This Row],[Prescribed Total Demand (hidden, W)]])/1000,\"\")))","v":""},{"$f":"\"\"","v":""},{"$f":"IF(OR(Table2[[#This Row],[Control Type]]=\"None\", ISBLANK(Table2[[#This Row],[Control Type]])),\"\", IF(ISBLANK(Table2[[#This Row],[New Total Demand (hidden, W)]]),\"\", IF(ISBLANK(Table2[[#This Row],[Annual Usage Hours (hrs)]]),  IFERROR( 0.2*Table2[[#This Row],[Reference Hours (hrs)]]*Table2[[#This Row],[New Total Demand (hidden, W)]]/1000,\"\"), IFERROR( 0.2*Table2[[#This Row],[Annual Usage Hours (hrs)]]*Table2[[#This Row],[New Total Demand (hidden, W)]]/1000,\"\"))))","v":""},{"$f":"IF(AND(NOT(ISNUMBER(Table2[[#This Row],[Rebate Per Unit\n(CAD)]])),ISBLANK(Table2[[#This Row],[Control Type]])), \"\", IF(OR(Table2[[#This Row],[Rebate Per Unit\n(CAD)]]=0,AND(NOT(ISNUMBER(Table2[[#This Row],[Rebate Per Unit\n(CAD)]])), ISTEXT(Table2[[#This Row],[Control Type]]))), 0, IFERROR(Table2[[#This Row],[Prescribed Quantity]]*Table2[[#This Row],[Rebate Per Unit\n(CAD)]],\"\")))","v":""},{"$f":" IF(AND(ISBLANK(Table2[[#This Row],[Control Type]]),ISNUMBER(Table2[[#This Row],[Rebate Value (CAD)]])),0, IFERROR(Table2[[#This Row],[Control Quantity]]*Table2[[#This Row],[Control Rebate per Unit\n(CAD)]],\"\"))","v":""},{"$f":"IF(AND(ISBLANK(Table2[[#This Row],[Rebate Value (CAD)]]),ISBLANK(Table2[[#This Row],[Rebate Value for Controls (CAD)]])), \"\", IFERROR(Table2[[#This Row],[Rebate Value (CAD)]]+Table2[[#This Row],[Rebate Value for Controls (CAD)]],\"\"))","v":""},{"$f":"IF(Table2[[#This Row],[Lighting  Technology]]=\"Other\",\"Other - \"&Table2[[#This Row],[Other - Lighting Technology Description]],Table2[[#This Row],[BC Hydro Rebate Category ]])","v":0},{"$f":"Table2[[#This Row],[BC Hydro Rebate Category ]]&Table2[[#This Row],[Retrofit Part '# (mandatory to validate Rebates)]]","v":""}]
[null,null,null,null,null,null,{"$f":"IF(ISBLANK(Table2[[#This Row],[Prescribed Lighting Source]]), \"\", IFERROR( INDEX(Table13ExistingPrescribedWattage,MATCH(Table2[[#This Row],[Prescribed Lighting Source]],Table13ExistingLightingSource,0)), IFERROR(INDEX(Table13ExistingPrescribedWattage,MATCH(Table2[[#This Row],[Fortis Rebate Category ]],Table13NewLightingSource,0)),\"-\")))","v":""},null,{"$f":"IFERROR(INDEX(SpaceTypeHours,MATCH(Table2[[#This Row],[Space Type]],SpaceType,0)),\"\")","v":""},null,{"$f":"IFERROR(IF(Table2[[#This Row],[Lighting  Technology]]=\"Other\",Table2[[#This Row],[Existing Effective Input Wattage (W)]]*Table2[[#This Row],[Existing Luminaire Quantity]],Table2[[#This Row],[Existing Prescribed Wattage (W)]]*Table2[[#This Row],[Existing Luminaire Quantity]]),\"\")","v":""},{"$f":"IF(Table2[Lighting  Technology] = \"Other\",(Table2[[#This Row],[Existing Luminaire Quantity]]*Table2[[#This Row],[Existing Effective Input Wattage (W)]]), IF(Table2[Existing Prescribed Wattage (W)] = \"\",\"\", IF( ISBLANK(Table2[[#This Row],[Existing Effective Input Wattage (W)]]), (Table2[[#This Row],[Existing Luminaire Quantity]]*Table2[[#This Row],[Existing Prescribed Wattage (W)]]),(Table2[[#This Row],[Existing Luminaire Quantity]]*Table2[[#This Row],[Existing Effective Input Wattage (W)]]))))","v":""},{"$f":"IF( (ISBLANK(Table2[[#This Row],[Annual Usage Hours (hrs)]])), IFERROR(Table2[[#This Row],[Reference Hours (hrs)]]*Table2[[#This Row],[Total Demand (Hidden) W]]/1000,\"\"), IFERROR(Table2[[#This Row],[Annual Usage Hours (hrs)]]*Table2[[#This Row],[Total Demand (Hidden) W]]/1000,\"\"))","v":""},null,null,{"$f":"IF(Table2[[#This Row],[Lighting  Technology]]=\"Other\", 0, IF( AND(ISBLANK(Table2[[#This Row],[BC Hydro Rebate Category ]]),ISBLANK(Table2[[#This Row],[Fortis Rebate Category ]])), \"\", IF(ISTEXT(Table2[[#This Row],[Fortis Rebate Category ]]), IFERROR(INDEX(Table13[Rebate],MATCH(Table2[[#This Row],[Fortis Rebate Category ]],Table13[Fortis New Lighting source],0)),\"\"), IF(ISTEXT(Table2[[#This Row],[BC Hydro Rebate Category ]]), IFERROR(INDEX(Table13Rebate,MATCH(Table2[[#This Row],[BC Hydro Rebate Category ]],Table13BCHRebateCategory,0)),\"\"), \"\"))))","v":""},{"$f":" IF(Table2[[#This Row],[Lighting  Technology]]=\"Other\", \"per Unit\", IF( AND(ISBLANK(Table2[[#This Row],[BC Hydro Rebate Category ]]),ISBLANK(Table2[[#This Row],[Fortis Rebate Category ]])), \"\", IF(ISTEXT(Table2[[#This Row],[Fortis Rebate Category ]]), IFERROR(INDEX(Table13PerUnit,MATCH(Table2[[#This Row],[Fortis Rebate Category ]],Table13[Fortis New Lighting source],0)),\"\"), IF(ISTEXT(Table2[[#This Row],[BC Hydro Rebate Category ]]), IFERROR(INDEX(Table13PerUnit,MATCH(Table2[[#This Row],[BC Hydro Rebate Category ]],Table13BCHRebateCategory,0)),\"\"), \"\"))))","v":""},null,{"$f":"IF( AND(ISBLANK(Table2[[#This Row],[Existing Luminaire Quantity]]),ISBLANK(Table2[[#This Row],[Prescribed Lighting Source]])), \"\", IF( OR(AND(ISNUMBER(SEARCH(\"lamp fl.\",Table2[[#This Row],[Prescribed Lighting Source]])),ISNUMBER(SEARCH(\"T8 lamp\",Table2[[#This Row],[BC Hydro Rebate Category ]]))),AND(ISNUMBER(SEARCH(\"T5HO\",Table2[[#This Row],[Prescribed Lighting Source]])),ISNUMBER(SEARCH(\"T5HO\",Table2[[#This Row],[BC Hydro Rebate Category ]]))),AND(ISNUMBER(SEARCH(\"lamp fl.\",Table2[[#This Row],[Prescribed Lighting Source]])),ISNUMBER(SEARCH(\"T8 lamp\",Table2[[#This Row],[Fortis Rebate Category ]]))),AND(ISNUMBER(SEARCH(\"T5HO\",Table2[[#This Row],[Prescribed Lighting Source]])),ISNUMBER(SEARCH(\"T5HO\",Table2[[#This Row],[Fortis Rebate Category ]])))          ),  IFERROR(INDEX(Table13NumberofLamps,MATCH(Table2[[#This Row],[Prescribed Lighting Source]],Table13ExistingLightingSource,0))*Table2[[#This Row],[Existing Luminaire Quantity]], \"-\"),  IF(Table2[[#This Row],[Lighting  Technology]]=\"Other\", IFERROR(Table2[[#This Row],[Existing Luminaire Quantity]],\"-\"), IFERROR(Table2[[#This Row],[Existing Luminaire Quantity]],\"-\"))))","v":""},{"$f":"IF( AND(ISBLANK(Table2[[#This Row],[BC Hydro Rebate Category ]]),ISBLANK(Table2[[#This Row],[Fortis Rebate Category ]])), \"\", IF(ISTEXT(Table2[[#This Row],[Fortis Rebate Category ]]), IFERROR(INDEX(Table13NewPrescribedWattage,MATCH(Table2[[#This Row],[Fortis Rebate Category ]],Table13[Fortis New Lighting source],0)),\"\"), IF(ISTEXT(Table2[[#This Row],[BC Hydro Rebate Category ]]), IFERROR(INDEX(Table13NewPrescribedWattage,MATCH(Table2[[#This Row],[BC Hydro Rebate Category ]],Table13BCHRebateCategory,0)),\"\"), \"\")))","v":""},null,null,{"$f":"IF(Table2[[#This Row],[Lighting  Technology]]=\"Other\", \"-\", IF( AND(ISBLANK(Table2[[#This Row],[BC Hydro Rebate Category ]]),ISBLANK(Table2[[#This Row],[Fortis Rebate Category ]])), \"\", IF(ISTEXT(Table2[[#This Row],[Fortis Rebate Category ]]), IFERROR(INDEX(Table13BCHECM,MATCH(Table2[[#This Row],[Fortis Rebate Category ]],Table13[Fortis New Lighting source],0)),\"\"), IF(ISTEXT(Table2[[#This Row],[BC Hydro Rebate Category ]]), IFERROR(INDEX(Table13BCHECM,MATCH(Table2[[#This Row],[BC Hydro Rebate Category ]],Table13BCHRebateCategory,0)),\"\"), \"\"))))","v":""},{"$f":"IF(Table2[[#This Row],[Lighting  Technology]]=\"Other\", 0, IF( AND(ISBLANK(Table2[[#This Row],[BC Hydro Rebate Category ]]),ISBLANK(Table2[[#This Row],[Fortis Rebate Category ]])), \"\", IF(ISTEXT(Table2[[#This Row],[Fortis Rebate Category ]]), IFERROR(INDEX(Table13Persistence,MATCH(Table2[[#This Row],[Fortis Rebate Category ]],Table13[Fortis New Lighting source],0)),\"\"), IF(ISTEXT(Table2[[#This Row],[BC Hydro Rebate Category ]]), IFERROR(INDEX(Table13Persistence,MATCH(Table2[[#This Row],[BC Hydro Rebate Category ]],Table13BCHRebateCategory,0)),\"\"), \"\"))))","v":""},null,{"$f":"IFERROR(INDEX(Table5ControlRebate,MATCH(Table2[[#This Row],[Control Type]],Table5NewControl,0)),\"\")","v":""},null,{"$f":"IF(ISBLANK(Table2[[#This Row],[Control Type]]), IF(ISBLANK(Table2[[#This Row],[Annual Usage Hours (hrs)]]),Table2[[#This Row],[Reference Hours (hrs)]], Table2[[#This Row],[Annual Usage Hours (hrs)]]), IF(AND(ISBLANK(Table2[[#This Row],[Annual Usage Hours (hrs)]]), Table2[[#This Row],[Control Type]]=\"None\"), Table2[[#This Row],[Reference Hours (hrs)]], IF(Table2[[#This Row],[Control Type]]=\"None\", Table2[[#This Row],[Annual Usage Hours (hrs)]], IF(AND(ISBLANK(Table2[[#This Row],[Annual Usage Hours (hrs)]]), Table2[[#This Row],[Control Type]]<>\"None\"), IFERROR(Table2[[#This Row],[Reference Hours (hrs)]]*0.8,\"\"), IF(Table2[[#This Row],[Control Type]]<>\"None\", IFERROR( Table2[[#This Row],[Annual Usage Hours (hrs)]]*0.8,\"\"),\"\")))))","v":""},{"$f":"IF( Table2[[#This Row],[Lighting  Technology]]=\"Other\", IF(ISBLANK(Table2[[#This Row],[Retrofit Lamp/ Luminaire Wattage (see Rebate Unit)]]),\"\",IFERROR(Table2[[#This Row],[Prescribed Quantity]]*Table2[[#This Row],[Retrofit Lamp/ Luminaire Wattage (see Rebate Unit)]],\"\")), IF(ISBLANK(Table2[[#This Row],[Retrofit Lamp/ Luminaire Wattage (see Rebate Unit)]]),IFERROR(Table2[[#This Row],[Prescribed Quantity]]*Table2[[#This Row],[Prescribed Wattage (W)]],\"\"),IFERROR(Table2[[#This Row],[Prescribed Quantity]]*Table2[[#This Row],[Retrofit Lamp/ Luminaire Wattage (see Rebate Unit)]],\"\")))","v":""},{"$f":"IFERROR((IF( Table2[[#This Row],[Lighting  Technology]]=\"Other\", Table2[[#This Row],[Prescribed Quantity]]*Table2[[#This Row],[Retrofit Lamp/ Luminaire Wattage (see Rebate Unit)]], Table2[[#This Row],[Prescribed Quantity]]*Table2[[#This Row],[Prescribed Wattage (W)]] )),\"\")","v":""},{"$f":"IF(ISBLANK(Table2[[#This Row],[New Total Demand (hidden, W)]]),\"\", IF(ISBLANK(Table2[[#This Row],[New Hours (hidden, hrs)]]), \"\", IFERROR(Table2[[#This Row],[New Hours (hidden, hrs)]]*Table2[[#This Row],[New Total Demand (hidden, W)]]/1000,\"\")))","v":""},{"$f":"IF(ISBLANK(Table2[[#This Row],[Total Demand (Hidden) W]]),\"\", IF(ISBLANK(Table2[[#This Row],[New Total Demand (hidden, W)]]), \"\", IFERROR((Table2[[#This Row],[Total Demand (Hidden) W]]-Table2[[#This Row],[New Total Demand (hidden, W)]])/1000,\"\")))","v":""},{"$f":"IF( OR(ISBLANK(Table2[[#This Row],[New Total Demand (hidden, W)]]),ISBLANK(Table2[[#This Row],[Total Demand (Hidden) W]])),\"\", IF(ISBLANK(Table2[[#This Row],[Annual Usage Hours (hrs)]]), IFERROR( Table2[[#This Row],[Reference Hours (hrs)]]*(Table2[[#This Row],[Total Demand (Hidden) W]]-Table2[[#This Row],[New Total Demand (hidden, W)]])/1000,\"\"), IFERROR( Table2[[#This Row],[Annual Usage Hours (hrs)]]*(Table2[[#This Row],[Total Demand (Hidden) W]]-Table2[[#This Row],[New Total Demand (hidden, W)]])/1000,\"\")))","v":""},{"$f":"IF( OR(ISBLANK(Table2[[#This Row],[Prescribed Total Demand (hidden, W)]]),ISBLANK(Table2[[#This Row],[Total Demand (Hidden) W]])),\"\", IF(ISBLANK(Table2[[#This Row],[Annual Usage Hours (hrs)]]), IFERROR( Table2[[#This Row],[Reference Hours (hrs)]]*((Table2[Existing Prescribed Wattage (W)]*Table2[Existing Luminaire Quantity])-Table2[[#This Row],[Prescribed Total Demand (hidden, W)]])/1000,\"\"), IFERROR( Table2[[#This Row],[Annual Usage Hours (hrs)]]*((Table2[Existing Prescribed Wattage (W)]*Table2[Existing Luminaire Quantity])-Table2[[#This Row],[Prescribed Total Demand (hidden, W)]])/1000,\"\")))","v":""},{"$f":"\"\"","v":""},{"$f":"IF(OR(Table2[[#This Row],[Control Type]]=\"None\", ISBLANK(Table2[[#This Row],[Control Type]])),\"\", IF(ISBLANK(Table2[[#This Row],[New Total Demand (hidden, W)]]),\"\", IF(ISBLANK(Table2[[#This Row],[Annual Usage Hours (hrs)]]),  IFERROR( 0.2*Table2[[#This Row],[Reference Hours (hrs)]]*Table2[[#This Row],[New Total Demand (hidden, W)]]/1000,\"\"), IFERROR( 0.2*Table2[[#This Row],[Annual Usage Hours (hrs)]]*Table2[[#This Row],[New Total Demand (hidden, W)]]/1000,\"\"))))","v":""},{"$f":"IF(AND(NOT(ISNUMBER(Table2[[#This Row],[Rebate Per Unit\n(CAD)]])),ISBLANK(Table2[[#This Row],[Control Type]])), \"\", IF(OR(Table2[[#This Row],[Rebate Per Unit\n(CAD)]]=0,AND(NOT(ISNUMBER(Table2[[#This Row],[Rebate Per Unit\n(CAD)]])), ISTEXT(Table2[[#This Row],[Control Type]]))), 0, IFERROR(Table2[[#This Row],[Prescribed Quantity]]*Table2[[#This Row],[Rebate Per Unit\n(CAD)]],\"\")))","v":""},{"$f":" IF(AND(ISBLANK(Table2[[#This Row],[Control Type]]),ISNUMBER(Table2[[#This Row],[Rebate Value (CAD)]])),0, IFERROR(Table2[[#This Row],[Control Quantity]]*Table2[[#This Row],[Control Rebate per Unit\n(CAD)]],\"\"))","v":""},{"$f":"IF(AND(ISBLANK(Table2[[#This Row],[Rebate Value (CAD)]]),ISBLANK(Table2[[#This Row],[Rebate Value for Controls (CAD)]])), \"\", IFERROR(Table2[[#This Row],[Rebate Value (CAD)]]+Table2[[#This Row],[Rebate Value for Controls (CAD)]],\"\"))","v":""},{"$f":"IF(Table2[[#This Row],[Lighting  Technology]]=\"Other\",\"Other - \"&Table2[[#This Row],[Other - Lighting Technology Description]],Table2[[#This Row],[BC Hydro Rebate Category ]])","v":0},{"$f":"Table2[[#This Row],[BC Hydro Rebate Category ]]&Table2[[#This Row],[Retrofit Part '# (mandatory to validate Rebates)]]","v":""}]
[null,null,null,null,null,null,{"$f":"IF(ISBLANK(Table2[[#This Row],[Prescribed Lighting Source]]), \"\", IFERROR( INDEX(Table13ExistingPrescribedWattage,MATCH(Table2[[#This Row],[Prescribed Lighting Source]],Table13ExistingLightingSource,0)), IFERROR(INDEX(Table13ExistingPrescribedWattage,MATCH(Table2[[#This Row],[Fortis Rebate Category ]],Table13NewLightingSource,0)),\"-\")))","v":""},null,{"$f":"IFERROR(INDEX(SpaceTypeHours,MATCH(Table2[[#This Row],[Space Type]],SpaceType,0)),\"\")","v":""},null,{"$f":"IFERROR(IF(Table2[[#This Row],[Lighting  Technology]]=\"Other\",Table2[[#This Row],[Existing Effective Input Wattage (W)]]*Table2[[#This Row],[Existing Luminaire Quantity]],Table2[[#This Row],[Existing Prescribed Wattage (W)]]*Table2[[#This Row],[Existing Luminaire Quantity]]),\"\")","v":""},{"$f":"IF(Table2[Lighting  Technology] = \"Other\",(Table2[[#This Row],[Existing Luminaire Quantity]]*Table2[[#This Row],[Existing Effective Input Wattage (W)]]), IF(Table2[Existing Prescribed Wattage (W)] = \"\",\"\", IF( ISBLANK(Table2[[#This Row],[Existing Effective Input Wattage (W)]]), (Table2[[#This Row],[Existing Luminaire Quantity]]*Table2[[#This Row],[Existing Prescribed Wattage (W)]]),(Table2[[#This Row],[Existing Luminaire Quantity]]*Table2[[#This Row],[Existing Effective Input Wattage (W)]]))))","v":""},{"$f":"IF( (ISBLANK(Table2[[#This Row],[Annual Usage Hours (hrs)]])), IFERROR(Table2[[#This Row],[Reference Hours (hrs)]]*Table2[[#This Row],[Total Demand (Hidden) W]]/1000,\"\"), IFERROR(Table2[[#This Row],[Annual Usage Hours (hrs)]]*Table2[[#This Row],[Total Demand (Hidden) W]]/1000,\"\"))","v":""},null,null,{"$f":"IF(Table2[[#This Row],[Lighting  Technology]]=\"Other\", 0, IF( AND(ISBLANK(Table2[[#This Row],[BC Hydro Rebate Category ]]),ISBLANK(Table2[[#This Row],[Fortis Rebate Category ]])), \"\", IF(ISTEXT(Table2[[#This Row],[Fortis Rebate Category ]]), IFERROR(INDEX(Table13[Rebate],MATCH(Table2[[#This Row],[Fortis Rebate Category ]],Table13[Fortis New Lighting source],0)),\"\"), IF(ISTEXT(Table2[[#This Row],[BC Hydro Rebate Category ]]), IFERROR(INDEX(Table13Rebate,MATCH(Table2[[#This Row],[BC Hydro Rebate Category ]],Table13BCHRebateCategory,0)),\"\"), \"\"))))","v":""},{"$f":" IF(Table2[[#This Row],[Lighting  Technology]]=\"Other\", \"per Unit\", IF( AND(ISBLANK(Table2[[#This Row],[BC Hydro Rebate Category ]]),ISBLANK(Table2[[#This Row],[Fortis Rebate Category ]])), \"\", IF(ISTEXT(Table2[[#This Row],[Fortis Rebate Category ]]), IFERROR(INDEX(Table13PerUnit,MATCH(Table2[[#This Row],[Fortis Rebate Category ]],Table13[Fortis New Lighting source],0)),\"\"), IF(ISTEXT(Table2[[#This Row],[BC Hydro Rebate Category ]]), IFERROR(INDEX(Table13PerUnit,MATCH(Table2[[#This Row],[BC Hydro Rebate Category ]],Table13BCHRebateCategory,0)),\"\"), \"\"))))","v":""},null,{"$f":"IF( AND(ISBLANK(Table2[[#This Row],[Existing Luminaire Quantity]]),ISBLANK(Table2[[#This Row],[Prescribed Lighting Source]])), \"\", IF( OR(AND(ISNUMBER(SEARCH(\"lamp fl.\",Table2[[#This Row],[Prescribed Lighting Source]])),ISNUMBER(SEARCH(\"T8 lamp\",Table2[[#This Row],[BC Hydro Rebate Category ]]))),AND(ISNUMBER(SEARCH(\"T5HO\",Table2[[#This Row],[Prescribed Lighting Source]])),ISNUMBER(SEARCH(\"T5HO\",Table2[[#This Row],[BC Hydro Rebate Category ]]))),AND(ISNUMBER(SEARCH(\"lamp fl.\",Table2[[#This Row],[Prescribed Lighting Source]])),ISNUMBER(SEARCH(\"T8 lamp\",Table2[[#This Row],[Fortis Rebate Category ]]))),AND(ISNUMBER(SEARCH(\"T5HO\",Table2[[#This Row],[Prescribed Lighting Source]])),ISNUMBER(SEARCH(\"T5HO\",Table2[[#This Row],[Fortis Rebate Category ]])))          ),  IFERROR(INDEX(Table13NumberofLamps,MATCH(Table2[[#This Row],[Prescribed Lighting Source]],Table13ExistingLightingSource,0))*Table2[[#This Row],[Existing Luminaire Quantity]], \"-\"),  IF(Table2[[#This Row],[Lighting  Technology]]=\"Other\", IFERROR(Table2[[#This Row],[Existing Luminaire Quantity]],\"-\"), IFERROR(Table2[[#This Row],[Existing Luminaire Quantity]],\"-\"))))","v":""},{"$f":"IF( AND(ISBLANK(Table2[[#This Row],[BC Hydro Rebate Category ]]),ISBLANK(Table2[[#This Row],[Fortis Rebate Category ]])), \"\", IF(ISTEXT(Table2[[#This Row],[Fortis Rebate Category ]]), IFERROR(INDEX(Table13NewPrescribedWattage,MATCH(Table2[[#This Row],[Fortis Rebate Category ]],Table13[Fortis New Lighting source],0)),\"\"), IF(ISTEXT(Table2[[#This Row],[BC Hydro Rebate Category ]]), IFERROR(INDEX(Table13NewPrescribedWattage,MATCH(Table2[[#This Row],[BC Hydro Rebate Category ]],Table13BCHRebateCategory,0)),\"\"), \"\")))","v":""},null,null,{"$f":"IF(Table2[[#This Row],[Lighting  Technology]]=\"Other\", \"-\", IF( AND(ISBLANK(Table2[[#This Row],[BC Hydro Rebate Category ]]),ISBLANK(Table2[[#This Row],[Fortis Rebate Category ]])), \"\", IF(ISTEXT(Table2[[#This Row],[Fortis Rebate Category ]]), IFERROR(INDEX(Table13BCHECM,MATCH(Table2[[#This Row],[Fortis Rebate Category ]],Table13[Fortis New Lighting source],0)),\"\"), IF(ISTEXT(Table2[[#This Row],[BC Hydro Rebate Category ]]), IFERROR(INDEX(Table13BCHECM,MATCH(Table2[[#This Row],[BC Hydro Rebate Category ]],Table13BCHRebateCategory,0)),\"\"), \"\"))))","v":""},{"$f":"IF(Table2[[#This Row],[Lighting  Technology]]=\"Other\", 0, IF( AND(ISBLANK(Table2[[#This Row],[BC Hydro Rebate Category ]]),ISBLANK(Table2[[#This Row],[Fortis Rebate Category ]])), \"\", IF(ISTEXT(Table2[[#This Row],[Fortis Rebate Category ]]), IFERROR(INDEX(Table13Persistence,MATCH(Table2[[#This Row],[Fortis Rebate Category ]],Table13[Fortis New Lighting source],0)),\"\"), IF(ISTEXT(Table2[[#This Row],[BC Hydro Rebate Category ]]), IFERROR(INDEX(Table13Persistence,MATCH(Table2[[#This Row],[BC Hydro Rebate Category ]],Table13BCHRebateCategory,0)),\"\"), \"\"))))","v":""},null,{"$f":"IFERROR(INDEX(Table5ControlRebate,MATCH(Table2[[#This Row],[Control Type]],Table5NewControl,0)),\"\")","v":""},null,{"$f":"IF(ISBLANK(Table2[[#This Row],[Control Type]]), IF(ISBLANK(Table2[[#This Row],[Annual Usage Hours (hrs)]]),Table2[[#This Row],[Reference Hours (hrs)]], Table2[[#This Row],[Annual Usage Hours (hrs)]]), IF(AND(ISBLANK(Table2[[#This Row],[Annual Usage Hours (hrs)]]), Table2[[#This Row],[Control Type]]=\"None\"), Table2[[#This Row],[Reference Hours (hrs)]], IF(Table2[[#This Row],[Control Type]]=\"None\", Table2[[#This Row],[Annual Usage Hours (hrs)]], IF(AND(ISBLANK(Table2[[#This Row],[Annual Usage Hours (hrs)]]), Table2[[#This Row],[Control Type]]<>\"None\"), IFERROR(Table2[[#This Row],[Reference Hours (hrs)]]*0.8,\"\"), IF(Table2[[#This Row],[Control Type]]<>\"None\", IFERROR( Table2[[#This Row],[Annual Usage Hours (hrs)]]*0.8,\"\"),\"\")))))","v":""},{"$f":"IF( Table2[[#This Row],[Lighting  Technology]]=\"Other\", IF(ISBLANK(Table2[[#This Row],[Retrofit Lamp/ Luminaire Wattage (see Rebate Unit)]]),\"\",IFERROR(Table2[[#This Row],[Prescribed Quantity]]*Table2[[#This Row],[Retrofit Lamp/ Luminaire Wattage (see Rebate Unit)]],\"\")), IF(ISBLANK(Table2[[#This Row],[Retrofit Lamp/ Luminaire Wattage (see Rebate Unit)]]),IFERROR(Table2[[#This Row],[Prescribed Quantity]]*Table2[[#This Row],[Prescribed Wattage (W)]],\"\"),IFERROR(Table2[[#This Row],[Prescribed Quantity]]*Table2[[#This Row],[Retrofit Lamp/ Luminaire Wattage (see Rebate Unit)]],\"\")))","v":""},{"$f":"IFERROR((IF( Table2[[#This Row],[Lighting  Technology]]=\"Other\", Table2[[#This Row],[Prescribed Quantity]]*Table2[[#This Row],[Retrofit Lamp/ Luminaire Wattage (see Rebate Unit)]], Table2[[#This Row],[Prescribed Quantity]]*Table2[[#This Row],[Prescribed Wattage (W)]] )),\"\")","v":""},{"$f":"IF(ISBLANK(Table2[[#This Row],[New Total Demand (hidden, W)]]),\"\", IF(ISBLANK(Table2[[#This Row],[New Hours (hidden, hrs)]]), \"\", IFERROR(Table2[[#This Row],[New Hours (hidden, hrs)]]*Table2[[#This Row],[New Total Demand (hidden, W)]]/1000,\"\")))","v":""},{"$f":"IF(ISBLANK(Table2[[#This Row],[Total Demand (Hidden) W]]),\"\", IF(ISBLANK(Table2[[#This Row],[New Total Demand (hidden, W)]]), \"\", IFERROR((Table2[[#This Row],[Total Demand (Hidden) W]]-Table2[[#This Row],[New Total Demand (hidden, W)]])/1000,\"\")))","v":""},{"$f":"IF( OR(ISBLANK(Table2[[#This Row],[New Total Demand (hidden, W)]]),ISBLANK(Table2[[#This Row],[Total Demand (Hidden) W]])),\"\", IF(ISBLANK(Table2[[#This Row],[Annual Usage Hours (hrs)]]), IFERROR( Table2[[#This Row],[Reference Hours (hrs)]]*(Table2[[#This Row],[Total Demand (Hidden) W]]-Table2[[#This Row],[New Total Demand (hidden, W)]])/1000,\"\"), IFERROR( Table2[[#This Row],[Annual Usage Hours (hrs)]]*(Table2[[#This Row],[Total Demand (Hidden) W]]-Table2[[#This Row],[New Total Demand (hidden, W)]])/1000,\"\")))","v":""},{"$f":"IF( OR(ISBLANK(Table2[[#This Row],[Prescribed Total Demand (hidden, W)]]),ISBLANK(Table2[[#This Row],[Total Demand (Hidden) W]])),\"\", IF(ISBLANK(Table2[[#This Row],[Annual Usage Hours (hrs)]]), IFERROR( Table2[[#This Row],[Reference Hours (hrs)]]*((Table2[Existing Prescribed Wattage (W)]*Table2[Existing Luminaire Quantity])-Table2[[#This Row],[Prescribed Total Demand (hidden, W)]])/1000,\"\"), IFERROR( Table2[[#This Row],[Annual Usage Hours (hrs)]]*((Table2[Existing Prescribed Wattage (W)]*Table2[Existing Luminaire Quantity])-Table2[[#This Row],[Prescribed Total Demand (hidden, W)]])/1000,\"\")))","v":""},{"$f":"\"\"","v":""},{"$f":"IF(OR(Table2[[#This Row],[Control Type]]=\"None\", ISBLANK(Table2[[#This Row],[Control Type]])),\"\", IF(ISBLANK(Table2[[#This Row],[New Total Demand (hidden, W)]]),\"\", IF(ISBLANK(Table2[[#This Row],[Annual Usage Hours (hrs)]]),  IFERROR( 0.2*Table2[[#This Row],[Reference Hours (hrs)]]*Table2[[#This Row],[New Total Demand (hidden, W)]]/1000,\"\"), IFERROR( 0.2*Table2[[#This Row],[Annual Usage Hours (hrs)]]*Table2[[#This Row],[New Total Demand (hidden, W)]]/1000,\"\"))))","v":""},{"$f":"IF(AND(NOT(ISNUMBER(Table2[[#This Row],[Rebate Per Unit\n(CAD)]])),ISBLANK(Table2[[#This Row],[Control Type]])), \"\", IF(OR(Table2[[#This Row],[Rebate Per Unit\n(CAD)]]=0,AND(NOT(ISNUMBER(Table2[[#This Row],[Rebate Per Unit\n(CAD)]])), ISTEXT(Table2[[#This Row],[Control Type]]))), 0, IFERROR(Table2[[#This Row],[Prescribed Quantity]]*Table2[[#This Row],[Rebate Per Unit\n(CAD)]],\"\")))","v":""},{"$f":" IF(AND(ISBLANK(Table2[[#This Row],[Control Type]]),ISNUMBER(Table2[[#This Row],[Rebate Value (CAD)]])),0, IFERROR(Table2[[#This Row],[Control Quantity]]*Table2[[#This Row],[Control Rebate per Unit\n(CAD)]],\"\"))","v":""},{"$f":"IF(AND(ISBLANK(Table2[[#This Row],[Rebate Value (CAD)]]),ISBLANK(Table2[[#This Row],[Rebate Value for Controls (CAD)]])), \"\", IFERROR(Table2[[#This Row],[Rebate Value (CAD)]]+Table2[[#This Row],[Rebate Value for Controls (CAD)]],\"\"))","v":""},{"$f":"IF(Table2[[#This Row],[Lighting  Technology]]=\"Other\",\"Other - \"&Table2[[#This Row],[Other - Lighting Technology Description]],Table2[[#This Row],[BC Hydro Rebate Category ]])","v":0},{"$f":"Table2[[#This Row],[BC Hydro Rebate Category ]]&Table2[[#This Row],[Retrofit Part '# (mandatory to validate Rebates)]]","v":""}]
[null,null,null,null,null,null,{"$f":"IF(ISBLANK(Table2[[#This Row],[Prescribed Lighting Source]]), \"\", IFERROR( INDEX(Table13ExistingPrescribedWattage,MATCH(Table2[[#This Row],[Prescribed Lighting Source]],Table13ExistingLightingSource,0)), IFERROR(INDEX(Table13ExistingPrescribedWattage,MATCH(Table2[[#This Row],[Fortis Rebate Category ]],Table13NewLightingSource,0)),\"-\")))","v":""},null,{"$f":"IFERROR(INDEX(SpaceTypeHours,MATCH(Table2[[#This Row],[Space Type]],SpaceType,0)),\"\")","v":""},null,{"$f":"IFERROR(IF(Table2[[#This Row],[Lighting  Technology]]=\"Other\",Table2[[#This Row],[Existing Effective Input Wattage (W)]]*Table2[[#This Row],[Existing Luminaire Quantity]],Table2[[#This Row],[Existing Prescribed Wattage (W)]]*Table2[[#This Row],[Existing Luminaire Quantity]]),\"\")","v":""},{"$f":"IF(Table2[Lighting  Technology] = \"Other\",(Table2[[#This Row],[Existing Luminaire Quantity]]*Table2[[#This Row],[Existing Effective Input Wattage (W)]]), IF(Table2[Existing Prescribed Wattage (W)] = \"\",\"\", IF( ISBLANK(Table2[[#This Row],[Existing Effective Input Wattage (W)]]), (Table2[[#This Row],[Existing Luminaire Quantity]]*Table2[[#This Row],[Existing Prescribed Wattage (W)]]),(Table2[[#This Row],[Existing Luminaire Quantity]]*Table2[[#This Row],[Existing Effective Input Wattage (W)]]))))","v":""},{"$f":"IF( (ISBLANK(Table2[[#This Row],[Annual Usage Hours (hrs)]])), IFERROR(Table2[[#This Row],[Reference Hours (hrs)]]*Table2[[#This Row],[Total Demand (Hidden) W]]/1000,\"\"), IFERROR(Table2[[#This Row],[Annual Usage Hours (hrs)]]*Table2[[#This Row],[Total Demand (Hidden) W]]/1000,\"\"))","v":""},null,null,{"$f":"IF(Table2[[#This Row],[Lighting  Technology]]=\"Other\", 0, IF( AND(ISBLANK(Table2[[#This Row],[BC Hydro Rebate Category ]]),ISBLANK(Table2[[#This Row],[Fortis Rebate Category ]])), \"\", IF(ISTEXT(Table2[[#This Row],[Fortis Rebate Category ]]), IFERROR(INDEX(Table13[Rebate],MATCH(Table2[[#This Row],[Fortis Rebate Category ]],Table13[Fortis New Lighting source],0)),\"\"), IF(ISTEXT(Table2[[#This Row],[BC Hydro Rebate Category ]]), IFERROR(INDEX(Table13Rebate,MATCH(Table2[[#This Row],[BC Hydro Rebate Category ]],Table13BCHRebateCategory,0)),\"\"), \"\"))))","v":""},{"$f":" IF(Table2[[#This Row],[Lighting  Technology]]=\"Other\", \"per Unit\", IF( AND(ISBLANK(Table2[[#This Row],[BC Hydro Rebate Category ]]),ISBLANK(Table2[[#This Row],[Fortis Rebate Category ]])), \"\", IF(ISTEXT(Table2[[#This Row],[Fortis Rebate Category ]]), IFERROR(INDEX(Table13PerUnit,MATCH(Table2[[#This Row],[Fortis Rebate Category ]],Table13[Fortis New Lighting source],0)),\"\"), IF(ISTEXT(Table2[[#This Row],[BC Hydro Rebate Category ]]), IFERROR(INDEX(Table13PerUnit,MATCH(Table2[[#This Row],[BC Hydro Rebate Category ]],Table13BCHRebateCategory,0)),\"\"), \"\"))))","v":""},null,{"$f":"IF( AND(ISBLANK(Table2[[#This Row],[Existing Luminaire Quantity]]),ISBLANK(Table2[[#This Row],[Prescribed Lighting Source]])), \"\", IF( OR(AND(ISNUMBER(SEARCH(\"lamp fl.\",Table2[[#This Row],[Prescribed Lighting Source]])),ISNUMBER(SEARCH(\"T8 lamp\",Table2[[#This Row],[BC Hydro Rebate Category ]]))),AND(ISNUMBER(SEARCH(\"T5HO\",Table2[[#This Row],[Prescribed Lighting Source]])),ISNUMBER(SEARCH(\"T5HO\",Table2[[#This Row],[BC Hydro Rebate Category ]]))),AND(ISNUMBER(SEARCH(\"lamp fl.\",Table2[[#This Row],[Prescribed Lighting Source]])),ISNUMBER(SEARCH(\"T8 lamp\",Table2[[#This Row],[Fortis Rebate Category ]]))),AND(ISNUMBER(SEARCH(\"T5HO\",Table2[[#This Row],[Prescribed Lighting Source]])),ISNUMBER(SEARCH(\"T5HO\",Table2[[#This Row],[Fortis Rebate Category ]])))          ),  IFERROR(INDEX(Table13NumberofLamps,MATCH(Table2[[#This Row],[Prescribed Lighting Source]],Table13ExistingLightingSource,0))*Table2[[#This Row],[Existing Luminaire Quantity]], \"-\"),  IF(Table2[[#This Row],[Lighting  Technology]]=\"Other\", IFERROR(Table2[[#This Row],[Existing Luminaire Quantity]],\"-\"), IFERROR(Table2[[#This Row],[Existing Luminaire Quantity]],\"-\"))))","v":""},{"$f":"IF( AND(ISBLANK(Table2[[#This Row],[BC Hydro Rebate Category ]]),ISBLANK(Table2[[#This Row],[Fortis Rebate Category ]])), \"\", IF(ISTEXT(Table2[[#This Row],[Fortis Rebate Category ]]), IFERROR(INDEX(Table13NewPrescribedWattage,MATCH(Table2[[#This Row],[Fortis Rebate Category ]],Table13[Fortis New Lighting source],0)),\"\"), IF(ISTEXT(Table2[[#This Row],[BC Hydro Rebate Category ]]), IFERROR(INDEX(Table13NewPrescribedWattage,MATCH(Table2[[#This Row],[BC Hydro Rebate Category ]],Table13BCHRebateCategory,0)),\"\"), \"\")))","v":""},null,null,{"$f":"IF(Table2[[#This Row],[Lighting  Technology]]=\"Other\", \"-\", IF( AND(ISBLANK(Table2[[#This Row],[BC Hydro Rebate Category ]]),ISBLANK(Table2[[#This Row],[Fortis Rebate Category ]])), \"\", IF(ISTEXT(Table2[[#This Row],[Fortis Rebate Category ]]), IFERROR(INDEX(Table13BCHECM,MATCH(Table2[[#This Row],[Fortis Rebate Category ]],Table13[Fortis New Lighting source],0)),\"\"), IF(ISTEXT(Table2[[#This Row],[BC Hydro Rebate Category ]]), IFERROR(INDEX(Table13BCHECM,MATCH(Table2[[#This Row],[BC Hydro Rebate Category ]],Table13BCHRebateCategory,0)),\"\"), \"\"))))","v":""},{"$f":"IF(Table2[[#This Row],[Lighting  Technology]]=\"Other\", 0, IF( AND(ISBLANK(Table2[[#This Row],[BC Hydro Rebate Category ]]),ISBLANK(Table2[[#This Row],[Fortis Rebate Category ]])), \"\", IF(ISTEXT(Table2[[#This Row],[Fortis Rebate Category ]]), IFERROR(INDEX(Table13Persistence,MATCH(Table2[[#This Row],[Fortis Rebate Category ]],Table13[Fortis New Lighting source],0)),\"\"), IF(ISTEXT(Table2[[#This Row],[BC Hydro Rebate Category ]]), IFERROR(INDEX(Table13Persistence,MATCH(Table2[[#This Row],[BC Hydro Rebate Category ]],Table13BCHRebateCategory,0)),\"\"), \"\"))))","v":""},null,{"$f":"IFERROR(INDEX(Table5ControlRebate,MATCH(Table2[[#This Row],[Control Type]],Table5NewControl,0)),\"\")","v":""},null,{"$f":"IF(ISBLANK(Table2[[#This Row],[Control Type]]), IF(ISBLANK(Table2[[#This Row],[Annual Usage Hours (hrs)]]),Table2[[#This Row],[Reference Hours (hrs)]], Table2[[#This Row],[Annual Usage Hours (hrs)]]), IF(AND(ISBLANK(Table2[[#This Row],[Annual Usage Hours (hrs)]]), Table2[[#This Row],[Control Type]]=\"None\"), Table2[[#This Row],[Reference Hours (hrs)]], IF(Table2[[#This Row],[Control Type]]=\"None\", Table2[[#This Row],[Annual Usage Hours (hrs)]], IF(AND(ISBLANK(Table2[[#This Row],[Annual Usage Hours (hrs)]]), Table2[[#This Row],[Control Type]]<>\"None\"), IFERROR(Table2[[#This Row],[Reference Hours (hrs)]]*0.8,\"\"), IF(Table2[[#This Row],[Control Type]]<>\"None\", IFERROR( Table2[[#This Row],[Annual Usage Hours (hrs)]]*0.8,\"\"),\"\")))))","v":""},{"$f":"IF( Table2[[#This Row],[Lighting  Technology]]=\"Other\", IF(ISBLANK(Table2[[#This Row],[Retrofit Lamp/ Luminaire Wattage (see Rebate Unit)]]),\"\",IFERROR(Table2[[#This Row],[Prescribed Quantity]]*Table2[[#This Row],[Retrofit Lamp/ Luminaire Wattage (see Rebate Unit)]],\"\")), IF(ISBLANK(Table2[[#This Row],[Retrofit Lamp/ Luminaire Wattage (see Rebate Unit)]]),IFERROR(Table2[[#This Row],[Prescribed Quantity]]*Table2[[#This Row],[Prescribed Wattage (W)]],\"\"),IFERROR(Table2[[#This Row],[Prescribed Quantity]]*Table2[[#This Row],[Retrofit Lamp/ Luminaire Wattage (see Rebate Unit)]],\"\")))","v":""},{"$f":"IFERROR((IF( Table2[[#This Row],[Lighting  Technology]]=\"Other\", Table2[[#This Row],[Prescribed Quantity]]*Table2[[#This Row],[Retrofit Lamp/ Luminaire Wattage (see Rebate Unit)]], Table2[[#This Row],[Prescribed Quantity]]*Table2[[#This Row],[Prescribed Wattage (W)]] )),\"\")","v":""},{"$f":"IF(ISBLANK(Table2[[#This Row],[New Total Demand (hidden, W)]]),\"\", IF(ISBLANK(Table2[[#This Row],[New Hours (hidden, hrs)]]), \"\", IFERROR(Table2[[#This Row],[New Hours (hidden, hrs)]]*Table2[[#This Row],[New Total Demand (hidden, W)]]/1000,\"\")))","v":""},{"$f":"IF(ISBLANK(Table2[[#This Row],[Total Demand (Hidden) W]]),\"\", IF(ISBLANK(Table2[[#This Row],[New Total Demand (hidden, W)]]), \"\", IFERROR((Table2[[#This Row],[Total Demand (Hidden) W]]-Table2[[#This Row],[New Total Demand (hidden, W)]])/1000,\"\")))","v":""},{"$f":"IF( OR(ISBLANK(Table2[[#This Row],[New Total Demand (hidden, W)]]),ISBLANK(Table2[[#This Row],[Total Demand (Hidden) W]])),\"\", IF(ISBLANK(Table2[[#This Row],[Annual Usage Hours (hrs)]]), IFERROR( Table2[[#This Row],[Reference Hours (hrs)]]*(Table2[[#This Row],[Total Demand (Hidden) W]]-Table2[[#This Row],[New Total Demand (hidden, W)]])/1000,\"\"), IFERROR( Table2[[#This Row],[Annual Usage Hours (hrs)]]*(Table2[[#This Row],[Total Demand (Hidden) W]]-Table2[[#This Row],[New Total Demand (hidden, W)]])/1000,\"\")))","v":""},{"$f":"IF( OR(ISBLANK(Table2[[#This Row],[Prescribed Total Demand (hidden, W)]]),ISBLANK(Table2[[#This Row],[Total Demand (Hidden) W]])),\"\", IF(ISBLANK(Table2[[#This Row],[Annual Usage Hours (hrs)]]), IFERROR( Table2[[#This Row],[Reference Hours (hrs)]]*((Table2[Existing Prescribed Wattage (W)]*Table2[Existing Luminaire Quantity])-Table2[[#This Row],[Prescribed Total Demand (hidden, W)]])/1000,\"\"), IFERROR( Table2[[#This Row],[Annual Usage Hours (hrs)]]*((Table2[Existing Prescribed Wattage (W)]*Table2[Existing Luminaire Quantity])-Table2[[#This Row],[Prescribed Total Demand (hidden, W)]])/1000,\"\")))","v":""},{"$f":"\"\"","v":""},{"$f":"IF(OR(Table2[[#This Row],[Control Type]]=\"None\", ISBLANK(Table2[[#This Row],[Control Type]])),\"\", IF(ISBLANK(Table2[[#This Row],[New Total Demand (hidden, W)]]),\"\", IF(ISBLANK(Table2[[#This Row],[Annual Usage Hours (hrs)]]),  IFERROR( 0.2*Table2[[#This Row],[Reference Hours (hrs)]]*Table2[[#This Row],[New Total Demand (hidden, W)]]/1000,\"\"), IFERROR( 0.2*Table2[[#This Row],[Annual Usage Hours (hrs)]]*Table2[[#This Row],[New Total Demand (hidden, W)]]/1000,\"\"))))","v":""},{"$f":"IF(AND(NOT(ISNUMBER(Table2[[#This Row],[Rebate Per Unit\n(CAD)]])),ISBLANK(Table2[[#This Row],[Control Type]])), \"\", IF(OR(Table2[[#This Row],[Rebate Per Unit\n(CAD)]]=0,AND(NOT(ISNUMBER(Table2[[#This Row],[Rebate Per Unit\n(CAD)]])), ISTEXT(Table2[[#This Row],[Control Type]]))), 0, IFERROR(Table2[[#This Row],[Prescribed Quantity]]*Table2[[#This Row],[Rebate Per Unit\n(CAD)]],\"\")))","v":""},{"$f":" IF(AND(ISBLANK(Table2[[#This Row],[Control Type]]),ISNUMBER(Table2[[#This Row],[Rebate Value (CAD)]])),0, IFERROR(Table2[[#This Row],[Control Quantity]]*Table2[[#This Row],[Control Rebate per Unit\n(CAD)]],\"\"))","v":""},{"$f":"IF(AND(ISBLANK(Table2[[#This Row],[Rebate Value (CAD)]]),ISBLANK(Table2[[#This Row],[Rebate Value for Controls (CAD)]])), \"\", IFERROR(Table2[[#This Row],[Rebate Value (CAD)]]+Table2[[#This Row],[Rebate Value for Controls (CAD)]],\"\"))","v":""},{"$f":"IF(Table2[[#This Row],[Lighting  Technology]]=\"Other\",\"Other - \"&Table2[[#This Row],[Other - Lighting Technology Description]],Table2[[#This Row],[BC Hydro Rebate Category ]])","v":0},{"$f":"Table2[[#This Row],[BC Hydro Rebate Category ]]&Table2[[#This Row],[Retrofit Part '# (mandatory to validate Rebates)]]","v":""}]
[null,null,null,null,null,null,{"$f":"IF(ISBLANK(Table2[[#This Row],[Prescribed Lighting Source]]), \"\", IFERROR( INDEX(Table13ExistingPrescribedWattage,MATCH(Table2[[#This Row],[Prescribed Lighting Source]],Table13ExistingLightingSource,0)), IFERROR(INDEX(Table13ExistingPrescribedWattage,MATCH(Table2[[#This Row],[Fortis Rebate Category ]],Table13NewLightingSource,0)),\"-\")))","v":""},null,{"$f":"IFERROR(INDEX(SpaceTypeHours,MATCH(Table2[[#This Row],[Space Type]],SpaceType,0)),\"\")","v":""},null,{"$f":"IFERROR(IF(Table2[[#This Row],[Lighting  Technology]]=\"Other\",Table2[[#This Row],[Existing Effective Input Wattage (W)]]*Table2[[#This Row],[Existing Luminaire Quantity]],Table2[[#This Row],[Existing Prescribed Wattage (W)]]*Table2[[#This Row],[Existing Luminaire Quantity]]),\"\")","v":""},{"$f":"IF(Table2[Lighting  Technology] = \"Other\",(Table2[[#This Row],[Existing Luminaire Quantity]]*Table2[[#This Row],[Existing Effective Input Wattage (W)]]), IF(Table2[Existing Prescribed Wattage (W)] = \"\",\"\", IF( ISBLANK(Table2[[#This Row],[Existing Effective Input Wattage (W)]]), (Table2[[#This Row],[Existing Luminaire Quantity]]*Table2[[#This Row],[Existing Prescribed Wattage (W)]]),(Table2[[#This Row],[Existing Luminaire Quantity]]*Table2[[#This Row],[Existing Effective Input Wattage (W)]]))))","v":""},{"$f":"IF( (ISBLANK(Table2[[#This Row],[Annual Usage Hours (hrs)]])), IFERROR(Table2[[#This Row],[Reference Hours (hrs)]]*Table2[[#This Row],[Total Demand (Hidden) W]]/1000,\"\"), IFERROR(Table2[[#This Row],[Annual Usage Hours (hrs)]]*Table2[[#This Row],[Total Demand (Hidden) W]]/1000,\"\"))","v":""},null,null,{"$f":"IF(Table2[[#This Row],[Lighting  Technology]]=\"Other\", 0, IF( AND(ISBLANK(Table2[[#This Row],[BC Hydro Rebate Category ]]),ISBLANK(Table2[[#This Row],[Fortis Rebate Category ]])), \"\", IF(ISTEXT(Table2[[#This Row],[Fortis Rebate Category ]]), IFERROR(INDEX(Table13[Rebate],MATCH(Table2[[#This Row],[Fortis Rebate Category ]],Table13[Fortis New Lighting source],0)),\"\"), IF(ISTEXT(Table2[[#This Row],[BC Hydro Rebate Category ]]), IFERROR(INDEX(Table13Rebate,MATCH(Table2[[#This Row],[BC Hydro Rebate Category ]],Table13BCHRebateCategory,0)),\"\"), \"\"))))","v":""},{"$f":" IF(Table2[[#This Row],[Lighting  Technology]]=\"Other\", \"per Unit\", IF( AND(ISBLANK(Table2[[#This Row],[BC Hydro Rebate Category ]]),ISBLANK(Table2[[#This Row],[Fortis Rebate Category ]])), \"\", IF(ISTEXT(Table2[[#This Row],[Fortis Rebate Category ]]), IFERROR(INDEX(Table13PerUnit,MATCH(Table2[[#This Row],[Fortis Rebate Category ]],Table13[Fortis New Lighting source],0)),\"\"), IF(ISTEXT(Table2[[#This Row],[BC Hydro Rebate Category ]]), IFERROR(INDEX(Table13PerUnit,MATCH(Table2[[#This Row],[BC Hydro Rebate Category ]],Table13BCHRebateCategory,0)),\"\"), \"\"))))","v":""},null,{"$f":"IF( AND(ISBLANK(Table2[[#This Row],[Existing Luminaire Quantity]]),ISBLANK(Table2[[#This Row],[Prescribed Lighting Source]])), \"\", IF( OR(AND(ISNUMBER(SEARCH(\"lamp fl.\",Table2[[#This Row],[Prescribed Lighting Source]])),ISNUMBER(SEARCH(\"T8 lamp\",Table2[[#This Row],[BC Hydro Rebate Category ]]))),AND(ISNUMBER(SEARCH(\"T5HO\",Table2[[#This Row],[Prescribed Lighting Source]])),ISNUMBER(SEARCH(\"T5HO\",Table2[[#This Row],[BC Hydro Rebate Category ]]))),AND(ISNUMBER(SEARCH(\"lamp fl.\",Table2[[#This Row],[Prescribed Lighting Source]])),ISNUMBER(SEARCH(\"T8 lamp\",Table2[[#This Row],[Fortis Rebate Category ]]))),AND(ISNUMBER(SEARCH(\"T5HO\",Table2[[#This Row],[Prescribed Lighting Source]])),ISNUMBER(SEARCH(\"T5HO\",Table2[[#This Row],[Fortis Rebate Category ]])))          ),  IFERROR(INDEX(Table13NumberofLamps,MATCH(Table2[[#This Row],[Prescribed Lighting Source]],Table13ExistingLightingSource,0))*Table2[[#This Row],[Existing Luminaire Quantity]], \"-\"),  IF(Table2[[#This Row],[Lighting  Technology]]=\"Other\", IFERROR(Table2[[#This Row],[Existing Luminaire Quantity]],\"-\"), IFERROR(Table2[[#This Row],[Existing Luminaire Quantity]],\"-\"))))","v":""},{"$f":"IF( AND(ISBLANK(Table2[[#This Row],[BC Hydro Rebate Category ]]),ISBLANK(Table2[[#This Row],[Fortis Rebate Category ]])), \"\", IF(ISTEXT(Table2[[#This Row],[Fortis Rebate Category ]]), IFERROR(INDEX(Table13NewPrescribedWattage,MATCH(Table2[[#This Row],[Fortis Rebate Category ]],Table13[Fortis New Lighting source],0)),\"\"), IF(ISTEXT(Table2[[#This Row],[BC Hydro Rebate Category ]]), IFERROR(INDEX(Table13NewPrescribedWattage,MATCH(Table2[[#This Row],[BC Hydro Rebate Category ]],Table13BCHRebateCategory,0)),\"\"), \"\")))","v":""},null,null,{"$f":"IF(Table2[[#This Row],[Lighting  Technology]]=\"Other\", \"-\", IF( AND(ISBLANK(Table2[[#This Row],[BC Hydro Rebate Category ]]),ISBLANK(Table2[[#This Row],[Fortis Rebate Category ]])), \"\", IF(ISTEXT(Table2[[#This Row],[Fortis Rebate Category ]]), IFERROR(INDEX(Table13BCHECM,MATCH(Table2[[#This Row],[Fortis Rebate Category ]],Table13[Fortis New Lighting source],0)),\"\"), IF(ISTEXT(Table2[[#This Row],[BC Hydro Rebate Category ]]), IFERROR(INDEX(Table13BCHECM,MATCH(Table2[[#This Row],[BC Hydro Rebate Category ]],Table13BCHRebateCategory,0)),\"\"), \"\"))))","v":""},{"$f":"IF(Table2[[#This Row],[Lighting  Technology]]=\"Other\", 0, IF( AND(ISBLANK(Table2[[#This Row],[BC Hydro Rebate Category ]]),ISBLANK(Table2[[#This Row],[Fortis Rebate Category ]])), \"\", IF(ISTEXT(Table2[[#This Row],[Fortis Rebate Category ]]), IFERROR(INDEX(Table13Persistence,MATCH(Table2[[#This Row],[Fortis Rebate Category ]],Table13[Fortis New Lighting source],0)),\"\"), IF(ISTEXT(Table2[[#This Row],[BC Hydro Rebate Category ]]), IFERROR(INDEX(Table13Persistence,MATCH(Table2[[#This Row],[BC Hydro Rebate Category ]],Table13BCHRebateCategory,0)),\"\"), \"\"))))","v":""},null,{"$f":"IFERROR(INDEX(Table5ControlRebate,MATCH(Table2[[#This Row],[Control Type]],Table5NewControl,0)),\"\")","v":""},null,{"$f":"IF(ISBLANK(Table2[[#This Row],[Control Type]]), IF(ISBLANK(Table2[[#This Row],[Annual Usage Hours (hrs)]]),Table2[[#This Row],[Reference Hours (hrs)]], Table2[[#This Row],[Annual Usage Hours (hrs)]]), IF(AND(ISBLANK(Table2[[#This Row],[Annual Usage Hours (hrs)]]), Table2[[#This Row],[Control Type]]=\"None\"), Table2[[#This Row],[Reference Hours (hrs)]], IF(Table2[[#This Row],[Control Type]]=\"None\", Table2[[#This Row],[Annual Usage Hours (hrs)]], IF(AND(ISBLANK(Table2[[#This Row],[Annual Usage Hours (hrs)]]), Table2[[#This Row],[Control Type]]<>\"None\"), IFERROR(Table2[[#This Row],[Reference Hours (hrs)]]*0.8,\"\"), IF(Table2[[#This Row],[Control Type]]<>\"None\", IFERROR( Table2[[#This Row],[Annual Usage Hours (hrs)]]*0.8,\"\"),\"\")))))","v":""},{"$f":"IF( Table2[[#This Row],[Lighting  Technology]]=\"Other\", IF(ISBLANK(Table2[[#This Row],[Retrofit Lamp/ Luminaire Wattage (see Rebate Unit)]]),\"\",IFERROR(Table2[[#This Row],[Prescribed Quantity]]*Table2[[#This Row],[Retrofit Lamp/ Luminaire Wattage (see Rebate Unit)]],\"\")), IF(ISBLANK(Table2[[#This Row],[Retrofit Lamp/ Luminaire Wattage (see Rebate Unit)]]),IFERROR(Table2[[#This Row],[Prescribed Quantity]]*Table2[[#This Row],[Prescribed Wattage (W)]],\"\"),IFERROR(Table2[[#This Row],[Prescribed Quantity]]*Table2[[#This Row],[Retrofit Lamp/ Luminaire Wattage (see Rebate Unit)]],\"\")))","v":""},{"$f":"IFERROR((IF( Table2[[#This Row],[Lighting  Technology]]=\"Other\", Table2[[#This Row],[Prescribed Quantity]]*Table2[[#This Row],[Retrofit Lamp/ Luminaire Wattage (see Rebate Unit)]], Table2[[#This Row],[Prescribed Quantity]]*Table2[[#This Row],[Prescribed Wattage (W)]] )),\"\")","v":""},{"$f":"IF(ISBLANK(Table2[[#This Row],[New Total Demand (hidden, W)]]),\"\", IF(ISBLANK(Table2[[#This Row],[New Hours (hidden, hrs)]]), \"\", IFERROR(Table2[[#This Row],[New Hours (hidden, hrs)]]*Table2[[#This Row],[New Total Demand (hidden, W)]]/1000,\"\")))","v":""},{"$f":"IF(ISBLANK(Table2[[#This Row],[Total Demand (Hidden) W]]),\"\", IF(ISBLANK(Table2[[#This Row],[New Total Demand (hidden, W)]]), \"\", IFERROR((Table2[[#This Row],[Total Demand (Hidden) W]]-Table2[[#This Row],[New Total Demand (hidden, W)]])/1000,\"\")))","v":""},{"$f":"IF( OR(ISBLANK(Table2[[#This Row],[New Total Demand (hidden, W)]]),ISBLANK(Table2[[#This Row],[Total Demand (Hidden) W]])),\"\", IF(ISBLANK(Table2[[#This Row],[Annual Usage Hours (hrs)]]), IFERROR( Table2[[#This Row],[Reference Hours (hrs)]]*(Table2[[#This Row],[Total Demand (Hidden) W]]-Table2[[#This Row],[New Total Demand (hidden, W)]])/1000,\"\"), IFERROR( Table2[[#This Row],[Annual Usage Hours (hrs)]]*(Table2[[#This Row],[Total Demand (Hidden) W]]-Table2[[#This Row],[New Total Demand (hidden, W)]])/1000,\"\")))","v":""},{"$f":"IF( OR(ISBLANK(Table2[[#This Row],[Prescribed Total Demand (hidden, W)]]),ISBLANK(Table2[[#This Row],[Total Demand (Hidden) W]])),\"\", IF(ISBLANK(Table2[[#This Row],[Annual Usage Hours (hrs)]]), IFERROR( Table2[[#This Row],[Reference Hours (hrs)]]*((Table2[Existing Prescribed Wattage (W)]*Table2[Existing Luminaire Quantity])-Table2[[#This Row],[Prescribed Total Demand (hidden, W)]])/1000,\"\"), IFERROR( Table2[[#This Row],[Annual Usage Hours (hrs)]]*((Table2[Existing Prescribed Wattage (W)]*Table2[Existing Luminaire Quantity])-Table2[[#This Row],[Prescribed Total Demand (hidden, W)]])/1000,\"\")))","v":""},{"$f":"\"\"","v":""},{"$f":"IF(OR(Table2[[#This Row],[Control Type]]=\"None\", ISBLANK(Table2[[#This Row],[Control Type]])),\"\", IF(ISBLANK(Table2[[#This Row],[New Total Demand (hidden, W)]]),\"\", IF(ISBLANK(Table2[[#This Row],[Annual Usage Hours (hrs)]]),  IFERROR( 0.2*Table2[[#This Row],[Reference Hours (hrs)]]*Table2[[#This Row],[New Total Demand (hidden, W)]]/1000,\"\"), IFERROR( 0.2*Table2[[#This Row],[Annual Usage Hours (hrs)]]*Table2[[#This Row],[New Total Demand (hidden, W)]]/1000,\"\"))))","v":""},{"$f":"IF(AND(NOT(ISNUMBER(Table2[[#This Row],[Rebate Per Unit\n(CAD)]])),ISBLANK(Table2[[#This Row],[Control Type]])), \"\", IF(OR(Table2[[#This Row],[Rebate Per Unit\n(CAD)]]=0,AND(NOT(ISNUMBER(Table2[[#This Row],[Rebate Per Unit\n(CAD)]])), ISTEXT(Table2[[#This Row],[Control Type]]))), 0, IFERROR(Table2[[#This Row],[Prescribed Quantity]]*Table2[[#This Row],[Rebate Per Unit\n(CAD)]],\"\")))","v":""},{"$f":" IF(AND(ISBLANK(Table2[[#This Row],[Control Type]]),ISNUMBER(Table2[[#This Row],[Rebate Value (CAD)]])),0, IFERROR(Table2[[#This Row],[Control Quantity]]*Table2[[#This Row],[Control Rebate per Unit\n(CAD)]],\"\"))","v":""},{"$f":"IF(AND(ISBLANK(Table2[[#This Row],[Rebate Value (CAD)]]),ISBLANK(Table2[[#This Row],[Rebate Value for Controls (CAD)]])), \"\", IFERROR(Table2[[#This Row],[Rebate Value (CAD)]]+Table2[[#This Row],[Rebate Value for Controls (CAD)]],\"\"))","v":""},{"$f":"IF(Table2[[#This Row],[Lighting  Technology]]=\"Other\",\"Other - \"&Table2[[#This Row],[Other - Lighting Technology Description]],Table2[[#This Row],[BC Hydro Rebate Category ]])","v":0},{"$f":"Table2[[#This Row],[BC Hydro Rebate Category ]]&Table2[[#This Row],[Retrofit Part '# (mandatory to validate Rebates)]]","v":""}]

{"sheet":"Commercial Kitchen","index":3,"n_rows":97,"n_cols":37,"rows_kept":97,"cut":false,"hidden":false,"merged":[[2,16,2,17],[3,0,3,5],[3,29,3,30],[3,31,3,32],[4,23,4,24],[4,25,4,26],[3,6,3,12]]}
["Energy Savings Calculator for Kitchen ECMs"]
[{"$f":"Summary!A9","v":"Electrical Rebate Calculator, version 4.0  -  2018.08.22"}]
[null,null,null,null,null,null,null,null,null,null,null,null,null,null,null,null,"Savings",null,"Rebate"]
["Existing System",null,null,null,null,null,"Proposed System",null,null,null,null,null,null,null,null,null,"Total","Total","Total",null,null,null,null,null,null,null,null,null,null,"Existing",null,"Proposed"]
["Space Description","Existing Technology","Quantity","Existing Consumption (Hidden, kWh)","Existing Demand Per Unit\n(kW)","Total Existing Demand (Hidden, kW)","Retrofit Technology","Rebate","Per Unit","Equivalent BC Hydro End Use (Hidden)","BC Hydro ECM (Hidden)","Persistence (Hidden, yrs.)","Total Capital Cost\n(CAD)","Annual Consumption (hidden, kWh)","Proposed Demand Per Unit (kW)","Total Proposed Demand (Hidden, kW)","Demand Savings\n(kW)","Energy Savings\n(kWh)","Rebate Amount\n(CAD)",null,null,null,null,"Estimated Demand Savings (kW) Site vs BCH Peak",null,"Estimated Energy Savings (kWh) Site vs Potentially Incentable",null,"Estimated Measure Life (yrs.)","Estimated GHG Savings (tons of CO2e/yr.)","Demand (kW)","Energy (kWh)","Demand (kW)","Energy (kWh)","Estimated Rebate ($)","Estimated Annual Electrical Cost Savings  ($/yr.)","Cost ($)","Simple Payback (yrs.)"]
[null,null,null,{"$f":"IF(ISBLANK(Table18[[#This Row],[Existing Technology]]),\"\", IFERROR(INDEX('Non-Lighting Index Table'!$N$4:$N$19,MATCH(Table18[[#This Row],[Existing Technology]],'Non-Lighting Index Table'!Table20CommercialKitchenExistingTechnology,0))*Table18[[#This Row],[Quantity]],\"\"))","v":""},null,{"$f":"IFERROR(Table18[[#This Row],[Quantity]]*Table18[[#This Row],[Existing Demand Per Unit\n(kW)]],\"\")","v":0},{"$f":"IF(ISBLANK(Table18[[#This Row],[Existing Technology]]),\"\", IFERROR(INDEX('Non-Lighting Index Table'!$D$4:$D$19,MATCH(Table18[[#This Row],[Existing Technology]],'Non-Lighting Index Table'!Table20CommercialKitchenExistingTechnology,0)),\"\"))","v":""},{"$f":"IF(ISBLANK(Table18[[#This Row],[Existing Technology]]),\"\", IFERROR(INDEX(Table20CommercialKitchenRebate,MATCH(Table18[[#This Row],[Existing Technology]],'Non-Lighting Index Table'!Table20CommercialKitchenExistingTechnology,0)),\"\"))","v":""},{"$f":"IF(ISBLANK(Table18[[#This Row],[Existing Technology]]),\"\", IFERROR(INDEX('Non-Lighting Index Table'!$K$4:$K$19,MATCH(Table18[[#This Row],[Existing Technology]],'Non-Lighting Index Table'!Table20CommercialKitchenExistingTechnology,0)),\"\"))","v":""},{"$f":"IF(ISBLANK(Table18[[#This Row],[Existing Technology]]),\"\", IFERROR(INDEX(Table20CommercialKitchenEquivalentBCHydroEndUse,MATCH(Table18[[#This Row],[Existing Technology]],'Non-Lighting Index Table'!Table20CommercialKitchenExistingTechnology,0)),\"\"))","v":""},{"$f":"IF(ISBLANK(Table18[[#This Row],[Existing Technology]]),\"\", IFERROR(INDEX(Table20CommercialKitchenEquivalentBCHydroECM,MATCH(Table18[[#This Row],[Existing Technology]],'Non-Lighting Index Table'!Table20CommercialKitchenExistingTechnology,0)),\"\"))","v":""},{"$f":"IF(ISBLANK(Table18[[#This Row],[Existing Technology]]),\"\", IFERROR(INDEX(Table20CommercialKitchenPersistence,MATCH(Table18[[#This Row],[Existing Technology]],'Non-Lighting Index Table'!Table20CommercialKitchenExistingTechnology,0)),\"\"))","v":""},null,{"$f":"IF(ISBLANK(Table18[[#This Row],[Existing Technology]]),\"\", IFERROR(INDEX('Non-Lighting Index Table'!$O$4:$O$19,MATCH(Table18[[#This Row],[Existing Technology]],'Non-Lighting Index Table'!Table20CommercialKitchenExistingTechnology,0))*Table18[[#This Row],[Quantity]],\"\"))","v":""},null,{"$f":"IFERROR(Table18[[#This Row],[Proposed Demand Per Unit (kW)]]*Table18[[#This Row],[Quantity]],\"\")","v":0},{"$f":"IF(ISBLANK(Table18[[#This Row],[Existing Demand Per Unit\n(kW)]]),\"\",IF(ISBLANK(Table18[[#This Row],[Proposed Demand Per Unit (kW)]]),\"\", IFERROR(Table18[[#This Row],[Quantity]]*(Table18[[#This Row],[Existing Demand Per Unit\n(kW)]]-Table18[[#This Row],[Proposed Demand Per Unit (kW)]]),\"\")))","v":""},{"$f":"IF(ISBLANK(Table18[[#This Row],[Existing Consumption (Hidden, kWh)]]),\"\",IF(ISBLANK(#REF!),\"\", IFERROR(Table18[[#This Row],[Existing Consumption (Hidden, kWh)]]-Table18[[#This Row],[Annual Consumption (hidden, kWh)]],\"\")))","v":""},{"$f":"IF(ISBLANK(Table18[[#This Row],[Quantity]]),\"\",IFERROR(Table18[[#This Row],[Rebate]]*Table18[[#This Row],[Quantity]],\"\"))","v":""},null,"Commercial Kitchen","Efficient food preparation equipment",null,{"$f":"SUMIFS($Q$6:$Q$97,$K$6:$K$97,V6)","v":0},0,{"$f":"SUMIFS($R$6:$R$97,$K$6:$K$97,V6)","v":0},{"$f":"SUMIFS($R$6:$R$97,$K$6:$K$97,V6)","v":0},12,{"$f":"Z6*(10.67/10^6)","v":0},{"$f":"SUMIFS($F$6:$F$97,$K$6:$K$97,V6)","v":0},{"$f":"SUMIFS($D$6:$D$97,$K$6:$K$97,V6)","v":0},{"$f":"SUMIFS($P$6:$P$97,$K$6:$K$97,V6)","v":0},{"$f":"SUMIFS($N$6:$N$97,$K$6:$K$97,V6)","v":0},{"$f":"SUMIFS($S$6:$S$97,$K$6:$K$97,V6)","v":0},{"$f":"IFERROR(Z6*0.088,0)","v":0},{"$f":"SUMIFS($M$6:$M$97,$K$6:$K$97,V6)","v":0},{"$f":"IFERROR((AJ6)/AI6,0)","v":0}]
[null,null,null,{"$f":"IF(ISBLANK(Table18[[#This Row],[Existing Technology]]),\"\", IFERROR(INDEX('Non-Lighting Index Table'!$N$4:$N$19,MATCH(Table18[[#This Row],[Existing Technology]],'Non-Lighting Index Table'!Table20CommercialKitchenExistingTechnology,0))*Table18[[#This Row],[Quantity]],\"\"))","v":""},null,{"$f":"IFERROR(Table18[[#This Row],[Quantity]]*Table18[[#This Row],[Existing Demand Per Unit\n(kW)]],\"\")","v":0},{"$f":"IF(ISBLANK(Table18[[#This Row],[Existing Technology]]),\"\", IFERROR(INDEX('Non-Lighting Index Table'!$D$4:$D$19,MATCH(Table18[[#This Row],[Existing Technology]],'Non-Lighting Index Table'!Table20CommercialKitchenExistingTechnology,0)),\"\"))","v":""},{"$f":"IF(ISBLANK(Table18[[#This Row],[Existing Technology]]),\"\", IFERROR(INDEX(Table20CommercialKitchenRebate,MATCH(Table18[[#This Row],[Existing Technology]],'Non-Lighting Index Table'!Table20CommercialKitchenExistingTechnology,0)),\"\"))","v":""},{"$f":"IF(ISBLANK(Table18[[#This Row],[Existing Technology]]),\"\", IFERROR(INDEX('Non-Lighting Index Table'!$K$4:$K$19,MATCH(Table18[[#This Row],[Existing Technology]],'Non-Lighting Index Table'!Table20CommercialKitchenExistingTechnology,0)),\"\"))","v":""},{"$f":"IF(ISBLANK(Table18[[#This Row],[Existing Technology]]),\"\", IFERROR(INDEX(Table20CommercialKitchenEquivalentBCHydroEndUse,MATCH(Table18[[#This Row],[Existing Technology]],'Non-Lighting Index Table'!Table20CommercialKitchenExistingTechnology,0)),\"\"))","v":""},{"$f":"IF(ISBLANK(Table18[[#This Row],[Existing Technology]]),\"\", IFERROR(INDEX(Table20CommercialKitchenEquivalentBCHydroECM,MATCH(Table18[[#This Row],[Existing Technology]],'Non-Lighting Index Table'!Table20CommercialKitchenExistingTechnology,0)),\"\"))","v":""},{"$f":"IF(ISBLANK(Table18[[#This Row],[Existing Technology]]),\"\", IFERROR(INDEX(Table20CommercialKitchenPersistence,MATCH(Table18[[#This Row],[Existing Technology]],'Non-Lighting Index Table'!Table20CommercialKitchenExistingTechnology,0)),\"\"))","v":""},null,{"$f":"IF(ISBLANK(Table18[[#This Row],[Existing Technology]]),\"\", IFERROR(INDEX('Non-Lighting Index Table'!$O$4:$O$19,MATCH(Table18[[#This Row],[Existing Technology]],'Non-Lighting Index Table'!Table20CommercialKitchenExistingTechnology,0))*Table18[[#This Row],[Quantity]],\"\"))","v":""},null,{"$f":"IFERROR(Table18[[#This Row],[Proposed Demand Per Unit (kW)]]*Table18[[#This Row],[Quantity]],\"\")","v":0},{"$f":"IF(ISBLANK(Table18[[#This Row],[Existing Demand Per Unit\n(kW)]]),\"\",IF(ISBLANK(Table18[[#This Row],[Proposed Demand Per Unit (kW)]]),\"\", IFERROR(Table18[[#This Row],[Quantity]]*(Table18[[#This Row],[Existing Demand Per Unit\n(kW)]]-Table18[[#This Row],[Proposed Demand Per Unit (kW)]]),\"\")))","v":""},{"$f":"IF(ISBLANK(Table18[[#This Row],[Existing Consumption (Hidden, kWh)]]),\"\",IF(ISBLANK(#REF!),\"\", IFERROR(Table18[[#This Row],[Existing Consumption (Hidden, kWh)]]-Table18[[#This Row],[Annual Consumption (hidden, kWh)]],\"\")))","v":""},{"$f":"IF(ISBLANK(Table18[[#This Row],[Quantity]]),\"\",IFERROR(Table18[[#This Row],[Rebate]]*Table18[[#This Row],[Quantity]],\"\"))","v":""},null,null,"Efficient door type dishwashing",null,{"$f":"SUMIFS($Q$6:$Q$97,$K$6:$K$97,V7)","v":0},0,{"$f":"SUMIFS($R$6:$R$97,$K$6:$K$97,V7)","v":0},{"$f":"SUMIFS($R$6:$R$97,$K$6:$K$97,V7)","v":0},15,{"$f":"Z7*(10.67/10^6)","v":0},{"$f":"SUMIFS($F$6:$F$97,$K$6:$K$97,V7)","v":0},{"$f":"SUMIFS($D$6:$D$97,$K$6:$K$97,V7)","v":0},{"$f":"SUMIFS($P$6:$P$97,$K$6:$K$97,V7)","v":0},{"$f":"SUMIFS($N$6:$N$97,$K$6:$K$97,V7)","v":0},{"$f":"SUMIFS($S$6:$S$97,$K$6:$K$97,V7)","v":0},{"$f":"IFERROR(Z7*0.088,0)","v":0},{"$f":"SUMIFS($M$6:$M$97,$K$6:$K$97,V7)","v":0},{"$f":"IFERROR((AJ7)/AI7,0)","v":0}]
[null,null,null,{"$f":"IF(ISBLANK(Table18[[#This Row],[Existing Technology]]),\"\", IFERROR(INDEX('Non-Lighting Index Table'!$N$4:$N$19,MATCH(Table18[[#This Row],[Existing Technology]],'Non-Lighting Index Table'!Table20CommercialKitchenExistingTechnology,0))*Table18[[#This Row],[Quantity]],\"\"))","v":""},null,{"$f":"IFERROR(Table18[[#This Row],[Quantity]]*Table18[[#This Row],[Existing Demand Per Unit\n(kW)]],\"\")","v":0},{"$f":"IF(ISBLANK(Table18[[#This Row],[Existing Technology]]),\"\", IFERROR(INDEX('Non-Lighting Index Table'!$D$4:$D$19,MATCH(Table18[[#This Row],[Existing Technology]],'Non-Lighting Index Table'!Table20CommercialKitchenExistingTechnology,0)),\"\"))","v":""},{"$f":"IF(ISBLANK(Table18[[#This Row],[Existing Technology]]),\"\", IFERROR(INDEX(Table20CommercialKitchenRebate,MATCH(Table18[[#This Row],[Existing Technology]],'Non-Lighting Index Table'!Table20CommercialKitchenExistingTechnology,0)),\"\"))","v":""},{"$f":"IF(ISBLANK(Table18[[#This Row],[Existing Technology]]),\"\", IFERROR(INDEX('Non-Lighting Index Table'!$K$4:$K$19,MATCH(Table18[[#This Row],[Existing Technology]],'Non-Lighting Index Table'!Table20CommercialKitchenExistingTechnology,0)),\"\"))","v":""},{"$f":"IF(ISBLANK(Table18[[#This Row],[Existing Technology]]),\"\", IFERROR(INDEX(Table20CommercialKitchenEquivalentBCHydroEndUse,MATCH(Table18[[#This Row],[Existing Technology]],'Non-Lighting Index Table'!Table20CommercialKitchenExistingTechnology,0)),\"\"))","v":""},{"$f":"IF(ISBLANK(Table18[[#This Row],[Existing Technology]]),\"\", IFERROR(INDEX(Table20CommercialKitchenEquivalentBCHydroECM,MATCH(Table18[[#This Row],[Existing Technology]],'Non-Lighting Index Table'!Table20CommercialKitchenExistingTechnology,0)),\"\"))","v":""},{"$f":"IF(ISBLANK(Table18[[#This Row],[Existing Technology]]),\"\", IFERROR(INDEX(Table20CommercialKitchenPersistence,MATCH(Table18[[#This Row],[Existing Technology]],'Non-Lighting Index Table'!Table20CommercialKitchenExistingTechnology,0)),\"\"))","v":""},null,{"$f":"IF(ISBLANK(Table18[[#This Row],[Existing Technology]]),\"\", IFERROR(INDEX('Non-Lighting Index Table'!$O$4:$O$19,MATCH(Table18[[#This Row],[Existing Technology]],'Non-Lighting Index Table'!Table20CommercialKitchenExistingTechnology,0))*Table18[[#This Row],[Quantity]],\"\"))","v":""},null,{"$f":"IFERROR(Table18[[#This Row],[Proposed Demand Per Unit (kW)]]*Table18[[#This Row],[Quantity]],\"\")","v":0},{"$f":"IF(ISBLANK(Table18[[#This Row],[Existing Demand Per Unit\n(kW)]]),\"\",IF(ISBLANK(Table18[[#This Row],[Proposed Demand Per Unit (kW)]]),\"\", IFERROR(Table18[[#This Row],[Quantity]]*(Table18[[#This Row],[Existing Demand Per Unit\n(kW)]]-Table18[[#This Row],[Proposed Demand Per Unit (kW)]]),\"\")))","v":""},{"$f":"IF(ISBLANK(Table18[[#This Row],[Existing Consumption (Hidden, kWh)]]),\"\",IF(ISBLANK(#REF!),\"\", IFERROR(Table18[[#This Row],[Existing Consumption (Hidden, kWh)]]-Table18[[#This Row],[Annual Consumption (hidden, kWh)]],\"\")))","v":""},{"$f":"IF(ISBLANK(Table18[[#This Row],[Quantity]]),\"\",IFERROR(Table18[[#This Row],[Rebate]]*Table18[[#This Row],[Quantity]],\"\"))","v":""},null,null,"Efficient conveyor dishwasher",null,{"$f":"SUMIFS($Q$6:$Q$97,$K$6:$K$97,V8)","v":0},0,{"$f":"SUMIFS($R$6:$R$97,$K$6:$K$97,V8)","v":0},{"$f":"SUMIFS($R$6:$R$97,$K$6:$K$97,V8)","v":0},20,{"$f":"Z8*(10.67/10^6)","v":0},{"$f":"SUMIFS($F$6:$F$97,$K$6:$K$97,V8)","v":0},{"$f":"SUMIFS($D$6:$D$97,$K$6:$K$97,V8)","v":0},{"$f":"SUMIFS($P$6:$P$97,$K$6:$K$97,V8)","v":0},{"$f":"SUMIFS($N$6:$N$97,$K$6:$K$97,V8)","v":0},{"$f":"SUMIFS($S$6:$S$97,$K$6:$K$97,V8)","v":0},{"$f":"IFERROR(Z8*0.088,0)","v":0},{"$f":"SUMIFS($M$6:$M$97,$K$6:$K$97,V8)","v":0},{"$f":"IFERROR((AJ8)/AI8,0)","v":0}]
[null,null,null,{"$f":"IF(ISBLANK(Table18[[#This Row],[Existing Technology]]),\"\", IFERROR(INDEX('Non-Lighting Index Table'!$N$4:$N$19,MATCH(Table18[[#This Row],[Existing Technology]],'Non-Lighting Index Table'!Table20CommercialKitchenExistingTechnology,0))*Table18[[#This Row],[Quantity]],\"\"))","v":""},null,{"$f":"IFERROR(Table18[[#This Row],[Quantity]]*Table18[[#This Row],[Existing Demand Per Unit\n(kW)]],\"\")","v":0},{"$f":"IF(ISBLANK(Table18[[#This Row],[Existing Technology]]),\"\", IFERROR(INDEX('Non-Lighting Index Table'!$D$4:$D$19,MATCH(Table18[[#This Row],[Existing Technology]],'Non-Lighting Index Table'!Table20CommercialKitchenExistingTechnology,0)),\"\"))","v":""},{"$f":"IF(ISBLANK(Table18[[#This Row],[Existing Technology]]),\"\", IFERROR(INDEX(Table20CommercialKitchenRebate,MATCH(Table18[[#This Row],[Existing Technology]],'Non-Lighting Index Table'!Table20CommercialKitchenExistingTechnology,0)),\"\"))","v":""},{"$f":"IF(ISBLANK(Table18[[#This Row],[Existing Technology]]),\"\", IFERROR(INDEX('Non-Lighting Index Table'!$K$4:$K$19,MATCH(Table18[[#This Row],[Existing Technology]],'Non-Lighting Index Table'!Table20CommercialKitchenExistingTechnology,0)),\"\"))","v":""},{"$f":"IF(ISBLANK(Table18[[#This Row],[Existing Technology]]),\"\", IFERROR(INDEX(Table20CommercialKitchenEquivalentBCHydroEndUse,MATCH(Table18[[#This Row],[Existing Technology]],'Non-Lighting Index Table'!Table20CommercialKitchenExistingTechnology,0)),\"\"))","v":""},{"$f":"IF(ISBLANK(Table18[[#This Row],[Existing Technology]]),\"\", IFERROR(INDEX(Table20CommercialKitchenEquivalentBCHydroECM,MATCH(Table18[[#This Row],[Existing Technology]],'Non-Lighting Index Table'!Table20CommercialKitchenExistingTechnology,0)),\"\"))","v":""},{"$f":"IF(ISBLANK(Table18[[#This Row],[Existing Technology]]),\"\", IFERROR(INDEX(Table20CommercialKitchenPersistence,MATCH(Table18[[#This Row],[Existing Technology]],'Non-Lighting Index Table'!Table20CommercialKitchenExistingTechnology,0)),\"\"))","v":""},null,{"$f":"IF(ISBLANK(Table18[[#This Row],[Existing Technology]]),\"\", IFERROR(INDEX('Non-Lighting Index Table'!$O$4:$O$19,MATCH(Table18[[#This Row],[Existing Technology]],'Non-Lighting Index Table'!Table20CommercialKitchenExistingTechnology,0))*Table18[[#This Row],[Quantity]],\"\"))","v":""},null,{"$f":"IFERROR(Table18[[#This Row],[Proposed Demand Per Unit (kW)]]*Table18[[#This Row],[Quantity]],\"\")","v":0},{"$f":"IF(ISBLANK(Table18[[#This Row],[Existing Demand Per Unit\n(kW)]]),\"\",IF(ISBLANK(Table18[[#This Row],[Proposed Demand Per Unit (kW)]]),\"\", IFERROR(Table18[[#This Row],[Quantity]]*(Table18[[#This Row],[Existing Demand Per Unit\n(kW)]]-Table18[[#This Row],[Proposed Demand Per Unit (kW)]]),\"\")))","v":""},{"$f":"IF(ISBLANK(Table18[[#This Row],[Existing Consumption (Hidden, kWh)]]),\"\",IF(ISBLANK(#REF!),\"\", IFERROR(Table18[[#This Row],[Existing Consumption (Hidden, kWh)]]-Table18[[#This Row],[Annual Consumption (hidden, kWh)]],\"\")))","v":""},{"$f":"IF(ISBLANK(Table18[[#This Row],[Quantity]]),\"\",IFERROR(Table18[[#This Row],[Rebate]]*Table18[[#This Row],[Quantity]],\"\"))","v":""},null,null,"Insulated Hot Food Holding Cabinet",null,{"$f":"SUMIFS($Q$6:$Q$97,$K$6:$K$97,V9)","v":0},0,{"$f":"SUMIFS($R$6:$R$97,$K$6:$K$97,V9)","v":0},{"$f":"SUMIFS($R$6:$R$97,$K$6:$K$97,V9)","v":0},12,{"$f":"Z9*(10.67/10^6)","v":0},{"$f":"SUMIFS($F$6:$F$97,$K$6:$K$97,V9)","v":0},{"$f":"SUMIFS($D$6:$D$97,$K$6:$K$97,V9)","v":0},{"$f":"SUMIFS($P$6:$P$97,$K$6:$K$97,V9)","v":0},{"$f":"SUMIFS($N$6:$N$97,$K$6:$K$97,V9)","v":0},{"$f":"SUMIFS($S$6:$S$97,$K$6:$K$97,V9)","v":0},{"$f":"IFERROR(Z9*0.088,0)","v":0},{"$f":"SUMIFS($M$6:$M$97,$K$6:$K$97,V9)","v":0},{"$f":"IFERROR((AJ9)/AI9,0)","v":0}]
[null,null,null,{"$f":"IF(ISBLANK(Table18[[#This Row],[Existing Technology]]),\"\", IFERROR(INDEX('Non-Lighting Index Table'!$N$4:$N$19,MATCH(Table18[[#This Row],[Existing Technology]],'Non-Lighting Index Table'!Table20CommercialKitchenExistingTechnology,0))*Table18[[#This Row],[Quantity]],\"\"))","v":""},null,{"$f":"IFERROR(Table18[[#This Row],[Quantity]]*Table18[[#This Row],[Existing Demand Per Unit\n(kW)]],\"\")","v":0},{"$f":"IF(ISBLANK(Table18[[#This Row],[Existing Technology]]),\"\", IFERROR(INDEX('Non-Lighting Index Table'!$D$4:$D$19,MATCH(Table18[[#This Row],[Existing Technology]],'Non-Lighting Index Table'!Table20CommercialKitchenExistingTechnology,0)),\"\"))","v":""},{"$f":"IF(ISBLANK(Table18[[#This Row],[Existing Technology]]),\"\", IFERROR(INDEX(Table20CommercialKitchenRebate,MATCH(Table18[[#This Row],[Existing Technology]],'Non-Lighting Index Table'!Table20CommercialKitchenExistingTechnology,0)),\"\"))","v":""},{"$f":"IF(ISBLANK(Table18[[#This Row],[Existing Technology]]),\"\", IFERROR(INDEX('Non-Lighting Index Table'!$K$4:$K$19,MATCH(Table18[[#This Row],[Existing Technology]],'Non-Lighting Index Table'!Table20CommercialKitchenExistingTechnology,0)),\"\"))","v":""},{"$f":"IF(ISBLANK(Table18[[#This Row],[Existing Technology]]),\"\", IFERROR(INDEX(Table20CommercialKitchenEquivalentBCHydroEndUse,MATCH(Table18[[#This Row],[Existing Technology]],'Non-Lighting Index Table'!Table20CommercialKitchenExistingTechnology,0)),\"\"))","v":""},{"$f":"IF(ISBLANK(Table18[[#This Row],[Existing Technology]]),\"\", IFERROR(INDEX(Table20CommercialKitchenEquivalentBCHydroECM,MATCH(Table18[[#This Row],[Existing Technology]],'Non-Lighting Index Table'!Table20CommercialKitchenExistingTechnology,0)),\"\"))","v":""},{"$f":"IF(ISBLANK(Table18[[#This Row],[Existing Technology]]),\"\", IFERROR(INDEX(Table20CommercialKitchenPersistence,MATCH(Table18[[#This Row],[Existing Technology]],'Non-Lighting Index Table'!Table20CommercialKitchenExistingTechnology,0)),\"\"))","v":""},null,{"$f":"IF(ISBLANK(Table18[[#This Row],[Existing Technology]]),\"\", IFERROR(INDEX('Non-Lighting Index Table'!$O$4:$O$19,MATCH(Table18[[#This Row],[Existing Technology]],'Non-Lighting Index Table'!Table20CommercialKitchenExistingTechnology,0))*Table18[[#This Row],[Quantity]],\"\"))","v":""},null,{"$f":"IFERROR(Table18[[#This Row],[Proposed Demand Per Unit (kW)]]*Table18[[#This Row],[Quantity]],\"\")","v":0},{"$f":"IF(ISBLANK(Table18[[#This Row],[Existing Demand Per Unit\n(kW)]]),\"\",IF(ISBLANK(Table18[[#This Row],[Proposed Demand Per Unit (kW)]]),\"\", IFERROR(Table18[[#This Row],[Quantity]]*(Table18[[#This Row],[Existing Demand Per Unit\n(kW)]]-Table18[[#This Row],[Proposed Demand Per Unit (kW)]]),\"\")))","v":""},{"$f":"IF(ISBLANK(Table18[[#This Row],[Existing Consumption (Hidden, kWh)]]),\"\",IF(ISBLANK(#REF!),\"\", IFERROR(Table18[[#This Row],[Existing Consumption (Hidden, kWh)]]-Table18[[#This Row],[Annual Consumption (hidden, kWh)]],\"\")))","v":""},{"$f":"IF(ISBLANK(Table18[[#This Row],[Quantity]]),\"\",IFERROR(Table18[[#This Row],[Rebate]]*Table18[[#This Row],[Quantity]],\"\"))","v":""},null,null,null,"Sub-Total",{"$f":"IFERROR(SUM(X6:X9),0)","v":0},{"$f":"IFERROR(SUM(Y6:Y9),0)","v":0},0,0,null,0,0,0,0,{"$f":"IFERROR(SUM(AG6:AG9),0)","v":0},0,0,{"$f":"IFERROR(SUM(AJ6:AJ9),0)","v":0},{"$f":"IFERROR((AJ10)/AI10,0)","v":0}]
[null,null,null,{"$f":"IF(ISBLANK(Table18[[#This Row],[Existing Technology]]),\"\", IFERROR(INDEX('Non-Lighting Index Table'!$N$4:$N$19,MATCH(Table18[[#This Row],[Existing Technology]],'Non-Lighting Index Table'!Table20CommercialKitchenExistingTechnology,0))*Table18[[#This Row],[Quantity]],\"\"))","v":""},null,{"$f":"IFERROR(Table18[[#This Row],[Quantity]]*Table18[[#This Row],[Existing Demand Per Unit\n(kW)]],\"\")","v":0},{"$f":"IF(ISBLANK(Table18[[#This Row],[Existing Technology]]),\"\", IFERROR(INDEX('Non-Lighting Index Table'!$D$4:$D$19,MATCH(Table18[[#This Row],[Existing Technology]],'Non-Lighting Index Table'!Table20CommercialKitchenExistingTechnology,0)),\"\"))","v":""},{"$f":"IF(ISBLANK(Table18[[#This Row],[Existing Technology]]),\"\", IFERROR(INDEX(Table20CommercialKitchenRebate,MATCH(Table18[[#This Row],[Existing Technology]],'Non-Lighting Index Table'!Table20CommercialKitchenExistingTechnology,0)),\"\"))","v":""},{"$f":"IF(ISBLANK(Table18[[#This Row],[Existing Technology]]),\"\", IFERROR(INDEX('Non-Lighting Index Table'!$K$4:$K$19,MATCH(Table18[[#This Row],[Existing Technology]],'Non-Lighting Index Table'!Table20CommercialKitchenExistingTechnology,0)),\"\"))","v":""},{"$f":"IF(ISBLANK(Table18[[#This Row],[Existing Technology]]),\"\", IFERROR(INDEX(Table20CommercialKitchenEquivalentBCHydroEndUse,MATCH(Table18[[#This Row],[Existing Technology]],'Non-Lighting Index Table'!Table20CommercialKitchenExistingTechnology,0)),\"\"))","v":""},{"$f":"IF(ISBLANK(Table18[[#This Row],[Existing Technology]]),\"\", IFERROR(INDEX(Table20CommercialKitchenEquivalentBCHydroECM,MATCH(Table18[[#This Row],[Existing Technology]],'Non-Lighting Index Table'!Table20CommercialKitchenExistingTechnology,0)),\"\"))","v":""},{"$f":"IF(ISBLANK(Table18[[#This Row],[Existing Technology]]),\"\", IFERROR(INDEX(Table20CommercialKitchenPersistence,MATCH(Table18[[#This Row],[Existing Technology]],'Non-Lighting Index Table'!Table20CommercialKitchenExistingTechnology,0)),\"\"))","v":""},null,{"$f":"IF(ISBLANK(Table18[[#This Row],[Existing Technology]]),\"\", IFERROR(INDEX('Non-Lighting Index Table'!$O$4:$O$19,MATCH(Table18[[#This Row],[Existing Technology]],'Non-Lighting Index Table'!Table20CommercialKitchenExistingTechnology,0))*Table18[[#This Row],[Quantity]],\"\"))","v":""},null,{"$f":"IFERROR(Table18[[#This Row],[Proposed Demand Per Unit (kW)]]*Table18[[#This Row],[Quantity]],\"\")","v":0},{"$f":"IF(ISBLANK(Table18[[#This Row],[Existing Demand Per Unit\n(kW)]]),\"\",IF(ISBLANK(Table18[[#This Row],[Proposed Demand Per Unit (kW)]]),\"\", IFERROR(Table18[[#This Row],[Quantity]]*(Table18[[#This Row],[Existing Demand Per Unit\n(kW)]]-Table18[[#This Row],[Proposed Demand Per Unit (kW)]]),\"\")))","v":""},{"$f":"IF(ISBLANK(Table18[[#This Row],[Existing Consumption (Hidden, kWh)]]),\"\",IF(ISBLANK(#REF!),\"\", IFERROR(Table18[[#This Row],[Existing Consumption (Hidden, kWh)]]-Table18[[#This Row],[Annual Consumption (hidden, kWh)]],\"\")))","v":""},{"$f":"IF(ISBLANK(Table18[[#This Row],[Quantity]]),\"\",IFERROR(Table18[[#This Row],[Rebate]]*Table18[[#This Row],[Quantity]],\"\"))","v":""}]
[null,null,null,{"$f":"IF(ISBLANK(Table18[[#This Row],[Existing Technology]]),\"\", IFERROR(INDEX('Non-Lighting Index Table'!$N$4:$N$19,MATCH(Table18[[#This Row],[Existing Technology]],'Non-Lighting Index Table'!Table20CommercialKitchenExistingTechnology,0))*Table18[[#This Row],[Quantity]],\"\"))","v":""},null,{"$f":"IFERROR(Table18[[#This Row],[Quantity]]*Table18[[#This Row],[Existing Demand Per Unit\n(kW)]],\"\")","v":0},{"$f":"IF(ISBLANK(Table18[[#This Row],[Existing Technology]]),\"\", IFERROR(INDEX('Non-Lighting Index Table'!$D$4:$D$19,MATCH(Table18[[#This Row],[Existing Technology]],'Non-Lighting Index Table'!Table20CommercialKitchenExistingTechnology,0)),\"\"))","v":""},{"$f":"IF(ISBLANK(Table18[[#This Row],[Existing Technology]]),\"\", IFERROR(INDEX(Table20CommercialKitchenRebate,MATCH(Table18[[#This Row],[Existing Technology]],'Non-Lighting Index Table'!Table20CommercialKitchenExistingTechnology,0)),\"\"))","v":""},{"$f":"IF(ISBLANK(Table18[[#This Row],[Existing Technology]]),\"\", IFERROR(INDEX('Non-Lighting Index Table'!$K$4:$K$19,MATCH(Table18[[#This Row],[Existing Technology]],'Non-Lighting Index Table'!Table20CommercialKitchenExistingTechnology,0)),\"\"))","v":""},{"$f":"IF(ISBLANK(Table18[[#This Row],[Existing Technology]]),\"\", IFERROR(INDEX(Table20CommercialKitchenEquivalentBCHydroEndUse,MATCH(Table18[[#This Row],[Existing Technology]],'Non-Lighting Index Table'!Table20CommercialKitchenExistingTechnology,0)),\"\"))","v":""},{"$f":"IF(ISBLANK(Table18[[#This Row],[Existing Technology]]),\"\", IFERROR(INDEX(Table20CommercialKitchenEquivalentBCHydroECM,MATCH(Table18[[#This Row],[Existing Technology]],'Non-Lighting Index Table'!Table20CommercialKitchenExistingTechnology,0)),\"\"))","v":""},{"$f":"IF(ISBLANK(Table18[[#This Row],[Existing Technology]]),\"\", IFERROR(INDEX(Table20CommercialKitchenPersistence,MATCH(Table18[[#This Row],[Existing Technology]],'Non-Lighting Index Table'!Table20CommercialKitchenExistingTechnology,0)),\"\"))","v":""},null,{"$f":"IF(ISBLANK(Table18[[#This Row],[Existing Technology]]),\"\", IFERROR(INDEX('Non-Lighting Index Table'!$O$4:$O$19,MATCH(Table18[[#This Row],[Existing Technology]],'Non-Lighting Index Table'!Table20CommercialKitchenExistingTechnology,0))*Table18[[#This Row],[Quantity]],\"\"))","v":""},null,{"$f":"IFERROR(Table18[[#This Row],[Proposed Demand Per Unit (kW)]]*Table18[[#This Row],[Quantity]],\"\")","v":0},{"$f":"IF(ISBLANK(Table18[[#This Row],[Existing Demand Per Unit\n(kW)]]),\"\",IF(ISBLANK(Table18[[#This Row],[Proposed Demand Per Unit (kW)]]),\"\", IFERROR(Table18[[#This Row],[Quantity]]*(Table18[[#This Row],[Existing Demand Per Unit\n(kW)]]-Table18[[#This Row],[Proposed Demand Per Unit (kW)]]),\"\")))","v":""},{"$f":"IF(ISBLANK(Table18[[#This Row],[Existing Consumption (Hidden, kWh)]]),\"\",IF(ISBLANK(#REF!),\"\", IFERROR(Table18[[#This Row],[Existing Consumption (Hidden, kWh)]]-Table18[[#This Row],[Annual Consumption (hidden, kWh)]],\"\")))","v":""},{"$f":"IF(ISBLANK(Table18[[#This Row],[Quantity]]),\"\",IFERROR(Table18[[#This Row],[Rebate]]*Table18[[#This Row],[Quantity]],\"\"))","v":""}]
[null,null,null,{"$f":"IF(ISBLANK(Table18[[#This Row],[Existing Technology]]),\"\", IFERROR(INDEX('Non-Lighting Index Table'!$N$4:$N$19,MATCH(Table18[[#This Row],[Existing Technology]],'Non-Lighting Index Table'!Table20CommercialKitchenExistingTechnology,0))*Table18[[#This Row],[Quantity]],\"\"))","v":""},null,{"$f":"IFERROR(Table18[[#This Row],[Quantity]]*Table18[[#This Row],[Existing Demand Per Unit\n(kW)]],\"\")","v":0},{"$f":"IF(ISBLANK(Table18[[#This Row],[Existing Technology]]),\"\", IFERROR(INDEX('Non-Lighting Index Table'!$D$4:$D$19,MATCH(Table18[[#This Row],[Existing Technology]],'Non-Lighting Index Table'!Table20CommercialKitchenExistingTechnology,0)),\"\"))","v":""},{"$f":"IF(ISBLANK(Table18[[#This Row],[Existing Technology]]),\"\", IFERROR(INDEX(Table20CommercialKitchenRebate,MATCH(Table18[[#This Row],[Existing Technology]],'Non-Lighting Index Table'!Table20CommercialKitchenExistingTechnology,0)),\"\"))","v":""},{"$f":"IF(ISBLANK(Table18[[#This Row],[Existing Technology]]),\"\", IFERROR(INDEX('Non-Lighting Index Table'!$K$4:$K$19,MATCH(Table18[[#This Row],[Existing Technology]],'Non-Lighting Index Table'!Table20CommercialKitchenExistingTechnology,0)),\"\"))","v":""},{"$f":"IF(ISBLANK(Table18[[#This Row],[Existing Technology]]),\"\", IFERROR(INDEX(Table20CommercialKitchenEquivalentBCHydroEndUse,MATCH(Table18[[#This Row],[Existing Technology]],'Non-Lighting Index Table'!Table20CommercialKitchenExistingTechnology,0)),\"\"))","v":""},{"$f":"IF(ISBLANK(Table18[[#This Row],[Existing Technology]]),\"\", IFERROR(INDEX(Table20CommercialKitchenEquivalentBCHydroECM,MATCH(Table18[[#This Row],[Existing Technology]],'Non-Lighting Index Table'!Table20CommercialKitchenExistingTechnology,0)),\"\"))","v":""},{"$f":"IF(ISBLANK(Table18[[#This Row],[Existing Technology]]),\"\", IFERROR(INDEX(Table20CommercialKitchenPersistence,MATCH(Table18[[#This Row],[Existing Technology]],'Non-Lighting Index Table'!Table20CommercialKitchenExistingTechnology,0)),\"\"))","v":""},null,{"$f":"IF(ISBLANK(Table18[[#This Row],[Existing Technology]]),\"\", IFERROR(INDEX('Non-Lighting Index Table'!$O$4:$O$19,MATCH(Table18[[#This Row],[Existing Technology]],'Non-Lighting Index Table'!Table20CommercialKitchenExistingTechnology,0))*Table18[[#This Row],[Quantity]],\"\"))","v":""},null,{"$f":"IFERROR(Table18[[#This Row],[Proposed Demand Per Unit (kW)]]*Table18[[#This Row],[Quantity]],\"\")","v":0},{"$f":"IF(ISBLANK(Table18[[#This Row],[Existing Demand Per Unit\n(kW)]]),\"\",IF(ISBLANK(Table18[[#This Row],[Proposed Demand Per Unit (kW)]]),\"\", IFERROR(Table18[[#This Row],[Quantity]]*(Table18[[#This Row],[Existing Demand Per Unit\n(kW)]]-Table18[[#This Row],[Proposed Demand Per Unit (kW)]]),\"\")))","v":""},{"$f":"IF(ISBLANK(Table18[[#This Row],[Existing Consumption (Hidden, kWh)]]),\"\",IF(ISBLANK(#REF!),\"\", IFERROR(Table18[[#This Row],[Existing Consumption (Hidden, kWh)]]-Table18[[#This Row],[Annual Consumption (hidden, kWh)]],\"\")))","v":""},{"$f":"IF(ISBLANK(Table18[[#This Row],[Quantity]]),\"\",IFERROR(Table18[[#This Row],[Rebate]]*Table18[[#This Row],[Quantity]],\"\"))","v":""}]
[null,null,null,{"$f":"IF(ISBLANK(Table18[[#This Row],[Existing Technology]]),\"\", IFERROR(INDEX('Non-Lighting Index Table'!$N$4:$N$19,MATCH(Table18[[#This Row],[Existing Technology]],'Non-Lighting Index Table'!Table20CommercialKitchenExistingTechnology,0))*Table18[[#This Row],[Quantity]],\"\"))","v":""},null,{"$f":"IFERROR(Table18[[#This Row],[Quantity]]*Table18[[#This Row],[Existing Demand Per Unit\n(kW)]],\"\")","v":0},{"$f":"IF(ISBLANK(Table18[[#This Row],[Existing Technology]]),\"\", IFERROR(INDEX('Non-Lighting Index Table'!$D$4:$D$19,MATCH(Table18[[#This Row],[Existing Technology]],'Non-Lighting Index Table'!Table20CommercialKitchenExistingTechnology,0)),\"\"))","v":""},{"$f":"IF(ISBLANK(Table18[[#This Row],[Existing Technology]]),\"\", IFERROR(INDEX(Table20CommercialKitchenRebate,MATCH(Table18[[#This Row],[Existing Technology]],'Non-Lighting Index Table'!Table20CommercialKitchenExistingTechnology,0)),\"\"))","v":""},{"$f":"IF(ISBLANK(Table18[[#This Row],[Existing Technology]]),\"\", IFERROR(INDEX('Non-Lighting Index Table'!$K$4:$K$19,MATCH(Table18[[#This Row],[Existing Technology]],'Non-Lighting Index Table'!Table20CommercialKitchenExistingTechnology,0)),\"\"))","v":""},{"$f":"IF(ISBLANK(Table18[[#This Row],[Existing Technology]]),\"\", IFERROR(INDEX(Table20CommercialKitchenEquivalentBCHydroEndUse,MATCH(Table18[[#This Row],[Existing Technology]],'Non-Lighting Index Table'!Table20CommercialKitchenExistingTechnology,0)),\"\"))","v":""},{"$f":"IF(ISBLANK(Table18[[#This Row],[Existing Technology]]),\"\", IFERROR(INDEX(Table20CommercialKitchenEquivalentBCHydroECM,MATCH(Table18[[#This Row],[Existing Technology]],'Non-Lighting Index Table'!Table20CommercialKitchenExistingTechnology,0)),\"\"))","v":""},{"$f":"IF(ISBLANK(Table18[[#This Row],[Existing Technology]]),\"\", IFERROR(INDEX(Table20CommercialKitchenPersistence,MATCH(Table18[[#This Row],[Existing Technology]],'Non-Lighting Index Table'!Table20CommercialKitchenExistingTechnology,0)),\"\"))","v":""},null,{"$f":"IF(ISBLANK(Table18[[#This Row],[Existing Technology]]),\"\", IFERROR(INDEX('Non-Lighting Index Table'!$O$4:$O$19,MATCH(Table18[[#This Row],[Existing Technology]],'Non-Lighting Index Table'!Table20CommercialKitchenExistingTechnology,0))*Table18[[#This Row],[Quantity]],\"\"))","v":""},null,{"$f":"IFERROR(Table18[[#This Row],[Proposed Demand Per Unit (kW)]]*Table18[[#This Row],[Quantity]],\"\")","v":0},{"$f":"IF(ISBLANK(Table18[[#This Row],[Existing Demand Per Unit\n(kW)]]),\"\",IF(ISBLANK(Table18[[#This Row],[Proposed Demand Per Unit (kW)]]),\"\", IFERROR(Table18[[#This Row],[Quantity]]*(Table18[[#This Row],[Existing Demand Per Unit\n(kW)]]-Table18[[#This Row],[Proposed Demand Per Unit (kW)]]),\"\")))","v":""},{"$f":"IF(ISBLANK(Table18[[#This Row],[Existing Consumption (Hidden, kWh)]]),\"\",IF(ISBLANK(#REF!),\"\", IFERROR(Table18[[#This Row],[Existing Consumption (Hidden, kWh)]]-Table18[[#This Row],[Annual Consumption (hidden, kWh)]],\"\")))","v":""},{"$f":"IF(ISBLANK(Table18[[#This Row],[Quantity]]),\"\",IFERROR(Table18[[#This Row],[Rebate]]*Table18[[#This Row],[Quantity]],\"\"))","v":""}]
[null,null,null,{"$f":"IF(ISBLANK(Table18[[#This Row],[Existing Technology]]),\"\", IFERROR(INDEX('Non-Lighting Index Table'!$N$4:$N$19,MATCH(Table18[[#This Row],[Existing Technology]],'Non-Lighting Index Table'!Table20CommercialKitchenExistingTechnology,0))*Table18[[#This Row],[Quantity]],\"\"))","v":""},null,{"$f":"IFERROR(Table18[[#This Row],[Quantity]]*Table18[[#This Row],[Existing Demand Per Unit\n(kW)]],\"\")","v":0},{"$f":"IF(ISBLANK(Table18[[#This Row],[Existing Technology]]),\"\", IFERROR(INDEX('Non-Lighting Index Table'!$D$4:$D$19,MATCH(Table18[[#This Row],[Existing Technology]],'Non-Lighting Index Table'!Table20CommercialKitchenExistingTechnology,0)),\"\"))","v":""},{"$f":"IF(ISBLANK(Table18[[#This Row],[Existing Technology]]),\"\", IFERROR(INDEX(Table20CommercialKitchenRebate,MATCH(Table18[[#This Row],[Existing Technology]],'Non-Lighting Index Table'!Table20CommercialKitchenExistingTechnology,0)),\"\"))","v":""},{"$f":"IF(ISBLANK(Table18[[#This Row],[Existing Technology]]),\"\", IFERROR(INDEX('Non-Lighting Index Table'!$K$4:$K$19,MATCH(Table18[[#This Row],[Existing Technology]],'Non-Lighting Index Table'!Table20CommercialKitchenExistingTechnology,0)),\"\"))","v":""},{"$f":"IF(ISBLANK(Table18[[#This Row],[Existing Technology]]),\"\", IFERROR(INDEX(Table20CommercialKitchenEquivalentBCHydroEndUse,MATCH(Table18[[#This Row],[Existing Technology]],'Non-Lighting Index Table'!Table20CommercialKitchenExistingTechnology,0)),\"\"))","v":""},{"$f":"IF(ISBLANK(Table18[[#This Row],[Existing Technology]]),\"\", IFERROR(INDEX(Table20CommercialKitchenEquivalentBCHydroECM,MATCH(Table18[[#This Row],[Existing Technology]],'Non-Lighting Index Table'!Table20CommercialKitchenExistingTechnology,0)),\"\"))","v":""},{"$f":"IF(ISBLANK(Table18[[#This Row],[Existing Technology]]),\"\", IFERROR(INDEX(Table20CommercialKitchenPersistence,MATCH(Table18[[#This Row],[Existing Technology]],'Non-Lighting Index Table'!Table20CommercialKitchenExistingTechnology,0)),\"\"))","v":""},null,{"$f":"IF(ISBLANK(Table18[[#This Row],[Existing Technology]]),\"\", IFERROR(INDEX('Non-Lighting Index Table'!$O$4:$O$19,MATCH(Table18[[#This Row],[Existing Technology]],'Non-Lighting Index Table'!Table20CommercialKitchenExistingTechnology,0))*Table18[[#This Row],[Quantity]],\"\"))","v":""},null,{"$f":"IFERROR(Table18[[#This Row],[Proposed Demand Per Unit (kW)]]*Table18[[#This Row],[Quantity]],\"\")","v":0},{"$f":"IF(ISBLANK(Table18[[#This Row],[Existing Demand Per Unit\n(kW)]]),\"\",IF(ISBLANK(Table18[[#This Row],[Proposed Demand Per Unit (kW)]]),\"\", IFERROR(Table18[[#This Row],[Quantity]]*(Table18[[#This Row],[Existing Demand Per Unit\n(kW)]]-Table18[[#This Row],[Proposed Demand Per Unit (kW)]]),\"\")))","v":""},{"$f":"IF(ISBLANK(Table18[[#This Row],[Existing Consumption (Hidden, kWh)]]),\"\",IF(ISBLANK(#REF!),\"\", IFERROR(Table18[[#This Row],[Existing Consumption (Hidden, kWh)]]-Table18[[#This Row],[Annual Consumption (hidden, kWh)]],\"\")))","v":""},{"$f":"IF(ISBLANK(Table18[[#This Row],[Quantity]]),\"\",IFERROR(Table18[[#This Row],[Rebate]]*Table18[[#This Row],[Quantity]],\"\"))","v":""}]
[null,null,null,{"$f":"IF(ISBLANK(Table18[[#This Row],[Existing Technology]]),\"\", IFERROR(INDEX('Non-Lighting Index Table'!$N$4:$N$19,MATCH(Table18[[#This Row],[Existing Technology]],'Non-Lighting Index Table'!Table20CommercialKitchenExistingTechnology,0))*Table18[[#This Row],[Quantity]],\"\"))","v":""},null,{"$f":"IFERROR(Table18[[#This Row],[Quantity]]*Table18[[#This Row],[Existing Demand Per Unit\n(kW)]],\"\")","v":0},{"$f":"IF(ISBLANK(Table18[[#This Row],[Existing Technology]]),\"\", IFERROR(INDEX('Non-Lighting Index Table'!$D$4:$D$19,MATCH(Table18[[#This Row],[Existing Technology]],'Non-Lighting Index Table'!Table20CommercialKitchenExistingTechnology,0)),\"\"))","v":""},{"$f":"IF(ISBLANK(Table18[[#This Row],[Existing Technology]]),\"\", IFERROR(INDEX(Table20CommercialKitchenRebate,MATCH(Table18[[#This Row],[Existing Technology]],'Non-Lighting Index Table'!Table20CommercialKitchenExistingTechnology,0)),\"\"))","v":""},{"$f":"IF(ISBLANK(Table18[[#This Row],[Existing Technology]]),\"\", IFERROR(INDEX('Non-Lighting Index Table'!$K$4:$K$19,MATCH(Table18[[#This Row],[Existing Technology]],'Non-Lighting Index Table'!Table20CommercialKitchenExistingTechnology,0)),\"\"))","v":""},{"$f":"IF(ISBLANK(Table18[[#This Row],[Existing Technology]]),\"\", IFERROR(INDEX(Table20CommercialKitchenEquivalentBCHydroEndUse,MATCH(Table18[[#This Row],[Existing Technology]],'Non-Lighting Index Table'!Table20CommercialKitchenExistingTechnology,0)),\"\"))","v":""},{"$f":"IF(ISBLANK(Table18[[#This Row],[Existing Technology]]),\"\", IFERROR(INDEX(Table20CommercialKitchenEquivalentBCHydroECM,MATCH(Table18[[#This Row],[Existing Technology]],'Non-Lighting Index Table'!Table20CommercialKitchenExistingTechnology,0)),\"\"))","v":""},{"$f":"IF(ISBLANK(Table18[[#This Row],[Existing Technology]]),\"\", IFERROR(INDEX(Table20CommercialKitchenPersistence,MATCH(Table18[[#This Row],[Existing Technology]],'Non-Lighting Index Table'!Table20CommercialKitchenExistingTechnology,0)),\"\"))","v":""},null,{"$f":"IF(ISBLANK(Table18[[#This Row],[Existing Technology]]),\"\", IFERROR(INDEX('Non-Lighting Index Table'!$O$4:$O$19,MATCH(Table18[[#This Row],[Existing Technology]],'Non-Lighting Index Table'!Table20CommercialKitchenExistingTechnology,0))*Table18[[#This Row],[Quantity]],\"\"))","v":""},null,{"$f":"IFERROR(Table18[[#This Row],[Proposed Demand Per Unit (kW)]]*Table18[[#This Row],[Quantity]],\"\")","v":0},{"$f":"IF(ISBLANK(Table18[[#This Row],[Existing Demand Per Unit\n(kW)]]),\"\",IF(ISBLANK(Table18[[#This Row],[Proposed Demand Per Unit (kW)]]),\"\", IFERROR(Table18[[#This Row],[Quantity]]*(Table18[[#This Row],[Existing Demand Per Unit\n(kW)]]-Table18[[#This Row],[Proposed Demand Per Unit (kW)]]),\"\")))","v":""},{"$f":"IF(ISBLANK(Table18[[#This Row],[Existing Consumption (Hidden, kWh)]]),\"\",IF(ISBLANK(#REF!),\"\", IFERROR(Table18[[#This Row],[Existing Consumption (Hidden, kWh)]]-Table18[[#This Row],[Annual Consumption (hidden, kWh)]],\"\")))","v":""},{"$f":"IF(ISBLANK(Table18[[#This Row],[Quantity]]),\"\",IFERROR(Table18[[#This Row],[Rebate]]*Table18[[#This Row],[Quantity]],\"\"))","v":""}]
[null,null,null,{"$f":"IF(ISBLANK(Table18[[#This Row],[Existing Technology]]),\"\", IFERROR(INDEX('Non-Lighting Index Table'!$N$4:$N$19,MATCH(Table18[[#This Row],[Existing Technology]],'Non-Lighting Index Table'!Table20CommercialKitchenExistingTechnology,0))*Table18[[#This Row],[Quantity]],\"\"))","v":""},null,{"$f":"IFERROR(Table18[[#This Row],[Quantity]]*Table18[[#This Row],[Existing Demand Per Unit\n(kW)]],\"\")","v":0},{"$f":"IF(ISBLANK(Table18[[#This Row],[Existing Technology]]),\"\", IFERROR(INDEX('Non-Lighting Index Table'!$D$4:$D$19,MATCH(Table18[[#This Row],[Existing Technology]],'Non-Lighting Index Table'!Table20CommercialKitchenExistingTechnology,0)),\"\"))","v":""},{"$f":"IF(ISBLANK(Table18[[#This Row],[Existing Technology]]),\"\", IFERROR(INDEX(Table20CommercialKitchenRebate,MATCH(Table18[[#This Row],[Existing Technology]],'Non-Lighting Index Table'!Table20CommercialKitchenExistingTechnology,0)),\"\"))","v":""},{"$f":"IF(ISBLANK(Table18[[#This Row],[Existing Technology]]),\"\", IFERROR(INDEX('Non-Lighting Index Table'!$K$4:$K$19,MATCH(Table18[[#This Row],[Existing Technology]],'Non-Lighting Index Table'!Table20CommercialKitchenExistingTechnology,0)),\"\"))","v":""},{"$f":"IF(ISBLANK(Table18[[#This Row],[Existing Technology]]),\"\", IFERROR(INDEX(Table20CommercialKitchenEquivalentBCHydroEndUse,MATCH(Table18[[#This Row],[Existing Technology]],'Non-Lighting Index Table'!Table20CommercialKitchenExistingTechnology,0)),\"\"))","v":""},{"$f":"IF(ISBLANK(Table18[[#This Row],[Existing Technology]]),\"\", IFERROR(INDEX(Table20CommercialKitchenEquivalentBCHydroECM,MATCH(Table18[[#This Row],[Existing Technology]],'Non-Lighting Index Table'!Table20CommercialKitchenExistingTechnology,0)),\"\"))","v":""},{"$f":"IF(ISBLANK(Table18[[#This Row],[Existing Technology]]),\"\", IFERROR(INDEX(Table20CommercialKitchenPersistence,MATCH(Table18[[#This Row],[Existing Technology]],'Non-Lighting Index Table'!Table20CommercialKitchenExistingTechnology,0)),\"\"))","v":""},null,{"$f":"IF(ISBLANK(Table18[[#This Row],[Existing Technology]]),\"\", IFERROR(INDEX('Non-Lighting Index Table'!$O$4:$O$19,MATCH(Table18[[#This Row],[Existing Technology]],'Non-Lighting Index Table'!Table20CommercialKitchenExistingTechnology,0))*Table18[[#This Row],[Quantity]],\"\"))","v":""},null,{"$f":"IFERROR(Table18[[#This Row],[Proposed Demand Per Unit (kW)]]*Table18[[#This Row],[Quantity]],\"\")","v":0},{"$f":"IF(ISBLANK(Table18[[#This Row],[Existing Demand Per Unit\n(kW)]]),\"\",IF(ISBLANK(Table18[[#This Row],[Proposed Demand Per Unit (kW)]]),\"\", IFERROR(Table18[[#This Row],[Quantity]]*(Table18[[#This Row],[Existing Demand Per Unit\n(kW)]]-Table18[[#This Row],[Proposed Demand Per Unit (kW)]]),\"\")))","v":""},{"$f":"IF(ISBLANK(Table18[[#This Row],[Existing Consumption (Hidden, kWh)]]),\"\",IF(ISBLANK(#REF!),\"\", IFERROR(Table18[[#This Row],[Existing Consumption (Hidden, kWh)]]-Table18[[#This Row],[Annual Consumption (hidden, kWh)]],\"\")))","v":""},{"$f":"IF(ISBLANK(Table18[[#This Row],[Quantity]]),\"\",IFERROR(Table18[[#This Row],[Rebate]]*Table18[[#This Row],[Quantity]],\"\"))","v":""}]
[null,null,null,{"$f":"IF(ISBLANK(Table18[[#This Row],[Existing Technology]]),\"\", IFERROR(INDEX('Non-Lighting Index Table'!$N$4:$N$19,MATCH(Table18[[#This Row],[Existing Technology]],'Non-Lighting Index Table'!Table20CommercialKitchenExistingTechnology,0))*Table18[[#This Row],[Quantity]],\"\"))","v":""},null,{"$f":"IFERROR(Table18[[#This Row],[Quantity]]*Table18[[#This Row],[Existing Demand Per Unit\n(kW)]],\"\")","v":0},{"$f":"IF(ISBLANK(Table18[[#This Row],[Existing Technology]]),\"\", IFERROR(INDEX('Non-Lighting Index Table'!$D$4:$D$19,MATCH(Table18[[#This Row],[Existing Technology]],'Non-Lighting Index Table'!Table20CommercialKitchenExistingTechnology,0)),\"\"))","v":""},{"$f":"IF(ISBLANK(Table18[[#This Row],[Existing Technology]]),\"\", IFERROR(INDEX(Table20CommercialKitchenRebate,MATCH(Table18[[#This Row],[Existing Technology]],'Non-Lighting Index Table'!Table20CommercialKitchenExistingTechnology,0)),\"\"))","v":""},{"$f":"IF(ISBLANK(Table18[[#This Row],[Existing Technology]]),\"\", IFERROR(INDEX('Non-Lighting Index Table'!$K$4:$K$19,MATCH(Table18[[#This Row],[Existing Technology]],'Non-Lighting Index Table'!Table20CommercialKitchenExistingTechnology,0)),\"\"))","v":""},{"$f":"IF(ISBLANK(Table18[[#This Row],[Existing Technology]]),\"\", IFERROR(INDEX(Table20CommercialKitchenEquivalentBCHydroEndUse,MATCH(Table18[[#This Row],[Existing Technology]],'Non-Lighting Index Table'!Table20CommercialKitchenExistingTechnology,0)),\"\"))","v":""},{"$f":"IF(ISBLANK(Table18[[#This Row],[Existing Technology]]),\"\", IFERROR(INDEX(Table20CommercialKitchenEquivalentBCHydroECM,MATCH(Table18[[#This Row],[Existing Technology]],'Non-Lighting Index Table'!Table20CommercialKitchenExistingTechnology,0)),\"\"))","v":""},{"$f":"IF(ISBLANK(Table18[[#This Row],[Existing Technology]]),\"\", IFERROR(INDEX(Table20CommercialKitchenPersistence,MATCH(Table18[[#This Row],[Existing Technology]],'Non-Lighting Index Table'!Table20CommercialKitchenExistingTechnology,0)),\"\"))","v":""},null,{"$f":"IF(ISBLANK(Table18[[#This Row],[Existing Technology]]),\"\", IFERROR(INDEX('Non-Lighting Index Table'!$O$4:$O$19,MATCH(Table18[[#This Row],[Existing Technology]],'Non-Lighting Index Table'!Table20CommercialKitchenExistingTechnology,0))*Table18[[#This Row],[Quantity]],\"\"))","v":""},null,{"$f":"IFERROR(Table18[[#This Row],[Proposed Demand Per Unit (kW)]]*Table18[[#This Row],[Quantity]],\"\")","v":0},{"$f":"IF(ISBLANK(Table18[[#This Row],[Existing Demand Per Unit\n(kW)]]),\"\",IF(ISBLANK(Table18[[#This Row],[Proposed Demand Per Unit (kW)]]),\"\", IFERROR(Table18[[#This Row],[Quantity]]*(Table18[[#This Row],[Existing Demand Per Unit\n(kW)]]-Table18[[#This Row],[Proposed Demand Per Unit (kW)]]),\"\")))","v":""},{"$f":"IF(ISBLANK(Table18[[#This Row],[Existing Consumption (Hidden, kWh)]]),\"\",IF(ISBLANK(#REF!),\"\", IFERROR(Table18[[#This Row],[Existing Consumption (Hidden, kWh)]]-Table18[[#This Row],[Annual Consumption (hidden, kWh)]],\"\")))","v":""},{"$f":"IF(ISBLANK(Table18[[#This Row],[Quantity]]),\"\",IFERROR(Table18[[#This Row],[Rebate]]*Table18[[#This Row],[Quantity]],\"\"))","v":""}]
[null,null,null,{"$f":"IF(ISBLANK(Table18[[#This Row],[Existing Technology]]),\"\", IFERROR(INDEX('Non-Lighting Index Table'!$N$4:$N$19,MATCH(Table18[[#This Row],[Existing Technology]],'Non-Lighting Index Table'!Table20CommercialKitchenExistingTechnology,0))*Table18[[#This Row],[Quantity]],\"\"))","v":""},null,{"$f":"IFERROR(Table18[[#This Row],[Quantity]]*Table18[[#This Row],[Existing Demand Per Unit\n(kW)]],\"\")","v":0},{"$f":"IF(ISBLANK(Table18[[#This Row],[Existing Technology]]),\"\", IFERROR(INDEX('Non-Lighting Index Table'!$D$4:$D$19,MATCH(Table18[[#This Row],[Existing Technology]],'Non-Lighting Index Table'!Table20CommercialKitchenExistingTechnology,0)),\"\"))","v":""},{"$f":"IF(ISBLANK(Table18[[#This Row],[Existing Technology]]),\"\", IFERROR(INDEX(Table20CommercialKitchenRebate,MATCH(Table18[[#This Row],[Existing Technology]],'Non-Lighting Index Table'!Table20CommercialKitchenExistingTechnology,0)),\"\"))","v":""},{"$f":"IF(ISBLANK(Table18[[#This Row],[Existing Technology]]),\"\", IFERROR(INDEX('Non-Lighting Index Table'!$K$4:$K$19,MATCH(Table18[[#This Row],[Existing Technology]],'Non-Lighting Index Table'!Table20CommercialKitchenExistingTechnology,0)),\"\"))","v":""},{"$f":"IF(ISBLANK(Table18[[#This Row],[Existing Technology]]),\"\", IFERROR(INDEX(Table20CommercialKitchenEquivalentBCHydroEndUse,MATCH(Table18[[#This Row],[Existing Technology]],'Non-Lighting Index Table'!Table20CommercialKitchenExistingTechnology,0)),\"\"))","v":""},{"$f":"IF(ISBLANK(Table18[[#This Row],[Existing Technology]]),\"\", IFERROR(INDEX(Table20CommercialKitchenEquivalentBCHydroECM,MATCH(Table18[[#This Row],[Existing Technology]],'Non-Lighting Index Table'!Table20CommercialKitchenExistingTechnology,0)),\"\"))","v":""},{"$f":"IF(ISBLANK(Table18[[#This Row],[Existing Technology]]),\"\", IFERROR(INDEX(Table20CommercialKitchenPersistence,MATCH(Table18[[#This Row],[Existing Technology]],'Non-Lighting Index Table'!Table20CommercialKitchenExistingTechnology,0)),\"\"))","v":""},null,{"$f":"IF(ISBLANK(Table18[[#This Row],[Existing Technology]]),\"\", IFERROR(INDEX('Non-Lighting Index Table'!$O$4:$O$19,MATCH(Table18[[#This Row],[Existing Technology]],'Non-Lighting Index Table'!Table20CommercialKitchenExistingTechnology,0))*Table18[[#This Row],[Quantity]],\"\"))","v":""},null,{"$f":"IFERROR(Table18[[#This Row],[Proposed Demand Per Unit (kW)]]*Table18[[#This Row],[Quantity]],\"\")","v":0},{"$f":"IF(ISBLANK(Table18[[#This Row],[Existing Demand Per Unit\n(kW)]]),\"\",IF(ISBLANK(Table18[[#This Row],[Proposed Demand Per Unit (kW)]]),\"\", IFERROR(Table18[[#This Row],[Quantity]]*(Table18[[#This Row],[Existing Demand Per Unit\n(kW)]]-Table18[[#This Row],[Proposed Demand Per Unit (kW)]]),\"\")))","v":""},{"$f":"IF(ISBLANK(Table18[[#This Row],[Existing Consumption (Hidden, kWh)]]),\"\",IF(ISBLANK(#REF!),\"\", IFERROR(Table18[[#This Row],[Existing Consumption (Hidden, kWh)]]-Table18[[#This Row],[Annual Consumption (hidden, kWh)]],\"\")))","v":""},{"$f":"IF(ISBLANK(Table18[[#This Row],[Quantity]]),\"\",IFERROR(Table18[[#This Row],[Rebate]]*Table18[[#This Row],[Quantity]],\"\"))","v":""}]
[null,null,null,{"$f":"IF(ISBLANK(Table18[[#This Row],[Existing Technology]]),\"\", IFERROR(INDEX('Non-Lighting Index Table'!$N$4:$N$19,MATCH(Table18[[#This Row],[Existing Technology]],'Non-Lighting Index Table'!Table20CommercialKitchenExistingTechnology,0))*Table18[[#This Row],[Quantity]],\"\"))","v":""},null,{"$f":"IFERROR(Table18[[#This Row],[Quantity]]*Table18[[#This Row],[Existing Demand Per Unit\n(kW)]],\"\")","v":0},{"$f":"IF(ISBLANK(Table18[[#This Row],[Existing Technology]]),\"\", IFERROR(INDEX('Non-Lighting Index Table'!$D$4:$D$19,MATCH(Table18[[#This Row],[Existing Technology]],'Non-Lighting Index Table'!Table20CommercialKitchenExistingTechnology,0)),\"\"))","v":""},{"$f":"IF(ISBLANK(Table18[[#This Row],[Existing Technology]]),\"\", IFERROR(INDEX(Table20CommercialKitchenRebate,MATCH(Table18[[#This Row],[Existing Technology]],'Non-Lighting Index Table'!Table20CommercialKitchenExistingTechnology,0)),\"\"))","v":""},{"$f":"IF(ISBLANK(Table18[[#This Row],[Existing Technology]]),\"\", IFERROR(INDEX('Non-Lighting Index Table'!$K$4:$K$19,MATCH(Table18[[#This Row],[Existing Technology]],'Non-Lighting Index Table'!Table20CommercialKitchenExistingTechnology,0)),\"\"))","v":""},{"$f":"IF(ISBLANK(Table18[[#This Row],[Existing Technology]]),\"\", IFERROR(INDEX(Table20CommercialKitchenEquivalentBCHydroEndUse,MATCH(Table18[[#This Row],[Existing Technology]],'Non-Lighting Index Table'!Table20CommercialKitchenExistingTechnology,0)),\"\"))","v":""},{"$f":"IF(ISBLANK(Table18[[#This Row],[Existing Technology]]),\"\", IFERROR(INDEX(Table20CommercialKitchenEquivalentBCHydroECM,MATCH(Table18[[#This Row],[Existing Technology]],'Non-Lighting Index Table'!Table20CommercialKitchenExistingTechnology,0)),\"\"))","v":""},{"$f":"IF(ISBLANK(Table18[[#This Row],[Existing Technology]]),\"\", IFERROR(INDEX(Table20CommercialKitchenPersistence,MATCH(Table18[[#This Row],[Existing Technology]],'Non-Lighting Index Table'!Table20CommercialKitchenExistingTechnology,0)),\"\"))","v":""},null,{"$f":"IF(ISBLANK(Table18[[#This Row],[Existing Technology]]),\"\", IFERROR(INDEX('Non-Lighting Index Table'!$O$4:$O$19,MATCH(Table18[[#This Row],[Existing Technology]],'Non-Lighting Index Table'!Table20CommercialKitchenExistingTechnology,0))*Table18[[#This Row],[Quantity]],\"\"))","v":""},null,{"$f":"IFERROR(Table18[[#This Row],[Proposed Demand Per Unit (kW)]]*Table18[[#This Row],[Quantity]],\"\")","v":0},{"$f":"IF(ISBLANK(Table18[[#This Row],[Existing Demand Per Unit\n(kW)]]),\"\",IF(ISBLANK(Table18[[#This Row],[Proposed Demand Per Unit (kW)]]),\"\", IFERROR(Table18[[#This Row],[Quantity]]*(Table18[[#This Row],[Existing Demand Per Unit\n(kW)]]-Table18[[#This Row],[Proposed Demand Per Unit (kW)]]),\"\")))","v":""},{"$f":"IF(ISBLANK(Table18[[#This Row],[Existing Consumption (Hidden, kWh)]]),\"\",IF(ISBLANK(#REF!),\"\", IFERROR(Table18[[#This Row],[Existing Consumption (Hidden, kWh)]]-Table18[[#This Row],[Annual Consumption (hidden, kWh)]],\"\")))","v":""},{"$f":"IF(ISBLANK(Table18[[#This Row],[Quantity]]),\"\",IFERROR(Table18[[#This Row],[Rebate]]*Table18[[#This Row],[Quantity]],\"\"))","v":""}]
[null,null,null,{"$f":"IF(ISBLANK(Table18[[#This Row],[Existing Technology]]),\"\", IFERROR(INDEX('Non-Lighting Index Table'!$N$4:$N$19,MATCH(Table18[[#This Row],[Existing Technology]],'Non-Lighting Index Table'!Table20CommercialKitchenExistingTechnology,0))*Table18[[#This Row],[Quantity]],\"\"))","v":""},null,{"$f":"IFERROR(Table18[[#This Row],[Quantity]]*Table18[[#This Row],[Existing Demand Per Unit\n(kW)]],\"\")","v":0},{"$f":"IF(ISBLANK(Table18[[#This Row],[Existing Technology]]),\"\", IFERROR(INDEX('Non-Lighting Index Table'!$D$4:$D$19,MATCH(Table18[[#This Row],[Existing Technology]],'Non-Lighting Index Table'!Table20CommercialKitchenExistingTechnology,0)),\"\"))","v":""},{"$f":"IF(ISBLANK(Table18[[#This Row],[Existing Technology]]),\"\", IFERROR(INDEX(Table20CommercialKitchenRebate,MATCH(Table18[[#This Row],[Existing Technology]],'Non-Lighting Index Table'!Table20CommercialKitchenExistingTechnology,0)),\"\"))","v":""},{"$f":"IF(ISBLANK(Table18[[#This Row],[Existing Technology]]),\"\", IFERROR(INDEX('Non-Lighting Index Table'!$K$4:$K$19,MATCH(Table18[[#This Row],[Existing Technology]],'Non-Lighting Index Table'!Table20CommercialKitchenExistingTechnology,0)),\"\"))","v":""},{"$f":"IF(ISBLANK(Table18[[#This Row],[Existing Technology]]),\"\", IFERROR(INDEX(Table20CommercialKitchenEquivalentBCHydroEndUse,MATCH(Table18[[#This Row],[Existing Technology]],'Non-Lighting Index Table'!Table20CommercialKitchenExistingTechnology,0)),\"\"))","v":""},{"$f":"IF(ISBLANK(Table18[[#This Row],[Existing Technology]]),\"\", IFERROR(INDEX(Table20CommercialKitchenEquivalentBCHydroECM,MATCH(Table18[[#This Row],[Existing Technology]],'Non-Lighting Index Table'!Table20CommercialKitchenExistingTechnology,0)),\"\"))","v":""},{"$f":"IF(ISBLANK(Table18[[#This Row],[Existing Technology]]),\"\", IFERROR(INDEX(Table20CommercialKitchenPersistence,MATCH(Table18[[#This Row],[Existing Technology]],'Non-Lighting Index Table'!Table20CommercialKitchenExistingTechnology,0)),\"\"))","v":""},null,{"$f":"IF(ISBLANK(Table18[[#This Row],[Existing Technology]]),\"\", IFERROR(INDEX('Non-Lighting Index Table'!$O$4:$O$19,MATCH(Table18[[#This Row],[Existing Technology]],'Non-Lighting Index Table'!Table20CommercialKitchenExistingTechnology,0))*Table18[[#This Row],[Quantity]],\"\"))","v":""},null,{"$f":"IFERROR(Table18[[#This Row],[Proposed Demand Per Unit (kW)]]*Table18[[#This Row],[Quantity]],\"\")","v":0},{"$f":"IF(ISBLANK(Table18[[#This Row],[Existing Demand Per Unit\n(kW)]]),\"\",IF(ISBLANK(Table18[[#This Row],[Proposed Demand Per Unit (kW)]]),\"\", IFERROR(Table18[[#This Row],[Quantity]]*(Table18[[#This Row],[Existing Demand Per Unit\n(kW)]]-Table18[[#This Row],[Proposed Demand Per Unit (kW)]]),\"\")))","v":""},{"$f":"IF(ISBLANK(Table18[[#This Row],[Existing Consumption (Hidden, kWh)]]),\"\",IF(ISBLANK(#REF!),\"\", IFERROR(Table18[[#This Row],[Existing Consumption (Hidden, kWh)]]-Table18[[#This Row],[Annual Consumption (hidden, kWh)]],\"\")))","v":""},{"$f":"IF(ISBLANK(Table18[[#This Row],[Quantity]]),\"\",IFERROR(Table18[[#This Row],[Rebate]]*Table18[[#This Row],[Quantity]],\"\"))","v":""}]
[null,null,null,{"$f":"IF(ISBLANK(Table18[[#This Row],[Existing Technology]]),\"\", IFERROR(INDEX('Non-Lighting Index Table'!$N$4:$N$19,MATCH(Table18[[#This Row],[Existing Technology]],'Non-Lighting Index Table'!Table20CommercialKitchenExistingTechnology,0))*Table18[[#This Row],[Quantity]],\"\"))","v":""},null,{"$f":"IFERROR(Table18[[#This Row],[Quantity]]*Table18[[#This Row],[Existing Demand Per Unit\n(kW)]],\"\")","v":0},{"$f":"IF(ISBLANK(Table18[[#This Row],[Existing Technology]]),\"\", IFERROR(INDEX('Non-Lighting Index Table'!$D$4:$D$19,MATCH(Table18[[#This Row],[Existing Technology]],'Non-Lighting Index Table'!Table20CommercialKitchenExistingTechnology,0)),\"\"))","v":""},{"$f":"IF(ISBLANK(Table18[[#This Row],[Existing Technology]]),\"\", IFERROR(INDEX(Table20CommercialKitchenRebate,MATCH(Table18[[#This Row],[Existing Technology]],'Non-Lighting Index Table'!Table20CommercialKitchenExistingTechnology,0)),\"\"))","v":""},{"$f":"IF(ISBLANK(Table18[[#This Row],[Existing Technology]]),\"\", IFERROR(INDEX('Non-Lighting Index Table'!$K$4:$K$19,MATCH(Table18[[#This Row],[Existing Technology]],'Non-Lighting Index Table'!Table20CommercialKitchenExistingTechnology,0)),\"\"))","v":""},{"$f":"IF(ISBLANK(Table18[[#This Row],[Existing Technology]]),\"\", IFERROR(INDEX(Table20CommercialKitchenEquivalentBCHydroEndUse,MATCH(Table18[[#This Row],[Existing Technology]],'Non-Lighting Index Table'!Table20CommercialKitchenExistingTechnology,0)),\"\"))","v":""},{"$f":"IF(ISBLANK(Table18[[#This Row],[Existing Technology]]),\"\", IFERROR(INDEX(Table20CommercialKitchenEquivalentBCHydroECM,MATCH(Table18[[#This Row],[Existing Technology]],'Non-Lighting Index Table'!Table20CommercialKitchenExistingTechnology,0)),\"\"))","v":""},{"$f":"IF(ISBLANK(Table18[[#This Row],[Existing Technology]]),\"\", IFERROR(INDEX(Table20CommercialKitchenPersistence,MATCH(Table18[[#This Row],[Existing Technology]],'Non-Lighting Index Table'!Table20CommercialKitchenExistingTechnology,0)),\"\"))","v":""},null,{"$f":"IF(ISBLANK(Table18[[#This Row],[Existing Technology]]),\"\", IFERROR(INDEX('Non-Lighting Index Table'!$O$4:$O$19,MATCH(Table18[[#This Row],[Existing Technology]],'Non-Lighting Index Table'!Table20CommercialKitchenExistingTechnology,0))*Table18[[#This Row],[Quantity]],\"\"))","v":""},null,{"$f":"IFERROR(Table18[[#This Row],[Proposed Demand Per Unit (kW)]]*Table18[[#This Row],[Quantity]],\"\")","v":0},{"$f":"IF(ISBLANK(Table18[[#This Row],[Existing Demand Per Unit\n(kW)]]),\"\",IF(ISBLANK(Table18[[#This Row],[Proposed Demand Per Unit (kW)]]),\"\", IFERROR(Table18[[#This Row],[Quantity]]*(Table18[[#This Row],[Existing Demand Per Unit\n(kW)]]-Table18[[#This Row],[Proposed Demand Per Unit (kW)]]),\"\")))","v":""},{"$f":"IF(ISBLANK(Table18[[#This Row],[Existing Consumption (Hidden, kWh)]]),\"\",IF(ISBLANK(#REF!),\"\", IFERROR(Table18[[#This Row],[Existing Consumption (Hidden, kWh)]]-Table18[[#This Row],[Annual Consumption (hidden, kWh)]],\"\")))","v":""},{"$f":"IF(ISBLANK(Table18[[#This Row],[Quantity]]),\"\",IFERROR(Table18[[#This Row],[Rebate]]*Table18[[#This Row],[Quantity]],\"\"))","v":""}]
[null,null,null,{"$f":"IF(ISBLANK(Table18[[#This Row],[Existing Technology]]),\"\", IFERROR(INDEX('Non-Lighting Index Table'!$N$4:$N$19,MATCH(Table18[[#This Row],[Existing Technology]],'Non-Lighting Index Table'!Table20CommercialKitchenExistingTechnology,0))*Table18[[#This Row],[Quantity]],\"\"))","v":""},null,{"$f":"IFERROR(Table18[[#This Row],[Quantity]]*Table18[[#This Row],[Existing Demand Per Unit\n(kW)]],\"\")","v":0},{"$f":"IF(ISBLANK(Table18[[#This Row],[Existing Technology]]),\"\", IFERROR(INDEX('Non-Lighting Index Table'!$D$4:$D$19,MATCH(Table18[[#This Row],[Existing Technology]],'Non-Lighting Index Table'!Table20CommercialKitchenExistingTechnology,0)),\"\"))","v":""},{"$f":"IF(ISBLANK(Table18[[#This Row],[Existing Technology]]),\"\", IFERROR(INDEX(Table20CommercialKitchenRebate,MATCH(Table18[[#This Row],[Existing Technology]],'Non-Lighting Index Table'!Table20CommercialKitchenExistingTechnology,0)),\"\"))","v":""},{"$f":"IF(ISBLANK(Table18[[#This Row],[Existing Technology]]),\"\", IFERROR(INDEX('Non-Lighting Index Table'!$K$4:$K$19,MATCH(Table18[[#This Row],[Existing Technology]],'Non-Lighting Index Table'!Table20CommercialKitchenExistingTechnology,0)),\"\"))","v":""},{"$f":"IF(ISBLANK(Table18[[#This Row],[Existing Technology]]),\"\", IFERROR(INDEX(Table20CommercialKitchenEquivalentBCHydroEndUse,MATCH(Table18[[#This Row],[Existing Technology]],'Non-Lighting Index Table'!Table20CommercialKitchenExistingTechnology,0)),\"\"))","v":""},{"$f":"IF(ISBLANK(Table18[[#This Row],[Existing Technology]]),\"\", IFERROR(INDEX(Table20CommercialKitchenEquivalentBCHydroECM,MATCH(Table18[[#This Row],[Existing Technology]],'Non-Lighting Index Table'!Table20CommercialKitchenExistingTechnology,0)),\"\"))","v":""},{"$f":"IF(ISBLANK(Table18[[#This Row],[Existing Technology]]),\"\", IFERROR(INDEX(Table20CommercialKitchenPersistence,MATCH(Table18[[#This Row],[Existing Technology]],'Non-Lighting Index Table'!Table20CommercialKitchenExistingTechnology,0)),\"\"))","v":""},null,{"$f":"IF(ISBLANK(Table18[[#This Row],[Existing Technology]]),\"\", IFERROR(INDEX('Non-Lighting Index Table'!$O$4:$O$19,MATCH(Table18[[#This Row],[Existing Technology]],'Non-Lighting Index Table'!Table20CommercialKitchenExistingTechnology,0))*Table18[[#This Row],[Quantity]],\"\"))","v":""},null,{"$f":"IFERROR(Table18[[#This Row],[Proposed Demand Per Unit (kW)]]*Table18[[#This Row],[Quantity]],\"\")","v":0},{"$f":"IF(ISBLANK(Table18[[#This Row],[Existing Demand Per Unit\n(kW)]]),\"\",IF(ISBLANK(Table18[[#This Row],[Proposed Demand Per Unit (kW)]]),\"\", IFERROR(Table18[[#This Row],[Quantity]]*(Table18[[#This Row],[Existing Demand Per Unit\n(kW)]]-Table18[[#This Row],[Proposed Demand Per Unit (kW)]]),\"\")))","v":""},{"$f":"IF(ISBLANK(Table18[[#This Row],[Existing Consumption (Hidden, kWh)]]),\"\",IF(ISBLANK(#REF!),\"\", IFERROR(Table18[[#This Row],[Existing Consumption (Hidden, kWh)]]-Table18[[#This Row],[Annual Consumption (hidden, kWh)]],\"\")))","v":""},{"$f":"IF(ISBLANK(Table18[[#This Row],[Quantity]]),\"\",IFERROR(Table18[[#This Row],[Rebate]]*Table18[[#This Row],[Quantity]],\"\"))","v":""}]
[null,null,null,{"$f":"IF(ISBLANK(Table18[[#This Row],[Existing Technology]]),\"\", IFERROR(INDEX('Non-Lighting Index Table'!$N$4:$N$19,MATCH(Table18[[#This Row],[Existing Technology]],'Non-Lighting Index Table'!Table20CommercialKitchenExistingTechnology,0))*Table18[[#This Row],[Quantity]],\"\"))","v":""},null,{"$f":"IFERROR(Table18[[#This Row],[Quantity]]*Table18[[#This Row],[Existing Demand Per Unit\n(kW)]],\"\")","v":0},{"$f":"IF(ISBLANK(Table18[[#This Row],[Existing Technology]]),\"\", IFERROR(INDEX('Non-Lighting Index Table'!$D$4:$D$19,MATCH(Table18[[#This Row],[Existing Technology]],'Non-Lighting Index Table'!Table20CommercialKitchenExistingTechnology,0)),\"\"))","v":""},{"$f":"IF(ISBLANK(Table18[[#This Row],[Existing Technology]]),\"\", IFERROR(INDEX(Table20CommercialKitchenRebate,MATCH(Table18[[#This Row],[Existing Technology]],'Non-Lighting Index Table'!Table20CommercialKitchenExistingTechnology,0)),\"\"))","v":""},{"$f":"IF(ISBLANK(Table18[[#This Row],[Existing Technology]]),\"\", IFERROR(INDEX('Non-Lighting Index Table'!$K$4:$K$19,MATCH(Table18[[#This Row],[Existing Technology]],'Non-Lighting Index Table'!Table20CommercialKitchenExistingTechnology,0)),\"\"))","v":""},{"$f":"IF(ISBLANK(Table18[[#This Row],[Existing Technology]]),\"\", IFERROR(INDEX(Table20CommercialKitchenEquivalentBCHydroEndUse,MATCH(Table18[[#This Row],[Existing Technology]],'Non-Lighting Index Table'!Table20CommercialKitchenExistingTechnology,0)),\"\"))","v":""},{"$f":"IF(ISBLANK(Table18[[#This Row],[Existing Technology]]),\"\", IFERROR(INDEX(Table20CommercialKitchenEquivalentBCHydroECM,MATCH(Table18[[#This Row],[Existing Technology]],'Non-Lighting Index Table'!Table20CommercialKitchenExistingTechnology,0)),\"\"))","v":""},{"$f":"IF(ISBLANK(Table18[[#This Row],[Existing Technology]]),\"\", IFERROR(INDEX(Table20CommercialKitchenPersistence,MATCH(Table18[[#This Row],[Existing Technology]],'Non-Lighting Index Table'!Table20CommercialKitchenExistingTechnology,0)),\"\"))","v":""},null,{"$f":"IF(ISBLANK(Table18[[#This Row],[Existing Technology]]),\"\", IFERROR(INDEX('Non-Lighting Index Table'!$O$4:$O$19,MATCH(Table18[[#This Row],[Existing Technology]],'Non-Lighting Index Table'!Table20CommercialKitchenExistingTechnology,0))*Table18[[#This Row],[Quantity]],\"\"))","v":""},null,{"$f":"IFERROR(Table18[[#This Row],[Proposed Demand Per Unit (kW)]]*Table18[[#This Row],[Quantity]],\"\")","v":0},{"$f":"IF(ISBLANK(Table18[[#This Row],[Existing Demand Per Unit\n(kW)]]),\"\",IF(ISBLANK(Table18[[#This Row],[Proposed Demand Per Unit (kW)]]),\"\", IFERROR(Table18[[#This Row],[Quantity]]*(Table18[[#This Row],[Existing Demand Per Unit\n(kW)]]-Table18[[#This Row],[Proposed Demand Per Unit (kW)]]),\"\")))","v":""},{"$f":"IF(ISBLANK(Table18[[#This Row],[Existing Consumption (Hidden, kWh)]]),\"\",IF(ISBLANK(#REF!),\"\", IFERROR(Table18[[#This Row],[Existing Consumption (Hidden, kWh)]]-Table18[[#This Row],[Annual Consumption (hidden, kWh)]],\"\")))","v":""},{"$f":"IF(ISBLANK(Table18[[#This Row],[Quantity]]),\"\",IFERROR(Table18[[#This Row],[Rebate]]*Table18[[#This Row],[Quantity]],\"\"))","v":""}]
[null,null,null,{"$f":"IF(ISBLANK(Table18[[#This Row],[Existing Technology]]),\"\", IFERROR(INDEX('Non-Lighting Index Table'!$N$4:$N$19,MATCH(Table18[[#This Row],[Existing Technology]],'Non-Lighting Index Table'!Table20CommercialKitchenExistingTechnology,0))*Table18[[#This Row],[Quantity]],\"\"))","v":""},null,{"$f":"IFERROR(Table18[[#This Row],[Quantity]]*Table18[[#This Row],[Existing Demand Per Unit\n(kW)]],\"\")","v":0},{"$f":"IF(ISBLANK(Table18[[#This Row],[Existing Technology]]),\"\", IFERROR(INDEX('Non-Lighting Index Table'!$D$4:$D$19,MATCH(Table18[[#This Row],[Existing Technology]],'Non-Lighting Index Table'!Table20CommercialKitchenExistingTechnology,0)),\"\"))","v":""},{"$f":"IF(ISBLANK(Table18[[#This Row],[Existing Technology]]),\"\", IFERROR(INDEX(Table20CommercialKitchenRebate,MATCH(Table18[[#This Row],[Existing Technology]],'Non-Lighting Index Table'!Table20CommercialKitchenExistingTechnology,0)),\"\"))","v":""},{"$f":"IF(ISBLANK(Table18[[#This Row],[Existing Technology]]),\"\", IFERROR(INDEX('Non-Lighting Index Table'!$K$4:$K$19,MATCH(Table18[[#This Row],[Existing Technology]],'Non-Lighting Index Table'!Table20CommercialKitchenExistingTechnology,0)),\"\"))","v":""},{"$f":"IF(ISBLANK(Table18[[#This Row],[Existing Technology]]),\"\", IFERROR(INDEX(Table20CommercialKitchenEquivalentBCHydroEndUse,MATCH(Table18[[#This Row],[Existing Technology]],'Non-Lighting Index Table'!Table20CommercialKitchenExistingTechnology,0)),\"\"))","v":""},{"$f":"IF(ISBLANK(Table18[[#This Row],[Existing Technology]]),\"\", IFERROR(INDEX(Table20CommercialKitchenEquivalentBCHydroECM,MATCH(Table18[[#This Row],[Existing Technology]],'Non-Lighting Index Table'!Table20CommercialKitchenExistingTechnology,0)),\"\"))","v":""},{"$f":"IF(ISBLANK(Table18[[#This Row],[Existing Technology]]),\"\", IFERROR(INDEX(Table20CommercialKitchenPersistence,MATCH(Table18[[#This Row],[Existing Technology]],'Non-Lighting Index Table'!Table20CommercialKitchenExistingTechnology,0)),\"\"))","v":""},null,{"$f":"IF(ISBLANK(Table18[[#This Row],[Existing Technology]]),\"\", IFERROR(INDEX('Non-Lighting Index Table'!$O$4:$O$19,MATCH(Table18[[#This Row],[Existing Technology]],'Non-Lighting Index Table'!Table20CommercialKitchenExistingTechnology,0))*Table18[[#This Row],[Quantity]],\"\"))","v":""},null,{"$f":"IFERROR(Table18[[#This Row],[Proposed Demand Per Unit (kW)]]*Table18[[#This Row],[Quantity]],\"\")","v":0},{"$f":"IF(ISBLANK(Table18[[#This Row],[Existing Demand Per Unit\n(kW)]]),\"\",IF(ISBLANK(Table18[[#This Row],[Proposed Demand Per Unit (kW)]]),\"\", IFERROR(Table18[[#This Row],[Quantity]]*(Table18[[#This Row],[Existing Demand Per Unit\n(kW)]]-Table18[[#This Row],[Proposed Demand Per Unit (kW)]]),\"\")))","v":""},{"$f":"IF(ISBLANK(Table18[[#This Row],[Existing Consumption (Hidden, kWh)]]),\"\",IF(ISBLANK(#REF!),\"\", IFERROR(Table18[[#This Row],[Existing Consumption (Hidden, kWh)]]-Table18[[#This Row],[Annual Consumption (hidden, kWh)]],\"\")))","v":""},{"$f":"IF(ISBLANK(Table18[[#This Row],[Quantity]]),\"\",IFERROR(Table18[[#This Row],[Rebate]]*Table18[[#This Row],[Quantity]],\"\"))","v":""}]
[null,null,null,{"$f":"IF(ISBLANK(Table18[[#This Row],[Existing Technology]]),\"\", IFERROR(INDEX('Non-Lighting Index Table'!$N$4:$N$19,MATCH(Table18[[#This Row],[Existing Technology]],'Non-Lighting Index Table'!Table20CommercialKitchenExistingTechnology,0))*Table18[[#This Row],[Quantity]],\"\"))","v":""},null,{"$f":"IFERROR(Table18[[#This Row],[Quantity]]*Table18[[#This Row],[Existing Demand Per Unit\n(kW)]],\"\")","v":0},{"$f":"IF(ISBLANK(Table18[[#This Row],[Existing Technology]]),\"\", IFERROR(INDEX('Non-Lighting Index Table'!$D$4:$D$19,MATCH(Table18[[#This Row],[Existing Technology]],'Non-Lighting Index Table'!Table20CommercialKitchenExistingTechnology,0)),\"\"))","v":""},{"$f":"IF(ISBLANK(Table18[[#This Row],[Existing Technology]]),\"\", IFERROR(INDEX(Table20CommercialKitchenRebate,MATCH(Table18[[#This Row],[Existing Technology]],'Non-Lighting Index Table'!Table20CommercialKitchenExistingTechnology,0)),\"\"))","v":""},{"$f":"IF(ISBLANK(Table18[[#This Row],[Existing Technology]]),\"\", IFERROR(INDEX('Non-Lighting Index Table'!$K$4:$K$19,MATCH(Table18[[#This Row],[Existing Technology]],'Non-Lighting Index Table'!Table20CommercialKitchenExistingTechnology,0)),\"\"))","v":""},{"$f":"IF(ISBLANK(Table18[[#This Row],[Existing Technology]]),\"\", IFERROR(INDEX(Table20CommercialKitchenEquivalentBCHydroEndUse,MATCH(Table18[[#This Row],[Existing Technology]],'Non-Lighting Index Table'!Table20CommercialKitchenExistingTechnology,0)),\"\"))","v":""},{"$f":"IF(ISBLANK(Table18[[#This Row],[Existing Technology]]),\"\", IFERROR(INDEX(Table20CommercialKitchenEquivalentBCHydroECM,MATCH(Table18[[#This Row],[Existing Technology]],'Non-Lighting Index Table'!Table20CommercialKitchenExistingTechnology,0)),\"\"))","v":""},{"$f":"IF(ISBLANK(Table18[[#This Row],[Existing Technology]]),\"\", IFERROR(INDEX(Table20CommercialKitchenPersistence,MATCH(Table18[[#This Row],[Existing Technology]],'Non-Lighting Index Table'!Table20CommercialKitchenExistingTechnology,0)),\"\"))","v":""},null,{"$f":"IF(ISBLANK(Table18[[#This Row],[Existing Technology]]),\"\", IFERROR(INDEX('Non-Lighting Index Table'!$O$4:$O$19,MATCH(Table18[[#This Row],[Existing Technology]],'Non-Lighting Index Table'!Table20CommercialKitchenExistingTechnology,0))*Table18[[#This Row],[Quantity]],\"\"))","v":""},null,{"$f":"IFERROR(Table18[[#This Row],[Proposed Demand Per Unit (kW)]]*Table18[[#This Row],[Quantity]],\"\")","v":0},{"$f":"IF(ISBLANK(Table18[[#This Row],[Existing Demand Per Unit\n(kW)]]),\"\",IF(ISBLANK(Table18[[#This Row],[Proposed Demand Per Unit (kW)]]),\"\", IFERROR(Table18[[#This Row],[Quantity]]*(Table18[[#This Row],[Existing Demand Per Unit\n(kW)]]-Table18[[#This Row],[Proposed Demand Per Unit (kW)]]),\"\")))","v":""},{"$f":"IF(ISBLANK(Table18[[#This Row],[Existing Consumption (Hidden, kWh)]]),\"\",IF(ISBLANK(#REF!),\"\", IFERROR(Table18[[#This Row],[Existing Consumption (Hidden, kWh)]]-Table18[[#This Row],[Annual Consumption (hidden, kWh)]],\"\")))","v":""},{"$f":"IF(ISBLANK(Table18[[#This Row],[Quantity]]),\"\",IFERROR(Table18[[#This Row],[Rebate]]*Table18[[#This Row],[Quantity]],\"\"))","v":""}]
[null,null,null,{"$f":"IF(ISBLANK(Table18[[#This Row],[Existing Technology]]),\"\", IFERROR(INDEX('Non-Lighting Index Table'!$N$4:$N$19,MATCH(Table18[[#This Row],[Existing Technology]],'Non-Lighting Index Table'!Table20CommercialKitchenExistingTechnology,0))*Table18[[#This Row],[Quantity]],\"\"))","v":""},null,{"$f":"IFERROR(Table18[[#This Row],[Quantity]]*Table18[[#This Row],[Existing Demand Per Unit\n(kW)]],\"\")","v":0},{"$f":"IF(ISBLANK(Table18[[#This Row],[Existing Technology]]),\"\", IFERROR(INDEX('Non-Lighting Index Table'!$D$4:$D$19,MATCH(Table18[[#This Row],[Existing Technology]],'Non-Lighting Index Table'!Table20CommercialKitchenExistingTechnology,0)),\"\"))","v":""},{"$f":"IF(ISBLANK(Table18[[#This Row],[Existing Technology]]),\"\", IFERROR(INDEX(Table20CommercialKitchenRebate,MATCH(Table18[[#This Row],[Existing Technology]],'Non-Lighting Index Table'!Table20CommercialKitchenExistingTechnology,0)),\"\"))","v":""},{"$f":"IF(ISBLANK(Table18[[#This Row],[Existing Technology]]),\"\", IFERROR(INDEX('Non-Lighting Index Table'!$K$4:$K$19,MATCH(Table18[[#This Row],[Existing Technology]],'Non-Lighting Index Table'!Table20CommercialKitchenExistingTechnology,0)),\"\"))","v":""},{"$f":"IF(ISBLANK(Table18[[#This Row],[Existing Technology]]),\"\", IFERROR(INDEX(Table20CommercialKitchenEquivalentBCHydroEndUse,MATCH(Table18[[#This Row],[Existing Technology]],'Non-Lighting Index Table'!Table20CommercialKitchenExistingTechnology,0)),\"\"))","v":""},{"$f":"IF(ISBLANK(Table18[[#This Row],[Existing Technology]]),\"\", IFERROR(INDEX(Table20CommercialKitchenEquivalentBCHydroECM,MATCH(Table18[[#This Row],[Existing Technology]],'Non-Lighting Index Table'!Table20CommercialKitchenExistingTechnology,0)),\"\"))","v":""},{"$f":"IF(ISBLANK(Table18[[#This Row],[Existing Technology]]),\"\", IFERROR(INDEX(Table20CommercialKitchenPersistence,MATCH(Table18[[#This Row],[Existing Technology]],'Non-Lighting Index Table'!Table20CommercialKitchenExistingTechnology,0)),\"\"))","v":""},null,{"$f":"IF(ISBLANK(Table18[[#This Row],[Existing Technology]]),\"\", IFERROR(INDEX('Non-Lighting Index Table'!$O$4:$O$19,MATCH(Table18[[#This Row],[Existing Technology]],'Non-Lighting Index Table'!Table20CommercialKitchenExistingTechnology,0))*Table18[[#This Row],[Quantity]],\"\"))","v":""},null,{"$f":"IFERROR(Table18[[#This Row],[Proposed Demand Per Unit (kW)]]*Table18[[#This Row],[Quantity]],\"\")","v":0},{"$f":"IF(ISBLANK(Table18[[#This Row],[Existing Demand Per Unit\n(kW)]]),\"\",IF(ISBLANK(Table18[[#This Row],[Proposed Demand Per Unit (kW)]]),\"\", IFERROR(Table18[[#This Row],[Quantity]]*(Table18[[#This Row],[Existing Demand Per Unit\n(kW)]]-Table18[[#This Row],[Proposed Demand Per Unit (kW)]]),\"\")))","v":""},{"$f":"IF(ISBLANK(Table18[[#This Row],[Existing Consumption (Hidden, kWh)]]),\"\",IF(ISBLANK(#REF!),\"\", IFERROR(Table18[[#This Row],[Existing Consumption (Hidden, kWh)]]-Table18[[#This Row],[Annual Consumption (hidden, kWh)]],\"\")))","v":""},{"$f":"IF(ISBLANK(Table18[[#This Row],[Quantity]]),\"\",IFERROR(Table18[[#This Row],[Rebate]]*Table18[[#This Row],[Quantity]],\"\"))","v":""}]
[null,null,null,{"$f":"IF(ISBLANK(Table18[[#This Row],[Existing Technology]]),\"\", IFERROR(INDEX('Non-Lighting Index Table'!$N$4:$N$19,MATCH(Table18[[#This Row],[Existing Technology]],'Non-Lighting Index Table'!Table20CommercialKitchenExistingTechnology,0))*Table18[[#This Row],[Quantity]],\"\"))","v":""},null,{"$f":"IFERROR(Table18[[#This Row],[Quantity]]*Table18[[#This Row],[Existing Demand Per Unit\n(kW)]],\"\")","v":0},{"$f":"IF(ISBLANK(Table18[[#This Row],[Existing Technology]]),\"\", IFERROR(INDEX('Non-Lighting Index Table'!$D$4:$D$19,MATCH(Table18[[#This Row],[Existing Technology]],'Non-Lighting Index Table'!Table20CommercialKitchenExistingTechnology,0)),\"\"))","v":""},{"$f":"IF(ISBLANK(Table18[[#This Row],[Existing Technology]]),\"\", IFERROR(INDEX(Table20CommercialKitchenRebate,MATCH(Table18[[#This Row],[Existing Technology]],'Non-Lighting Index Table'!Table20CommercialKitchenExistingTechnology,0)),\"\"))","v":""},{"$f":"IF(ISBLANK(Table18[[#This Row],[Existing Technology]]),\"\", IFERROR(INDEX('Non-Lighting Index Table'!$K$4:$K$19,MATCH(Table18[[#This Row],[Existing Technology]],'Non-Lighting Index Table'!Table20CommercialKitchenExistingTechnology,0)),\"\"))","v":""},{"$f":"IF(ISBLANK(Table18[[#This Row],[Existing Technology]]),\"\", IFERROR(INDEX(Table20CommercialKitchenEquivalentBCHydroEndUse,MATCH(Table18[[#This Row],[Existing Technology]],'Non-Lighting Index Table'!Table20CommercialKitchenExistingTechnology,0)),\"\"))","v":""},{"$f":"IF(ISBLANK(Table18[[#This Row],[Existing Technology]]),\"\", IFERROR(INDEX(Table20CommercialKitchenEquivalentBCHydroECM,MATCH(Table18[[#This Row],[Existing Technology]],'Non-Lighting Index Table'!Table20CommercialKitchenExistingTechnology,0)),\"\"))","v":""},{"$f":"IF(ISBLANK(Table18[[#This Row],[Existing Technology]]),\"\", IFERROR(INDEX(Table20CommercialKitchenPersistence,MATCH(Table18[[#This Row],[Existing Technology]],'Non-Lighting Index Table'!Table20CommercialKitchenExistingTechnology,0)),\"\"))","v":""},null,{"$f":"IF(ISBLANK(Table18[[#This Row],[Existing Technology]]),\"\", IFERROR(INDEX('Non-Lighting Index Table'!$O$4:$O$19,MATCH(Table18[[#This Row],[Existing Technology]],'Non-Lighting Index Table'!Table20CommercialKitchenExistingTechnology,0))*Table18[[#This Row],[Quantity]],\"\"))","v":""},null,{"$f":"IFERROR(Table18[[#This Row],[Proposed Demand Per Unit (kW)]]*Table18[[#This Row],[Quantity]],\"\")","v":0},{"$f":"IF(ISBLANK(Table18[[#This Row],[Existing Demand Per Unit\n(kW)]]),\"\",IF(ISBLANK(Table18[[#This Row],[Proposed Demand Per Unit (kW)]]),\"\", IFERROR(Table18[[#This Row],[Quantity]]*(Table18[[#This Row],[Existing Demand Per Unit\n(kW)]]-Table18[[#This Row],[Proposed Demand Per Unit (kW)]]),\"\")))","v":""},{"$f":"IF(ISBLANK(Table18[[#This Row],[Existing Consumption (Hidden, kWh)]]),\"\",IF(ISBLANK(#REF!),\"\", IFERROR(Table18[[#This Row],[Existing Consumption (Hidden, kWh)]]-Table18[[#This Row],[Annual Consumption (hidden, kWh)]],\"\")))","v":""},{"$f":"IF(ISBLANK(Table18[[#This Row],[Quantity]]),\"\",IFERROR(Table18[[#This Row],[Rebate]]*Table18[[#This Row],[Quantity]],\"\"))","v":""}]
[null,null,null,{"$f":"IF(ISBLANK(Table18[[#This Row],[Existing Technology]]),\"\", IFERROR(INDEX('Non-Lighting Index Table'!$N$4:$N$19,MATCH(Table18[[#This Row],[Existing Technology]],'Non-Lighting Index Table'!Table20CommercialKitchenExistingTechnology,0))*Table18[[#This Row],[Quantity]],\"\"))","v":""},null,{"$f":"IFERROR(Table18[[#This Row],[Quantity]]*Table18[[#This Row],[Existing Demand Per Unit\n(kW)]],\"\")","v":0},{"$f":"IF(ISBLANK(Table18[[#This Row],[Existing Technology]]),\"\", IFERROR(INDEX('Non-Lighting Index Table'!$D$4:$D$19,MATCH(Table18[[#This Row],[Existing Technology]],'Non-Lighting Index Table'!Table20CommercialKitchenExistingTechnology,0)),\"\"))","v":""},{"$f":"IF(ISBLANK(Table18[[#This Row],[Existing Technology]]),\"\", IFERROR(INDEX(Table20CommercialKitchenRebate,MATCH(Table18[[#This Row],[Existing Technology]],'Non-Lighting Index Table'!Table20CommercialKitchenExistingTechnology,0)),\"\"))","v":""},{"$f":"IF(ISBLANK(Table18[[#This Row],[Existing Technology]]),\"\", IFERROR(INDEX('Non-Lighting Index Table'!$K$4:$K$19,MATCH(Table18[[#This Row],[Existing Technology]],'Non-Lighting Index Table'!Table20CommercialKitchenExistingTechnology,0)),\"\"))","v":""},{"$f":"IF(ISBLANK(Table18[[#This Row],[Existing Technology]]),\"\", IFERROR(INDEX(Table20CommercialKitchenEquivalentBCHydroEndUse,MATCH(Table18[[#This Row],[Existing Technology]],'Non-Lighting Index Table'!Table20CommercialKitchenExistingTechnology,0)),\"\"))","v":""},{"$f":"IF(ISBLANK(Table18[[#This Row],[Existing Technology]]),\"\", IFERROR(INDEX(Table20CommercialKitchenEquivalentBCHydroECM,MATCH(Table18[[#This Row],[Existing Technology]],'Non-Lighting Index Table'!Table20CommercialKitchenExistingTechnology,0)),\"\"))","v":""},{"$f":"IF(ISBLANK(Table18[[#This Row],[Existing Technology]]),\"\", IFERROR(INDEX(Table20CommercialKitchenPersistence,MATCH(Table18[[#This Row],[Existing Technology]],'Non-Lighting Index Table'!Table20CommercialKitchenExistingTechnology,0)),\"\"))","v":""},null,{"$f":"IF(ISBLANK(Table18[[#This Row],[Existing Technology]]),\"\", IFERROR(INDEX('Non-Lighting Index Table'!$O$4:$O$19,MATCH(Table18[[#This Row],[Existing Technology]],'Non-Lighting Index Table'!Table20CommercialKitchenExistingTechnology,0))*Table18[[#This Row],[Quantity]],\"\"))","v":""},null,{"$f":"IFERROR(Table18[[#This Row],[Proposed Demand Per Unit (kW)]]*Table18[[#This Row],[Quantity]],\"\")","v":0},{"$f":"IF(ISBLANK(Table18[[#This Row],[Existing Demand Per Unit\n(kW)]]),\"\",IF(ISBLANK(Table18[[#This Row],[Proposed Demand Per Unit (kW)]]),\"\", IFERROR(Table18[[#This Row],[Quantity]]*(Table18[[#This Row],[Existing Demand Per Unit\n(kW)]]-Table18[[#This Row],[Proposed Demand Per Unit (kW)]]),\"\")))","v":""},{"$f":"IF(ISBLANK(Table18[[#This Row],[Existing Consumption (Hidden, kWh)]]),\"\",IF(ISBLANK(#REF!),\"\", IFERROR(Table18[[#This Row],[Existing Consumption (Hidden, kWh)]]-Table18[[#This Row],[Annual Consumption (hidden, kWh)]],\"\")))","v":""},{"$f":"IF(ISBLANK(Table18[[#This Row],[Quantity]]),\"\",IFERROR(Table18[[#This Row],[Rebate]]*Table18[[#This Row],[Quantity]],\"\"))","v":""}]
[null,null,null,{"$f":"IF(ISBLANK(Table18[[#This Row],[Existing Technology]]),\"\", IFERROR(INDEX('Non-Lighting Index Table'!$N$4:$N$19,MATCH(Table18[[#This Row],[Existing Technology]],'Non-Lighting Index Table'!Table20CommercialKitchenExistingTechnology,0))*Table18[[#This Row],[Quantity]],\"\"))","v":""},null,{"$f":"IFERROR(Table18[[#This Row],[Quantity]]*Table18[[#This Row],[Existing Demand Per Unit\n(kW)]],\"\")","v":0},{"$f":"IF(ISBLANK(Table18[[#This Row],[Existing Technology]]),\"\", IFERROR(INDEX('Non-Lighting Index Table'!$D$4:$D$19,MATCH(Table18[[#This Row],[Existing Technology]],'Non-Lighting Index Table'!Table20CommercialKitchenExistingTechnology,0)),\"\"))","v":""},{"$f":"IF(ISBLANK(Table18[[#This Row],[Existing Technology]]),\"\", IFERROR(INDEX(Table20CommercialKitchenRebate,MATCH(Table18[[#This Row],[Existing Technology]],'Non-Lighting Index Table'!Table20CommercialKitchenExistingTechnology,0)),\"\"))","v":""},{"$f":"IF(ISBLANK(Table18[[#This Row],[Existing Technology]]),\"\", IFERROR(INDEX('Non-Lighting Index Table'!$K$4:$K$19,MATCH(Table18[[#This Row],[Existing Technology]],'Non-Lighting Index Table'!Table20CommercialKitchenExistingTechnology,0)),\"\"))","v":""},{"$f":"IF(ISBLANK(Table18[[#This Row],[Existing Technology]]),\"\", IFERROR(INDEX(Table20CommercialKitchenEquivalentBCHydroEndUse,MATCH(Table18[[#This Row],[Existing Technology]],'Non-Lighting Index Table'!Table20CommercialKitchenExistingTechnology,0)),\"\"))","v":""},{"$f":"IF(ISBLANK(Table18[[#This Row],[Existing Technology]]),\"\", IFERROR(INDEX(Table20CommercialKitchenEquivalentBCHydroECM,MATCH(Table18[[#This Row],[Existing Technology]],'Non-Lighting Index Table'!Table20CommercialKitchenExistingTechnology,0)),\"\"))","v":""},{"$f":"IF(ISBLANK(Table18[[#This Row],[Existing Technology]]),\"\", IFERROR(INDEX(Table20CommercialKitchenPersistence,MATCH(Table18[[#This Row],[Existing Technology]],'Non-Lighting Index Table'!Table20CommercialKitchenExistingTechnology,0)),\"\"))","v":""},null,{"$f":"IF(ISBLANK(Table18[[#This Row],[Existing Technology]]),\"\", IFERROR(INDEX('Non-Lighting Index Table'!$O$4:$O$19,MATCH(Table18[[#This Row],[Existing Technology]],'Non-Lighting Index Table'!Table20CommercialKitchenExistingTechnology,0))*Table18[[#This Row],[Quantity]],\"\"))","v":""},null,{"$f":"IFERROR(Table18[[#This Row],[Proposed Demand Per Unit (kW)]]*Table18[[#This Row],[Quantity]],\"\")","v":0},{"$f":"IF(ISBLANK(Table18[[#This Row],[Existing Demand Per Unit\n(kW)]]),\"\",IF(ISBLANK(Table18[[#This Row],[Proposed Demand Per Unit (kW)]]),\"\", IFERROR(Table18[[#This Row],[Quantity]]*(Table18[[#This Row],[Existing Demand Per Unit\n(kW)]]-Table18[[#This Row],[Proposed Demand Per Unit (kW)]]),\"\")))","v":""},{"$f":"IF(ISBLANK(Table18[[#This Row],[Existing Consumption (Hidden, kWh)]]),\"\",IF(ISBLANK(#REF!),\"\", IFERROR(Table18[[#This Row],[Existing Consumption (Hidden, kWh)]]-Table18[[#This Row],[Annual Consumption (hidden, kWh)]],\"\")))","v":""},{"$f":"IF(ISBLANK(Table18[[#This Row],[Quantity]]),\"\",IFERROR(Table18[[#This Row],[Rebate]]*Table18[[#This Row],[Quantity]],\"\"))","v":""}]
[null,null,null,{"$f":"IF(ISBLANK(Table18[[#This Row],[Existing Technology]]),\"\", IFERROR(INDEX('Non-Lighting Index Table'!$N$4:$N$19,MATCH(Table18[[#This Row],[Existing Technology]],'Non-Lighting Index Table'!Table20CommercialKitchenExistingTechnology,0))*Table18[[#This Row],[Quantity]],\"\"))","v":""},null,{"$f":"IFERROR(Table18[[#This Row],[Quantity]]*Table18[[#This Row],[Existing Demand Per Unit\n(kW)]],\"\")","v":0},{"$f":"IF(ISBLANK(Table18[[#This Row],[Existing Technology]]),\"\", IFERROR(INDEX('Non-Lighting Index Table'!$D$4:$D$19,MATCH(Table18[[#This Row],[Existing Technology]],'Non-Lighting Index Table'!Table20CommercialKitchenExistingTechnology,0)),\"\"))","v":""},{"$f":"IF(ISBLANK(Table18[[#This Row],[Existing Technology]]),\"\", IFERROR(INDEX(Table20CommercialKitchenRebate,MATCH(Table18[[#This Row],[Existing Technology]],'Non-Lighting Index Table'!Table20CommercialKitchenExistingTechnology,0)),\"\"))","v":""},{"$f":"IF(ISBLANK(Table18[[#This Row],[Existing Technology]]),\"\", IFERROR(INDEX('Non-Lighting Index Table'!$K$4:$K$19,MATCH(Table18[[#This Row],[Existing Technology]],'Non-Lighting Index Table'!Table20CommercialKitchenExistingTechnology,0)),\"\"))","v":""},{"$f":"IF(ISBLANK(Table18[[#This Row],[Existing Technology]]),\"\", IFERROR(INDEX(Table20CommercialKitchenEquivalentBCHydroEndUse,MATCH(Table18[[#This Row],[Existing Technology]],'Non-Lighting Index Table'!Table20CommercialKitchenExistingTechnology,0)),\"\"))","v":""},{"$f":"IF(ISBLANK(Table18[[#This Row],[Existing Technology]]),\"\", IFERROR(INDEX(Table20CommercialKitchenEquivalentBCHydroECM,MATCH(Table18[[#This Row],[Existing Technology]],'Non-Lighting Index Table'!Table20CommercialKitchenExistingTechnology,0)),\"\"))","v":""},{"$f":"IF(ISBLANK(Table18[[#This Row],[Existing Technology]]),\"\", IFERROR(INDEX(Table20CommercialKitchenPersistence,MATCH(Table18[[#This Row],[Existing Technology]],'Non-Lighting Index Table'!Table20CommercialKitchenExistingTechnology,0)),\"\"))","v":""},null,{"$f":"IF(ISBLANK(Table18[[#This Row],[Existing Technology]]),\"\", IFERROR(INDEX('Non-Lighting Index Table'!$O$4:$O$19,MATCH(Table18[[#This Row],[Existing Technology]],'Non-Lighting Index Table'!Table20CommercialKitchenExistingTechnology,0))*Table18[[#This Row],[Quantity]],\"\"))","v":""},null,{"$f":"IFERROR(Table18[[#This Row],[Proposed Demand Per Unit (kW)]]*Table18[[#This Row],[Quantity]],\"\")","v":0},{"$f":"IF(ISBLANK(Table18[[#This Row],[Existing Demand Per Unit\n(kW)]]),\"\",IF(ISBLANK(Table18[[#This Row],[Proposed Demand Per Unit (kW)]]),\"\", IFERROR(Table18[[#This Row],[Quantity]]*(Table18[[#This Row],[Existing Demand Per Unit\n(kW)]]-Table18[[#This Row],[Proposed Demand Per Unit (kW)]]),\"\")))","v":""},{"$f":"IF(ISBLANK(Table18[[#This Row],[Existing Consumption (Hidden, kWh)]]),\"\",IF(ISBLANK(#REF!),\"\", IFERROR(Table18[[#This Row],[Existing Consumption (Hidden, kWh)]]-Table18[[#This Row],[Annual Consumption (hidden, kWh)]],\"\")))","v":""},{"$f":"IF(ISBLANK(Table18[[#This Row],[Quantity]]),\"\",IFERROR(Table18[[#This Row],[Rebate]]*Table18[[#This Row],[Quantity]],\"\"))","v":""}]
[null,null,null,{"$f":"IF(ISBLANK(Table18[[#This Row],[Existing Technology]]),\"\", IFERROR(INDEX('Non-Lighting Index Table'!$N$4:$N$19,MATCH(Table18[[#This Row],[Existing Technology]],'Non-Lighting Index Table'!Table20CommercialKitchenExistingTechnology,0))*Table18[[#This Row],[Quantity]],\"\"))","v":""},null,{"$f":"IFERROR(Table18[[#This Row],[Quantity]]*Table18[[#This Row],[Existing Demand Per Unit\n(kW)]],\"\")","v":0},{"$f":"IF(ISBLANK(Table18[[#This Row],[Existing Technology]]),\"\", IFERROR(INDEX('Non-Lighting Index Table'!$D$4:$D$19,MATCH(Table18[[#This Row],[Existing Technology]],'Non-Lighting Index Table'!Table20CommercialKitchenExistingTechnology,0)),\"\"))","v":""},{"$f":"IF(ISBLANK(Table18[[#This Row],[Existing Technology]]),\"\", IFERROR(INDEX(Table20CommercialKitchenRebate,MATCH(Table18[[#This Row],[Existing Technology]],'Non-Lighting Index Table'!Table20CommercialKitchenExistingTechnology,0)),\"\"))","v":""},{"$f":"IF(ISBLANK(Table18[[#This Row],[Existing Technology]]),\"\", IFERROR(INDEX('Non-Lighting Index Table'!$K$4:$K$19,MATCH(Table18[[#This Row],[Existing Technology]],'Non-Lighting Index Table'!Table20CommercialKitchenExistingTechnology,0)),\"\"))","v":""},{"$f":"IF(ISBLANK(Table18[[#This Row],[Existing Technology]]),\"\", IFERROR(INDEX(Table20CommercialKitchenEquivalentBCHydroEndUse,MATCH(Table18[[#This Row],[Existing Technology]],'Non-Lighting Index Table'!Table20CommercialKitchenExistingTechnology,0)),\"\"))","v":""},{"$f":"IF(ISBLANK(Table18[[#This Row],[Existing Technology]]),\"\", IFERROR(INDEX(Table20CommercialKitchenEquivalentBCHydroECM,MATCH(Table18[[#This Row],[Existing Technology]],'Non-Lighting Index Table'!Table20CommercialKitchenExistingTechnology,0)),\"\"))","v":""},{"$f":"IF(ISBLANK(Table18[[#This Row],[Existing Technology]]),\"\", IFERROR(INDEX(Table20CommercialKitchenPersistence,MATCH(Table18[[#This Row],[Existing Technology]],'Non-Lighting Index Table'!Table20CommercialKitchenExistingTechnology,0)),\"\"))","v":""},null,{"$f":"IF(ISBLANK(Table18[[#This Row],[Existing Technology]]),\"\", IFERROR(INDEX('Non-Lighting Index Table'!$O$4:$O$19,MATCH(Table18[[#This Row],[Existing Technology]],'Non-Lighting Index Table'!Table20CommercialKitchenExistingTechnology,0))*Table18[[#This Row],[Quantity]],\"\"))","v":""},null,{"$f":"IFERROR(Table18[[#This Row],[Proposed Demand Per Unit (kW)]]*Table18[[#This Row],[Quantity]],\"\")","v":0},{"$f":"IF(ISBLANK(Table18[[#This Row],[Existing Demand Per Unit\n(kW)]]),\"\",IF(ISBLANK(Table18[[#This Row],[Proposed Demand Per Unit (kW)]]),\"\", IFERROR(Table18[[#This Row],[Quantity]]*(Table18[[#This Row],[Existing Demand Per Unit\n(kW)]]-Table18[[#This Row],[Proposed Demand Per Unit (kW)]]),\"\")))","v":""},{"$f":"IF(ISBLANK(Table18[[#This Row],[Existing Consumption (Hidden, kWh)]]),\"\",IF(ISBLANK(#REF!),\"\", IFERROR(Table18[[#This Row],[Existing Consumption (Hidden, kWh)]]-Table18[[#This Row],[Annual Consumption (hidden, kWh)]],\"\")))","v":""},{"$f":"IF(ISBLANK(Table18[[#This Row],[Quantity]]),\"\",IFERROR(Table18[[#This Row],[Rebate]]*Table18[[#This Row],[Quantity]],\"\"))","v":""}]
[null,null,null,{"$f":"IF(ISBLANK(Table18[[#This Row],[Existing Technology]]),\"\", IFERROR(INDEX('Non-Lighting Index Table'!$N$4:$N$19,MATCH(Table18[[#This Row],[Existing Technology]],'Non-Lighting Index Table'!Table20CommercialKitchenExistingTechnology,0))*Table18[[#This Row],[Quantity]],\"\"))","v":""},null,{"$f":"IFERROR(Table18[[#This Row],[Quantity]]*Table18[[#This Row],[Existing Demand Per Unit\n(kW)]],\"\")","v":0},{"$f":"IF(ISBLANK(Table18[[#This Row],[Existing Technology]]),\"\", IFERROR(INDEX('Non-Lighting Index Table'!$D$4:$D$19,MATCH(Table18[[#This Row],[Existing Technology]],'Non-Lighting Index Table'!Table20CommercialKitchenExistingTechnology,0)),\"\"))","v":""},{"$f":"IF(ISBLANK(Table18[[#This Row],[Existing Technology]]),\"\", IFERROR(INDEX(Table20CommercialKitchenRebate,MATCH(Table18[[#This Row],[Existing Technology]],'Non-Lighting Index Table'!Table20CommercialKitchenExistingTechnology,0)),\"\"))","v":""},{"$f":"IF(ISBLANK(Table18[[#This Row],[Existing Technology]]),\"\", IFERROR(INDEX('Non-Lighting Index Table'!$K$4:$K$19,MATCH(Table18[[#This Row],[Existing Technology]],'Non-Lighting Index Table'!Table20CommercialKitchenExistingTechnology,0)),\"\"))","v":""},{"$f":"IF(ISBLANK(Table18[[#This Row],[Existing Technology]]),\"\", IFERROR(INDEX(Table20CommercialKitchenEquivalentBCHydroEndUse,MATCH(Table18[[#This Row],[Existing Technology]],'Non-Lighting Index Table'!Table20CommercialKitchenExistingTechnology,0)),\"\"))","v":""},{"$f":"IF(ISBLANK(Table18[[#This Row],[Existing Technology]]),\"\", IFERROR(INDEX(Table20CommercialKitchenEquivalentBCHydroECM,MATCH(Table18[[#This Row],[Existing Technology]],'Non-Lighting Index Table'!Table20CommercialKitchenExistingTechnology,0)),\"\"))","v":""},{"$f":"IF(ISBLANK(Table18[[#This Row],[Existing Technology]]),\"\", IFERROR(INDEX(Table20CommercialKitchenPersistence,MATCH(Table18[[#This Row],[Existing Technology]],'Non-Lighting Index Table'!Table20CommercialKitchenExistingTechnology,0)),\"\"))","v":""},null,{"$f":"IF(ISBLANK(Table18[[#This Row],[Existing Technology]]),\"\", IFERROR(INDEX('Non-Lighting Index Table'!$O$4:$O$19,MATCH(Table18[[#This Row],[Existing Technology]],'Non-Lighting Index Table'!Table20CommercialKitchenExistingTechnology,0))*Table18[[#This Row],[Quantity]],\"\"))","v":""},null,{"$f":"IFERROR(Table18[[#This Row],[Proposed Demand Per Unit (kW)]]*Table18[[#This Row],[Quantity]],\"\")","v":0},{"$f":"IF(ISBLANK(Table18[[#This Row],[Existing Demand Per Unit\n(kW)]]),\"\",IF(ISBLANK(Table18[[#This Row],[Proposed Demand Per Unit (kW)]]),\"\", IFERROR(Table18[[#This Row],[Quantity]]*(Table18[[#This Row],[Existing Demand Per Unit\n(kW)]]-Table18[[#This Row],[Proposed Demand Per Unit (kW)]]),\"\")))","v":""},{"$f":"IF(ISBLANK(Table18[[#This Row],[Existing Consumption (Hidden, kWh)]]),\"\",IF(ISBLANK(#REF!),\"\", IFERROR(Table18[[#This Row],[Existing Consumption (Hidden, kWh)]]-Table18[[#This Row],[Annual Consumption (hidden, kWh)]],\"\")))","v":""},{"$f":"IF(ISBLANK(Table18[[#This Row],[Quantity]]),\"\",IFERROR(Table18[[#This Row],[Rebate]]*Table18[[#This Row],[Quantity]],\"\"))","v":""}]
[null,null,null,{"$f":"IF(ISBLANK(Table18[[#This Row],[Existing Technology]]),\"\", IFERROR(INDEX('Non-Lighting Index Table'!$N$4:$N$19,MATCH(Table18[[#This Row],[Existing Technology]],'Non-Lighting Index Table'!Table20CommercialKitchenExistingTechnology,0))*Table18[[#This Row],[Quantity]],\"\"))","v":""},null,{"$f":"IFERROR(Table18[[#This Row],[Quantity]]*Table18[[#This Row],[Existing Demand Per Unit\n(kW)]],\"\")","v":0},{"$f":"IF(ISBLANK(Table18[[#This Row],[Existing Technology]]),\"\", IFERROR(INDEX('Non-Lighting Index Table'!$D$4:$D$19,MATCH(Table18[[#This Row],[Existing Technology]],'Non-Lighting Index Table'!Table20CommercialKitchenExistingTechnology,0)),\"\"))","v":""},{"$f":"IF(ISBLANK(Table18[[#This Row],[Existing Technology]]),\"\", IFERROR(INDEX(Table20CommercialKitchenRebate,MATCH(Table18[[#This Row],[Existing Technology]],'Non-Lighting Index Table'!Table20CommercialKitchenExistingTechnology,0)),\"\"))","v":""},{"$f":"IF(ISBLANK(Table18[[#This Row],[Existing Technology]]),\"\", IFERROR(INDEX('Non-Lighting Index Table'!$K$4:$K$19,MATCH(Table18[[#This Row],[Existing Technology]],'Non-Lighting Index Table'!Table20CommercialKitchenExistingTechnology,0)),\"\"))","v":""},{"$f":"IF(ISBLANK(Table18[[#This Row],[Existing Technology]]),\"\", IFERROR(INDEX(Table20CommercialKitchenEquivalentBCHydroEndUse,MATCH(Table18[[#This Row],[Existing Technology]],'Non-Lighting Index Table'!Table20CommercialKitchenExistingTechnology,0)),\"\"))","v":""},{"$f":"IF(ISBLANK(Table18[[#This Row],[Existing Technology]]),\"\", IFERROR(INDEX(Table20CommercialKitchenEquivalentBCHydroECM,MATCH(Table18[[#This Row],[Existing Technology]],'Non-Lighting Index Table'!Table20CommercialKitchenExistingTechnology,0)),\"\"))","v":""},{"$f":"IF(ISBLANK(Table18[[#This Row],[Existing Technology]]),\"\", IFERROR(INDEX(Table20CommercialKitchenPersistence,MATCH(Table18[[#This Row],[Existing Technology]],'Non-Lighting Index Table'!Table20CommercialKitchenExistingTechnology,0)),\"\"))","v":""},null,{"$f":"IF(ISBLANK(Table18[[#This Row],[Existing Technology]]),\"\", IFERROR(INDEX('Non-Lighting Index Table'!$O$4:$O$19,MATCH(Table18[[#This Row],[Existing Technology]],'Non-Lighting Index Table'!Table20CommercialKitchenExistingTechnology,0))*Table18[[#This Row],[Quantity]],\"\"))","v":""},null,{"$f":"IFERROR(Table18[[#This Row],[Proposed Demand Per Unit (kW)]]*Table18[[#This Row],[Quantity]],\"\")","v":0},{"$f":"IF(ISBLANK(Table18[[#This Row],[Existing Demand Per Unit\n(kW)]]),\"\",IF(ISBLANK(Table18[[#This Row],[Proposed Demand Per Unit (kW)]]),\"\", IFERROR(Table18[[#This Row],[Quantity]]*(Table18[[#This Row],[Existing Demand Per Unit\n(kW)]]-Table18[[#This Row],[Proposed Demand Per Unit (kW)]]),\"\")))","v":""},{"$f":"IF(ISBLANK(Table18[[#This Row],[Existing Consumption (Hidden, kWh)]]),\"\",IF(ISBLANK(#REF!),\"\", IFERROR(Table18[[#This Row],[Existing Consumption (Hidden, kWh)]]-Table18[[#This Row],[Annual Consumption (hidden, kWh)]],\"\")))","v":""},{"$f":"IF(ISBLANK(Table18[[#This Row],[Quantity]]),\"\",IFERROR(Table18[[#This Row],[Rebate]]*Table18[[#This Row],[Quantity]],\"\"))","v":""}]
[null,null,null,{"$f":"IF(ISBLANK(Table18[[#This Row],[Existing Technology]]),\"\", IFERROR(INDEX('Non-Lighting Index Table'!$N$4:$N$19,MATCH(Table18[[#This Row],[Existing Technology]],'Non-Lighting Index Table'!Table20CommercialKitchenExistingTechnology,0))*Table18[[#This Row],[Quantity]],\"\"))","v":""},null,{"$f":"IFERROR(Table18[[#This Row],[Quantity]]*Table18[[#This Row],[Existing Demand Per Unit\n(kW)]],\"\")","v":0},{"$f":"IF(ISBLANK(Table18[[#This Row],[Existing Technology]]),\"\", IFERROR(INDEX('Non-Lighting Index Table'!$D$4:$D$19,MATCH(Table18[[#This Row],[Existing Technology]],'Non-Lighting Index Table'!Table20CommercialKitchenExistingTechnology,0)),\"\"))","v":""},{"$f":"IF(ISBLANK(Table18[[#This Row],[Existing Technology]]),\"\", IFERROR(INDEX(Table20CommercialKitchenRebate,MATCH(Table18[[#This Row],[Existing Technology]],'Non-Lighting Index Table'!Table20CommercialKitchenExistingTechnology,0)),\"\"))","v":""},{"$f":"IF(ISBLANK(Table18[[#This Row],[Existing Technology]]),\"\", IFERROR(INDEX('Non-Lighting Index Table'!$K$4:$K$19,MATCH(Table18[[#This Row],[Existing Technology]],'Non-Lighting Index Table'!Table20CommercialKitchenExistingTechnology,0)),\"\"))","v":""},{"$f":"IF(ISBLANK(Table18[[#This Row],[Existing Technology]]),\"\", IFERROR(INDEX(Table20CommercialKitchenEquivalentBCHydroEndUse,MATCH(Table18[[#This Row],[Existing Technology]],'Non-Lighting Index Table'!Table20CommercialKitchenExistingTechnology,0)),\"\"))","v":""},{"$f":"IF(ISBLANK(Table18[[#This Row],[Existing Technology]]),\"\", IFERROR(INDEX(Table20CommercialKitchenEquivalentBCHydroECM,MATCH(Table18[[#This Row],[Existing Technology]],'Non-Lighting Index Table'!Table20CommercialKitchenExistingTechnology,0)),\"\"))","v":""},{"$f":"IF(ISBLANK(Table18[[#This Row],[Existing Technology]]),\"\", IFERROR(INDEX(Table20CommercialKitchenPersistence,MATCH(Table18[[#This Row],[Existing Technology]],'Non-Lighting Index Table'!Table20CommercialKitchenExistingTechnology,0)),\"\"))","v":""},null,{"$f":"IF(ISBLANK(Table18[[#This Row],[Existing Technology]]),\"\", IFERROR(INDEX('Non-Lighting Index Table'!$O$4:$O$19,MATCH(Table18[[#This Row],[Existing Technology]],'Non-Lighting Index Table'!Table20CommercialKitchenExistingTechnology,0))*Table18[[#This Row],[Quantity]],\"\"))","v":""},null,{"$f":"IFERROR(Table18[[#This Row],[Proposed Demand Per Unit (kW)]]*Table18[[#This Row],[Quantity]],\"\")","v":0},{"$f":"IF(ISBLANK(Table18[[#This Row],[Existing Demand Per Unit\n(kW)]]),\"\",IF(ISBLANK(Table18[[#This Row],[Proposed Demand Per Unit (kW)]]),\"\", IFERROR(Table18[[#This Row],[Quantity]]*(Table18[[#This Row],[Existing Demand Per Unit\n(kW)]]-Table18[[#This Row],[Proposed Demand Per Unit (kW)]]),\"\")))","v":""},{"$f":"IF(ISBLANK(Table18[[#This Row],[Existing Consumption (Hidden, kWh)]]),\"\",IF(ISBLANK(#REF!),\"\", IFERROR(Table18[[#This Row],[Existing Consumption (Hidden, kWh)]]-Table18[[#This Row],[Annual Consumption (hidden, kWh)]],\"\")))","v":""},{"$f":"IF(ISBLANK(Table18[[#This Row],[Quantity]]),\"\",IFERROR(Table18[[#This Row],[Rebate]]*Table18[[#This Row],[Quantity]],\"\"))","v":""}]
[null,null,null,{"$f":"IF(ISBLANK(Table18[[#This Row],[Existing Technology]]),\"\", IFERROR(INDEX('Non-Lighting Index Table'!$N$4:$N$19,MATCH(Table18[[#This Row],[Existing Technology]],'Non-Lighting Index Table'!Table20CommercialKitchenExistingTechnology,0))*Table18[[#This Row],[Quantity]],\"\"))","v":""},null,{"$f":"IFERROR(Table18[[#This Row],[Quantity]]*Table18[[#This Row],[Existing Demand Per Unit\n(kW)]],\"\")","v":0},{"$f":"IF(ISBLANK(Table18[[#This Row],[Existing Technology]]),\"\", IFERROR(INDEX('Non-Lighting Index Table'!$D$4:$D$19,MATCH(Table18[[#This Row],[Existing Technology]],'Non-Lighting Index Table'!Table20CommercialKitchenExistingTechnology,0)),\"\"))","v":""},{"$f":"IF(ISBLANK(Table18[[#This Row],[Existing Technology]]),\"\", IFERROR(INDEX(Table20CommercialKitchenRebate,MATCH(Table18[[#This Row],[Existing Technology]],'Non-Lighting Index Table'!Table20CommercialKitchenExistingTechnology,0)),\"\"))","v":""},{"$f":"IF(ISBLANK(Table18[[#This Row],[Existing Technology]]),\"\", IFERROR(INDEX('Non-Lighting Index Table'!$K$4:$K$19,MATCH(Table18[[#This Row],[Existing Technology]],'Non-Lighting Index Table'!Table20CommercialKitchenExistingTechnology,0)),\"\"))","v":""},{"$f":"IF(ISBLANK(Table18[[#This Row],[Existing Technology]]),\"\", IFERROR(INDEX(Table20CommercialKitchenEquivalentBCHydroEndUse,MATCH(Table18[[#This Row],[Existing Technology]],'Non-Lighting Index Table'!Table20CommercialKitchenExistingTechnology,0)),\"\"))","v":""},{"$f":"IF(ISBLANK(Table18[[#This Row],[Existing Technology]]),\"\", IFERROR(INDEX(Table20CommercialKitchenEquivalentBCHydroECM,MATCH(Table18[[#This Row],[Existing Technology]],'Non-Lighting Index Table'!Table20CommercialKitchenExistingTechnology,0)),\"\"))","v":""},{"$f":"IF(ISBLANK(Table18[[#This Row],[Existing Technology]]),\"\", IFERROR(INDEX(Table20CommercialKitchenPersistence,MATCH(Table18[[#This Row],[Existing Technology]],'Non-Lighting Index Table'!Table20CommercialKitchenExistingTechnology,0)),\"\"))","v":""},null,{"$f":"IF(ISBLANK(Table18[[#This Row],[Existing Technology]]),\"\", IFERROR(INDEX('Non-Lighting Index Table'!$O$4:$O$19,MATCH(Table18[[#This Row],[Existing Technology]],'Non-Lighting Index Table'!Table20CommercialKitchenExistingTechnology,0))*Table18[[#This Row],[Quantity]],\"\"))","v":""},null,{"$f":"IFERROR(Table18[[#This Row],[Proposed Demand Per Unit (kW)]]*Table18[[#This Row],[Quantity]],\"\")","v":0},{"$f":"IF(ISBLANK(Table18[[#This Row],[Existing Demand Per Unit\n(kW)]]),\"\",IF(ISBLANK(Table18[[#This Row],[Proposed Demand Per Unit (kW)]]),\"\", IFERROR(Table18[[#This Row],[Quantity]]*(Table18[[#This Row],[Existing Demand Per Unit\n(kW)]]-Table18[[#This Row],[Proposed Demand Per Unit (kW)]]),\"\")))","v":""},{"$f":"IF(ISBLANK(Table18[[#This Row],[Existing Consumption (Hidden, kWh)]]),\"\",IF(ISBLANK(#REF!),\"\", IFERROR(Table18[[#This Row],[Existing Consumption (Hidden, kWh)]]-Table18[[#This Row],[Annual Consumption (hidden, kWh)]],\"\")))","v":""},{"$f":"IF(ISBLANK(Table18[[#This Row],[Quantity]]),\"\",IFERROR(Table18[[#This Row],[Rebate]]*Table18[[#This Row],[Quantity]],\"\"))","v":""}]
[null,null,null,{"$f":"IF(ISBLANK(Table18[[#This Row],[Existing Technology]]),\"\", IFERROR(INDEX('Non-Lighting Index Table'!$N$4:$N$19,MATCH(Table18[[#This Row],[Existing Technology]],'Non-Lighting Index Table'!Table20CommercialKitchenExistingTechnology,0))*Table18[[#This Row],[Quantity]],\"\"))","v":""},null,{"$f":"IFERROR(Table18[[#This Row],[Quantity]]*Table18[[#This Row],[Existing Demand Per Unit\n(kW)]],\"\")","v":0},{"$f":"IF(ISBLANK(Table18[[#This Row],[Existing Technology]]),\"\", IFERROR(INDEX('Non-Lighting Index Table'!$D$4:$D$19,MATCH(Table18[[#This Row],[Existing Technology]],'Non-Lighting Index Table'!Table20CommercialKitchenExistingTechnology,0)),\"\"))","v":""},{"$f":"IF(ISBLANK(Table18[[#This Row],[Existing Technology]]),\"\", IFERROR(INDEX(Table20CommercialKitchenRebate,MATCH(Table18[[#This Row],[Existing Technology]],'Non-Lighting Index Table'!Table20CommercialKitchenExistingTechnology,0)),\"\"))","v":""},{"$f":"IF(ISBLANK(Table18[[#This Row],[Existing Technology]]),\"\", IFERROR(INDEX('Non-Lighting Index Table'!$K$4:$K$19,MATCH(Table18[[#This Row],[Existing Technology]],'Non-Lighting Index Table'!Table20CommercialKitchenExistingTechnology,0)),\"\"))","v":""},{"$f":"IF(ISBLANK(Table18[[#This Row],[Existing Technology]]),\"\", IFERROR(INDEX(Table20CommercialKitchenEquivalentBCHydroEndUse,MATCH(Table18[[#This Row],[Existing Technology]],'Non-Lighting Index Table'!Table20CommercialKitchenExistingTechnology,0)),\"\"))","v":""},{"$f":"IF(ISBLANK(Table18[[#This Row],[Existing Technology]]),\"\", IFERROR(INDEX(Table20CommercialKitchenEquivalentBCHydroECM,MATCH(Table18[[#This Row],[Existing Technology]],'Non-Lighting Index Table'!Table20CommercialKitchenExistingTechnology,0)),\"\"))","v":""},{"$f":"IF(ISBLANK(Table18[[#This Row],[Existing Technology]]),\"\", IFERROR(INDEX(Table20CommercialKitchenPersistence,MATCH(Table18[[#This Row],[Existing Technology]],'Non-Lighting Index Table'!Table20CommercialKitchenExistingTechnology,0)),\"\"))","v":""},null,{"$f":"IF(ISBLANK(Table18[[#This Row],[Existing Technology]]),\"\", IFERROR(INDEX('Non-Lighting Index Table'!$O$4:$O$19,MATCH(Table18[[#This Row],[Existing Technology]],'Non-Lighting Index Table'!Table20CommercialKitchenExistingTechnology,0))*Table18[[#This Row],[Quantity]],\"\"))","v":""},null,{"$f":"IFERROR(Table18[[#This Row],[Proposed Demand Per Unit (kW)]]*Table18[[#This Row],[Quantity]],\"\")","v":0},{"$f":"IF(ISBLANK(Table18[[#This Row],[Existing Demand Per Unit\n(kW)]]),\"\",IF(ISBLANK(Table18[[#This Row],[Proposed Demand Per Unit (kW)]]),\"\", IFERROR(Table18[[#This Row],[Quantity]]*(Table18[[#This Row],[Existing Demand Per Unit\n(kW)]]-Table18[[#This Row],[Proposed Demand Per Unit (kW)]]),\"\")))","v":""},{"$f":"IF(ISBLANK(Table18[[#This Row],[Existing Consumption (Hidden, kWh)]]),\"\",IF(ISBLANK(#REF!),\"\", IFERROR(Table18[[#This Row],[Existing Consumption (Hidden, kWh)]]-Table18[[#This Row],[Annual Consumption (hidden, kWh)]],\"\")))","v":""},{"$f":"IF(ISBLANK(Table18[[#This Row],[Quantity]]),\"\",IFERROR(Table18[[#This Row],[Rebate]]*Table18[[#This Row],[Quantity]],\"\"))","v":""}]
[null,null,null,{"$f":"IF(ISBLANK(Table18[[#This Row],[Existing Technology]]),\"\", IFERROR(INDEX('Non-Lighting Index Table'!$N$4:$N$19,MATCH(Table18[[#This Row],[Existing Technology]],'Non-Lighting Index Table'!Table20CommercialKitchenExistingTechnology,0))*Table18[[#This Row],[Quantity]],\"\"))","v":""},null,{"$f":"IFERROR(Table18[[#This Row],[Quantity]]*Table18[[#This Row],[Existing Demand Per Unit\n(kW)]],\"\")","v":0},{"$f":"IF(ISBLANK(Table18[[#This Row],[Existing Technology]]),\"\", IFERROR(INDEX('Non-Lighting Index Table'!$D$4:$D$19,MATCH(Table18[[#This Row],[Existing Technology]],'Non-Lighting Index Table'!Table20CommercialKitchenExistingTechnology,0)),\"\"))","v":""},{"$f":"IF(ISBLANK(Table18[[#This Row],[Existing Technology]]),\"\", IFERROR(INDEX(Table20CommercialKitchenRebate,MATCH(Table18[[#This Row],[Existing Technology]],'Non-Lighting Index Table'!Table20CommercialKitchenExistingTechnology,0)),\"\"))","v":""},{"$f":"IF(ISBLANK(Table18[[#This Row],[Existing Technology]]),\"\", IFERROR(INDEX('Non-Lighting Index Table'!$K$4:$K$19,MATCH(Table18[[#This Row],[Existing Technology]],'Non-Lighting Index Table'!Table20CommercialKitchenExistingTechnology,0)),\"\"))","v":""},{"$f":"IF(ISBLANK(Table18[[#This Row],[Existing Technology]]),\"\", IFERROR(INDEX(Table20CommercialKitchenEquivalentBCHydroEndUse,MATCH(Table18[[#This Row],[Existing Technology]],'Non-Lighting Index Table'!Table20CommercialKitchenExistingTechnology,0)),\"\"))","v":""},{"$f":"IF(ISBLANK(Table18[[#This Row],[Existing Technology]]),\"\", IFERROR(INDEX(Table20CommercialKitchenEquivalentBCHydroECM,MATCH(Table18[[#This Row],[Existing Technology]],'Non-Lighting Index Table'!Table20CommercialKitchenExistingTechnology,0)),\"\"))","v":""},{"$f":"IF(ISBLANK(Table18[[#This Row],[Existing Technology]]),\"\", IFERROR(INDEX(Table20CommercialKitchenPersistence,MATCH(Table18[[#This Row],[Existing Technology]],'Non-Lighting Index Table'!Table20CommercialKitchenExistingTechnology,0)),\"\"))","v":""},null,{"$f":"IF(ISBLANK(Table18[[#This Row],[Existing Technology]]),\"\", IFERROR(INDEX('Non-Lighting Index Table'!$O$4:$O$19,MATCH(Table18[[#This Row],[Existing Technology]],'Non-Lighting Index Table'!Table20CommercialKitchenExistingTechnology,0))*Table18[[#This Row],[Quantity]],\"\"))","v":""},null,{"$f":"IFERROR(Table18[[#This Row],[Proposed Demand Per Unit (kW)]]*Table18[[#This Row],[Quantity]],\"\")","v":0},{"$f":"IF(ISBLANK(Table18[[#This Row],[Existing Demand Per Unit\n(kW)]]),\"\",IF(ISBLANK(Table18[[#This Row],[Proposed Demand Per Unit (kW)]]),\"\", IFERROR(Table18[[#This Row],[Quantity]]*(Table18[[#This Row],[Existing Demand Per Unit\n(kW)]]-Table18[[#This Row],[Proposed Demand Per Unit (kW)]]),\"\")))","v":""},{"$f":"IF(ISBLANK(Table18[[#This Row],[Existing Consumption (Hidden, kWh)]]),\"\",IF(ISBLANK(#REF!),\"\", IFERROR(Table18[[#This Row],[Existing Consumption (Hidden, kWh)]]-Table18[[#This Row],[Annual Consumption (hidden, kWh)]],\"\")))","v":""},{"$f":"IF(ISBLANK(Table18[[#This Row],[Quantity]]),\"\",IFERROR(Table18[[#This Row],[Rebate]]*Table18[[#This Row],[Quantity]],\"\"))","v":""}]
[null,null,null,{"$f":"IF(ISBLANK(Table18[[#This Row],[Existing Technology]]),\"\", IFERROR(INDEX('Non-Lighting Index Table'!$N$4:$N$19,MATCH(Table18[[#This Row],[Existing Technology]],'Non-Lighting Index Table'!Table20CommercialKitchenExistingTechnology,0))*Table18[[#This Row],[Quantity]],\"\"))","v":""},null,{"$f":"IFERROR(Table18[[#This Row],[Quantity]]*Table18[[#This Row],[Existing Demand Per Unit\n(kW)]],\"\")","v":0},{"$f":"IF(ISBLANK(Table18[[#This Row],[Existing Technology]]),\"\", IFERROR(INDEX('Non-Lighting Index Table'!$D$4:$D$19,MATCH(Table18[[#This Row],[Existing Technology]],'Non-Lighting Index Table'!Table20CommercialKitchenExistingTechnology,0)),\"\"))","v":""},{"$f":"IF(ISBLANK(Table18[[#This Row],[Existing Technology]]),\"\", IFERROR(INDEX(Table20CommercialKitchenRebate,MATCH(Table18[[#This Row],[Existing Technology]],'Non-Lighting Index Table'!Table20CommercialKitchenExistingTechnology,0)),\"\"))","v":""},{"$f":"IF(ISBLANK(Table18[[#This Row],[Existing Technology]]),\"\", IFERROR(INDEX('Non-Lighting Index Table'!$K$4:$K$19,MATCH(Table18[[#This Row],[Existing Technology]],'Non-Lighting Index Table'!Table20CommercialKitchenExistingTechnology,0)),\"\"))","v":""},{"$f":"IF(ISBLANK(Table18[[#This Row],[Existing Technology]]),\"\", IFERROR(INDEX(Table20CommercialKitchenEquivalentBCHydroEndUse,MATCH(Table18[[#This Row],[Existing Technology]],'Non-Lighting Index Table'!Table20CommercialKitchenExistingTechnology,0)),\"\"))","v":""},{"$f":"IF(ISBLANK(Table18[[#This Row],[Existing Technology]]),\"\", IFERROR(INDEX(Table20CommercialKitchenEquivalentBCHydroECM,MATCH(Table18[[#This Row],[Existing Technology]],'Non-Lighting Index Table'!Table20CommercialKitchenExistingTechnology,0)),\"\"))","v":""},{"$f":"IF(ISBLANK(Table18[[#This Row],[Existing Technology]]),\"\", IFERROR(INDEX(Table20CommercialKitchenPersistence,MATCH(Table18[[#This Row],[Existing Technology]],'Non-Lighting Index Table'!Table20CommercialKitchenExistingTechnology,0)),\"\"))","v":""},null,{"$f":"IF(ISBLANK(Table18[[#This Row],[Existing Technology]]),\"\", IFERROR(INDEX('Non-Lighting Index Table'!$O$4:$O$19,MATCH(Table18[[#This Row],[Existing Technology]],'Non-Lighting Index Table'!Table20CommercialKitchenExistingTechnology,0))*Table18[[#This Row],[Quantity]],\"\"))","v":""},null,{"$f":"IFERROR(Table18[[#This Row],[Proposed Demand Per Unit (kW)]]*Table18[[#This Row],[Quantity]],\"\")","v":0},{"$f":"IF(ISBLANK(Table18[[#This Row],[Existing Demand Per Unit\n(kW)]]),\"\",IF(ISBLANK(Table18[[#This Row],[Proposed Demand Per Unit (kW)]]),\"\", IFERROR(Table18[[#This Row],[Quantity]]*(Table18[[#This Row],[Existing Demand Per Unit\n(kW)]]-Table18[[#This Row],[Proposed Demand Per Unit (kW)]]),\"\")))","v":""},{"$f":"IF(ISBLANK(Table18[[#This Row],[Existing Consumption (Hidden, kWh)]]),\"\",IF(ISBLANK(#REF!),\"\", IFERROR(Table18[[#This Row],[Existing Consumption (Hidden, kWh)]]-Table18[[#This Row],[Annual Consumption (hidden, kWh)]],\"\")))","v":""},{"$f":"IF(ISBLANK(Table18[[#This Row],[Quantity]]),\"\",IFERROR(Table18[[#This Row],[Rebate]]*Table18[[#This Row],[Quantity]],\"\"))","v":""}]
[null,null,null,{"$f":"IF(ISBLANK(Table18[[#This Row],[Existing Technology]]),\"\", IFERROR(INDEX('Non-Lighting Index Table'!$N$4:$N$19,MATCH(Table18[[#This Row],[Existing Technology]],'Non-Lighting Index Table'!Table20CommercialKitchenExistingTechnology,0))*Table18[[#This Row],[Quantity]],\"\"))","v":""},null,{"$f":"IFERROR(Table18[[#This Row],[Quantity]]*Table18[[#This Row],[Existing Demand Per Unit\n(kW)]],\"\")","v":0},{"$f":"IF(ISBLANK(Table18[[#This Row],[Existing Technology]]),\"\", IFERROR(INDEX('Non-Lighting Index Table'!$D$4:$D$19,MATCH(Table18[[#This Row],[Existing Technology]],'Non-Lighting Index Table'!Table20CommercialKitchenExistingTechnology,0)),\"\"))","v":""},{"$f":"IF(ISBLANK(Table18[[#This Row],[Existing Technology]]),\"\", IFERROR(INDEX(Table20CommercialKitchenRebate,MATCH(Table18[[#This Row],[Existing Technology]],'Non-Lighting Index Table'!Table20CommercialKitchenExistingTechnology,0)),\"\"))","v":""},{"$f":"IF(ISBLANK(Table18[[#This Row],[Existing Technology]]),\"\", IFERROR(INDEX('Non-Lighting Index Table'!$K$4:$K$19,MATCH(Table18[[#This Row],[Existing Technology]],'Non-Lighting Index Table'!Table20CommercialKitchenExistingTechnology,0)),\"\"))","v":""},{"$f":"IF(ISBLANK(Table18[[#This Row],[Existing Technology]]),\"\", IFERROR(INDEX(Table20CommercialKitchenEquivalentBCHydroEndUse,MATCH(Table18[[#This Row],[Existing Technology]],'Non-Lighting Index Table'!Table20CommercialKitchenExistingTechnology,0)),\"\"))","v":""},{"$f":"IF(ISBLANK(Table18[[#This Row],[Existing Technology]]),\"\", IFERROR(INDEX(Table20CommercialKitchenEquivalentBCHydroECM,MATCH(Table18[[#This Row],[Existing Technology]],'Non-Lighting Index Table'!Table20CommercialKitchenExistingTechnology,0)),\"\"))","v":""},{"$f":"IF(ISBLANK(Table18[[#This Row],[Existing Technology]]),\"\", IFERROR(INDEX(Table20CommercialKitchenPersistence,MATCH(Table18[[#This Row],[Existing Technology]],'Non-Lighting Index Table'!Table20CommercialKitchenExistingTechnology,0)),\"\"))","v":""},null,{"$f":"IF(ISBLANK(Table18[[#This Row],[Existing Technology]]),\"\", IFERROR(INDEX('Non-Lighting Index Table'!$O$4:$O$19,MATCH(Table18[[#This Row],[Existing Technology]],'Non-Lighting Index Table'!Table20CommercialKitchenExistingTechnology,0))*Table18[[#This Row],[Quantity]],\"\"))","v":""},null,{"$f":"IFERROR(Table18[[#This Row],[Proposed Demand Per Unit (kW)]]*Table18[[#This Row],[Quantity]],\"\")","v":0},{"$f":"IF(ISBLANK(Table18[[#This Row],[Existing Demand Per Unit\n(kW)]]),\"\",IF(ISBLANK(Table18[[#This Row],[Proposed Demand Per Unit (kW)]]),\"\", IFERROR(Table18[[#This Row],[Quantity]]*(Table18[[#This Row],[Existing Demand Per Unit\n(kW)]]-Table18[[#This Row],[Proposed Demand Per Unit (kW)]]),\"\")))","v":""},{"$f":"IF(ISBLANK(Table18[[#This Row],[Existing Consumption (Hidden, kWh)]]),\"\",IF(ISBLANK(#REF!),\"\", IFERROR(Table18[[#This Row],[Existing Consumption (Hidden, kWh)]]-Table18[[#This Row],[Annual Consumption (hidden, kWh)]],\"\")))","v":""},{"$f":"IF(ISBLANK(Table18[[#This Row],[Quantity]]),\"\",IFERROR(Table18[[#This Row],[Rebate]]*Table18[[#This Row],[Quantity]],\"\"))","v":""}]
[null,null,null,{"$f":"IF(ISBLANK(Table18[[#This Row],[Existing Technology]]),\"\", IFERROR(INDEX('Non-Lighting Index Table'!$N$4:$N$19,MATCH(Table18[[#This Row],[Existing Technology]],'Non-Lighting Index Table'!Table20CommercialKitchenExistingTechnology,0))*Table18[[#This Row],[Quantity]],\"\"))","v":""},null,{"$f":"IFERROR(Table18[[#This Row],[Quantity]]*Table18[[#This Row],[Existing Demand Per Unit\n(kW)]],\"\")","v":0},{"$f":"IF(ISBLANK(Table18[[#This Row],[Existing Technology]]),\"\", IFERROR(INDEX('Non-Lighting Index Table'!$D$4:$D$19,MATCH(Table18[[#This Row],[Existing Technology]],'Non-Lighting Index Table'!Table20CommercialKitchenExistingTechnology,0)),\"\"))","v":""},{"$f":"IF(ISBLANK(Table18[[#This Row],[Existing Technology]]),\"\", IFERROR(INDEX(Table20CommercialKitchenRebate,MATCH(Table18[[#This Row],[Existing Technology]],'Non-Lighting Index Table'!Table20CommercialKitchenExistingTechnology,0)),\"\"))","v":""},{"$f":"IF(ISBLANK(Table18[[#This Row],[Existing Technology]]),\"\", IFERROR(INDEX('Non-Lighting Index Table'!$K$4:$K$19,MATCH(Table18[[#This Row],[Existing Technology]],'Non-Lighting Index Table'!Table20CommercialKitchenExistingTechnology,0)),\"\"))","v":""},{"$f":"IF(ISBLANK(Table18[[#This Row],[Existing Technology]]),\"\", IFERROR(INDEX(Table20CommercialKitchenEquivalentBCHydroEndUse,MATCH(Table18[[#This Row],[Existing Technology]],'Non-Lighting Index Table'!Table20CommercialKitchenExistingTechnology,0)),\"\"))","v":""},{"$f":"IF(ISBLANK(Table18[[#This Row],[Existing Technology]]),\"\", IFERROR(INDEX(Table20CommercialKitchenEquivalentBCHydroECM,MATCH(Table18[[#This Row],[Existing Technology]],'Non-Lighting Index Table'!Table20CommercialKitchenExistingTechnology,0)),\"\"))","v":""},{"$f":"IF(ISBLANK(Table18[[#This Row],[Existing Technology]]),\"\", IFERROR(INDEX(Table20CommercialKitchenPersistence,MATCH(Table18[[#This Row],[Existing Technology]],'Non-Lighting Index Table'!Table20CommercialKitchenExistingTechnology,0)),\"\"))","v":""},null,{"$f":"IF(ISBLANK(Table18[[#This Row],[Existing Technology]]),\"\", IFERROR(INDEX('Non-Lighting Index Table'!$O$4:$O$19,MATCH(Table18[[#This Row],[Existing Technology]],'Non-Lighting Index Table'!Table20CommercialKitchenExistingTechnology,0))*Table18[[#This Row],[Quantity]],\"\"))","v":""},null,{"$f":"IFERROR(Table18[[#This Row],[Proposed Demand Per Unit (kW)]]*Table18[[#This Row],[Quantity]],\"\")","v":0},{"$f":"IF(ISBLANK(Table18[[#This Row],[Existing Demand Per Unit\n(kW)]]),\"\",IF(ISBLANK(Table18[[#This Row],[Proposed Demand Per Unit (kW)]]),\"\", IFERROR(Table18[[#This Row],[Quantity]]*(Table18[[#This Row],[Existing Demand Per Unit\n(kW)]]-Table18[[#This Row],[Proposed Demand Per Unit (kW)]]),\"\")))","v":""},{"$f":"IF(ISBLANK(Table18[[#This Row],[Existing Consumption (Hidden, kWh)]]),\"\",IF(ISBLANK(#REF!),\"\", IFERROR(Table18[[#This Row],[Existing Consumption (Hidden, kWh)]]-Table18[[#This Row],[Annual Consumption (hidden, kWh)]],\"\")))","v":""},{"$f":"IF(ISBLANK(Table18[[#This Row],[Quantity]]),\"\",IFERROR(Table18[[#This Row],[Rebate]]*Table18[[#This Row],[Quantity]],\"\"))","v":""}]
[null,null,null,{"$f":"IF(ISBLANK(Table18[[#This Row],[Existing Technology]]),\"\", IFERROR(INDEX('Non-Lighting Index Table'!$N$4:$N$19,MATCH(Table18[[#This Row],[Existing Technology]],'Non-Lighting Index Table'!Table20CommercialKitchenExistingTechnology,0))*Table18[[#This Row],[Quantity]],\"\"))","v":""},null,{"$f":"IFERROR(Table18[[#This Row],[Quantity]]*Table18[[#This Row],[Existing Demand Per Unit\n(kW)]],\"\")","v":0},{"$f":"IF(ISBLANK(Table18[[#This Row],[Existing Technology]]),\"\", IFERROR(INDEX('Non-Lighting Index Table'!$D$4:$D$19,MATCH(Table18[[#This Row],[Existing Technology]],'Non-Lighting Index Table'!Table20CommercialKitchenExistingTechnology,0)),\"\"))","v":""},{"$f":"IF(ISBLANK(Table18[[#This Row],[Existing Technology]]),\"\", IFERROR(INDEX(Table20CommercialKitchenRebate,MATCH(Table18[[#This Row],[Existing Technology]],'Non-Lighting Index Table'!Table20CommercialKitchenExistingTechnology,0)),\"\"))","v":""},{"$f":"IF(ISBLANK(Table18[[#This Row],[Existing Technology]]),\"\", IFERROR(INDEX('Non-Lighting Index Table'!$K$4:$K$19,MATCH(Table18[[#This Row],[Existing Technology]],'Non-Lighting Index Table'!Table20CommercialKitchenExistingTechnology,0)),\"\"))","v":""},{"$f":"IF(ISBLANK(Table18[[#This Row],[Existing Technology]]),\"\", IFERROR(INDEX(Table20CommercialKitchenEquivalentBCHydroEndUse,MATCH(Table18[[#This Row],[Existing Technology]],'Non-Lighting Index Table'!Table20CommercialKitchenExistingTechnology,0)),\"\"))","v":""},{"$f":"IF(ISBLANK(Table18[[#This Row],[Existing Technology]]),\"\", IFERROR(INDEX(Table20CommercialKitchenEquivalentBCHydroECM,MATCH(Table18[[#This Row],[Existing Technology]],'Non-Lighting Index Table'!Table20CommercialKitchenExistingTechnology,0)),\"\"))","v":""},{"$f":"IF(ISBLANK(Table18[[#This Row],[Existing Technology]]),\"\", IFERROR(INDEX(Table20CommercialKitchenPersistence,MATCH(Table18[[#This Row],[Existing Technology]],'Non-Lighting Index Table'!Table20CommercialKitchenExistingTechnology,0)),\"\"))","v":""},null,{"$f":"IF(ISBLANK(Table18[[#This Row],[Existing Technology]]),\"\", IFERROR(INDEX('Non-Lighting Index Table'!$O$4:$O$19,MATCH(Table18[[#This Row],[Existing Technology]],'Non-Lighting Index Table'!Table20CommercialKitchenExistingTechnology,0))*Table18[[#This Row],[Quantity]],\"\"))","v":""},null,{"$f":"IFERROR(Table18[[#This Row],[Proposed Demand Per Unit (kW)]]*Table18[[#This Row],[Quantity]],\"\")","v":0},{"$f":"IF(ISBLANK(Table18[[#This Row],[Existing Demand Per Unit\n(kW)]]),\"\",IF(ISBLANK(Table18[[#This Row],[Proposed Demand Per Unit (kW)]]),\"\", IFERROR(Table18[[#This Row],[Quantity]]*(Table18[[#This Row],[Existing Demand Per Unit\n(kW)]]-Table18[[#This Row],[Proposed Demand Per Unit (kW)]]),\"\")))","v":""},{"$f":"IF(ISBLANK(Table18[[#This Row],[Existing Consumption (Hidden, kWh)]]),\"\",IF(ISBLANK(#REF!),\"\", IFERROR(Table18[[#This Row],[Existing Consumption (Hidden, kWh)]]-Table18[[#This Row],[Annual Consumption (hidden, kWh)]],\"\")))","v":""},{"$f":"IF(ISBLANK(Table18[[#This Row],[Quantity]]),\"\",IFERROR(Table18[[#This Row],[Rebate]]*Table18[[#This Row],[Quantity]],\"\"))","v":""}]
[null,null,null,{"$f":"IF(ISBLANK(Table18[[#This Row],[Existing Technology]]),\"\", IFERROR(INDEX('Non-Lighting Index Table'!$N$4:$N$19,MATCH(Table18[[#This Row],[Existing Technology]],'Non-Lighting Index Table'!Table20CommercialKitchenExistingTechnology,0))*Table18[[#This Row],[Quantity]],\"\"))","v":""},null,{"$f":"IFERROR(Table18[[#This Row],[Quantity]]*Table18[[#This Row],[Existing Demand Per Unit\n(kW)]],\"\")","v":0},{"$f":"IF(ISBLANK(Table18[[#This Row],[Existing Technology]]),\"\", IFERROR(INDEX('Non-Lighting Index Table'!$D$4:$D$19,MATCH(Table18[[#This Row],[Existing Technology]],'Non-Lighting Index Table'!Table20CommercialKitchenExistingTechnology,0)),\"\"))","v":""},{"$f":"IF(ISBLANK(Table18[[#This Row],[Existing Technology]]),\"\", IFERROR(INDEX(Table20CommercialKitchenRebate,MATCH(Table18[[#This Row],[Existing Technology]],'Non-Lighting Index Table'!Table20CommercialKitchenExistingTechnology,0)),\"\"))","v":""},{"$f":"IF(ISBLANK(Table18[[#This Row],[Existing Technology]]),\"\", IFERROR(INDEX('Non-Lighting Index Table'!$K$4:$K$19,MATCH(Table18[[#This Row],[Existing Technology]],'Non-Lighting Index Table'!Table20CommercialKitchenExistingTechnology,0)),\"\"))","v":""},{"$f":"IF(ISBLANK(Table18[[#This Row],[Existing Technology]]),\"\", IFERROR(INDEX(Table20CommercialKitchenEquivalentBCHydroEndUse,MATCH(Table18[[#This Row],[Existing Technology]],'Non-Lighting Index Table'!Table20CommercialKitchenExistingTechnology,0)),\"\"))","v":""},{"$f":"IF(ISBLANK(Table18[[#This Row],[Existing Technology]]),\"\", IFERROR(INDEX(Table20CommercialKitchenEquivalentBCHydroECM,MATCH(Table18[[#This Row],[Existing Technology]],'Non-Lighting Index Table'!Table20CommercialKitchenExistingTechnology,0)),\"\"))","v":""},{"$f":"IF(ISBLANK(Table18[[#This Row],[Existing Technology]]),\"\", IFERROR(INDEX(Table20CommercialKitchenPersistence,MATCH(Table18[[#This Row],[Existing Technology]],'Non-Lighting Index Table'!Table20CommercialKitchenExistingTechnology,0)),\"\"))","v":""},null,{"$f":"IF(ISBLANK(Table18[[#This Row],[Existing Technology]]),\"\", IFERROR(INDEX('Non-Lighting Index Table'!$O$4:$O$19,MATCH(Table18[[#This Row],[Existing Technology]],'Non-Lighting Index Table'!Table20CommercialKitchenExistingTechnology,0))*Table18[[#This Row],[Quantity]],\"\"))","v":""},null,{"$f":"IFERROR(Table18[[#This Row],[Proposed Demand Per Unit (kW)]]*Table18[[#This Row],[Quantity]],\"\")","v":0},{"$f":"IF(ISBLANK(Table18[[#This Row],[Existing Demand Per Unit\n(kW)]]),\"\",IF(ISBLANK(Table18[[#This Row],[Proposed Demand Per Unit (kW)]]),\"\", IFERROR(Table18[[#This Row],[Quantity]]*(Table18[[#This Row],[Existing Demand Per Unit\n(kW)]]-Table18[[#This Row],[Proposed Demand Per Unit (kW)]]),\"\")))","v":""},{"$f":"IF(ISBLANK(Table18[[#This Row],[Existing Consumption (Hidden, kWh)]]),\"\",IF(ISBLANK(#REF!),\"\", IFERROR(Table18[[#This Row],[Existing Consumption (Hidden, kWh)]]-Table18[[#This Row],[Annual Consumption (hidden, kWh)]],\"\")))","v":""},{"$f":"IF(ISBLANK(Table18[[#This Row],[Quantity]]),\"\",IFERROR(Table18[[#This Row],[Rebate]]*Table18[[#This Row],[Quantity]],\"\"))","v":""}]
[null,null,null,{"$f":"IF(ISBLANK(Table18[[#This Row],[Existing Technology]]),\"\", IFERROR(INDEX('Non-Lighting Index Table'!$N$4:$N$19,MATCH(Table18[[#This Row],[Existing Technology]],'Non-Lighting Index Table'!Table20CommercialKitchenExistingTechnology,0))*Table18[[#This Row],[Quantity]],\"\"))","v":""},null,{"$f":"IFERROR(Table18[[#This Row],[Quantity]]*Table18[[#This Row],[Existing Demand Per Unit\n(kW)]],\"\")","v":0},{"$f":"IF(ISBLANK(Table18[[#This Row],[Existing Technology]]),\"\", IFERROR(INDEX('Non-Lighting Index Table'!$D$4:$D$19,MATCH(Table18[[#This Row],[Existing Technology]],'Non-Lighting Index Table'!Table20CommercialKitchenExistingTechnology,0)),\"\"))","v":""},{"$f":"IF(ISBLANK(Table18[[#This Row],[Existing Technology]]),\"\", IFERROR(INDEX(Table20CommercialKitchenRebate,MATCH(Table18[[#This Row],[Existing Technology]],'Non-Lighting Index Table'!Table20CommercialKitchenExistingTechnology,0)),\"\"))","v":""},{"$f":"IF(ISBLANK(Table18[[#This Row],[Existing Technology]]),\"\", IFERROR(INDEX('Non-Lighting Index Table'!$K$4:$K$19,MATCH(Table18[[#This Row],[Existing Technology]],'Non-Lighting Index Table'!Table20CommercialKitchenExistingTechnology,0)),\"\"))","v":""},{"$f":"IF(ISBLANK(Table18[[#This Row],[Existing Technology]]),\"\", IFERROR(INDEX(Table20CommercialKitchenEquivalentBCHydroEndUse,MATCH(Table18[[#This Row],[Existing Technology]],'Non-Lighting Index Table'!Table20CommercialKitchenExistingTechnology,0)),\"\"))","v":""},{"$f":"IF(ISBLANK(Table18[[#This Row],[Existing Technology]]),\"\", IFERROR(INDEX(Table20CommercialKitchenEquivalentBCHydroECM,MATCH(Table18[[#This Row],[Existing Technology]],'Non-Lighting Index Table'!Table20CommercialKitchenExistingTechnology,0)),\"\"))","v":""},{"$f":"IF(ISBLANK(Table18[[#This Row],[Existing Technology]]),\"\", IFERROR(INDEX(Table20CommercialKitchenPersistence,MATCH(Table18[[#This Row],[Existing Technology]],'Non-Lighting Index Table'!Table20CommercialKitchenExistingTechnology,0)),\"\"))","v":""},null,{"$f":"IF(ISBLANK(Table18[[#This Row],[Existing Technology]]),\"\", IFERROR(INDEX('Non-Lighting Index Table'!$O$4:$O$19,MATCH(Table18[[#This Row],[Existing Technology]],'Non-Lighting Index Table'!Table20CommercialKitchenExistingTechnology,0))*Table18[[#This Row],[Quantity]],\"\"))","v":""},null,{"$f":"IFERROR(Table18[[#This Row],[Proposed Demand Per Unit (kW)]]*Table18[[#This Row],[Quantity]],\"\")","v":0},{"$f":"IF(ISBLANK(Table18[[#This Row],[Existing Demand Per Unit\n(kW)]]),\"\",IF(ISBLANK(Table18[[#This Row],[Proposed Demand Per Unit (kW)]]),\"\", IFERROR(Table18[[#This Row],[Quantity]]*(Table18[[#This Row],[Existing Demand Per Unit\n(kW)]]-Table18[[#This Row],[Proposed Demand Per Unit (kW)]]),\"\")))","v":""},{"$f":"IF(ISBLANK(Table18[[#This Row],[Existing Consumption (Hidden, kWh)]]),\"\",IF(ISBLANK(#REF!),\"\", IFERROR(Table18[[#This Row],[Existing Consumption (Hidden, kWh)]]-Table18[[#This Row],[Annual Consumption (hidden, kWh)]],\"\")))","v":""},{"$f":"IF(ISBLANK(Table18[[#This Row],[Quantity]]),\"\",IFERROR(Table18[[#This Row],[Rebate]]*Table18[[#This Row],[Quantity]],\"\"))","v":""}]
[null,null,null,{"$f":"IF(ISBLANK(Table18[[#This Row],[Existing Technology]]),\"\", IFERROR(INDEX('Non-Lighting Index Table'!$N$4:$N$19,MATCH(Table18[[#This Row],[Existing Technology]],'Non-Lighting Index Table'!Table20CommercialKitchenExistingTechnology,0))*Table18[[#This Row],[Quantity]],\"\"))","v":""},null,{"$f":"IFERROR(Table18[[#This Row],[Quantity]]*Table18[[#This Row],[Existing Demand Per Unit\n(kW)]],\"\")","v":0},{"$f":"IF(ISBLANK(Table18[[#This Row],[Existing Technology]]),\"\", IFERROR(INDEX('Non-Lighting Index Table'!$D$4:$D$19,MATCH(Table18[[#This Row],[Existing Technology]],'Non-Lighting Index Table'!Table20CommercialKitchenExistingTechnology,0)),\"\"))","v":""},{"$f":"IF(ISBLANK(Table18[[#This Row],[Existing Technology]]),\"\", IFERROR(INDEX(Table20CommercialKitchenRebate,MATCH(Table18[[#This Row],[Existing Technology]],'Non-Lighting Index Table'!Table20CommercialKitchenExistingTechnology,0)),\"\"))","v":""},{"$f":"IF(ISBLANK(Table18[[#This Row],[Existing Technology]]),\"\", IFERROR(INDEX('Non-Lighting Index Table'!$K$4:$K$19,MATCH(Table18[[#This Row],[Existing Technology]],'Non-Lighting Index Table'!Table20CommercialKitchenExistingTechnology,0)),\"\"))","v":""},{"$f":"IF(ISBLANK(Table18[[#This Row],[Existing Technology]]),\"\", IFERROR(INDEX(Table20CommercialKitchenEquivalentBCHydroEndUse,MATCH(Table18[[#This Row],[Existing Technology]],'Non-Lighting Index Table'!Table20CommercialKitchenExistingTechnology,0)),\"\"))","v":""},{"$f":"IF(ISBLANK(Table18[[#This Row],[Existing Technology]]),\"\", IFERROR(INDEX(Table20CommercialKitchenEquivalentBCHydroECM,MATCH(Table18[[#This Row],[Existing Technology]],'Non-Lighting Index Table'!Table20CommercialKitchenExistingTechnology,0)),\"\"))","v":""},{"$f":"IF(ISBLANK(Table18[[#This Row],[Existing Technology]]),\"\", IFERROR(INDEX(Table20CommercialKitchenPersistence,MATCH(Table18[[#This Row],[Existing Technology]],'Non-Lighting Index Table'!Table20CommercialKitchenExistingTechnology,0)),\"\"))","v":""},null,{"$f":"IF(ISBLANK(Table18[[#This Row],[Existing Technology]]),\"\", IFERROR(INDEX('Non-Lighting Index Table'!$O$4:$O$19,MATCH(Table18[[#This Row],[Existing Technology]],'Non-Lighting Index Table'!Table20CommercialKitchenExistingTechnology,0))*Table18[[#This Row],[Quantity]],\"\"))","v":""},null,{"$f":"IFERROR(Table18[[#This Row],[Proposed Demand Per Unit (kW)]]*Table18[[#This Row],[Quantity]],\"\")","v":0},{"$f":"IF(ISBLANK(Table18[[#This Row],[Existing Demand Per Unit\n(kW)]]),\"\",IF(ISBLANK(Table18[[#This Row],[Proposed Demand Per Unit (kW)]]),\"\", IFERROR(Table18[[#This Row],[Quantity]]*(Table18[[#This Row],[Existing Demand Per Unit\n(kW)]]-Table18[[#This Row],[Proposed Demand Per Unit (kW)]]),\"\")))","v":""},{"$f":"IF(ISBLANK(Table18[[#This Row],[Existing Consumption (Hidden, kWh)]]),\"\",IF(ISBLANK(#REF!),\"\", IFERROR(Table18[[#This Row],[Existing Consumption (Hidden, kWh)]]-Table18[[#This Row],[Annual Consumption (hidden, kWh)]],\"\")))","v":""},{"$f":"IF(ISBLANK(Table18[[#This Row],[Quantity]]),\"\",IFERROR(Table18[[#This Row],[Rebate]]*Table18[[#This Row],[Quantity]],\"\"))","v":""}]
[null,null,null,{"$f":"IF(ISBLANK(Table18[[#This Row],[Existing Technology]]),\"\", IFERROR(INDEX('Non-Lighting Index Table'!$N$4:$N$19,MATCH(Table18[[#This Row],[Existing Technology]],'Non-Lighting Index Table'!Table20CommercialKitchenExistingTechnology,0))*Table18[[#This Row],[Quantity]],\"\"))","v":""},null,{"$f":"IFERROR(Table18[[#This Row],[Quantity]]*Table18[[#This Row],[Existing Demand Per Unit\n(kW)]],\"\")","v":0},{"$f":"IF(ISBLANK(Table18[[#This Row],[Existing Technology]]),\"\", IFERROR(INDEX('Non-Lighting Index Table'!$D$4:$D$19,MATCH(Table18[[#This Row],[Existing Technology]],'Non-Lighting Index Table'!Table20CommercialKitchenExistingTechnology,0)),\"\"))","v":""},{"$f":"IF(ISBLANK(Table18[[#This Row],[Existing Technology]]),\"\", IFERROR(INDEX(Table20CommercialKitchenRebate,MATCH(Table18[[#This Row],[Existing Technology]],'Non-Lighting Index Table'!Table20CommercialKitchenExistingTechnology,0)),\"\"))","v":""},{"$f":"IF(ISBLANK(Table18[[#This Row],[Existing Technology]]),\"\", IFERROR(INDEX('Non-Lighting Index Table'!$K$4:$K$19,MATCH(Table18[[#This Row],[Existing Technology]],'Non-Lighting Index Table'!Table20CommercialKitchenExistingTechnology,0)),\"\"))","v":""},{"$f":"IF(ISBLANK(Table18[[#This Row],[Existing Technology]]),\"\", IFERROR(INDEX(Table20CommercialKitchenEquivalentBCHydroEndUse,MATCH(Table18[[#This Row],[Existing Technology]],'Non-Lighting Index Table'!Table20CommercialKitchenExistingTechnology,0)),\"\"))","v":""},{"$f":"IF(ISBLANK(Table18[[#This Row],[Existing Technology]]),\"\", IFERROR(INDEX(Table20CommercialKitchenEquivalentBCHydroECM,MATCH(Table18[[#This Row],[Existing Technology]],'Non-Lighting Index Table'!Table20CommercialKitchenExistingTechnology,0)),\"\"))","v":""},{"$f":"IF(ISBLANK(Table18[[#This Row],[Existing Technology]]),\"\", IFERROR(INDEX(Table20CommercialKitchenPersistence,MATCH(Table18[[#This Row],[Existing Technology]],'Non-Lighting Index Table'!Table20CommercialKitchenExistingTechnology,0)),\"\"))","v":""},null,{"$f":"IF(ISBLANK(Table18[[#This Row],[Existing Technology]]),\"\", IFERROR(INDEX('Non-Lighting Index Table'!$O$4:$O$19,MATCH(Table18[[#This Row],[Existing Technology]],'Non-Lighting Index Table'!Table20CommercialKitchenExistingTechnology,0))*Table18[[#This Row],[Quantity]],\"\"))","v":""},null,{"$f":"IFERROR(Table18[[#This Row],[Proposed Demand Per Unit (kW)]]*Table18[[#This Row],[Quantity]],\"\")","v":0},{"$f":"IF(ISBLANK(Table18[[#This Row],[Existing Demand Per Unit\n(kW)]]),\"\",IF(ISBLANK(Table18[[#This Row],[Proposed Demand Per Unit (kW)]]),\"\", IFERROR(Table18[[#This Row],[Quantity]]*(Table18[[#This Row],[Existing Demand Per Unit\n(kW)]]-Table18[[#This Row],[Proposed Demand Per Unit (kW)]]),\"\")))","v":""},{"$f":"IF(ISBLANK(Table18[[#This Row],[Existing Consumption (Hidden, kWh)]]),\"\",IF(ISBLANK(#REF!),\"\", IFERROR(Table18[[#This Row],[Existing Consumption (Hidden, kWh)]]-Table18[[#This Row],[Annual Consumption (hidden, kWh)]],\"\")))","v":""},{"$f":"IF(ISBLANK(Table18[[#This Row],[Quantity]]),\"\",IFERROR(Table18[[#This Row],[Rebate]]*Table18[[#This Row],[Quantity]],\"\"))","v":""}]
[null,null,null,{"$f":"IF(ISBLANK(Table18[[#This Row],[Existing Technology]]),\"\", IFERROR(INDEX('Non-Lighting Index Table'!$N$4:$N$19,MATCH(Table18[[#This Row],[Existing Technology]],'Non-Lighting Index Table'!Table20CommercialKitchenExistingTechnology,0))*Table18[[#This Row],[Quantity]],\"\"))","v":""},null,{"$f":"IFERROR(Table18[[#This Row],[Quantity]]*Table18[[#This Row],[Existing Demand Per Unit\n(kW)]],\"\")","v":0},{"$f":"IF(ISBLANK(Table18[[#This Row],[Existing Technology]]),\"\", IFERROR(INDEX('Non-Lighting Index Table'!$D$4:$D$19,MATCH(Table18[[#This Row],[Existing Technology]],'Non-Lighting Index Table'!Table20CommercialKitchenExistingTechnology,0)),\"\"))","v":""},{"$f":"IF(ISBLANK(Table18[[#This Row],[Existing Technology]]),\"\", IFERROR(INDEX(Table20CommercialKitchenRebate,MATCH(Table18[[#This Row],[Existing Technology]],'Non-Lighting Index Table'!Table20CommercialKitchenExistingTechnology,0)),\"\"))","v":""},{"$f":"IF(ISBLANK(Table18[[#This Row],[Existing Technology]]),\"\", IFERROR(INDEX('Non-Lighting Index Table'!$K$4:$K$19,MATCH(Table18[[#This Row],[Existing Technology]],'Non-Lighting Index Table'!Table20CommercialKitchenExistingTechnology,0)),\"\"))","v":""},{"$f":"IF(ISBLANK(Table18[[#This Row],[Existing Technology]]),\"\", IFERROR(INDEX(Table20CommercialKitchenEquivalentBCHydroEndUse,MATCH(Table18[[#This Row],[Existing Technology]],'Non-Lighting Index Table'!Table20CommercialKitchenExistingTechnology,0)),\"\"))","v":""},{"$f":"IF(ISBLANK(Table18[[#This Row],[Existing Technology]]),\"\", IFERROR(INDEX(Table20CommercialKitchenEquivalentBCHydroECM,MATCH(Table18[[#This Row],[Existing Technology]],'Non-Lighting Index Table'!Table20CommercialKitchenExistingTechnology,0)),\"\"))","v":""},{"$f":"IF(ISBLANK(Table18[[#This Row],[Existing Technology]]),\"\", IFERROR(INDEX(Table20CommercialKitchenPersistence,MATCH(Table18[[#This Row],[Existing Technology]],'Non-Lighting Index Table'!Table20CommercialKitchenExistingTechnology,0)),\"\"))","v":""},null,{"$f":"IF(ISBLANK(Table18[[#This Row],[Existing Technology]]),\"\", IFERROR(INDEX('Non-Lighting Index Table'!$O$4:$O$19,MATCH(Table18[[#This Row],[Existing Technology]],'Non-Lighting Index Table'!Table20CommercialKitchenExistingTechnology,0))*Table18[[#This Row],[Quantity]],\"\"))","v":""},null,{"$f":"IFERROR(Table18[[#This Row],[Proposed Demand Per Unit (kW)]]*Table18[[#This Row],[Quantity]],\"\")","v":0},{"$f":"IF(ISBLANK(Table18[[#This Row],[Existing Demand Per Unit\n(kW)]]),\"\",IF(ISBLANK(Table18[[#This Row],[Proposed Demand Per Unit (kW)]]),\"\", IFERROR(Table18[[#This Row],[Quantity]]*(Table18[[#This Row],[Existing Demand Per Unit\n(kW)]]-Table18[[#This Row],[Proposed Demand Per Unit (kW)]]),\"\")))","v":""},{"$f":"IF(ISBLANK(Table18[[#This Row],[Existing Consumption (Hidden, kWh)]]),\"\",IF(ISBLANK(#REF!),\"\", IFERROR(Table18[[#This Row],[Existing Consumption (Hidden, kWh)]]-Table18[[#This Row],[Annual Consumption (hidden, kWh)]],\"\")))","v":""},{"$f":"IF(ISBLANK(Table18[[#This Row],[Quantity]]),\"\",IFERROR(Table18[[#This Row],[Rebate]]*Table18[[#This Row],[Quantity]],\"\"))","v":""}]
[null,null,null,{"$f":"IF(ISBLANK(Table18[[#This Row],[Existing Technology]]),\"\", IFERROR(INDEX('Non-Lighting Index Table'!$N$4:$N$19,MATCH(Table18[[#This Row],[Existing Technology]],'Non-Lighting Index Table'!Table20CommercialKitchenExistingTechnology,0))*Table18[[#This Row],[Quantity]],\"\"))","v":""},null,{"$f":"IFERROR(Table18[[#This Row],[Quantity]]*Table18[[#This Row],[Existing Demand Per Unit\n(kW)]],\"\")","v":0},{"$f":"IF(ISBLANK(Table18[[#This Row],[Existing Technology]]),\"\", IFERROR(INDEX('Non-Lighting Index Table'!$D$4:$D$19,MATCH(Table18[[#This Row],[Existing Technology]],'Non-Lighting Index Table'!Table20CommercialKitchenExistingTechnology,0)),\"\"))","v":""},{"$f":"IF(ISBLANK(Table18[[#This Row],[Existing Technology]]),\"\", IFERROR(INDEX(Table20CommercialKitchenRebate,MATCH(Table18[[#This Row],[Existing Technology]],'Non-Lighting Index Table'!Table20CommercialKitchenExistingTechnology,0)),\"\"))","v":""},{"$f":"IF(ISBLANK(Table18[[#This Row],[Existing Technology]]),\"\", IFERROR(INDEX('Non-Lighting Index Table'!$K$4:$K$19,MATCH(Table18[[#This Row],[Existing Technology]],'Non-Lighting Index Table'!Table20CommercialKitchenExistingTechnology,0)),\"\"))","v":""},{"$f":"IF(ISBLANK(Table18[[#This Row],[Existing Technology]]),\"\", IFERROR(INDEX(Table20CommercialKitchenEquivalentBCHydroEndUse,MATCH(Table18[[#This Row],[Existing Technology]],'Non-Lighting Index Table'!Table20CommercialKitchenExistingTechnology,0)),\"\"))","v":""},{"$f":"IF(ISBLANK(Table18[[#This Row],[Existing Technology]]),\"\", IFERROR(INDEX(Table20CommercialKitchenEquivalentBCHydroECM,MATCH(Table18[[#This Row],[Existing Technology]],'Non-Lighting Index Table'!Table20CommercialKitchenExistingTechnology,0)),\"\"))","v":""},{"$f":"IF(ISBLANK(Table18[[#This Row],[Existing Technology]]),\"\", IFERROR(INDEX(Table20CommercialKitchenPersistence,MATCH(Table18[[#This Row],[Existing Technology]],'Non-Lighting Index Table'!Table20CommercialKitchenExistingTechnology,0)),\"\"))","v":""},null,{"$f":"IF(ISBLANK(Table18[[#This Row],[Existing Technology]]),\"\", IFERROR(INDEX('Non-Lighting Index Table'!$O$4:$O$19,MATCH(Table18[[#This Row],[Existing Technology]],'Non-Lighting Index Table'!Table20CommercialKitchenExistingTechnology,0))*Table18[[#This Row],[Quantity]],\"\"))","v":""},null,{"$f":"IFERROR(Table18[[#This Row],[Proposed Demand Per Unit (kW)]]*Table18[[#This Row],[Quantity]],\"\")","v":0},{"$f":"IF(ISBLANK(Table18[[#This Row],[Existing Demand Per Unit\n(kW)]]),\"\",IF(ISBLANK(Table18[[#This Row],[Proposed Demand Per Unit (kW)]]),\"\", IFERROR(Table18[[#This Row],[Quantity]]*(Table18[[#This Row],[Existing Demand Per Unit\n(kW)]]-Table18[[#This Row],[Proposed Demand Per Unit (kW)]]),\"\")))","v":""},{"$f":"IF(ISBLANK(Table18[[#This Row],[Existing Consumption (Hidden, kWh)]]),\"\",IF(ISBLANK(#REF!),\"\", IFERROR(Table18[[#This Row],[Existing Consumption (Hidden, kWh)]]-Table18[[#This Row],[Annual Consumption (hidden, kWh)]],\"\")))","v":""},{"$f":"IF(ISBLANK(Table18[[#This Row],[Quantity]]),\"\",IFERROR(Table18[[#This Row],[Rebate]]*Table18[[#This Row],[Quantity]],\"\"))","v":""}]
[null,null,null,{"$f":"IF(ISBLANK(Table18[[#This Row],[Existing Technology]]),\"\", IFERROR(INDEX('Non-Lighting Index Table'!$N$4:$N$19,MATCH(Table18[[#This Row],[Existing Technology]],'Non-Lighting Index Table'!Table20CommercialKitchenExistingTechnology,0))*Table18[[#This Row],[Quantity]],\"\"))","v":""},null,{"$f":"IFERROR(Table18[[#This Row],[Quantity]]*Table18[[#This Row],[Existing Demand Per Unit\n(kW)]],\"\")","v":0},{"$f":"IF(ISBLANK(Table18[[#This Row],[Existing Technology]]),\"\", IFERROR(INDEX('Non-Lighting Index Table'!$D$4:$D$19,MATCH(Table18[[#This Row],[Existing Technology]],'Non-Lighting Index Table'!Table20CommercialKitchenExistingTechnology,0)),\"\"))","v":""},{"$f":"IF(ISBLANK(Table18[[#This Row],[Existing Technology]]),\"\", IFERROR(INDEX(Table20CommercialKitchenRebate,MATCH(Table18[[#This Row],[Existing Technology]],'Non-Lighting Index Table'!Table20CommercialKitchenExistingTechnology,0)),\"\"))","v":""},{"$f":"IF(ISBLANK(Table18[[#This Row],[Existing Technology]]),\"\", IFERROR(INDEX('Non-Lighting Index Table'!$K$4:$K$19,MATCH(Table18[[#This Row],[Existing Technology]],'Non-Lighting Index Table'!Table20CommercialKitchenExistingTechnology,0)),\"\"))","v":""},{"$f":"IF(ISBLANK(Table18[[#This Row],[Existing Technology]]),\"\", IFERROR(INDEX(Table20CommercialKitchenEquivalentBCHydroEndUse,MATCH(Table18[[#This Row],[Existing Technology]],'Non-Lighting Index Table'!Table20CommercialKitchenExistingTechnology,0)),\"\"))","v":""},{"$f":"IF(ISBLANK(Table18[[#This Row],[Existing Technology]]),\"\", IFERROR(INDEX(Table20CommercialKitchenEquivalentBCHydroECM,MATCH(Table18[[#This Row],[Existing Technology]],'Non-Lighting Index Table'!Table20CommercialKitchenExistingTechnology,0)),\"\"))","v":""},{"$f":"IF(ISBLANK(Table18[[#This Row],[Existing Technology]]),\"\", IFERROR(INDEX(Table20CommercialKitchenPersistence,MATCH(Table18[[#This Row],[Existing Technology]],'Non-Lighting Index Table'!Table20CommercialKitchenExistingTechnology,0)),\"\"))","v":""},null,{"$f":"IF(ISBLANK(Table18[[#This Row],[Existing Technology]]),\"\", IFERROR(INDEX('Non-Lighting Index Table'!$O$4:$O$19,MATCH(Table18[[#This Row],[Existing Technology]],'Non-Lighting Index Table'!Table20CommercialKitchenExistingTechnology,0))*Table18[[#This Row],[Quantity]],\"\"))","v":""},null,{"$f":"IFERROR(Table18[[#This Row],[Proposed Demand Per Unit (kW)]]*Table18[[#This Row],[Quantity]],\"\")","v":0},{"$f":"IF(ISBLANK(Table18[[#This Row],[Existing Demand Per Unit\n(kW)]]),\"\",IF(ISBLANK(Table18[[#This Row],[Proposed Demand Per Unit (kW)]]),\"\", IFERROR(Table18[[#This Row],[Quantity]]*(Table18[[#This Row],[Existing Demand Per Unit\n(kW)]]-Table18[[#This Row],[Proposed Demand Per Unit (kW)]]),\"\")))","v":""},{"$f":"IF(ISBLANK(Table18[[#This Row],[Existing Consumption (Hidden, kWh)]]),\"\",IF(ISBLANK(#REF!),\"\", IFERROR(Table18[[#This Row],[Existing Consumption (Hidden, kWh)]]-Table18[[#This Row],[Annual Consumption (hidden, kWh)]],\"\")))","v":""},{"$f":"IF(ISBLANK(Table18[[#This Row],[Quantity]]),\"\",IFERROR(Table18[[#This Row],[Rebate]]*Table18[[#This Row],[Quantity]],\"\"))","v":""}]
[null,null,null,{"$f":"IF(ISBLANK(Table18[[#This Row],[Existing Technology]]),\"\", IFERROR(INDEX('Non-Lighting Index Table'!$N$4:$N$19,MATCH(Table18[[#This Row],[Existing Technology]],'Non-Lighting Index Table'!Table20CommercialKitchenExistingTechnology,0))*Table18[[#This Row],[Quantity]],\"\"))","v":""},null,{"$f":"IFERROR(Table18[[#This Row],[Quantity]]*Table18[[#This Row],[Existing Demand Per Unit\n(kW)]],\"\")","v":0},{"$f":"IF(ISBLANK(Table18[[#This Row],[Existing Technology]]),\"\", IFERROR(INDEX('Non-Lighting Index Table'!$D$4:$D$19,MATCH(Table18[[#This Row],[Existing Technology]],'Non-Lighting Index Table'!Table20CommercialKitchenExistingTechnology,0)),\"\"))","v":""},{"$f":"IF(ISBLANK(Table18[[#This Row],[Existing Technology]]),\"\", IFERROR(INDEX(Table20CommercialKitchenRebate,MATCH(Table18[[#This Row],[Existing Technology]],'Non-Lighting Index Table'!Table20CommercialKitchenExistingTechnology,0)),\"\"))","v":""},{"$f":"IF(ISBLANK(Table18[[#This Row],[Existing Technology]]),\"\", IFERROR(INDEX('Non-Lighting Index Table'!$K$4:$K$19,MATCH(Table18[[#This Row],[Existing Technology]],'Non-Lighting Index Table'!Table20CommercialKitchenExistingTechnology,0)),\"\"))","v":""},{"$f":"IF(ISBLANK(Table18[[#This Row],[Existing Technology]]),\"\", IFERROR(INDEX(Table20CommercialKitchenEquivalentBCHydroEndUse,MATCH(Table18[[#This Row],[Existing Technology]],'Non-Lighting Index Table'!Table20CommercialKitchenExistingTechnology,0)),\"\"))","v":""},{"$f":"IF(ISBLANK(Table18[[#This Row],[Existing Technology]]),\"\", IFERROR(INDEX(Table20CommercialKitchenEquivalentBCHydroECM,MATCH(Table18[[#This Row],[Existing Technology]],'Non-Lighting Index Table'!Table20CommercialKitchenExistingTechnology,0)),\"\"))","v":""},{"$f":"IF(ISBLANK(Table18[[#This Row],[Existing Technology]]),\"\", IFERROR(INDEX(Table20CommercialKitchenPersistence,MATCH(Table18[[#This Row],[Existing Technology]],'Non-Lighting Index Table'!Table20CommercialKitchenExistingTechnology,0)),\"\"))","v":""},null,{"$f":"IF(ISBLANK(Table18[[#This Row],[Existing Technology]]),\"\", IFERROR(INDEX('Non-Lighting Index Table'!$O$4:$O$19,MATCH(Table18[[#This Row],[Existing Technology]],'Non-Lighting Index Table'!Table20CommercialKitchenExistingTechnology,0))*Table18[[#This Row],[Quantity]],\"\"))","v":""},null,{"$f":"IFERROR(Table18[[#This Row],[Proposed Demand Per Unit (kW)]]*Table18[[#This Row],[Quantity]],\"\")","v":0},{"$f":"IF(ISBLANK(Table18[[#This Row],[Existing Demand Per Unit\n(kW)]]),\"\",IF(ISBLANK(Table18[[#This Row],[Proposed Demand Per Unit (kW)]]),\"\", IFERROR(Table18[[#This Row],[Quantity]]*(Table18[[#This Row],[Existing Demand Per Unit\n(kW)]]-Table18[[#This Row],[Proposed Demand Per Unit (kW)]]),\"\")))","v":""},{"$f":"IF(ISBLANK(Table18[[#This Row],[Existing Consumption (Hidden, kWh)]]),\"\",IF(ISBLANK(#REF!),\"\", IFERROR(Table18[[#This Row],[Existing Consumption (Hidden, kWh)]]-Table18[[#This Row],[Annual Consumption (hidden, kWh)]],\"\")))","v":""},{"$f":"IF(ISBLANK(Table18[[#This Row],[Quantity]]),\"\",IFERROR(Table18[[#This Row],[Rebate]]*Table18[[#This Row],[Quantity]],\"\"))","v":""}]
[null,null,null,{"$f":"IF(ISBLANK(Table18[[#This Row],[Existing Technology]]),\"\", IFERROR(INDEX('Non-Lighting Index Table'!$N$4:$N$19,MATCH(Table18[[#This Row],[Existing Technology]],'Non-Lighting Index Table'!Table20CommercialKitchenExistingTechnology,0))*Table18[[#This Row],[Quantity]],\"\"))","v":""},null,{"$f":"IFERROR(Table18[[#This Row],[Quantity]]*Table18[[#This Row],[Existing Demand Per Unit\n(kW)]],\"\")","v":0},{"$f":"IF(ISBLANK(Table18[[#This Row],[Existing Technology]]),\"\", IFERROR(INDEX('Non-Lighting Index Table'!$D$4:$D$19,MATCH(Table18[[#This Row],[Existing Technology]],'Non-Lighting Index Table'!Table20CommercialKitchenExistingTechnology,0)),\"\"))","v":""},{"$f":"IF(ISBLANK(Table18[[#This Row],[Existing Technology]]),\"\", IFERROR(INDEX(Table20CommercialKitchenRebate,MATCH(Table18[[#This Row],[Existing Technology]],'Non-Lighting Index Table'!Table20CommercialKitchenExistingTechnology,0)),\"\"))","v":""},{"$f":"IF(ISBLANK(Table18[[#This Row],[Existing Technology]]),\"\", IFERROR(INDEX('Non-Lighting Index Table'!$K$4:$K$19,MATCH(Table18[[#This Row],[Existing Technology]],'Non-Lighting Index Table'!Table20CommercialKitchenExistingTechnology,0)),\"\"))","v":""},{"$f":"IF(ISBLANK(Table18[[#This Row],[Existing Technology]]),\"\", IFERROR(INDEX(Table20CommercialKitchenEquivalentBCHydroEndUse,MATCH(Table18[[#This Row],[Existing Technology]],'Non-Lighting Index Table'!Table20CommercialKitchenExistingTechnology,0)),\"\"))","v":""},{"$f":"IF(ISBLANK(Table18[[#This Row],[Existing Technology]]),\"\", IFERROR(INDEX(Table20CommercialKitchenEquivalentBCHydroECM,MATCH(Table18[[#This Row],[Existing Technology]],'Non-Lighting Index Table'!Table20CommercialKitchenExistingTechnology,0)),\"\"))","v":""},{"$f":"IF(ISBLANK(Table18[[#This Row],[Existing Technology]]),\"\", IFERROR(INDEX(Table20CommercialKitchenPersistence,MATCH(Table18[[#This Row],[Existing Technology]],'Non-Lighting Index Table'!Table20CommercialKitchenExistingTechnology,0)),\"\"))","v":""},null,{"$f":"IF(ISBLANK(Table18[[#This Row],[Existing Technology]]),\"\", IFERROR(INDEX('Non-Lighting Index Table'!$O$4:$O$19,MATCH(Table18[[#This Row],[Existing Technology]],'Non-Lighting Index Table'!Table20CommercialKitchenExistingTechnology,0))*Table18[[#This Row],[Quantity]],\"\"))","v":""},null,{"$f":"IFERROR(Table18[[#This Row],[Proposed Demand Per Unit (kW)]]*Table18[[#This Row],[Quantity]],\"\")","v":0},{"$f":"IF(ISBLANK(Table18[[#This Row],[Existing Demand Per Unit\n(kW)]]),\"\",IF(ISBLANK(Table18[[#This Row],[Proposed Demand Per Unit (kW)]]),\"\", IFERROR(Table18[[#This Row],[Quantity]]*(Table18[[#This Row],[Existing Demand Per Unit\n(kW)]]-Table18[[#This Row],[Proposed Demand Per Unit (kW)]]),\"\")))","v":""},{"$f":"IF(ISBLANK(Table18[[#This Row],[Existing Consumption (Hidden, kWh)]]),\"\",IF(ISBLANK(#REF!),\"\", IFERROR(Table18[[#This Row],[Existing Consumption (Hidden, kWh)]]-Table18[[#This Row],[Annual Consumption (hidden, kWh)]],\"\")))","v":""},{"$f":"IF(ISBLANK(Table18[[#This Row],[Quantity]]),\"\",IFERROR(Table18[[#This Row],[Rebate]]*Table18[[#This Row],[Quantity]],\"\"))","v":""}]
[null,null,null,{"$f":"IF(ISBLANK(Table18[[#This Row],[Existing Technology]]),\"\", IFERROR(INDEX('Non-Lighting Index Table'!$N$4:$N$19,MATCH(Table18[[#This Row],[Existing Technology]],'Non-Lighting Index Table'!Table20CommercialKitchenExistingTechnology,0))*Table18[[#This Row],[Quantity]],\"\"))","v":""},null,{"$f":"IFERROR(Table18[[#This Row],[Quantity]]*Table18[[#This Row],[Existing Demand Per Unit\n(kW)]],\"\")","v":0},{"$f":"IF(ISBLANK(Table18[[#This Row],[Existing Technology]]),\"\", IFERROR(INDEX('Non-Lighting Index Table'!$D$4:$D$19,MATCH(Table18[[#This Row],[Existing Technology]],'Non-Lighting Index Table'!Table20CommercialKitchenExistingTechnology,0)),\"\"))","v":""},{"$f":"IF(ISBLANK(Table18[[#This Row],[Existing Technology]]),\"\", IFERROR(INDEX(Table20CommercialKitchenRebate,MATCH(Table18[[#This Row],[Existing Technology]],'Non-Lighting Index Table'!Table20CommercialKitchenExistingTechnology,0)),\"\"))","v":""},{"$f":"IF(ISBLANK(Table18[[#This Row],[Existing Technology]]),\"\", IFERROR(INDEX('Non-Lighting Index Table'!$K$4:$K$19,MATCH(Table18[[#This Row],[Existing Technology]],'Non-Lighting Index Table'!Table20CommercialKitchenExistingTechnology,0)),\"\"))","v":""},{"$f":"IF(ISBLANK(Table18[[#This Row],[Existing Technology]]),\"\", IFERROR(INDEX(Table20CommercialKitchenEquivalentBCHydroEndUse,MATCH(Table18[[#This Row],[Existing Technology]],'Non-Lighting Index Table'!Table20CommercialKitchenExistingTechnology,0)),\"\"))","v":""},{"$f":"IF(ISBLANK(Table18[[#This Row],[Existing Technology]]),\"\", IFERROR(INDEX(Table20CommercialKitchenEquivalentBCHydroECM,MATCH(Table18[[#This Row],[Existing Technology]],'Non-Lighting Index Table'!Table20CommercialKitchenExistingTechnology,0)),\"\"))","v":""},{"$f":"IF(ISBLANK(Table18[[#This Row],[Existing Technology]]),\"\", IFERROR(INDEX(Table20CommercialKitchenPersistence,MATCH(Table18[[#This Row],[Existing Technology]],'Non-Lighting Index Table'!Table20CommercialKitchenExistingTechnology,0)),\"\"))","v":""},null,{"$f":"IF(ISBLANK(Table18[[#This Row],[Existing Technology]]),\"\", IFERROR(INDEX('Non-Lighting Index Table'!$O$4:$O$19,MATCH(Table18[[#This Row],[Existing Technology]],'Non-Lighting Index Table'!Table20CommercialKitchenExistingTechnology,0))*Table18[[#This Row],[Quantity]],\"\"))","v":""},null,{"$f":"IFERROR(Table18[[#This Row],[Proposed Demand Per Unit (kW)]]*Table18[[#This Row],[Quantity]],\"\")","v":0},{"$f":"IF(ISBLANK(Table18[[#This Row],[Existing Demand Per Unit\n(kW)]]),\"\",IF(ISBLANK(Table18[[#This Row],[Proposed Demand Per Unit (kW)]]),\"\", IFERROR(Table18[[#This Row],[Quantity]]*(Table18[[#This Row],[Existing Demand Per Unit\n(kW)]]-Table18[[#This Row],[Proposed Demand Per Unit (kW)]]),\"\")))","v":""},{"$f":"IF(ISBLANK(Table18[[#This Row],[Existing Consumption (Hidden, kWh)]]),\"\",IF(ISBLANK(#REF!),\"\", IFERROR(Table18[[#This Row],[Existing Consumption (Hidden, kWh)]]-Table18[[#This Row],[Annual Consumption (hidden, kWh)]],\"\")))","v":""},{"$f":"IF(ISBLANK(Table18[[#This Row],[Quantity]]),\"\",IFERROR(Table18[[#This Row],[Rebate]]*Table18[[#This Row],[Quantity]],\"\"))","v":""}]
[null,null,null,{"$f":"IF(ISBLANK(Table18[[#This Row],[Existing Technology]]),\"\", IFERROR(INDEX('Non-Lighting Index Table'!$N$4:$N$19,MATCH(Table18[[#This Row],[Existing Technology]],'Non-Lighting Index Table'!Table20CommercialKitchenExistingTechnology,0))*Table18[[#This Row],[Quantity]],\"\"))","v":""},null,{"$f":"IFERROR(Table18[[#This Row],[Quantity]]*Table18[[#This Row],[Existing Demand Per Unit\n(kW)]],\"\")","v":0},{"$f":"IF(ISBLANK(Table18[[#This Row],[Existing Technology]]),\"\", IFERROR(INDEX('Non-Lighting Index Table'!$D$4:$D$19,MATCH(Table18[[#This Row],[Existing Technology]],'Non-Lighting Index Table'!Table20CommercialKitchenExistingTechnology,0)),\"\"))","v":""},{"$f":"IF(ISBLANK(Table18[[#This Row],[Existing Technology]]),\"\", IFERROR(INDEX(Table20CommercialKitchenRebate,MATCH(Table18[[#This Row],[Existing Technology]],'Non-Lighting Index Table'!Table20CommercialKitchenExistingTechnology,0)),\"\"))","v":""},{"$f":"IF(ISBLANK(Table18[[#This Row],[Existing Technology]]),\"\", IFERROR(INDEX('Non-Lighting Index Table'!$K$4:$K$19,MATCH(Table18[[#This Row],[Existing Technology]],'Non-Lighting Index Table'!Table20CommercialKitchenExistingTechnology,0)),\"\"))","v":""},{"$f":"IF(ISBLANK(Table18[[#This Row],[Existing Technology]]),\"\", IFERROR(INDEX(Table20CommercialKitchenEquivalentBCHydroEndUse,MATCH(Table18[[#This Row],[Existing Technology]],'Non-Lighting Index Table'!Table20CommercialKitchenExistingTechnology,0)),\"\"))","v":""},{"$f":"IF(ISBLANK(Table18[[#This Row],[Existing Technology]]),\"\", IFERROR(INDEX(Table20CommercialKitchenEquivalentBCHydroECM,MATCH(Table18[[#This Row],[Existing Technology]],'Non-Lighting Index Table'!Table20CommercialKitchenExistingTechnology,0)),\"\"))","v":""},{"$f":"IF(ISBLANK(Table18[[#This Row],[Existing Technology]]),\"\", IFERROR(INDEX(Table20CommercialKitchenPersistence,MATCH(Table18[[#This Row],[Existing Technology]],'Non-Lighting Index Table'!Table20CommercialKitchenExistingTechnology,0)),\"\"))","v":""},null,{"$f":"IF(ISBLANK(Table18[[#This Row],[Existing Technology]]),\"\", IFERROR(INDEX('Non-Lighting Index Table'!$O$4:$O$19,MATCH(Table18[[#This Row],[Existing Technology]],'Non-Lighting Index Table'!Table20CommercialKitchenExistingTechnology,0))*Table18[[#This Row],[Quantity]],\"\"))","v":""},null,{"$f":"IFERROR(Table18[[#This Row],[Proposed Demand Per Unit (kW)]]*Table18[[#This Row],[Quantity]],\"\")","v":0},{"$f":"IF(ISBLANK(Table18[[#This Row],[Existing Demand Per Unit\n(kW)]]),\"\",IF(ISBLANK(Table18[[#This Row],[Proposed Demand Per Unit (kW)]]),\"\", IFERROR(Table18[[#This Row],[Quantity]]*(Table18[[#This Row],[Existing Demand Per Unit\n(kW)]]-Table18[[#This Row],[Proposed Demand Per Unit (kW)]]),\"\")))","v":""},{"$f":"IF(ISBLANK(Table18[[#This Row],[Existing Consumption (Hidden, kWh)]]),\"\",IF(ISBLANK(#REF!),\"\", IFERROR(Table18[[#This Row],[Existing Consumption (Hidden, kWh)]]-Table18[[#This Row],[Annual Consumption (hidden, kWh)]],\"\")))","v":""},{"$f":"IF(ISBLANK(Table18[[#This Row],[Quantity]]),\"\",IFERROR(Table18[[#This Row],[Rebate]]*Table18[[#This Row],[Quantity]],\"\"))","v":""}]
[null,null,null,{"$f":"IF(ISBLANK(Table18[[#This Row],[Existing Technology]]),\"\", IFERROR(INDEX('Non-Lighting Index Table'!$N$4:$N$19,MATCH(Table18[[#This Row],[Existing Technology]],'Non-Lighting Index Table'!Table20CommercialKitchenExistingTechnology,0))*Table18[[#This Row],[Quantity]],\"\"))","v":""},null,{"$f":"IFERROR(Table18[[#This Row],[Quantity]]*Table18[[#This Row],[Existing Demand Per Unit\n(kW)]],\"\")","v":0},{"$f":"IF(ISBLANK(Table18[[#This Row],[Existing Technology]]),\"\", IFERROR(INDEX('Non-Lighting Index Table'!$D$4:$D$19,MATCH(Table18[[#This Row],[Existing Technology]],'Non-Lighting Index Table'!Table20CommercialKitchenExistingTechnology,0)),\"\"))","v":""},{"$f":"IF(ISBLANK(Table18[[#This Row],[Existing Technology]]),\"\", IFERROR(INDEX(Table20CommercialKitchenRebate,MATCH(Table18[[#This Row],[Existing Technology]],'Non-Lighting Index Table'!Table20CommercialKitchenExistingTechnology,0)),\"\"))","v":""},{"$f":"IF(ISBLANK(Table18[[#This Row],[Existing Technology]]),\"\", IFERROR(INDEX('Non-Lighting Index Table'!$K$4:$K$19,MATCH(Table18[[#This Row],[Existing Technology]],'Non-Lighting Index Table'!Table20CommercialKitchenExistingTechnology,0)),\"\"))","v":""},{"$f":"IF(ISBLANK(Table18[[#This Row],[Existing Technology]]),\"\", IFERROR(INDEX(Table20CommercialKitchenEquivalentBCHydroEndUse,MATCH(Table18[[#This Row],[Existing Technology]],'Non-Lighting Index Table'!Table20CommercialKitchenExistingTechnology,0)),\"\"))","v":""},{"$f":"IF(ISBLANK(Table18[[#This Row],[Existing Technology]]),\"\", IFERROR(INDEX(Table20CommercialKitchenEquivalentBCHydroECM,MATCH(Table18[[#This Row],[Existing Technology]],'Non-Lighting Index Table'!Table20CommercialKitchenExistingTechnology,0)),\"\"))","v":""},{"$f":"IF(ISBLANK(Table18[[#This Row],[Existing Technology]]),\"\", IFERROR(INDEX(Table20CommercialKitchenPersistence,MATCH(Table18[[#This Row],[Existing Technology]],'Non-Lighting Index Table'!Table20CommercialKitchenExistingTechnology,0)),\"\"))","v":""},null,{"$f":"IF(ISBLANK(Table18[[#This Row],[Existing Technology]]),\"\", IFERROR(INDEX('Non-Lighting Index Table'!$O$4:$O$19,MATCH(Table18[[#This Row],[Existing Technology]],'Non-Lighting Index Table'!Table20CommercialKitchenExistingTechnology,0))*Table18[[#This Row],[Quantity]],\"\"))","v":""},null,{"$f":"IFERROR(Table18[[#This Row],[Proposed Demand Per Unit (kW)]]*Table18[[#This Row],[Quantity]],\"\")","v":0},{"$f":"IF(ISBLANK(Table18[[#This Row],[Existing Demand Per Unit\n(kW)]]),\"\",IF(ISBLANK(Table18[[#This Row],[Proposed Demand Per Unit (kW)]]),\"\", IFERROR(Table18[[#This Row],[Quantity]]*(Table18[[#This Row],[Existing Demand Per Unit\n(kW)]]-Table18[[#This Row],[Proposed Demand Per Unit (kW)]]),\"\")))","v":""},{"$f":"IF(ISBLANK(Table18[[#This Row],[Existing Consumption (Hidden, kWh)]]),\"\",IF(ISBLANK(#REF!),\"\", IFERROR(Table18[[#This Row],[Existing Consumption (Hidden, kWh)]]-Table18[[#This Row],[Annual Consumption (hidden, kWh)]],\"\")))","v":""},{"$f":"IF(ISBLANK(Table18[[#This Row],[Quantity]]),\"\",IFERROR(Table18[[#This Row],[Rebate]]*Table18[[#This Row],[Quantity]],\"\"))","v":""}]
[null,null,null,{"$f":"IF(ISBLANK(Table18[[#This Row],[Existing Technology]]),\"\", IFERROR(INDEX('Non-Lighting Index Table'!$N$4:$N$19,MATCH(Table18[[#This Row],[Existing Technology]],'Non-Lighting Index Table'!Table20CommercialKitchenExistingTechnology,0))*Table18[[#This Row],[Quantity]],\"\"))","v":""},null,{"$f":"IFERROR(Table18[[#This Row],[Quantity]]*Table18[[#This Row],[Existing Demand Per Unit\n(kW)]],\"\")","v":0},{"$f":"IF(ISBLANK(Table18[[#This Row],[Existing Technology]]),\"\", IFERROR(INDEX('Non-Lighting Index Table'!$D$4:$D$19,MATCH(Table18[[#This Row],[Existing Technology]],'Non-Lighting Index Table'!Table20CommercialKitchenExistingTechnology,0)),\"\"))","v":""},{"$f":"IF(ISBLANK(Table18[[#This Row],[Existing Technology]]),\"\", IFERROR(INDEX(Table20CommercialKitchenRebate,MATCH(Table18[[#This Row],[Existing Technology]],'Non-Lighting Index Table'!Table20CommercialKitchenExistingTechnology,0)),\"\"))","v":""},{"$f":"IF(ISBLANK(Table18[[#This Row],[Existing Technology]]),\"\", IFERROR(INDEX('Non-Lighting Index Table'!$K$4:$K$19,MATCH(Table18[[#This Row],[Existing Technology]],'Non-Lighting Index Table'!Table20CommercialKitchenExistingTechnology,0)),\"\"))","v":""},{"$f":"IF(ISBLANK(Table18[[#This Row],[Existing Technology]]),\"\", IFERROR(INDEX(Table20CommercialKitchenEquivalentBCHydroEndUse,MATCH(Table18[[#This Row],[Existing Technology]],'Non-Lighting Index Table'!Table20CommercialKitchenExistingTechnology,0)),\"\"))","v":""},{"$f":"IF(ISBLANK(Table18[[#This Row],[Existing Technology]]),\"\", IFERROR(INDEX(Table20CommercialKitchenEquivalentBCHydroECM,MATCH(Table18[[#This Row],[Existing Technology]],'Non-Lighting Index Table'!Table20CommercialKitchenExistingTechnology,0)),\"\"))","v":""},{"$f":"IF(ISBLANK(Table18[[#This Row],[Existing Technology]]),\"\", IFERROR(INDEX(Table20CommercialKitchenPersistence,MATCH(Table18[[#This Row],[Existing Technology]],'Non-Lighting Index Table'!Table20CommercialKitchenExistingTechnology,0)),\"\"))","v":""},null,{"$f":"IF(ISBLANK(Table18[[#This Row],[Existing Technology]]),\"\", IFERROR(INDEX('Non-Lighting Index Table'!$O$4:$O$19,MATCH(Table18[[#This Row],[Existing Technology]],'Non-Lighting Index Table'!Table20CommercialKitchenExistingTechnology,0))*Table18[[#This Row],[Quantity]],\"\"))","v":""},null,{"$f":"IFERROR(Table18[[#This Row],[Proposed Demand Per Unit (kW)]]*Table18[[#This Row],[Quantity]],\"\")","v":0},{"$f":"IF(ISBLANK(Table18[[#This Row],[Existing Demand Per Unit\n(kW)]]),\"\",IF(ISBLANK(Table18[[#This Row],[Proposed Demand Per Unit (kW)]]),\"\", IFERROR(Table18[[#This Row],[Quantity]]*(Table18[[#This Row],[Existing Demand Per Unit\n(kW)]]-Table18[[#This Row],[Proposed Demand Per Unit (kW)]]),\"\")))","v":""},{"$f":"IF(ISBLANK(Table18[[#This Row],[Existing Consumption (Hidden, kWh)]]),\"\",IF(ISBLANK(#REF!),\"\", IFERROR(Table18[[#This Row],[Existing Consumption (Hidden, kWh)]]-Table18[[#This Row],[Annual Consumption (hidden, kWh)]],\"\")))","v":""},{"$f":"IF(ISBLANK(Table18[[#This Row],[Quantity]]),\"\",IFERROR(Table18[[#This Row],[Rebate]]*Table18[[#This Row],[Quantity]],\"\"))","v":""}]
[null,null,null,{"$f":"IF(ISBLANK(Table18[[#This Row],[Existing Technology]]),\"\", IFERROR(INDEX('Non-Lighting Index Table'!$N$4:$N$19,MATCH(Table18[[#This Row],[Existing Technology]],'Non-Lighting Index Table'!Table20CommercialKitchenExistingTechnology,0))*Table18[[#This Row],[Quantity]],\"\"))","v":""},null,{"$f":"IFERROR(Table18[[#This Row],[Quantity]]*Table18[[#This Row],[Existing Demand Per Unit\n(kW)]],\"\")","v":0},{"$f":"IF(ISBLANK(Table18[[#This Row],[Existing Technology]]),\"\", IFERROR(INDEX('Non-Lighting Index Table'!$D$4:$D$19,MATCH(Table18[[#This Row],[Existing Technology]],'Non-Lighting Index Table'!Table20CommercialKitchenExistingTechnology,0)),\"\"))","v":""},{"$f":"IF(ISBLANK(Table18[[#This Row],[Existing Technology]]),\"\", IFERROR(INDEX(Table20CommercialKitchenRebate,MATCH(Table18[[#This Row],[Existing Technology]],'Non-Lighting Index Table'!Table20CommercialKitchenExistingTechnology,0)),\"\"))","v":""},{"$f":"IF(ISBLANK(Table18[[#This Row],[Existing Technology]]),\"\", IFERROR(INDEX('Non-Lighting Index Table'!$K$4:$K$19,MATCH(Table18[[#This Row],[Existing Technology]],'Non-Lighting Index Table'!Table20CommercialKitchenExistingTechnology,0)),\"\"))","v":""},{"$f":"IF(ISBLANK(Table18[[#This Row],[Existing Technology]]),\"\", IFERROR(INDEX(Table20CommercialKitchenEquivalentBCHydroEndUse,MATCH(Table18[[#This Row],[Existing Technology]],'Non-Lighting Index Table'!Table20CommercialKitchenExistingTechnology,0)),\"\"))","v":""},{"$f":"IF(ISBLANK(Table18[[#This Row],[Existing Technology]]),\"\", IFERROR(INDEX(Table20CommercialKitchenEquivalentBCHydroECM,MATCH(Table18[[#This Row],[Existing Technology]],'Non-Lighting Index Table'!Table20CommercialKitchenExistingTechnology,0)),\"\"))","v":""},{"$f":"IF(ISBLANK(Table18[[#This Row],[Existing Technology]]),\"\", IFERROR(INDEX(Table20CommercialKitchenPersistence,MATCH(Table18[[#This Row],[Existing Technology]],'Non-Lighting Index Table'!Table20CommercialKitchenExistingTechnology,0)),\"\"))","v":""},null,{"$f":"IF(ISBLANK(Table18[[#This Row],[Existing Technology]]),\"\", IFERROR(INDEX('Non-Lighting Index Table'!$O$4:$O$19,MATCH(Table18[[#This Row],[Existing Technology]],'Non-Lighting Index Table'!Table20CommercialKitchenExistingTechnology,0))*Table18[[#This Row],[Quantity]],\"\"))","v":""},null,{"$f":"IFERROR(Table18[[#This Row],[Proposed Demand Per Unit (kW)]]*Table18[[#This Row],[Quantity]],\"\")","v":0},{"$f":"IF(ISBLANK(Table18[[#This Row],[Existing Demand Per Unit\n(kW)]]),\"\",IF(ISBLANK(Table18[[#This Row],[Proposed Demand Per Unit (kW)]]),\"\", IFERROR(Table18[[#This Row],[Quantity]]*(Table18[[#This Row],[Existing Demand Per Unit\n(kW)]]-Table18[[#This Row],[Proposed Demand Per Unit (kW)]]),\"\")))","v":""},{"$f":"IF(ISBLANK(Table18[[#This Row],[Existing Consumption (Hidden, kWh)]]),\"\",IF(ISBLANK(#REF!),\"\", IFERROR(Table18[[#This Row],[Existing Consumption (Hidden, kWh)]]-Table18[[#This Row],[Annual Consumption (hidden, kWh)]],\"\")))","v":""},{"$f":"IF(ISBLANK(Table18[[#This Row],[Quantity]]),\"\",IFERROR(Table18[[#This Row],[Rebate]]*Table18[[#This Row],[Quantity]],\"\"))","v":""}]
[null,null,null,{"$f":"IF(ISBLANK(Table18[[#This Row],[Existing Technology]]),\"\", IFERROR(INDEX('Non-Lighting Index Table'!$N$4:$N$19,MATCH(Table18[[#This Row],[Existing Technology]],'Non-Lighting Index Table'!Table20CommercialKitchenExistingTechnology,0))*Table18[[#This Row],[Quantity]],\"\"))","v":""},null,{"$f":"IFERROR(Table18[[#This Row],[Quantity]]*Table18[[#This Row],[Existing Demand Per Unit\n(kW)]],\"\")","v":0},{"$f":"IF(ISBLANK(Table18[[#This Row],[Existing Technology]]),\"\", IFERROR(INDEX('Non-Lighting Index Table'!$D$4:$D$19,MATCH(Table18[[#This Row],[Existing Technology]],'Non-Lighting Index Table'!Table20CommercialKitchenExistingTechnology,0)),\"\"))","v":""},{"$f":"IF(ISBLANK(Table18[[#This Row],[Existing Technology]]),\"\", IFERROR(INDEX(Table20CommercialKitchenRebate,MATCH(Table18[[#This Row],[Existing Technology]],'Non-Lighting Index Table'!Table20CommercialKitchenExistingTechnology,0)),\"\"))","v":""},{"$f":"IF(ISBLANK(Table18[[#This Row],[Existing Technology]]),\"\", IFERROR(INDEX('Non-Lighting Index Table'!$K$4:$K$19,MATCH(Table18[[#This Row],[Existing Technology]],'Non-Lighting Index Table'!Table20CommercialKitchenExistingTechnology,0)),\"\"))","v":""},{"$f":"IF(ISBLANK(Table18[[#This Row],[Existing Technology]]),\"\", IFERROR(INDEX(Table20CommercialKitchenEquivalentBCHydroEndUse,MATCH(Table18[[#This Row],[Existing Technology]],'Non-Lighting Index Table'!Table20CommercialKitchenExistingTechnology,0)),\"\"))","v":""},{"$f":"IF(ISBLANK(Table18[[#This Row],[Existing Technology]]),\"\", IFERROR(INDEX(Table20CommercialKitchenEquivalentBCHydroECM,MATCH(Table18[[#This Row],[Existing Technology]],'Non-Lighting Index Table'!Table20CommercialKitchenExistingTechnology,0)),\"\"))","v":""},{"$f":"IF(ISBLANK(Table18[[#This Row],[Existing Technology]]),\"\", IFERROR(INDEX(Table20CommercialKitchenPersistence,MATCH(Table18[[#This Row],[Existing Technology]],'Non-Lighting Index Table'!Table20CommercialKitchenExistingTechnology,0)),\"\"))","v":""},null,{"$f":"IF(ISBLANK(Table18[[#This Row],[Existing Technology]]),\"\", IFERROR(INDEX('Non-Lighting Index Table'!$O$4:$O$19,MATCH(Table18[[#This Row],[Existing Technology]],'Non-Lighting Index Table'!Table20CommercialKitchenExistingTechnology,0))*Table18[[#This Row],[Quantity]],\"\"))","v":""},null,{"$f":"IFERROR(Table18[[#This Row],[Proposed Demand Per Unit (kW)]]*Table18[[#This Row],[Quantity]],\"\")","v":0},{"$f":"IF(ISBLANK(Table18[[#This Row],[Existing Demand Per Unit\n(kW)]]),\"\",IF(ISBLANK(Table18[[#This Row],[Proposed Demand Per Unit (kW)]]),\"\", IFERROR(Table18[[#This Row],[Quantity]]*(Table18[[#This Row],[Existing Demand Per Unit\n(kW)]]-Table18[[#This Row],[Proposed Demand Per Unit (kW)]]),\"\")))","v":""},{"$f":"IF(ISBLANK(Table18[[#This Row],[Existing Consumption (Hidden, kWh)]]),\"\",IF(ISBLANK(#REF!),\"\", IFERROR(Table18[[#This Row],[Existing Consumption (Hidden, kWh)]]-Table18[[#This Row],[Annual Consumption (hidden, kWh)]],\"\")))","v":""},{"$f":"IF(ISBLANK(Table18[[#This Row],[Quantity]]),\"\",IFERROR(Table18[[#This Row],[Rebate]]*Table18[[#This Row],[Quantity]],\"\"))","v":""}]
[null,null,null,{"$f":"IF(ISBLANK(Table18[[#This Row],[Existing Technology]]),\"\", IFERROR(INDEX('Non-Lighting Index Table'!$N$4:$N$19,MATCH(Table18[[#This Row],[Existing Technology]],'Non-Lighting Index Table'!Table20CommercialKitchenExistingTechnology,0))*Table18[[#This Row],[Quantity]],\"\"))","v":""},null,{"$f":"IFERROR(Table18[[#This Row],[Quantity]]*Table18[[#This Row],[Existing Demand Per Unit\n(kW)]],\"\")","v":0},{"$f":"IF(ISBLANK(Table18[[#This Row],[Existing Technology]]),\"\", IFERROR(INDEX('Non-Lighting Index Table'!$D$4:$D$19,MATCH(Table18[[#This Row],[Existing Technology]],'Non-Lighting Index Table'!Table20CommercialKitchenExistingTechnology,0)),\"\"))","v":""},{"$f":"IF(ISBLANK(Table18[[#This Row],[Existing Technology]]),\"\", IFERROR(INDEX(Table20CommercialKitchenRebate,MATCH(Table18[[#This Row],[Existing Technology]],'Non-Lighting Index Table'!Table20CommercialKitchenExistingTechnology,0)),\"\"))","v":""},{"$f":"IF(ISBLANK(Table18[[#This Row],[Existing Technology]]),\"\", IFERROR(INDEX('Non-Lighting Index Table'!$K$4:$K$19,MATCH(Table18[[#This Row],[Existing Technology]],'Non-Lighting Index Table'!Table20CommercialKitchenExistingTechnology,0)),\"\"))","v":""},{"$f":"IF(ISBLANK(Table18[[#This Row],[Existing Technology]]),\"\", IFERROR(INDEX(Table20CommercialKitchenEquivalentBCHydroEndUse,MATCH(Table18[[#This Row],[Existing Technology]],'Non-Lighting Index Table'!Table20CommercialKitchenExistingTechnology,0)),\"\"))","v":""},{"$f":"IF(ISBLANK(Table18[[#This Row],[Existing Technology]]),\"\", IFERROR(INDEX(Table20CommercialKitchenEquivalentBCHydroECM,MATCH(Table18[[#This Row],[Existing Technology]],'Non-Lighting Index Table'!Table20CommercialKitchenExistingTechnology,0)),\"\"))","v":""},{"$f":"IF(ISBLANK(Table18[[#This Row],[Existing Technology]]),\"\", IFERROR(INDEX(Table20CommercialKitchenPersistence,MATCH(Table18[[#This Row],[Existing Technology]],'Non-Lighting Index Table'!Table20CommercialKitchenExistingTechnology,0)),\"\"))","v":""},null,{"$f":"IF(ISBLANK(Table18[[#This Row],[Existing Technology]]),\"\", IFERROR(INDEX('Non-Lighting Index Table'!$O$4:$O$19,MATCH(Table18[[#This Row],[Existing Technology]],'Non-Lighting Index Table'!Table20CommercialKitchenExistingTechnology,0))*Table18[[#This Row],[Quantity]],\"\"))","v":""},null,{"$f":"IFERROR(Table18[[#This Row],[Proposed Demand Per Unit (kW)]]*Table18[[#This Row],[Quantity]],\"\")","v":0},{"$f":"IF(ISBLANK(Table18[[#This Row],[Existing Demand Per Unit\n(kW)]]),\"\",IF(ISBLANK(Table18[[#This Row],[Proposed Demand Per Unit (kW)]]),\"\", IFERROR(Table18[[#This Row],[Quantity]]*(Table18[[#This Row],[Existing Demand Per Unit\n(kW)]]-Table18[[#This Row],[Proposed Demand Per Unit (kW)]]),\"\")))","v":""},{"$f":"IF(ISBLANK(Table18[[#This Row],[Existing Consumption (Hidden, kWh)]]),\"\",IF(ISBLANK(#REF!),\"\", IFERROR(Table18[[#This Row],[Existing Consumption (Hidden, kWh)]]-Table18[[#This Row],[Annual Consumption (hidden, kWh)]],\"\")))","v":""},{"$f":"IF(ISBLANK(Table18[[#This Row],[Quantity]]),\"\",IFERROR(Table18[[#This Row],[Rebate]]*Table18[[#This Row],[Quantity]],\"\"))","v":""}]
[null,null,null,{"$f":"IF(ISBLANK(Table18[[#This Row],[Existing Technology]]),\"\", IFERROR(INDEX('Non-Lighting Index Table'!$N$4:$N$19,MATCH(Table18[[#This Row],[Existing Technology]],'Non-Lighting Index Table'!Table20CommercialKitchenExistingTechnology,0))*Table18[[#This Row],[Quantity]],\"\"))","v":""},null,{"$f":"IFERROR(Table18[[#This Row],[Quantity]]*Table18[[#This Row],[Existing Demand Per Unit\n(kW)]],\"\")","v":0},{"$f":"IF(ISBLANK(Table18[[#This Row],[Existing Technology]]),\"\", IFERROR(INDEX('Non-Lighting Index Table'!$D$4:$D$19,MATCH(Table18[[#This Row],[Existing Technology]],'Non-Lighting Index Table'!Table20CommercialKitchenExistingTechnology,0)),\"\"))","v":""},{"$f":"IF(ISBLANK(Table18[[#This Row],[Existing Technology]]),\"\", IFERROR(INDEX(Table20CommercialKitchenRebate,MATCH(Table18[[#This Row],[Existing Technology]],'Non-Lighting Index Table'!Table20CommercialKitchenExistingTechnology,0)),\"\"))","v":""},{"$f":"IF(ISBLANK(Table18[[#This Row],[Existing Technology]]),\"\", IFERROR(INDEX('Non-Lighting Index Table'!$K$4:$K$19,MATCH(Table18[[#This Row],[Existing Technology]],'Non-Lighting Index Table'!Table20CommercialKitchenExistingTechnology,0)),\"\"))","v":""},{"$f":"IF(ISBLANK(Table18[[#This Row],[Existing Technology]]),\"\", IFERROR(INDEX(Table20CommercialKitchenEquivalentBCHydroEndUse,MATCH(Table18[[#This Row],[Existing Technology]],'Non-Lighting Index Table'!Table20CommercialKitchenExistingTechnology,0)),\"\"))","v":""},{"$f":"IF(ISBLANK(Table18[[#This Row],[Existing Technology]]),\"\", IFERROR(INDEX(Table20CommercialKitchenEquivalentBCHydroECM,MATCH(Table18[[#This Row],[Existing Technology]],'Non-Lighting Index Table'!Table20CommercialKitchenExistingTechnology,0)),\"\"))","v":""},{"$f":"IF(ISBLANK(Table18[[#This Row],[Existing Technology]]),\"\", IFERROR(INDEX(Table20CommercialKitchenPersistence,MATCH(Table18[[#This Row],[Existing Technology]],'Non-Lighting Index Table'!Table20CommercialKitchenExistingTechnology,0)),\"\"))","v":""},null,{"$f":"IF(ISBLANK(Table18[[#This Row],[Existing Technology]]),\"\", IFERROR(INDEX('Non-Lighting Index Table'!$O$4:$O$19,MATCH(Table18[[#This Row],[Existing Technology]],'Non-Lighting Index Table'!Table20CommercialKitchenExistingTechnology,0))*Table18[[#This Row],[Quantity]],\"\"))","v":""},null,{"$f":"IFERROR(Table18[[#This Row],[Proposed Demand Per Unit (kW)]]*Table18[[#This Row],[Quantity]],\"\")","v":0},{"$f":"IF(ISBLANK(Table18[[#This Row],[Existing Demand Per Unit\n(kW)]]),\"\",IF(ISBLANK(Table18[[#This Row],[Proposed Demand Per Unit (kW)]]),\"\", IFERROR(Table18[[#This Row],[Quantity]]*(Table18[[#This Row],[Existing Demand Per Unit\n(kW)]]-Table18[[#This Row],[Proposed Demand Per Unit (kW)]]),\"\")))","v":""},{"$f":"IF(ISBLANK(Table18[[#This Row],[Existing Consumption (Hidden, kWh)]]),\"\",IF(ISBLANK(#REF!),\"\", IFERROR(Table18[[#This Row],[Existing Consumption (Hidden, kWh)]]-Table18[[#This Row],[Annual Consumption (hidden, kWh)]],\"\")))","v":""},{"$f":"IF(ISBLANK(Table18[[#This Row],[Quantity]]),\"\",IFERROR(Table18[[#This Row],[Rebate]]*Table18[[#This Row],[Quantity]],\"\"))","v":""}]
[null,null,null,{"$f":"IF(ISBLANK(Table18[[#This Row],[Existing Technology]]),\"\", IFERROR(INDEX('Non-Lighting Index Table'!$N$4:$N$19,MATCH(Table18[[#This Row],[Existing Technology]],'Non-Lighting Index Table'!Table20CommercialKitchenExistingTechnology,0))*Table18[[#This Row],[Quantity]],\"\"))","v":""},null,{"$f":"IFERROR(Table18[[#This Row],[Quantity]]*Table18[[#This Row],[Existing Demand Per Unit\n(kW)]],\"\")","v":0},{"$f":"IF(ISBLANK(Table18[[#This Row],[Existing Technology]]),\"\", IFERROR(INDEX('Non-Lighting Index Table'!$D$4:$D$19,MATCH(Table18[[#This Row],[Existing Technology]],'Non-Lighting Index Table'!Table20CommercialKitchenExistingTechnology,0)),\"\"))","v":""},{"$f":"IF(ISBLANK(Table18[[#This Row],[Existing Technology]]),\"\", IFERROR(INDEX(Table20CommercialKitchenRebate,MATCH(Table18[[#This Row],[Existing Technology]],'Non-Lighting Index Table'!Table20CommercialKitchenExistingTechnology,0)),\"\"))","v":""},{"$f":"IF(ISBLANK(Table18[[#This Row],[Existing Technology]]),\"\", IFERROR(INDEX('Non-Lighting Index Table'!$K$4:$K$19,MATCH(Table18[[#This Row],[Existing Technology]],'Non-Lighting Index Table'!Table20CommercialKitchenExistingTechnology,0)),\"\"))","v":""},{"$f":"IF(ISBLANK(Table18[[#This Row],[Existing Technology]]),\"\", IFERROR(INDEX(Table20CommercialKitchenEquivalentBCHydroEndUse,MATCH(Table18[[#This Row],[Existing Technology]],'Non-Lighting Index Table'!Table20CommercialKitchenExistingTechnology,0)),\"\"))","v":""},{"$f":"IF(ISBLANK(Table18[[#This Row],[Existing Technology]]),\"\", IFERROR(INDEX(Table20CommercialKitchenEquivalentBCHydroECM,MATCH(Table18[[#This Row],[Existing Technology]],'Non-Lighting Index Table'!Table20CommercialKitchenExistingTechnology,0)),\"\"))","v":""},{"$f":"IF(ISBLANK(Table18[[#This Row],[Existing Technology]]),\"\", IFERROR(INDEX(Table20CommercialKitchenPersistence,MATCH(Table18[[#This Row],[Existing Technology]],'Non-Lighting Index Table'!Table20CommercialKitchenExistingTechnology,0)),\"\"))","v":""},null,{"$f":"IF(ISBLANK(Table18[[#This Row],[Existing Technology]]),\"\", IFERROR(INDEX('Non-Lighting Index Table'!$O$4:$O$19,MATCH(Table18[[#This Row],[Existing Technology]],'Non-Lighting Index Table'!Table20CommercialKitchenExistingTechnology,0))*Table18[[#This Row],[Quantity]],\"\"))","v":""},null,{"$f":"IFERROR(Table18[[#This Row],[Proposed Demand Per Unit (kW)]]*Table18[[#This Row],[Quantity]],\"\")","v":0},{"$f":"IF(ISBLANK(Table18[[#This Row],[Existing Demand Per Unit\n(kW)]]),\"\",IF(ISBLANK(Table18[[#This Row],[Proposed Demand Per Unit (kW)]]),\"\", IFERROR(Table18[[#This Row],[Quantity]]*(Table18[[#This Row],[Existing Demand Per Unit\n(kW)]]-Table18[[#This Row],[Proposed Demand Per Unit (kW)]]),\"\")))","v":""},{"$f":"IF(ISBLANK(Table18[[#This Row],[Existing Consumption (Hidden, kWh)]]),\"\",IF(ISBLANK(#REF!),\"\", IFERROR(Table18[[#This Row],[Existing Consumption (Hidden, kWh)]]-Table18[[#This Row],[Annual Consumption (hidden, kWh)]],\"\")))","v":""},{"$f":"IF(ISBLANK(Table18[[#This Row],[Quantity]]),\"\",IFERROR(Table18[[#This Row],[Rebate]]*Table18[[#This Row],[Quantity]],\"\"))","v":""}]
[null,null,null,{"$f":"IF(ISBLANK(Table18[[#This Row],[Existing Technology]]),\"\", IFERROR(INDEX('Non-Lighting Index Table'!$N$4:$N$19,MATCH(Table18[[#This Row],[Existing Technology]],'Non-Lighting Index Table'!Table20CommercialKitchenExistingTechnology,0))*Table18[[#This Row],[Quantity]],\"\"))","v":""},null,{"$f":"IFERROR(Table18[[#This Row],[Quantity]]*Table18[[#This Row],[Existing Demand Per Unit\n(kW)]],\"\")","v":0},{"$f":"IF(ISBLANK(Table18[[#This Row],[Existing Technology]]),\"\", IFERROR(INDEX('Non-Lighting Index Table'!$D$4:$D$19,MATCH(Table18[[#This Row],[Existing Technology]],'Non-Lighting Index Table'!Table20CommercialKitchenExistingTechnology,0)),\"\"))","v":""},{"$f":"IF(ISBLANK(Table18[[#This Row],[Existing Technology]]),\"\", IFERROR(INDEX(Table20CommercialKitchenRebate,MATCH(Table18[[#This Row],[Existing Technology]],'Non-Lighting Index Table'!Table20CommercialKitchenExistingTechnology,0)),\"\"))","v":""},{"$f":"IF(ISBLANK(Table18[[#This Row],[Existing Technology]]),\"\", IFERROR(INDEX('Non-Lighting Index Table'!$K$4:$K$19,MATCH(Table18[[#This Row],[Existing Technology]],'Non-Lighting Index Table'!Table20CommercialKitchenExistingTechnology,0)),\"\"))","v":""},{"$f":"IF(ISBLANK(Table18[[#This Row],[Existing Technology]]),\"\", IFERROR(INDEX(Table20CommercialKitchenEquivalentBCHydroEndUse,MATCH(Table18[[#This Row],[Existing Technology]],'Non-Lighting Index Table'!Table20CommercialKitchenExistingTechnology,0)),\"\"))","v":""},{"$f":"IF(ISBLANK(Table18[[#This Row],[Existing Technology]]),\"\", IFERROR(INDEX(Table20CommercialKitchenEquivalentBCHydroECM,MATCH(Table18[[#This Row],[Existing Technology]],'Non-Lighting Index Table'!Table20CommercialKitchenExistingTechnology,0)),\"\"))","v":""},{"$f":"IF(ISBLANK(Table18[[#This Row],[Existing Technology]]),\"\", IFERROR(INDEX(Table20CommercialKitchenPersistence,MATCH(Table18[[#This Row],[Existing Technology]],'Non-Lighting Index Table'!Table20CommercialKitchenExistingTechnology,0)),\"\"))","v":""},null,{"$f":"IF(ISBLANK(Table18[[#This Row],[Existing Technology]]),\"\", IFERROR(INDEX('Non-Lighting Index Table'!$O$4:$O$19,MATCH(Table18[[#This Row],[Existing Technology]],'Non-Lighting Index Table'!Table20CommercialKitchenExistingTechnology,0))*Table18[[#This Row],[Quantity]],\"\"))","v":""},null,{"$f":"IFERROR(Table18[[#This Row],[Proposed Demand Per Unit (kW)]]*Table18[[#This Row],[Quantity]],\"\")","v":0},{"$f":"IF(ISBLANK(Table18[[#This Row],[Existing Demand Per Unit\n(kW)]]),\"\",IF(ISBLANK(Table18[[#This Row],[Proposed Demand Per Unit (kW)]]),\"\", IFERROR(Table18[[#This Row],[Quantity]]*(Table18[[#This Row],[Existing Demand Per Unit\n(kW)]]-Table18[[#This Row],[Proposed Demand Per Unit (kW)]]),\"\")))","v":""},{"$f":"IF(ISBLANK(Table18[[#This Row],[Existing Consumption (Hidden, kWh)]]),\"\",IF(ISBLANK(#REF!),\"\", IFERROR(Table18[[#This Row],[Existing Consumption (Hidden, kWh)]]-Table18[[#This Row],[Annual Consumption (hidden, kWh)]],\"\")))","v":""},{"$f":"IF(ISBLANK(Table18[[#This Row],[Quantity]]),\"\",IFERROR(Table18[[#This Row],[Rebate]]*Table18[[#This Row],[Quantity]],\"\"))","v":""}]
[null,null,null,{"$f":"IF(ISBLANK(Table18[[#This Row],[Existing Technology]]),\"\", IFERROR(INDEX('Non-Lighting Index Table'!$N$4:$N$19,MATCH(Table18[[#This Row],[Existing Technology]],'Non-Lighting Index Table'!Table20CommercialKitchenExistingTechnology,0))*Table18[[#This Row],[Quantity]],\"\"))","v":""},null,{"$f":"IFERROR(Table18[[#This Row],[Quantity]]*Table18[[#This Row],[Existing Demand Per Unit\n(kW)]],\"\")","v":0},{"$f":"IF(ISBLANK(Table18[[#This Row],[Existing Technology]]),\"\", IFERROR(INDEX('Non-Lighting Index Table'!$D$4:$D$19,MATCH(Table18[[#This Row],[Existing Technology]],'Non-Lighting Index Table'!Table20CommercialKitchenExistingTechnology,0)),\"\"))","v":""},{"$f":"IF(ISBLANK(Table18[[#This Row],[Existing Technology]]),\"\", IFERROR(INDEX(Table20CommercialKitchenRebate,MATCH(Table18[[#This Row],[Existing Technology]],'Non-Lighting Index Table'!Table20CommercialKitchenExistingTechnology,0)),\"\"))","v":""},{"$f":"IF(ISBLANK(Table18[[#This Row],[Existing Technology]]),\"\", IFERROR(INDEX('Non-Lighting Index Table'!$K$4:$K$19,MATCH(Table18[[#This Row],[Existing Technology]],'Non-Lighting Index Table'!Table20CommercialKitchenExistingTechnology,0)),\"\"))","v":""},{"$f":"IF(ISBLANK(Table18[[#This Row],[Existing Technology]]),\"\", IFERROR(INDEX(Table20CommercialKitchenEquivalentBCHydroEndUse,MATCH(Table18[[#This Row],[Existing Technology]],'Non-Lighting Index Table'!Table20CommercialKitchenExistingTechnology,0)),\"\"))","v":""},{"$f":"IF(ISBLANK(Table18[[#This Row],[Existing Technology]]),\"\", IFERROR(INDEX(Table20CommercialKitchenEquivalentBCHydroECM,MATCH(Table18[[#This Row],[Existing Technology]],'Non-Lighting Index Table'!Table20CommercialKitchenExistingTechnology,0)),\"\"))","v":""},{"$f":"IF(ISBLANK(Table18[[#This Row],[Existing Technology]]),\"\", IFERROR(INDEX(Table20CommercialKitchenPersistence,MATCH(Table18[[#This Row],[Existing Technology]],'Non-Lighting Index Table'!Table20CommercialKitchenExistingTechnology,0)),\"\"))","v":""},null,{"$f":"IF(ISBLANK(Table18[[#This Row],[Existing Technology]]),\"\", IFERROR(INDEX('Non-Lighting Index Table'!$O$4:$O$19,MATCH(Table18[[#This Row],[Existing Technology]],'Non-Lighting Index Table'!Table20CommercialKitchenExistingTechnology,0))*Table18[[#This Row],[Quantity]],\"\"))","v":""},null,{"$f":"IFERROR(Table18[[#This Row],[Proposed Demand Per Unit (kW)]]*Table18[[#This Row],[Quantity]],\"\")","v":0},{"$f":"IF(ISBLANK(Table18[[#This Row],[Existing Demand Per Unit\n(kW)]]),\"\",IF(ISBLANK(Table18[[#This Row],[Proposed Demand Per Unit (kW)]]),\"\", IFERROR(Table18[[#This Row],[Quantity]]*(Table18[[#This Row],[Existing Demand Per Unit\n(kW)]]-Table18[[#This Row],[Proposed Demand Per Unit (kW)]]),\"\")))","v":""},{"$f":"IF(ISBLANK(Table18[[#This Row],[Existing Consumption (Hidden, kWh)]]),\"\",IF(ISBLANK(#REF!),\"\", IFERROR(Table18[[#This Row],[Existing Consumption (Hidden, kWh)]]-Table18[[#This Row],[Annual Consumption (hidden, kWh)]],\"\")))","v":""},{"$f":"IF(ISBLANK(Table18[[#This Row],[Quantity]]),\"\",IFERROR(Table18[[#This Row],[Rebate]]*Table18[[#This Row],[Quantity]],\"\"))","v":""}]
[null,null,null,{"$f":"IF(ISBLANK(Table18[[#This Row],[Existing Technology]]),\"\", IFERROR(INDEX('Non-Lighting Index Table'!$N$4:$N$19,MATCH(Table18[[#This Row],[Existing Technology]],'Non-Lighting Index Table'!Table20CommercialKitchenExistingTechnology,0))*Table18[[#This Row],[Quantity]],\"\"))","v":""},null,{"$f":"IFERROR(Table18[[#This Row],[Quantity]]*Table18[[#This Row],[Existing Demand Per Unit\n(kW)]],\"\")","v":0},{"$f":"IF(ISBLANK(Table18[[#This Row],[Existing Technology]]),\"\", IFERROR(INDEX('Non-Lighting Index Table'!$D$4:$D$19,MATCH(Table18[[#This Row],[Existing Technology]],'Non-Lighting Index Table'!Table20CommercialKitchenExistingTechnology,0)),\"\"))","v":""},{"$f":"IF(ISBLANK(Table18[[#This Row],[Existing Technology]]),\"\", IFERROR(INDEX(Table20CommercialKitchenRebate,MATCH(Table18[[#This Row],[Existing Technology]],'Non-Lighting Index Table'!Table20CommercialKitchenExistingTechnology,0)),\"\"))","v":""},{"$f":"IF(ISBLANK(Table18[[#This Row],[Existing Technology]]),\"\", IFERROR(INDEX('Non-Lighting Index Table'!$K$4:$K$19,MATCH(Table18[[#This Row],[Existing Technology]],'Non-Lighting Index Table'!Table20CommercialKitchenExistingTechnology,0)),\"\"))","v":""},{"$f":"IF(ISBLANK(Table18[[#This Row],[Existing Technology]]),\"\", IFERROR(INDEX(Table20CommercialKitchenEquivalentBCHydroEndUse,MATCH(Table18[[#This Row],[Existing Technology]],'Non-Lighting Index Table'!Table20CommercialKitchenExistingTechnology,0)),\"\"))","v":""},{"$f":"IF(ISBLANK(Table18[[#This Row],[Existing Technology]]),\"\", IFERROR(INDEX(Table20CommercialKitchenEquivalentBCHydroECM,MATCH(Table18[[#This Row],[Existing Technology]],'Non-Lighting Index Table'!Table20CommercialKitchenExistingTechnology,0)),\"\"))","v":""},{"$f":"IF(ISBLANK(Table18[[#This Row],[Existing Technology]]),\"\", IFERROR(INDEX(Table20CommercialKitchenPersistence,MATCH(Table18[[#This Row],[Existing Technology]],'Non-Lighting Index Table'!Table20CommercialKitchenExistingTechnology,0)),\"\"))","v":""},null,{"$f":"IF(ISBLANK(Table18[[#This Row],[Existing Technology]]),\"\", IFERROR(INDEX('Non-Lighting Index Table'!$O$4:$O$19,MATCH(Table18[[#This Row],[Existing Technology]],'Non-Lighting Index Table'!Table20CommercialKitchenExistingTechnology,0))*Table18[[#This Row],[Quantity]],\"\"))","v":""},null,{"$f":"IFERROR(Table18[[#This Row],[Proposed Demand Per Unit (kW)]]*Table18[[#This Row],[Quantity]],\"\")","v":0},{"$f":"IF(ISBLANK(Table18[[#This Row],[Existing Demand Per Unit\n(kW)]]),\"\",IF(ISBLANK(Table18[[#This Row],[Proposed Demand Per Unit (kW)]]),\"\", IFERROR(Table18[[#This Row],[Quantity]]*(Table18[[#This Row],[Existing Demand Per Unit\n(kW)]]-Table18[[#This Row],[Proposed Demand Per Unit (kW)]]),\"\")))","v":""},{"$f":"IF(ISBLANK(Table18[[#This Row],[Existing Consumption (Hidden, kWh)]]),\"\",IF(ISBLANK(#REF!),\"\", IFERROR(Table18[[#This Row],[Existing Consumption (Hidden, kWh)]]-Table18[[#This Row],[Annual Consumption (hidden, kWh)]],\"\")))","v":""},{"$f":"IF(ISBLANK(Table18[[#This Row],[Quantity]]),\"\",IFERROR(Table18[[#This Row],[Rebate]]*Table18[[#This Row],[Quantity]],\"\"))","v":""}]
[null,null,null,{"$f":"IF(ISBLANK(Table18[[#This Row],[Existing Technology]]),\"\", IFERROR(INDEX('Non-Lighting Index Table'!$N$4:$N$19,MATCH(Table18[[#This Row],[Existing Technology]],'Non-Lighting Index Table'!Table20CommercialKitchenExistingTechnology,0))*Table18[[#This Row],[Quantity]],\"\"))","v":""},null,{"$f":"IFERROR(Table18[[#This Row],[Quantity]]*Table18[[#This Row],[Existing Demand Per Unit\n(kW)]],\"\")","v":0},{"$f":"IF(ISBLANK(Table18[[#This Row],[Existing Technology]]),\"\", IFERROR(INDEX('Non-Lighting Index Table'!$D$4:$D$19,MATCH(Table18[[#This Row],[Existing Technology]],'Non-Lighting Index Table'!Table20CommercialKitchenExistingTechnology,0)),\"\"))","v":""},{"$f":"IF(ISBLANK(Table18[[#This Row],[Existing Technology]]),\"\", IFERROR(INDEX(Table20CommercialKitchenRebate,MATCH(Table18[[#This Row],[Existing Technology]],'Non-Lighting Index Table'!Table20CommercialKitchenExistingTechnology,0)),\"\"))","v":""},{"$f":"IF(ISBLANK(Table18[[#This Row],[Existing Technology]]),\"\", IFERROR(INDEX('Non-Lighting Index Table'!$K$4:$K$19,MATCH(Table18[[#This Row],[Existing Technology]],'Non-Lighting Index Table'!Table20CommercialKitchenExistingTechnology,0)),\"\"))","v":""},{"$f":"IF(ISBLANK(Table18[[#This Row],[Existing Technology]]),\"\", IFERROR(INDEX(Table20CommercialKitchenEquivalentBCHydroEndUse,MATCH(Table18[[#This Row],[Existing Technology]],'Non-Lighting Index Table'!Table20CommercialKitchenExistingTechnology,0)),\"\"))","v":""},{"$f":"IF(ISBLANK(Table18[[#This Row],[Existing Technology]]),\"\", IFERROR(INDEX(Table20CommercialKitchenEquivalentBCHydroECM,MATCH(Table18[[#This Row],[Existing Technology]],'Non-Lighting Index Table'!Table20CommercialKitchenExistingTechnology,0)),\"\"))","v":""},{"$f":"IF(ISBLANK(Table18[[#This Row],[Existing Technology]]),\"\", IFERROR(INDEX(Table20CommercialKitchenPersistence,MATCH(Table18[[#This Row],[Existing Technology]],'Non-Lighting Index Table'!Table20CommercialKitchenExistingTechnology,0)),\"\"))","v":""},null,{"$f":"IF(ISBLANK(Table18[[#This Row],[Existing Technology]]),\"\", IFERROR(INDEX('Non-Lighting Index Table'!$O$4:$O$19,MATCH(Table18[[#This Row],[Existing Technology]],'Non-Lighting Index Table'!Table20CommercialKitchenExistingTechnology,0))*Table18[[#This Row],[Quantity]],\"\"))","v":""},null,{"$f":"IFERROR(Table18[[#This Row],[Proposed Demand Per Unit (kW)]]*Table18[[#This Row],[Quantity]],\"\")","v":0},{"$f":"IF(ISBLANK(Table18[[#This Row],[Existing Demand Per Unit\n(kW)]]),\"\",IF(ISBLANK(Table18[[#This Row],[Proposed Demand Per Unit (kW)]]),\"\", IFERROR(Table18[[#This Row],[Quantity]]*(Table18[[#This Row],[Existing Demand Per Unit\n(kW)]]-Table18[[#This Row],[Proposed Demand Per Unit (kW)]]),\"\")))","v":""},{"$f":"IF(ISBLANK(Table18[[#This Row],[Existing Consumption (Hidden, kWh)]]),\"\",IF(ISBLANK(#REF!),\"\", IFERROR(Table18[[#This Row],[Existing Consumption (Hidden, kWh)]]-Table18[[#This Row],[Annual Consumption (hidden, kWh)]],\"\")))","v":""},{"$f":"IF(ISBLANK(Table18[[#This Row],[Quantity]]),\"\",IFERROR(Table18[[#This Row],[Rebate]]*Table18[[#This Row],[Quantity]],\"\"))","v":""}]
[null,null,null,{"$f":"IF(ISBLANK(Table18[[#This Row],[Existing Technology]]),\"\", IFERROR(INDEX('Non-Lighting Index Table'!$N$4:$N$19,MATCH(Table18[[#This Row],[Existing Technology]],'Non-Lighting Index Table'!Table20CommercialKitchenExistingTechnology,0))*Table18[[#This Row],[Quantity]],\"\"))","v":""},null,{"$f":"IFERROR(Table18[[#This Row],[Quantity]]*Table18[[#This Row],[Existing Demand Per Unit\n(kW)]],\"\")","v":0},{"$f":"IF(ISBLANK(Table18[[#This Row],[Existing Technology]]),\"\", IFERROR(INDEX('Non-Lighting Index Table'!$D$4:$D$19,MATCH(Table18[[#This Row],[Existing Technology]],'Non-Lighting Index Table'!Table20CommercialKitchenExistingTechnology,0)),\"\"))","v":""},{"$f":"IF(ISBLANK(Table18[[#This Row],[Existing Technology]]),\"\", IFERROR(INDEX(Table20CommercialKitchenRebate,MATCH(Table18[[#This Row],[Existing Technology]],'Non-Lighting Index Table'!Table20CommercialKitchenExistingTechnology,0)),\"\"))","v":""},{"$f":"IF(ISBLANK(Table18[[#This Row],[Existing Technology]]),\"\", IFERROR(INDEX('Non-Lighting Index Table'!$K$4:$K$19,MATCH(Table18[[#This Row],[Existing Technology]],'Non-Lighting Index Table'!Table20CommercialKitchenExistingTechnology,0)),\"\"))","v":""},{"$f":"IF(ISBLANK(Table18[[#This Row],[Existing Technology]]),\"\", IFERROR(INDEX(Table20CommercialKitchenEquivalentBCHydroEndUse,MATCH(Table18[[#This Row],[Existing Technology]],'Non-Lighting Index Table'!Table20CommercialKitchenExistingTechnology,0)),\"\"))","v":""},{"$f":"IF(ISBLANK(Table18[[#This Row],[Existing Technology]]),\"\", IFERROR(INDEX(Table20CommercialKitchenEquivalentBCHydroECM,MATCH(Table18[[#This Row],[Existing Technology]],'Non-Lighting Index Table'!Table20CommercialKitchenExistingTechnology,0)),\"\"))","v":""},{"$f":"IF(ISBLANK(Table18[[#This Row],[Existing Technology]]),\"\", IFERROR(INDEX(Table20CommercialKitchenPersistence,MATCH(Table18[[#This Row],[Existing Technology]],'Non-Lighting Index Table'!Table20CommercialKitchenExistingTechnology,0)),\"\"))","v":""},null,{"$f":"IF(ISBLANK(Table18[[#This Row],[Existing Technology]]),\"\", IFERROR(INDEX('Non-Lighting Index Table'!$O$4:$O$19,MATCH(Table18[[#This Row],[Existing Technology]],'Non-Lighting Index Table'!Table20CommercialKitchenExistingTechnology,0))*Table18[[#This Row],[Quantity]],\"\"))","v":""},null,{"$f":"IFERROR(Table18[[#This Row],[Proposed Demand Per Unit (kW)]]*Table18[[#This Row],[Quantity]],\"\")","v":0},{"$f":"IF(ISBLANK(Table18[[#This Row],[Existing Demand Per Unit\n(kW)]]),\"\",IF(ISBLANK(Table18[[#This Row],[Proposed Demand Per Unit (kW)]]),\"\", IFERROR(Table18[[#This Row],[Quantity]]*(Table18[[#This Row],[Existing Demand Per Unit\n(kW)]]-Table18[[#This Row],[Proposed Demand Per Unit (kW)]]),\"\")))","v":""},{"$f":"IF(ISBLANK(Table18[[#This Row],[Existing Consumption (Hidden, kWh)]]),\"\",IF(ISBLANK(#REF!),\"\", IFERROR(Table18[[#This Row],[Existing Consumption (Hidden, kWh)]]-Table18[[#This Row],[Annual Consumption (hidden, kWh)]],\"\")))","v":""},{"$f":"IF(ISBLANK(Table18[[#This Row],[Quantity]]),\"\",IFERROR(Table18[[#This Row],[Rebate]]*Table18[[#This Row],[Quantity]],\"\"))","v":""}]
[null,null,null,{"$f":"IF(ISBLANK(Table18[[#This Row],[Existing Technology]]),\"\", IFERROR(INDEX('Non-Lighting Index Table'!$N$4:$N$19,MATCH(Table18[[#This Row],[Existing Technology]],'Non-Lighting Index Table'!Table20CommercialKitchenExistingTechnology,0))*Table18[[#This Row],[Quantity]],\"\"))","v":""},null,{"$f":"IFERROR(Table18[[#This Row],[Quantity]]*Table18[[#This Row],[Existing Demand Per Unit\n(kW)]],\"\")","v":0},{"$f":"IF(ISBLANK(Table18[[#This Row],[Existing Technology]]),\"\", IFERROR(INDEX('Non-Lighting Index Table'!$D$4:$D$19,MATCH(Table18[[#This Row],[Existing Technology]],'Non-Lighting Index Table'!Table20CommercialKitchenExistingTechnology,0)),\"\"))","v":""},{"$f":"IF(ISBLANK(Table18[[#This Row],[Existing Technology]]),\"\", IFERROR(INDEX(Table20CommercialKitchenRebate,MATCH(Table18[[#This Row],[Existing Technology]],'Non-Lighting Index Table'!Table20CommercialKitchenExistingTechnology,0)),\"\"))","v":""},{"$f":"IF(ISBLANK(Table18[[#This Row],[Existing Technology]]),\"\", IFERROR(INDEX('Non-Lighting Index Table'!$K$4:$K$19,MATCH(Table18[[#This Row],[Existing Technology]],'Non-Lighting Index Table'!Table20CommercialKitchenExistingTechnology,0)),\"\"))","v":""},{"$f":"IF(ISBLANK(Table18[[#This Row],[Existing Technology]]),\"\", IFERROR(INDEX(Table20CommercialKitchenEquivalentBCHydroEndUse,MATCH(Table18[[#This Row],[Existing Technology]],'Non-Lighting Index Table'!Table20CommercialKitchenExistingTechnology,0)),\"\"))","v":""},{"$f":"IF(ISBLANK(Table18[[#This Row],[Existing Technology]]),\"\", IFERROR(INDEX(Table20CommercialKitchenEquivalentBCHydroECM,MATCH(Table18[[#This Row],[Existing Technology]],'Non-Lighting Index Table'!Table20CommercialKitchenExistingTechnology,0)),\"\"))","v":""},{"$f":"IF(ISBLANK(Table18[[#This Row],[Existing Technology]]),\"\", IFERROR(INDEX(Table20CommercialKitchenPersistence,MATCH(Table18[[#This Row],[Existing Technology]],'Non-Lighting Index Table'!Table20CommercialKitchenExistingTechnology,0)),\"\"))","v":""},null,{"$f":"IF(ISBLANK(Table18[[#This Row],[Existing Technology]]),\"\", IFERROR(INDEX('Non-Lighting Index Table'!$O$4:$O$19,MATCH(Table18[[#This Row],[Existing Technology]],'Non-Lighting Index Table'!Table20CommercialKitchenExistingTechnology,0))*Table18[[#This Row],[Quantity]],\"\"))","v":""},null,{"$f":"IFERROR(Table18[[#This Row],[Proposed Demand Per Unit (kW)]]*Table18[[#This Row],[Quantity]],\"\")","v":0},{"$f":"IF(ISBLANK(Table18[[#This Row],[Existing Demand Per Unit\n(kW)]]),\"\",IF(ISBLANK(Table18[[#This Row],[Proposed Demand Per Unit (kW)]]),\"\", IFERROR(Table18[[#This Row],[Quantity]]*(Table18[[#This Row],[Existing Demand Per Unit\n(kW)]]-Table18[[#This Row],[Proposed Demand Per Unit (kW)]]),\"\")))","v":""},{"$f":"IF(ISBLANK(Table18[[#This Row],[Existing Consumption (Hidden, kWh)]]),\"\",IF(ISBLANK(#REF!),\"\", IFERROR(Table18[[#This Row],[Existing Consumption (Hidden, kWh)]]-Table18[[#This Row],[Annual Consumption (hidden, kWh)]],\"\")))","v":""},{"$f":"IF(ISBLANK(Table18[[#This Row],[Quantity]]),\"\",IFERROR(Table18[[#This Row],[Rebate]]*Table18[[#This Row],[Quantity]],\"\"))","v":""}]
[null,null,null,{"$f":"IF(ISBLANK(Table18[[#This Row],[Existing Technology]]),\"\", IFERROR(INDEX('Non-Lighting Index Table'!$N$4:$N$19,MATCH(Table18[[#This Row],[Existing Technology]],'Non-Lighting Index Table'!Table20CommercialKitchenExistingTechnology,0))*Table18[[#This Row],[Quantity]],\"\"))","v":""},null,{"$f":"IFERROR(Table18[[#This Row],[Quantity]]*Table18[[#This Row],[Existing Demand Per Unit\n(kW)]],\"\")","v":0},{"$f":"IF(ISBLANK(Table18[[#This Row],[Existing Technology]]),\"\", IFERROR(INDEX('Non-Lighting Index Table'!$D$4:$D$19,MATCH(Table18[[#This Row],[Existing Technology]],'Non-Lighting Index Table'!Table20CommercialKitchenExistingTechnology,0)),\"\"))","v":""},{"$f":"IF(ISBLANK(Table18[[#This Row],[Existing Technology]]),\"\", IFERROR(INDEX(Table20CommercialKitchenRebate,MATCH(Table18[[#This Row],[Existing Technology]],'Non-Lighting Index Table'!Table20CommercialKitchenExistingTechnology,0)),\"\"))","v":""},{"$f":"IF(ISBLANK(Table18[[#This Row],[Existing Technology]]),\"\", IFERROR(INDEX('Non-Lighting Index Table'!$K$4:$K$19,MATCH(Table18[[#This Row],[Existing Technology]],'Non-Lighting Index Table'!Table20CommercialKitchenExistingTechnology,0)),\"\"))","v":""},{"$f":"IF(ISBLANK(Table18[[#This Row],[Existing Technology]]),\"\", IFERROR(INDEX(Table20CommercialKitchenEquivalentBCHydroEndUse,MATCH(Table18[[#This Row],[Existing Technology]],'Non-Lighting Index Table'!Table20CommercialKitchenExistingTechnology,0)),\"\"))","v":""},{"$f":"IF(ISBLANK(Table18[[#This Row],[Existing Technology]]),\"\", IFERROR(INDEX(Table20CommercialKitchenEquivalentBCHydroECM,MATCH(Table18[[#This Row],[Existing Technology]],'Non-Lighting Index Table'!Table20CommercialKitchenExistingTechnology,0)),\"\"))","v":""},{"$f":"IF(ISBLANK(Table18[[#This Row],[Existing Technology]]),\"\", IFERROR(INDEX(Table20CommercialKitchenPersistence,MATCH(Table18[[#This Row],[Existing Technology]],'Non-Lighting Index Table'!Table20CommercialKitchenExistingTechnology,0)),\"\"))","v":""},null,{"$f":"IF(ISBLANK(Table18[[#This Row],[Existing Technology]]),\"\", IFERROR(INDEX('Non-Lighting Index Table'!$O$4:$O$19,MATCH(Table18[[#This Row],[Existing Technology]],'Non-Lighting Index Table'!Table20CommercialKitchenExistingTechnology,0))*Table18[[#This Row],[Quantity]],\"\"))","v":""},null,{"$f":"IFERROR(Table18[[#This Row],[Proposed Demand Per Unit (kW)]]*Table18[[#This Row],[Quantity]],\"\")","v":0},{"$f":"IF(ISBLANK(Table18[[#This Row],[Existing Demand Per Unit\n(kW)]]),\"\",IF(ISBLANK(Table18[[#This Row],[Proposed Demand Per Unit (kW)]]),\"\", IFERROR(Table18[[#This Row],[Quantity]]*(Table18[[#This Row],[Existing Demand Per Unit\n(kW)]]-Table18[[#This Row],[Proposed Demand Per Unit (kW)]]),\"\")))","v":""},{"$f":"IF(ISBLANK(Table18[[#This Row],[Existing Consumption (Hidden, kWh)]]),\"\",IF(ISBLANK(#REF!),\"\", IFERROR(Table18[[#This Row],[Existing Consumption (Hidden, kWh)]]-Table18[[#This Row],[Annual Consumption (hidden, kWh)]],\"\")))","v":""},{"$f":"IF(ISBLANK(Table18[[#This Row],[Quantity]]),\"\",IFERROR(Table18[[#This Row],[Rebate]]*Table18[[#This Row],[Quantity]],\"\"))","v":""}]
[null,null,null,{"$f":"IF(ISBLANK(Table18[[#This Row],[Existing Technology]]),\"\", IFERROR(INDEX('Non-Lighting Index Table'!$N$4:$N$19,MATCH(Table18[[#This Row],[Existing Technology]],'Non-Lighting Index Table'!Table20CommercialKitchenExistingTechnology,0))*Table18[[#This Row],[Quantity]],\"\"))","v":""},null,{"$f":"IFERROR(Table18[[#This Row],[Quantity]]*Table18[[#This Row],[Existing Demand Per Unit\n(kW)]],\"\")","v":0},{"$f":"IF(ISBLANK(Table18[[#This Row],[Existing Technology]]),\"\", IFERROR(INDEX('Non-Lighting Index Table'!$D$4:$D$19,MATCH(Table18[[#This Row],[Existing Technology]],'Non-Lighting Index Table'!Table20CommercialKitchenExistingTechnology,0)),\"\"))","v":""},{"$f":"IF(ISBLANK(Table18[[#This Row],[Existing Technology]]),\"\", IFERROR(INDEX(Table20CommercialKitchenRebate,MATCH(Table18[[#This Row],[Existing Technology]],'Non-Lighting Index Table'!Table20CommercialKitchenExistingTechnology,0)),\"\"))","v":""},{"$f":"IF(ISBLANK(Table18[[#This Row],[Existing Technology]]),\"\", IFERROR(INDEX('Non-Lighting Index Table'!$K$4:$K$19,MATCH(Table18[[#This Row],[Existing Technology]],'Non-Lighting Index Table'!Table20CommercialKitchenExistingTechnology,0)),\"\"))","v":""},{"$f":"IF(ISBLANK(Table18[[#This Row],[Existing Technology]]),\"\", IFERROR(INDEX(Table20CommercialKitchenEquivalentBCHydroEndUse,MATCH(Table18[[#This Row],[Existing Technology]],'Non-Lighting Index Table'!Table20CommercialKitchenExistingTechnology,0)),\"\"))","v":""},{"$f":"IF(ISBLANK(Table18[[#This Row],[Existing Technology]]),\"\", IFERROR(INDEX(Table20CommercialKitchenEquivalentBCHydroECM,MATCH(Table18[[#This Row],[Existing Technology]],'Non-Lighting Index Table'!Table20CommercialKitchenExistingTechnology,0)),\"\"))","v":""},{"$f":"IF(ISBLANK(Table18[[#This Row],[Existing Technology]]),\"\", IFERROR(INDEX(Table20CommercialKitchenPersistence,MATCH(Table18[[#This Row],[Existing Technology]],'Non-Lighting Index Table'!Table20CommercialKitchenExistingTechnology,0)),\"\"))","v":""},null,{"$f":"IF(ISBLANK(Table18[[#This Row],[Existing Technology]]),\"\", IFERROR(INDEX('Non-Lighting Index Table'!$O$4:$O$19,MATCH(Table18[[#This Row],[Existing Technology]],'Non-Lighting Index Table'!Table20CommercialKitchenExistingTechnology,0))*Table18[[#This Row],[Quantity]],\"\"))","v":""},null,{"$f":"IFERROR(Table18[[#This Row],[Proposed Demand Per Unit (kW)]]*Table18[[#This Row],[Quantity]],\"\")","v":0},{"$f":"IF(ISBLANK(Table18[[#This Row],[Existing Demand Per Unit\n(kW)]]),\"\",IF(ISBLANK(Table18[[#This Row],[Proposed Demand Per Unit (kW)]]),\"\", IFERROR(Table18[[#This Row],[Quantity]]*(Table18[[#This Row],[Existing Demand Per Unit\n(kW)]]-Table18[[#This Row],[Proposed Demand Per Unit (kW)]]),\"\")))","v":""},{"$f":"IF(ISBLANK(Table18[[#This Row],[Existing Consumption (Hidden, kWh)]]),\"\",IF(ISBLANK(#REF!),\"\", IFERROR(Table18[[#This Row],[Existing Consumption (Hidden, kWh)]]-Table18[[#This Row],[Annual Consumption (hidden, kWh)]],\"\")))","v":""},{"$f":"IF(ISBLANK(Table18[[#This Row],[Quantity]]),\"\",IFERROR(Table18[[#This Row],[Rebate]]*Table18[[#This Row],[Quantity]],\"\"))","v":""}]
[null,null,null,{"$f":"IF(ISBLANK(Table18[[#This Row],[Existing Technology]]),\"\", IFERROR(INDEX('Non-Lighting Index Table'!$N$4:$N$19,MATCH(Table18[[#This Row],[Existing Technology]],'Non-Lighting Index Table'!Table20CommercialKitchenExistingTechnology,0))*Table18[[#This Row],[Quantity]],\"\"))","v":""},null,{"$f":"IFERROR(Table18[[#This Row],[Quantity]]*Table18[[#This Row],[Existing Demand Per Unit\n(kW)]],\"\")","v":0},{"$f":"IF(ISBLANK(Table18[[#This Row],[Existing Technology]]),\"\", IFERROR(INDEX('Non-Lighting Index Table'!$D$4:$D$19,MATCH(Table18[[#This Row],[Existing Technology]],'Non-Lighting Index Table'!Table20CommercialKitchenExistingTechnology,0)),\"\"))","v":""},{"$f":"IF(ISBLANK(Table18[[#This Row],[Existing Technology]]),\"\", IFERROR(INDEX(Table20CommercialKitchenRebate,MATCH(Table18[[#This Row],[Existing Technology]],'Non-Lighting Index Table'!Table20CommercialKitchenExistingTechnology,0)),\"\"))","v":""},{"$f":"IF(ISBLANK(Table18[[#This Row],[Existing Technology]]),\"\", IFERROR(INDEX('Non-Lighting Index Table'!$K$4:$K$19,MATCH(Table18[[#This Row],[Existing Technology]],'Non-Lighting Index Table'!Table20CommercialKitchenExistingTechnology,0)),\"\"))","v":""},{"$f":"IF(ISBLANK(Table18[[#This Row],[Existing Technology]]),\"\", IFERROR(INDEX(Table20CommercialKitchenEquivalentBCHydroEndUse,MATCH(Table18[[#This Row],[Existing Technology]],'Non-Lighting Index Table'!Table20CommercialKitchenExistingTechnology,0)),\"\"))","v":""},{"$f":"IF(ISBLANK(Table18[[#This Row],[Existing Technology]]),\"\", IFERROR(INDEX(Table20CommercialKitchenEquivalentBCHydroECM,MATCH(Table18[[#This Row],[Existing Technology]],'Non-Lighting Index Table'!Table20CommercialKitchenExistingTechnology,0)),\"\"))","v":""},{"$f":"IF(ISBLANK(Table18[[#This Row],[Existing Technology]]),\"\", IFERROR(INDEX(Table20CommercialKitchenPersistence,MATCH(Table18[[#This Row],[Existing Technology]],'Non-Lighting Index Table'!Table20CommercialKitchenExistingTechnology,0)),\"\"))","v":""},null,{"$f":"IF(ISBLANK(Table18[[#This Row],[Existing Technology]]),\"\", IFERROR(INDEX('Non-Lighting Index Table'!$O$4:$O$19,MATCH(Table18[[#This Row],[Existing Technology]],'Non-Lighting Index Table'!Table20CommercialKitchenExistingTechnology,0))*Table18[[#This Row],[Quantity]],\"\"))","v":""},null,{"$f":"IFERROR(Table18[[#This Row],[Proposed Demand Per Unit (kW)]]*Table18[[#This Row],[Quantity]],\"\")","v":0},{"$f":"IF(ISBLANK(Table18[[#This Row],[Existing Demand Per Unit\n(kW)]]),\"\",IF(ISBLANK(Table18[[#This Row],[Proposed Demand Per Unit (kW)]]),\"\", IFERROR(Table18[[#This Row],[Quantity]]*(Table18[[#This Row],[Existing Demand Per Unit\n(kW)]]-Table18[[#This Row],[Proposed Demand Per Unit (kW)]]),\"\")))","v":""},{"$f":"IF(ISBLANK(Table18[[#This Row],[Existing Consumption (Hidden, kWh)]]),\"\",IF(ISBLANK(#REF!),\"\", IFERROR(Table18[[#This Row],[Existing Consumption (Hidden, kWh)]]-Table18[[#This Row],[Annual Consumption (hidden, kWh)]],\"\")))","v":""},{"$f":"IF(ISBLANK(Table18[[#This Row],[Quantity]]),\"\",IFERROR(Table18[[#This Row],[Rebate]]*Table18[[#This Row],[Quantity]],\"\"))","v":""}]
[null,null,null,{"$f":"IF(ISBLANK(Table18[[#This Row],[Existing Technology]]),\"\", IFERROR(INDEX('Non-Lighting Index Table'!$N$4:$N$19,MATCH(Table18[[#This Row],[Existing Technology]],'Non-Lighting Index Table'!Table20CommercialKitchenExistingTechnology,0))*Table18[[#This Row],[Quantity]],\"\"))","v":""},null,{"$f":"IFERROR(Table18[[#This Row],[Quantity]]*Table18[[#This Row],[Existing Demand Per Unit\n(kW)]],\"\")","v":0},{"$f":"IF(ISBLANK(Table18[[#This Row],[Existing Technology]]),\"\", IFERROR(INDEX('Non-Lighting Index Table'!$D$4:$D$19,MATCH(Table18[[#This Row],[Existing Technology]],'Non-Lighting Index Table'!Table20CommercialKitchenExistingTechnology,0)),\"\"))","v":""},{"$f":"IF(ISBLANK(Table18[[#This Row],[Existing Technology]]),\"\", IFERROR(INDEX(Table20CommercialKitchenRebate,MATCH(Table18[[#This Row],[Existing Technology]],'Non-Lighting Index Table'!Table20CommercialKitchenExistingTechnology,0)),\"\"))","v":""},{"$f":"IF(ISBLANK(Table18[[#This Row],[Existing Technology]]),\"\", IFERROR(INDEX('Non-Lighting Index Table'!$K$4:$K$19,MATCH(Table18[[#This Row],[Existing Technology]],'Non-Lighting Index Table'!Table20CommercialKitchenExistingTechnology,0)),\"\"))","v":""},{"$f":"IF(ISBLANK(Table18[[#This Row],[Existing Technology]]),\"\", IFERROR(INDEX(Table20CommercialKitchenEquivalentBCHydroEndUse,MATCH(Table18[[#This Row],[Existing Technology]],'Non-Lighting Index Table'!Table20CommercialKitchenExistingTechnology,0)),\"\"))","v":""},{"$f":"IF(ISBLANK(Table18[[#This Row],[Existing Technology]]),\"\", IFERROR(INDEX(Table20CommercialKitchenEquivalentBCHydroECM,MATCH(Table18[[#This Row],[Existing Technology]],'Non-Lighting Index Table'!Table20CommercialKitchenExistingTechnology,0)),\"\"))","v":""},{"$f":"IF(ISBLANK(Table18[[#This Row],[Existing Technology]]),\"\", IFERROR(INDEX(Table20CommercialKitchenPersistence,MATCH(Table18[[#This Row],[Existing Technology]],'Non-Lighting Index Table'!Table20CommercialKitchenExistingTechnology,0)),\"\"))","v":""},null,{"$f":"IF(ISBLANK(Table18[[#This Row],[Existing Technology]]),\"\", IFERROR(INDEX('Non-Lighting Index Table'!$O$4:$O$19,MATCH(Table18[[#This Row],[Existing Technology]],'Non-Lighting Index Table'!Table20CommercialKitchenExistingTechnology,0))*Table18[[#This Row],[Quantity]],\"\"))","v":""},null,{"$f":"IFERROR(Table18[[#This Row],[Proposed Demand Per Unit (kW)]]*Table18[[#This Row],[Quantity]],\"\")","v":0},{"$f":"IF(ISBLANK(Table18[[#This Row],[Existing Demand Per Unit\n(kW)]]),\"\",IF(ISBLANK(Table18[[#This Row],[Proposed Demand Per Unit (kW)]]),\"\", IFERROR(Table18[[#This Row],[Quantity]]*(Table18[[#This Row],[Existing Demand Per Unit\n(kW)]]-Table18[[#This Row],[Proposed Demand Per Unit (kW)]]),\"\")))","v":""},{"$f":"IF(ISBLANK(Table18[[#This Row],[Existing Consumption (Hidden, kWh)]]),\"\",IF(ISBLANK(#REF!),\"\", IFERROR(Table18[[#This Row],[Existing Consumption (Hidden, kWh)]]-Table18[[#This Row],[Annual Consumption (hidden, kWh)]],\"\")))","v":""},{"$f":"IF(ISBLANK(Table18[[#This Row],[Quantity]]),\"\",IFERROR(Table18[[#This Row],[Rebate]]*Table18[[#This Row],[Quantity]],\"\"))","v":""}]
[null,null,null,{"$f":"IF(ISBLANK(Table18[[#This Row],[Existing Technology]]),\"\", IFERROR(INDEX('Non-Lighting Index Table'!$N$4:$N$19,MATCH(Table18[[#This Row],[Existing Technology]],'Non-Lighting Index Table'!Table20CommercialKitchenExistingTechnology,0))*Table18[[#This Row],[Quantity]],\"\"))","v":""},null,{"$f":"IFERROR(Table18[[#This Row],[Quantity]]*Table18[[#This Row],[Existing Demand Per Unit\n(kW)]],\"\")","v":0},{"$f":"IF(ISBLANK(Table18[[#This Row],[Existing Technology]]),\"\", IFERROR(INDEX('Non-Lighting Index Table'!$D$4:$D$19,MATCH(Table18[[#This Row],[Existing Technology]],'Non-Lighting Index Table'!Table20CommercialKitchenExistingTechnology,0)),\"\"))","v":""},{"$f":"IF(ISBLANK(Table18[[#This Row],[Existing Technology]]),\"\", IFERROR(INDEX(Table20CommercialKitchenRebate,MATCH(Table18[[#This Row],[Existing Technology]],'Non-Lighting Index Table'!Table20CommercialKitchenExistingTechnology,0)),\"\"))","v":""},{"$f":"IF(ISBLANK(Table18[[#This Row],[Existing Technology]]),\"\", IFERROR(INDEX('Non-Lighting Index Table'!$K$4:$K$19,MATCH(Table18[[#This Row],[Existing Technology]],'Non-Lighting Index Table'!Table20CommercialKitchenExistingTechnology,0)),\"\"))","v":""},{"$f":"IF(ISBLANK(Table18[[#This Row],[Existing Technology]]),\"\", IFERROR(INDEX(Table20CommercialKitchenEquivalentBCHydroEndUse,MATCH(Table18[[#This Row],[Existing Technology]],'Non-Lighting Index Table'!Table20CommercialKitchenExistingTechnology,0)),\"\"))","v":""},{"$f":"IF(ISBLANK(Table18[[#This Row],[Existing Technology]]),\"\", IFERROR(INDEX(Table20CommercialKitchenEquivalentBCHydroECM,MATCH(Table18[[#This Row],[Existing Technology]],'Non-Lighting Index Table'!Table20CommercialKitchenExistingTechnology,0)),\"\"))","v":""},{"$f":"IF(ISBLANK(Table18[[#This Row],[Existing Technology]]),\"\", IFERROR(INDEX(Table20CommercialKitchenPersistence,MATCH(Table18[[#This Row],[Existing Technology]],'Non-Lighting Index Table'!Table20CommercialKitchenExistingTechnology,0)),\"\"))","v":""},null,{"$f":"IF(ISBLANK(Table18[[#This Row],[Existing Technology]]),\"\", IFERROR(INDEX('Non-Lighting Index Table'!$O$4:$O$19,MATCH(Table18[[#This Row],[Existing Technology]],'Non-Lighting Index Table'!Table20CommercialKitchenExistingTechnology,0))*Table18[[#This Row],[Quantity]],\"\"))","v":""},null,{"$f":"IFERROR(Table18[[#This Row],[Proposed Demand Per Unit (kW)]]*Table18[[#This Row],[Quantity]],\"\")","v":0},{"$f":"IF(ISBLANK(Table18[[#This Row],[Existing Demand Per Unit\n(kW)]]),\"\",IF(ISBLANK(Table18[[#This Row],[Proposed Demand Per Unit (kW)]]),\"\", IFERROR(Table18[[#This Row],[Quantity]]*(Table18[[#This Row],[Existing Demand Per Unit\n(kW)]]-Table18[[#This Row],[Proposed Demand Per Unit (kW)]]),\"\")))","v":""},{"$f":"IF(ISBLANK(Table18[[#This Row],[Existing Consumption (Hidden, kWh)]]),\"\",IF(ISBLANK(#REF!),\"\", IFERROR(Table18[[#This Row],[Existing Consumption (Hidden, kWh)]]-Table18[[#This Row],[Annual Consumption (hidden, kWh)]],\"\")))","v":""},{"$f":"IF(ISBLANK(Table18[[#This Row],[Quantity]]),\"\",IFERROR(Table18[[#This Row],[Rebate]]*Table18[[#This Row],[Quantity]],\"\"))","v":""}]
[null,null,null,{"$f":"IF(ISBLANK(Table18[[#This Row],[Existing Technology]]),\"\", IFERROR(INDEX('Non-Lighting Index Table'!$N$4:$N$19,MATCH(Table18[[#This Row],[Existing Technology]],'Non-Lighting Index Table'!Table20CommercialKitchenExistingTechnology,0))*Table18[[#This Row],[Quantity]],\"\"))","v":""},null,{"$f":"IFERROR(Table18[[#This Row],[Quantity]]*Table18[[#This Row],[Existing Demand Per Unit\n(kW)]],\"\")","v":0},{"$f":"IF(ISBLANK(Table18[[#This Row],[Existing Technology]]),\"\", IFERROR(INDEX('Non-Lighting Index Table'!$D$4:$D$19,MATCH(Table18[[#This Row],[Existing Technology]],'Non-Lighting Index Table'!Table20CommercialKitchenExistingTechnology,0)),\"\"))","v":""},{"$f":"IF(ISBLANK(Table18[[#This Row],[Existing Technology]]),\"\", IFERROR(INDEX(Table20CommercialKitchenRebate,MATCH(Table18[[#This Row],[Existing Technology]],'Non-Lighting Index Table'!Table20CommercialKitchenExistingTechnology,0)),\"\"))","v":""},{"$f":"IF(ISBLANK(Table18[[#This Row],[Existing Technology]]),\"\", IFERROR(INDEX('Non-Lighting Index Table'!$K$4:$K$19,MATCH(Table18[[#This Row],[Existing Technology]],'Non-Lighting Index Table'!Table20CommercialKitchenExistingTechnology,0)),\"\"))","v":""},{"$f":"IF(ISBLANK(Table18[[#This Row],[Existing Technology]]),\"\", IFERROR(INDEX(Table20CommercialKitchenEquivalentBCHydroEndUse,MATCH(Table18[[#This Row],[Existing Technology]],'Non-Lighting Index Table'!Table20CommercialKitchenExistingTechnology,0)),\"\"))","v":""},{"$f":"IF(ISBLANK(Table18[[#This Row],[Existing Technology]]),\"\", IFERROR(INDEX(Table20CommercialKitchenEquivalentBCHydroECM,MATCH(Table18[[#This Row],[Existing Technology]],'Non-Lighting Index Table'!Table20CommercialKitchenExistingTechnology,0)),\"\"))","v":""},{"$f":"IF(ISBLANK(Table18[[#This Row],[Existing Technology]]),\"\", IFERROR(INDEX(Table20CommercialKitchenPersistence,MATCH(Table18[[#This Row],[Existing Technology]],'Non-Lighting Index Table'!Table20CommercialKitchenExistingTechnology,0)),\"\"))","v":""},null,{"$f":"IF(ISBLANK(Table18[[#This Row],[Existing Technology]]),\"\", IFERROR(INDEX('Non-Lighting Index Table'!$O$4:$O$19,MATCH(Table18[[#This Row],[Existing Technology]],'Non-Lighting Index Table'!Table20CommercialKitchenExistingTechnology,0))*Table18[[#This Row],[Quantity]],\"\"))","v":""},null,{"$f":"IFERROR(Table18[[#This Row],[Proposed Demand Per Unit (kW)]]*Table18[[#This Row],[Quantity]],\"\")","v":0},{"$f":"IF(ISBLANK(Table18[[#This Row],[Existing Demand Per Unit\n(kW)]]),\"\",IF(ISBLANK(Table18[[#This Row],[Proposed Demand Per Unit (kW)]]),\"\", IFERROR(Table18[[#This Row],[Quantity]]*(Table18[[#This Row],[Existing Demand Per Unit\n(kW)]]-Table18[[#This Row],[Proposed Demand Per Unit (kW)]]),\"\")))","v":""},{"$f":"IF(ISBLANK(Table18[[#This Row],[Existing Consumption (Hidden, kWh)]]),\"\",IF(ISBLANK(#REF!),\"\", IFERROR(Table18[[#This Row],[Existing Consumption (Hidden, kWh)]]-Table18[[#This Row],[Annual Consumption (hidden, kWh)]],\"\")))","v":""},{"$f":"IF(ISBLANK(Table18[[#This Row],[Quantity]]),\"\",IFERROR(Table18[[#This Row],[Rebate]]*Table18[[#This Row],[Quantity]],\"\"))","v":""}]
[null,null,null,{"$f":"IF(ISBLANK(Table18[[#This Row],[Existing Technology]]),\"\", IFERROR(INDEX('Non-Lighting Index Table'!$N$4:$N$19,MATCH(Table18[[#This Row],[Existing Technology]],'Non-Lighting Index Table'!Table20CommercialKitchenExistingTechnology,0))*Table18[[#This Row],[Quantity]],\"\"))","v":""},null,{"$f":"IFERROR(Table18[[#This Row],[Quantity]]*Table18[[#This Row],[Existing Demand Per Unit\n(kW)]],\"\")","v":0},{"$f":"IF(ISBLANK(Table18[[#This Row],[Existing Technology]]),\"\", IFERROR(INDEX('Non-Lighting Index Table'!$D$4:$D$19,MATCH(Table18[[#This Row],[Existing Technology]],'Non-Lighting Index Table'!Table20CommercialKitchenExistingTechnology,0)),\"\"))","v":""},{"$f":"IF(ISBLANK(Table18[[#This Row],[Existing Technology]]),\"\", IFERROR(INDEX(Table20CommercialKitchenRebate,MATCH(Table18[[#This Row],[Existing Technology]],'Non-Lighting Index Table'!Table20CommercialKitchenExistingTechnology,0)),\"\"))","v":""},{"$f":"IF(ISBLANK(Table18[[#This Row],[Existing Technology]]),\"\", IFERROR(INDEX('Non-Lighting Index Table'!$K$4:$K$19,MATCH(Table18[[#This Row],[Existing Technology]],'Non-Lighting Index Table'!Table20CommercialKitchenExistingTechnology,0)),\"\"))","v":""},{"$f":"IF(ISBLANK(Table18[[#This Row],[Existing Technology]]),\"\", IFERROR(INDEX(Table20CommercialKitchenEquivalentBCHydroEndUse,MATCH(Table18[[#This Row],[Existing Technology]],'Non-Lighting Index Table'!Table20CommercialKitchenExistingTechnology,0)),\"\"))","v":""},{"$f":"IF(ISBLANK(Table18[[#This Row],[Existing Technology]]),\"\", IFERROR(INDEX(Table20CommercialKitchenEquivalentBCHydroECM,MATCH(Table18[[#This Row],[Existing Technology]],'Non-Lighting Index Table'!Table20CommercialKitchenExistingTechnology,0)),\"\"))","v":""},{"$f":"IF(ISBLANK(Table18[[#This Row],[Existing Technology]]),\"\", IFERROR(INDEX(Table20CommercialKitchenPersistence,MATCH(Table18[[#This Row],[Existing Technology]],'Non-Lighting Index Table'!Table20CommercialKitchenExistingTechnology,0)),\"\"))","v":""},null,{"$f":"IF(ISBLANK(Table18[[#This Row],[Existing Technology]]),\"\", IFERROR(INDEX('Non-Lighting Index Table'!$O$4:$O$19,MATCH(Table18[[#This Row],[Existing Technology]],'Non-Lighting Index Table'!Table20CommercialKitchenExistingTechnology,0))*Table18[[#This Row],[Quantity]],\"\"))","v":""},null,{"$f":"IFERROR(Table18[[#This Row],[Proposed Demand Per Unit (kW)]]*Table18[[#This Row],[Quantity]],\"\")","v":0},{"$f":"IF(ISBLANK(Table18[[#This Row],[Existing Demand Per Unit\n(kW)]]),\"\",IF(ISBLANK(Table18[[#This Row],[Proposed Demand Per Unit (kW)]]),\"\", IFERROR(Table18[[#This Row],[Quantity]]*(Table18[[#This Row],[Existing Demand Per Unit\n(kW)]]-Table18[[#This Row],[Proposed Demand Per Unit (kW)]]),\"\")))","v":""},{"$f":"IF(ISBLANK(Table18[[#This Row],[Existing Consumption (Hidden, kWh)]]),\"\",IF(ISBLANK(#REF!),\"\", IFERROR(Table18[[#This Row],[Existing Consumption (Hidden, kWh)]]-Table18[[#This Row],[Annual Consumption (hidden, kWh)]],\"\")))","v":""},{"$f":"IF(ISBLANK(Table18[[#This Row],[Quantity]]),\"\",IFERROR(Table18[[#This Row],[Rebate]]*Table18[[#This Row],[Quantity]],\"\"))","v":""}]
[null,null,null,{"$f":"IF(ISBLANK(Table18[[#This Row],[Existing Technology]]),\"\", IFERROR(INDEX('Non-Lighting Index Table'!$N$4:$N$19,MATCH(Table18[[#This Row],[Existing Technology]],'Non-Lighting Index Table'!Table20CommercialKitchenExistingTechnology,0))*Table18[[#This Row],[Quantity]],\"\"))","v":""},null,{"$f":"IFERROR(Table18[[#This Row],[Quantity]]*Table18[[#This Row],[Existing Demand Per Unit\n(kW)]],\"\")","v":0},{"$f":"IF(ISBLANK(Table18[[#This Row],[Existing Technology]]),\"\", IFERROR(INDEX('Non-Lighting Index Table'!$D$4:$D$19,MATCH(Table18[[#This Row],[Existing Technology]],'Non-Lighting Index Table'!Table20CommercialKitchenExistingTechnology,0)),\"\"))","v":""},{"$f":"IF(ISBLANK(Table18[[#This Row],[Existing Technology]]),\"\", IFERROR(INDEX(Table20CommercialKitchenRebate,MATCH(Table18[[#This Row],[Existing Technology]],'Non-Lighting Index Table'!Table20CommercialKitchenExistingTechnology,0)),\"\"))","v":""},{"$f":"IF(ISBLANK(Table18[[#This Row],[Existing Technology]]),\"\", IFERROR(INDEX('Non-Lighting Index Table'!$K$4:$K$19,MATCH(Table18[[#This Row],[Existing Technology]],'Non-Lighting Index Table'!Table20CommercialKitchenExistingTechnology,0)),\"\"))","v":""},{"$f":"IF(ISBLANK(Table18[[#This Row],[Existing Technology]]),\"\", IFERROR(INDEX(Table20CommercialKitchenEquivalentBCHydroEndUse,MATCH(Table18[[#This Row],[Existing Technology]],'Non-Lighting Index Table'!Table20CommercialKitchenExistingTechnology,0)),\"\"))","v":""},{"$f":"IF(ISBLANK(Table18[[#This Row],[Existing Technology]]),\"\", IFERROR(INDEX(Table20CommercialKitchenEquivalentBCHydroECM,MATCH(Table18[[#This Row],[Existing Technology]],'Non-Lighting Index Table'!Table20CommercialKitchenExistingTechnology,0)),\"\"))","v":""},{"$f":"IF(ISBLANK(Table18[[#This Row],[Existing Technology]]),\"\", IFERROR(INDEX(Table20CommercialKitchenPersistence,MATCH(Table18[[#This Row],[Existing Technology]],'Non-Lighting Index Table'!Table20CommercialKitchenExistingTechnology,0)),\"\"))","v":""},null,{"$f":"IF(ISBLANK(Table18[[#This Row],[Existing Technology]]),\"\", IFERROR(INDEX('Non-Lighting Index Table'!$O$4:$O$19,MATCH(Table18[[#This Row],[Existing Technology]],'Non-Lighting Index Table'!Table20CommercialKitchenExistingTechnology,0))*Table18[[#This Row],[Quantity]],\"\"))","v":""},null,{"$f":"IFERROR(Table18[[#This Row],[Proposed Demand Per Unit (kW)]]*Table18[[#This Row],[Quantity]],\"\")","v":0},{"$f":"IF(ISBLANK(Table18[[#This Row],[Existing Demand Per Unit\n(kW)]]),\"\",IF(ISBLANK(Table18[[#This Row],[Proposed Demand Per Unit (kW)]]),\"\", IFERROR(Table18[[#This Row],[Quantity]]*(Table18[[#This Row],[Existing Demand Per Unit\n(kW)]]-Table18[[#This Row],[Proposed Demand Per Unit (kW)]]),\"\")))","v":""},{"$f":"IF(ISBLANK(Table18[[#This Row],[Existing Consumption (Hidden, kWh)]]),\"\",IF(ISBLANK(#REF!),\"\", IFERROR(Table18[[#This Row],[Existing Consumption (Hidden, kWh)]]-Table18[[#This Row],[Annual Consumption (hidden, kWh)]],\"\")))","v":""},{"$f":"IF(ISBLANK(Table18[[#This Row],[Quantity]]),\"\",IFERROR(Table18[[#This Row],[Rebate]]*Table18[[#This Row],[Quantity]],\"\"))","v":""}]
[null,null,null,{"$f":"IF(ISBLANK(Table18[[#This Row],[Existing Technology]]),\"\", IFERROR(INDEX('Non-Lighting Index Table'!$N$4:$N$19,MATCH(Table18[[#This Row],[Existing Technology]],'Non-Lighting Index Table'!Table20CommercialKitchenExistingTechnology,0))*Table18[[#This Row],[Quantity]],\"\"))","v":""},null,{"$f":"IFERROR(Table18[[#This Row],[Quantity]]*Table18[[#This Row],[Existing Demand Per Unit\n(kW)]],\"\")","v":0},{"$f":"IF(ISBLANK(Table18[[#This Row],[Existing Technology]]),\"\", IFERROR(INDEX('Non-Lighting Index Table'!$D$4:$D$19,MATCH(Table18[[#This Row],[Existing Technology]],'Non-Lighting Index Table'!Table20CommercialKitchenExistingTechnology,0)),\"\"))","v":""},{"$f":"IF(ISBLANK(Table18[[#This Row],[Existing Technology]]),\"\", IFERROR(INDEX(Table20CommercialKitchenRebate,MATCH(Table18[[#This Row],[Existing Technology]],'Non-Lighting Index Table'!Table20CommercialKitchenExistingTechnology,0)),\"\"))","v":""},{"$f":"IF(ISBLANK(Table18[[#This Row],[Existing Technology]]),\"\", IFERROR(INDEX('Non-Lighting Index Table'!$K$4:$K$19,MATCH(Table18[[#This Row],[Existing Technology]],'Non-Lighting Index Table'!Table20CommercialKitchenExistingTechnology,0)),\"\"))","v":""},{"$f":"IF(ISBLANK(Table18[[#This Row],[Existing Technology]]),\"\", IFERROR(INDEX(Table20CommercialKitchenEquivalentBCHydroEndUse,MATCH(Table18[[#This Row],[Existing Technology]],'Non-Lighting Index Table'!Table20CommercialKitchenExistingTechnology,0)),\"\"))","v":""},{"$f":"IF(ISBLANK(Table18[[#This Row],[Existing Technology]]),\"\", IFERROR(INDEX(Table20CommercialKitchenEquivalentBCHydroECM,MATCH(Table18[[#This Row],[Existing Technology]],'Non-Lighting Index Table'!Table20CommercialKitchenExistingTechnology,0)),\"\"))","v":""},{"$f":"IF(ISBLANK(Table18[[#This Row],[Existing Technology]]),\"\", IFERROR(INDEX(Table20CommercialKitchenPersistence,MATCH(Table18[[#This Row],[Existing Technology]],'Non-Lighting Index Table'!Table20CommercialKitchenExistingTechnology,0)),\"\"))","v":""},null,{"$f":"IF(ISBLANK(Table18[[#This Row],[Existing Technology]]),\"\", IFERROR(INDEX('Non-Lighting Index Table'!$O$4:$O$19,MATCH(Table18[[#This Row],[Existing Technology]],'Non-Lighting Index Table'!Table20CommercialKitchenExistingTechnology,0))*Table18[[#This Row],[Quantity]],\"\"))","v":""},null,{"$f":"IFERROR(Table18[[#This Row],[Proposed Demand Per Unit (kW)]]*Table18[[#This Row],[Quantity]],\"\")","v":0},{"$f":"IF(ISBLANK(Table18[[#This Row],[Existing Demand Per Unit\n(kW)]]),\"\",IF(ISBLANK(Table18[[#This Row],[Proposed Demand Per Unit (kW)]]),\"\", IFERROR(Table18[[#This Row],[Quantity]]*(Table18[[#This Row],[Existing Demand Per Unit\n(kW)]]-Table18[[#This Row],[Proposed Demand Per Unit (kW)]]),\"\")))","v":""},{"$f":"IF(ISBLANK(Table18[[#This Row],[Existing Consumption (Hidden, kWh)]]),\"\",IF(ISBLANK(#REF!),\"\", IFERROR(Table18[[#This Row],[Existing Consumption (Hidden, kWh)]]-Table18[[#This Row],[Annual Consumption (hidden, kWh)]],\"\")))","v":""},{"$f":"IF(ISBLANK(Table18[[#This Row],[Quantity]]),\"\",IFERROR(Table18[[#This Row],[Rebate]]*Table18[[#This Row],[Quantity]],\"\"))","v":""}]
[null,null,null,{"$f":"IF(ISBLANK(Table18[[#This Row],[Existing Technology]]),\"\", IFERROR(INDEX('Non-Lighting Index Table'!$N$4:$N$19,MATCH(Table18[[#This Row],[Existing Technology]],'Non-Lighting Index Table'!Table20CommercialKitchenExistingTechnology,0))*Table18[[#This Row],[Quantity]],\"\"))","v":""},null,{"$f":"IFERROR(Table18[[#This Row],[Quantity]]*Table18[[#This Row],[Existing Demand Per Unit\n(kW)]],\"\")","v":0},{"$f":"IF(ISBLANK(Table18[[#This Row],[Existing Technology]]),\"\", IFERROR(INDEX('Non-Lighting Index Table'!$D$4:$D$19,MATCH(Table18[[#This Row],[Existing Technology]],'Non-Lighting Index Table'!Table20CommercialKitchenExistingTechnology,0)),\"\"))","v":""},{"$f":"IF(ISBLANK(Table18[[#This Row],[Existing Technology]]),\"\", IFERROR(INDEX(Table20CommercialKitchenRebate,MATCH(Table18[[#This Row],[Existing Technology]],'Non-Lighting Index Table'!Table20CommercialKitchenExistingTechnology,0)),\"\"))","v":""},{"$f":"IF(ISBLANK(Table18[[#This Row],[Existing Technology]]),\"\", IFERROR(INDEX('Non-Lighting Index Table'!$K$4:$K$19,MATCH(Table18[[#This Row],[Existing Technology]],'Non-Lighting Index Table'!Table20CommercialKitchenExistingTechnology,0)),\"\"))","v":""},{"$f":"IF(ISBLANK(Table18[[#This Row],[Existing Technology]]),\"\", IFERROR(INDEX(Table20CommercialKitchenEquivalentBCHydroEndUse,MATCH(Table18[[#This Row],[Existing Technology]],'Non-Lighting Index Table'!Table20CommercialKitchenExistingTechnology,0)),\"\"))","v":""},{"$f":"IF(ISBLANK(Table18[[#This Row],[Existing Technology]]),\"\", IFERROR(INDEX(Table20CommercialKitchenEquivalentBCHydroECM,MATCH(Table18[[#This Row],[Existing Technology]],'Non-Lighting Index Table'!Table20CommercialKitchenExistingTechnology,0)),\"\"))","v":""},{"$f":"IF(ISBLANK(Table18[[#This Row],[Existing Technology]]),\"\", IFERROR(INDEX(Table20CommercialKitchenPersistence,MATCH(Table18[[#This Row],[Existing Technology]],'Non-Lighting Index Table'!Table20CommercialKitchenExistingTechnology,0)),\"\"))","v":""},null,{"$f":"IF(ISBLANK(Table18[[#This Row],[Existing Technology]]),\"\", IFERROR(INDEX('Non-Lighting Index Table'!$O$4:$O$19,MATCH(Table18[[#This Row],[Existing Technology]],'Non-Lighting Index Table'!Table20CommercialKitchenExistingTechnology,0))*Table18[[#This Row],[Quantity]],\"\"))","v":""},null,{"$f":"IFERROR(Table18[[#This Row],[Proposed Demand Per Unit (kW)]]*Table18[[#This Row],[Quantity]],\"\")","v":0},{"$f":"IF(ISBLANK(Table18[[#This Row],[Existing Demand Per Unit\n(kW)]]),\"\",IF(ISBLANK(Table18[[#This Row],[Proposed Demand Per Unit (kW)]]),\"\", IFERROR(Table18[[#This Row],[Quantity]]*(Table18[[#This Row],[Existing Demand Per Unit\n(kW)]]-Table18[[#This Row],[Proposed Demand Per Unit (kW)]]),\"\")))","v":""},{"$f":"IF(ISBLANK(Table18[[#This Row],[Existing Consumption (Hidden, kWh)]]),\"\",IF(ISBLANK(#REF!),\"\", IFERROR(Table18[[#This Row],[Existing Consumption (Hidden, kWh)]]-Table18[[#This Row],[Annual Consumption (hidden, kWh)]],\"\")))","v":""},{"$f":"IF(ISBLANK(Table18[[#This Row],[Quantity]]),\"\",IFERROR(Table18[[#This Row],[Rebate]]*Table18[[#This Row],[Quantity]],\"\"))","v":""}]
[null,null,null,{"$f":"IF(ISBLANK(Table18[[#This Row],[Existing Technology]]),\"\", IFERROR(INDEX('Non-Lighting Index Table'!$N$4:$N$19,MATCH(Table18[[#This Row],[Existing Technology]],'Non-Lighting Index Table'!Table20CommercialKitchenExistingTechnology,0))*Table18[[#This Row],[Quantity]],\"\"))","v":""},null,{"$f":"IFERROR(Table18[[#This Row],[Quantity]]*Table18[[#This Row],[Existing Demand Per Unit\n(kW)]],\"\")","v":0},{"$f":"IF(ISBLANK(Table18[[#This Row],[Existing Technology]]),\"\", IFERROR(INDEX('Non-Lighting Index Table'!$D$4:$D$19,MATCH(Table18[[#This Row],[Existing Technology]],'Non-Lighting Index Table'!Table20CommercialKitchenExistingTechnology,0)),\"\"))","v":""},{"$f":"IF(ISBLANK(Table18[[#This Row],[Existing Technology]]),\"\", IFERROR(INDEX(Table20CommercialKitchenRebate,MATCH(Table18[[#This Row],[Existing Technology]],'Non-Lighting Index Table'!Table20CommercialKitchenExistingTechnology,0)),\"\"))","v":""},{"$f":"IF(ISBLANK(Table18[[#This Row],[Existing Technology]]),\"\", IFERROR(INDEX('Non-Lighting Index Table'!$K$4:$K$19,MATCH(Table18[[#This Row],[Existing Technology]],'Non-Lighting Index Table'!Table20CommercialKitchenExistingTechnology,0)),\"\"))","v":""},{"$f":"IF(ISBLANK(Table18[[#This Row],[Existing Technology]]),\"\", IFERROR(INDEX(Table20CommercialKitchenEquivalentBCHydroEndUse,MATCH(Table18[[#This Row],[Existing Technology]],'Non-Lighting Index Table'!Table20CommercialKitchenExistingTechnology,0)),\"\"))","v":""},{"$f":"IF(ISBLANK(Table18[[#This Row],[Existing Technology]]),\"\", IFERROR(INDEX(Table20CommercialKitchenEquivalentBCHydroECM,MATCH(Table18[[#This Row],[Existing Technology]],'Non-Lighting Index Table'!Table20CommercialKitchenExistingTechnology,0)),\"\"))","v":""},{"$f":"IF(ISBLANK(Table18[[#This Row],[Existing Technology]]),\"\", IFERROR(INDEX(Table20CommercialKitchenPersistence,MATCH(Table18[[#This Row],[Existing Technology]],'Non-Lighting Index Table'!Table20CommercialKitchenExistingTechnology,0)),\"\"))","v":""},null,{"$f":"IF(ISBLANK(Table18[[#This Row],[Existing Technology]]),\"\", IFERROR(INDEX('Non-Lighting Index Table'!$O$4:$O$19,MATCH(Table18[[#This Row],[Existing Technology]],'Non-Lighting Index Table'!Table20CommercialKitchenExistingTechnology,0))*Table18[[#This Row],[Quantity]],\"\"))","v":""},null,{"$f":"IFERROR(Table18[[#This Row],[Proposed Demand Per Unit (kW)]]*Table18[[#This Row],[Quantity]],\"\")","v":0},{"$f":"IF(ISBLANK(Table18[[#This Row],[Existing Demand Per Unit\n(kW)]]),\"\",IF(ISBLANK(Table18[[#This Row],[Proposed Demand Per Unit (kW)]]),\"\", IFERROR(Table18[[#This Row],[Quantity]]*(Table18[[#This Row],[Existing Demand Per Unit\n(kW)]]-Table18[[#This Row],[Proposed Demand Per Unit (kW)]]),\"\")))","v":""},{"$f":"IF(ISBLANK(Table18[[#This Row],[Existing Consumption (Hidden, kWh)]]),\"\",IF(ISBLANK(#REF!),\"\", IFERROR(Table18[[#This Row],[Existing Consumption (Hidden, kWh)]]-Table18[[#This Row],[Annual Consumption (hidden, kWh)]],\"\")))","v":""},{"$f":"IF(ISBLANK(Table18[[#This Row],[Quantity]]),\"\",IFERROR(Table18[[#This Row],[Rebate]]*Table18[[#This Row],[Quantity]],\"\"))","v":""}]
[null,null,null,{"$f":"IF(ISBLANK(Table18[[#This Row],[Existing Technology]]),\"\", IFERROR(INDEX('Non-Lighting Index Table'!$N$4:$N$19,MATCH(Table18[[#This Row],[Existing Technology]],'Non-Lighting Index Table'!Table20CommercialKitchenExistingTechnology,0))*Table18[[#This Row],[Quantity]],\"\"))","v":""},null,{"$f":"IFERROR(Table18[[#This Row],[Quantity]]*Table18[[#This Row],[Existing Demand Per Unit\n(kW)]],\"\")","v":0},{"$f":"IF(ISBLANK(Table18[[#This Row],[Existing Technology]]),\"\", IFERROR(INDEX('Non-Lighting Index Table'!$D$4:$D$19,MATCH(Table18[[#This Row],[Existing Technology]],'Non-Lighting Index Table'!Table20CommercialKitchenExistingTechnology,0)),\"\"))","v":""},{"$f":"IF(ISBLANK(Table18[[#This Row],[Existing Technology]]),\"\", IFERROR(INDEX(Table20CommercialKitchenRebate,MATCH(Table18[[#This Row],[Existing Technology]],'Non-Lighting Index Table'!Table20CommercialKitchenExistingTechnology,0)),\"\"))","v":""},{"$f":"IF(ISBLANK(Table18[[#This Row],[Existing Technology]]),\"\", IFERROR(INDEX('Non-Lighting Index Table'!$K$4:$K$19,MATCH(Table18[[#This Row],[Existing Technology]],'Non-Lighting Index Table'!Table20CommercialKitchenExistingTechnology,0)),\"\"))","v":""},{"$f":"IF(ISBLANK(Table18[[#This Row],[Existing Technology]]),\"\", IFERROR(INDEX(Table20CommercialKitchenEquivalentBCHydroEndUse,MATCH(Table18[[#This Row],[Existing Technology]],'Non-Lighting Index Table'!Table20CommercialKitchenExistingTechnology,0)),\"\"))","v":""},{"$f":"IF(ISBLANK(Table18[[#This Row],[Existing Technology]]),\"\", IFERROR(INDEX(Table20CommercialKitchenEquivalentBCHydroECM,MATCH(Table18[[#This Row],[Existing Technology]],'Non-Lighting Index Table'!Table20CommercialKitchenExistingTechnology,0)),\"\"))","v":""},{"$f":"IF(ISBLANK(Table18[[#This Row],[Existing Technology]]),\"\", IFERROR(INDEX(Table20CommercialKitchenPersistence,MATCH(Table18[[#This Row],[Existing Technology]],'Non-Lighting Index Table'!Table20CommercialKitchenExistingTechnology,0)),\"\"))","v":""},null,{"$f":"IF(ISBLANK(Table18[[#This Row],[Existing Technology]]),\"\", IFERROR(INDEX('Non-Lighting Index Table'!$O$4:$O$19,MATCH(Table18[[#This Row],[Existing Technology]],'Non-Lighting Index Table'!Table20CommercialKitchenExistingTechnology,0))*Table18[[#This Row],[Quantity]],\"\"))","v":""},null,{"$f":"IFERROR(Table18[[#This Row],[Proposed Demand Per Unit (kW)]]*Table18[[#This Row],[Quantity]],\"\")","v":0},{"$f":"IF(ISBLANK(Table18[[#This Row],[Existing Demand Per Unit\n(kW)]]),\"\",IF(ISBLANK(Table18[[#This Row],[Proposed Demand Per Unit (kW)]]),\"\", IFERROR(Table18[[#This Row],[Quantity]]*(Table18[[#This Row],[Existing Demand Per Unit\n(kW)]]-Table18[[#This Row],[Proposed Demand Per Unit (kW)]]),\"\")))","v":""},{"$f":"IF(ISBLANK(Table18[[#This Row],[Existing Consumption (Hidden, kWh)]]),\"\",IF(ISBLANK(#REF!),\"\", IFERROR(Table18[[#This Row],[Existing Consumption (Hidden, kWh)]]-Table18[[#This Row],[Annual Consumption (hidden, kWh)]],\"\")))","v":""},{"$f":"IF(ISBLANK(Table18[[#This Row],[Quantity]]),\"\",IFERROR(Table18[[#This Row],[Rebate]]*Table18[[#This Row],[Quantity]],\"\"))","v":""}]
[null,null,null,{"$f":"IF(ISBLANK(Table18[[#This Row],[Existing Technology]]),\"\", IFERROR(INDEX('Non-Lighting Index Table'!$N$4:$N$19,MATCH(Table18[[#This Row],[Existing Technology]],'Non-Lighting Index Table'!Table20CommercialKitchenExistingTechnology,0))*Table18[[#This Row],[Quantity]],\"\"))","v":""},null,{"$f":"IFERROR(Table18[[#This Row],[Quantity]]*Table18[[#This Row],[Existing Demand Per Unit\n(kW)]],\"\")","v":0},{"$f":"IF(ISBLANK(Table18[[#This Row],[Existing Technology]]),\"\", IFERROR(INDEX('Non-Lighting Index Table'!$D$4:$D$19,MATCH(Table18[[#This Row],[Existing Technology]],'Non-Lighting Index Table'!Table20CommercialKitchenExistingTechnology,0)),\"\"))","v":""},{"$f":"IF(ISBLANK(Table18[[#This Row],[Existing Technology]]),\"\", IFERROR(INDEX(Table20CommercialKitchenRebate,MATCH(Table18[[#This Row],[Existing Technology]],'Non-Lighting Index Table'!Table20CommercialKitchenExistingTechnology,0)),\"\"))","v":""},{"$f":"IF(ISBLANK(Table18[[#This Row],[Existing Technology]]),\"\", IFERROR(INDEX('Non-Lighting Index Table'!$K$4:$K$19,MATCH(Table18[[#This Row],[Existing Technology]],'Non-Lighting Index Table'!Table20CommercialKitchenExistingTechnology,0)),\"\"))","v":""},{"$f":"IF(ISBLANK(Table18[[#This Row],[Existing Technology]]),\"\", IFERROR(INDEX(Table20CommercialKitchenEquivalentBCHydroEndUse,MATCH(Table18[[#This Row],[Existing Technology]],'Non-Lighting Index Table'!Table20CommercialKitchenExistingTechnology,0)),\"\"))","v":""},{"$f":"IF(ISBLANK(Table18[[#This Row],[Existing Technology]]),\"\", IFERROR(INDEX(Table20CommercialKitchenEquivalentBCHydroECM,MATCH(Table18[[#This Row],[Existing Technology]],'Non-Lighting Index Table'!Table20CommercialKitchenExistingTechnology,0)),\"\"))","v":""},{"$f":"IF(ISBLANK(Table18[[#This Row],[Existing Technology]]),\"\", IFERROR(INDEX(Table20CommercialKitchenPersistence,MATCH(Table18[[#This Row],[Existing Technology]],'Non-Lighting Index Table'!Table20CommercialKitchenExistingTechnology,0)),\"\"))","v":""},null,{"$f":"IF(ISBLANK(Table18[[#This Row],[Existing Technology]]),\"\", IFERROR(INDEX('Non-Lighting Index Table'!$O$4:$O$19,MATCH(Table18[[#This Row],[Existing Technology]],'Non-Lighting Index Table'!Table20CommercialKitchenExistingTechnology,0))*Table18[[#This Row],[Quantity]],\"\"))","v":""},null,{"$f":"IFERROR(Table18[[#This Row],[Proposed Demand Per Unit (kW)]]*Table18[[#This Row],[Quantity]],\"\")","v":0},{"$f":"IF(ISBLANK(Table18[[#This Row],[Existing Demand Per Unit\n(kW)]]),\"\",IF(ISBLANK(Table18[[#This Row],[Proposed Demand Per Unit (kW)]]),\"\", IFERROR(Table18[[#This Row],[Quantity]]*(Table18[[#This Row],[Existing Demand Per Unit\n(kW)]]-Table18[[#This Row],[Proposed Demand Per Unit (kW)]]),\"\")))","v":""},{"$f":"IF(ISBLANK(Table18[[#This Row],[Existing Consumption (Hidden, kWh)]]),\"\",IF(ISBLANK(#REF!),\"\", IFERROR(Table18[[#This Row],[Existing Consumption (Hidden, kWh)]]-Table18[[#This Row],[Annual Consumption (hidden, kWh)]],\"\")))","v":""},{"$f":"IF(ISBLANK(Table18[[#This Row],[Quantity]]),\"\",IFERROR(Table18[[#This Row],[Rebate]]*Table18[[#This Row],[Quantity]],\"\"))","v":""}]
[null,null,null,{"$f":"IF(ISBLANK(Table18[[#This Row],[Existing Technology]]),\"\", IFERROR(INDEX('Non-Lighting Index Table'!$N$4:$N$19,MATCH(Table18[[#This Row],[Existing Technology]],'Non-Lighting Index Table'!Table20CommercialKitchenExistingTechnology,0))*Table18[[#This Row],[Quantity]],\"\"))","v":""},null,{"$f":"IFERROR(Table18[[#This Row],[Quantity]]*Table18[[#This Row],[Existing Demand Per Unit\n(kW)]],\"\")","v":0},{"$f":"IF(ISBLANK(Table18[[#This Row],[Existing Technology]]),\"\", IFERROR(INDEX('Non-Lighting Index Table'!$D$4:$D$19,MATCH(Table18[[#This Row],[Existing Technology]],'Non-Lighting Index Table'!Table20CommercialKitchenExistingTechnology,0)),\"\"))","v":""},{"$f":"IF(ISBLANK(Table18[[#This Row],[Existing Technology]]),\"\", IFERROR(INDEX(Table20CommercialKitchenRebate,MATCH(Table18[[#This Row],[Existing Technology]],'Non-Lighting Index Table'!Table20CommercialKitchenExistingTechnology,0)),\"\"))","v":""},{"$f":"IF(ISBLANK(Table18[[#This Row],[Existing Technology]]),\"\", IFERROR(INDEX('Non-Lighting Index Table'!$K$4:$K$19,MATCH(Table18[[#This Row],[Existing Technology]],'Non-Lighting Index Table'!Table20CommercialKitchenExistingTechnology,0)),\"\"))","v":""},{"$f":"IF(ISBLANK(Table18[[#This Row],[Existing Technology]]),\"\", IFERROR(INDEX(Table20CommercialKitchenEquivalentBCHydroEndUse,MATCH(Table18[[#This Row],[Existing Technology]],'Non-Lighting Index Table'!Table20CommercialKitchenExistingTechnology,0)),\"\"))","v":""},{"$f":"IF(ISBLANK(Table18[[#This Row],[Existing Technology]]),\"\", IFERROR(INDEX(Table20CommercialKitchenEquivalentBCHydroECM,MATCH(Table18[[#This Row],[Existing Technology]],'Non-Lighting Index Table'!Table20CommercialKitchenExistingTechnology,0)),\"\"))","v":""},{"$f":"IF(ISBLANK(Table18[[#This Row],[Existing Technology]]),\"\", IFERROR(INDEX(Table20CommercialKitchenPersistence,MATCH(Table18[[#This Row],[Existing Technology]],'Non-Lighting Index Table'!Table20CommercialKitchenExistingTechnology,0)),\"\"))","v":""},null,{"$f":"IF(ISBLANK(Table18[[#This Row],[Existing Technology]]),\"\", IFERROR(INDEX('Non-Lighting Index Table'!$O$4:$O$19,MATCH(Table18[[#This Row],[Existing Technology]],'Non-Lighting Index Table'!Table20CommercialKitchenExistingTechnology,0))*Table18[[#This Row],[Quantity]],\"\"))","v":""},null,{"$f":"IFERROR(Table18[[#This Row],[Proposed Demand Per Unit (kW)]]*Table18[[#This Row],[Quantity]],\"\")","v":0},{"$f":"IF(ISBLANK(Table18[[#This Row],[Existing Demand Per Unit\n(kW)]]),\"\",IF(ISBLANK(Table18[[#This Row],[Proposed Demand Per Unit (kW)]]),\"\", IFERROR(Table18[[#This Row],[Quantity]]*(Table18[[#This Row],[Existing Demand Per Unit\n(kW)]]-Table18[[#This Row],[Proposed Demand Per Unit (kW)]]),\"\")))","v":""},{"$f":"IF(ISBLANK(Table18[[#This Row],[Existing Consumption (Hidden, kWh)]]),\"\",IF(ISBLANK(#REF!),\"\", IFERROR(Table18[[#This Row],[Existing Consumption (Hidden, kWh)]]-Table18[[#This Row],[Annual Consumption (hidden, kWh)]],\"\")))","v":""},{"$f":"IF(ISBLANK(Table18[[#This Row],[Quantity]]),\"\",IFERROR(Table18[[#This Row],[Rebate]]*Table18[[#This Row],[Quantity]],\"\"))","v":""}]
[null,null,null,{"$f":"IF(ISBLANK(Table18[[#This Row],[Existing Technology]]),\"\", IFERROR(INDEX('Non-Lighting Index Table'!$N$4:$N$19,MATCH(Table18[[#This Row],[Existing Technology]],'Non-Lighting Index Table'!Table20CommercialKitchenExistingTechnology,0))*Table18[[#This Row],[Quantity]],\"\"))","v":""},null,{"$f":"IFERROR(Table18[[#This Row],[Quantity]]*Table18[[#This Row],[Existing Demand Per Unit\n(kW)]],\"\")","v":0},{"$f":"IF(ISBLANK(Table18[[#This Row],[Existing Technology]]),\"\", IFERROR(INDEX('Non-Lighting Index Table'!$D$4:$D$19,MATCH(Table18[[#This Row],[Existing Technology]],'Non-Lighting Index Table'!Table20CommercialKitchenExistingTechnology,0)),\"\"))","v":""},{"$f":"IF(ISBLANK(Table18[[#This Row],[Existing Technology]]),\"\", IFERROR(INDEX(Table20CommercialKitchenRebate,MATCH(Table18[[#This Row],[Existing Technology]],'Non-Lighting Index Table'!Table20CommercialKitchenExistingTechnology,0)),\"\"))","v":""},{"$f":"IF(ISBLANK(Table18[[#This Row],[Existing Technology]]),\"\", IFERROR(INDEX('Non-Lighting Index Table'!$K$4:$K$19,MATCH(Table18[[#This Row],[Existing Technology]],'Non-Lighting Index Table'!Table20CommercialKitchenExistingTechnology,0)),\"\"))","v":""},{"$f":"IF(ISBLANK(Table18[[#This Row],[Existing Technology]]),\"\", IFERROR(INDEX(Table20CommercialKitchenEquivalentBCHydroEndUse,MATCH(Table18[[#This Row],[Existing Technology]],'Non-Lighting Index Table'!Table20CommercialKitchenExistingTechnology,0)),\"\"))","v":""},{"$f":"IF(ISBLANK(Table18[[#This Row],[Existing Technology]]),\"\", IFERROR(INDEX(Table20CommercialKitchenEquivalentBCHydroECM,MATCH(Table18[[#This Row],[Existing Technology]],'Non-Lighting Index Table'!Table20CommercialKitchenExistingTechnology,0)),\"\"))","v":""},{"$f":"IF(ISBLANK(Table18[[#This Row],[Existing Technology]]),\"\", IFERROR(INDEX(Table20CommercialKitchenPersistence,MATCH(Table18[[#This Row],[Existing Technology]],'Non-Lighting Index Table'!Table20CommercialKitchenExistingTechnology,0)),\"\"))","v":""},null,{"$f":"IF(ISBLANK(Table18[[#This Row],[Existing Technology]]),\"\", IFERROR(INDEX('Non-Lighting Index Table'!$O$4:$O$19,MATCH(Table18[[#This Row],[Existing Technology]],'Non-Lighting Index Table'!Table20CommercialKitchenExistingTechnology,0))*Table18[[#This Row],[Quantity]],\"\"))","v":""},null,{"$f":"IFERROR(Table18[[#This Row],[Proposed Demand Per Unit (kW)]]*Table18[[#This Row],[Quantity]],\"\")","v":0},{"$f":"IF(ISBLANK(Table18[[#This Row],[Existing Demand Per Unit\n(kW)]]),\"\",IF(ISBLANK(Table18[[#This Row],[Proposed Demand Per Unit (kW)]]),\"\", IFERROR(Table18[[#This Row],[Quantity]]*(Table18[[#This Row],[Existing Demand Per Unit\n(kW)]]-Table18[[#This Row],[Proposed Demand Per Unit (kW)]]),\"\")))","v":""},{"$f":"IF(ISBLANK(Table18[[#This Row],[Existing Consumption (Hidden, kWh)]]),\"\",IF(ISBLANK(#REF!),\"\", IFERROR(Table18[[#This Row],[Existing Consumption (Hidden, kWh)]]-Table18[[#This Row],[Annual Consumption (hidden, kWh)]],\"\")))","v":""},{"$f":"IF(ISBLANK(Table18[[#This Row],[Quantity]]),\"\",IFERROR(Table18[[#This Row],[Rebate]]*Table18[[#This Row],[Quantity]],\"\"))","v":""}]
[null,null,null,{"$f":"IF(ISBLANK(Table18[[#This Row],[Existing Technology]]),\"\", IFERROR(INDEX('Non-Lighting Index Table'!$N$4:$N$19,MATCH(Table18[[#This Row],[Existing Technology]],'Non-Lighting Index Table'!Table20CommercialKitchenExistingTechnology,0))*Table18[[#This Row],[Quantity]],\"\"))","v":""},null,{"$f":"IFERROR(Table18[[#This Row],[Quantity]]*Table18[[#This Row],[Existing Demand Per Unit\n(kW)]],\"\")","v":0},{"$f":"IF(ISBLANK(Table18[[#This Row],[Existing Technology]]),\"\", IFERROR(INDEX('Non-Lighting Index Table'!$D$4:$D$19,MATCH(Table18[[#This Row],[Existing Technology]],'Non-Lighting Index Table'!Table20CommercialKitchenExistingTechnology,0)),\"\"))","v":""},{"$f":"IF(ISBLANK(Table18[[#This Row],[Existing Technology]]),\"\", IFERROR(INDEX(Table20CommercialKitchenRebate,MATCH(Table18[[#This Row],[Existing Technology]],'Non-Lighting Index Table'!Table20CommercialKitchenExistingTechnology,0)),\"\"))","v":""},{"$f":"IF(ISBLANK(Table18[[#This Row],[Existing Technology]]),\"\", IFERROR(INDEX('Non-Lighting Index Table'!$K$4:$K$19,MATCH(Table18[[#This Row],[Existing Technology]],'Non-Lighting Index Table'!Table20CommercialKitchenExistingTechnology,0)),\"\"))","v":""},{"$f":"IF(ISBLANK(Table18[[#This Row],[Existing Technology]]),\"\", IFERROR(INDEX(Table20CommercialKitchenEquivalentBCHydroEndUse,MATCH(Table18[[#This Row],[Existing Technology]],'Non-Lighting Index Table'!Table20CommercialKitchenExistingTechnology,0)),\"\"))","v":""},{"$f":"IF(ISBLANK(Table18[[#This Row],[Existing Technology]]),\"\", IFERROR(INDEX(Table20CommercialKitchenEquivalentBCHydroECM,MATCH(Table18[[#This Row],[Existing Technology]],'Non-Lighting Index Table'!Table20CommercialKitchenExistingTechnology,0)),\"\"))","v":""},{"$f":"IF(ISBLANK(Table18[[#This Row],[Existing Technology]]),\"\", IFERROR(INDEX(Table20CommercialKitchenPersistence,MATCH(Table18[[#This Row],[Existing Technology]],'Non-Lighting Index Table'!Table20CommercialKitchenExistingTechnology,0)),\"\"))","v":""},null,{"$f":"IF(ISBLANK(Table18[[#This Row],[Existing Technology]]),\"\", IFERROR(INDEX('Non-Lighting Index Table'!$O$4:$O$19,MATCH(Table18[[#This Row],[Existing Technology]],'Non-Lighting Index Table'!Table20CommercialKitchenExistingTechnology,0))*Table18[[#This Row],[Quantity]],\"\"))","v":""},null,{"$f":"IFERROR(Table18[[#This Row],[Proposed Demand Per Unit (kW)]]*Table18[[#This Row],[Quantity]],\"\")","v":0},{"$f":"IF(ISBLANK(Table18[[#This Row],[Existing Demand Per Unit\n(kW)]]),\"\",IF(ISBLANK(Table18[[#This Row],[Proposed Demand Per Unit (kW)]]),\"\", IFERROR(Table18[[#This Row],[Quantity]]*(Table18[[#This Row],[Existing Demand Per Unit\n(kW)]]-Table18[[#This Row],[Proposed Demand Per Unit (kW)]]),\"\")))","v":""},{"$f":"IF(ISBLANK(Table18[[#This Row],[Existing Consumption (Hidden, kWh)]]),\"\",IF(ISBLANK(#REF!),\"\", IFERROR(Table18[[#This Row],[Existing Consumption (Hidden, kWh)]]-Table18[[#This Row],[Annual Consumption (hidden, kWh)]],\"\")))","v":""},{"$f":"IF(ISBLANK(Table18[[#This Row],[Quantity]]),\"\",IFERROR(Table18[[#This Row],[Rebate]]*Table18[[#This Row],[Quantity]],\"\"))","v":""}]
[null,null,null,{"$f":"IF(ISBLANK(Table18[[#This Row],[Existing Technology]]),\"\", IFERROR(INDEX('Non-Lighting Index Table'!$N$4:$N$19,MATCH(Table18[[#This Row],[Existing Technology]],'Non-Lighting Index Table'!Table20CommercialKitchenExistingTechnology,0))*Table18[[#This Row],[Quantity]],\"\"))","v":""},null,{"$f":"IFERROR(Table18[[#This Row],[Quantity]]*Table18[[#This Row],[Existing Demand Per Unit\n(kW)]],\"\")","v":0},{"$f":"IF(ISBLANK(Table18[[#This Row],[Existing Technology]]),\"\", IFERROR(INDEX('Non-Lighting Index Table'!$D$4:$D$19,MATCH(Table18[[#This Row],[Existing Technology]],'Non-Lighting Index Table'!Table20CommercialKitchenExistingTechnology,0)),\"\"))","v":""},{"$f":"IF(ISBLANK(Table18[[#This Row],[Existing Technology]]),\"\", IFERROR(INDEX(Table20CommercialKitchenRebate,MATCH(Table18[[#This Row],[Existing Technology]],'Non-Lighting Index Table'!Table20CommercialKitchenExistingTechnology,0)),\"\"))","v":""},{"$f":"IF(ISBLANK(Table18[[#This Row],[Existing Technology]]),\"\", IFERROR(INDEX('Non-Lighting Index Table'!$K$4:$K$19,MATCH(Table18[[#This Row],[Existing Technology]],'Non-Lighting Index Table'!Table20CommercialKitchenExistingTechnology,0)),\"\"))","v":""},{"$f":"IF(ISBLANK(Table18[[#This Row],[Existing Technology]]),\"\", IFERROR(INDEX(Table20CommercialKitchenEquivalentBCHydroEndUse,MATCH(Table18[[#This Row],[Existing Technology]],'Non-Lighting Index Table'!Table20CommercialKitchenExistingTechnology,0)),\"\"))","v":""},{"$f":"IF(ISBLANK(Table18[[#This Row],[Existing Technology]]),\"\", IFERROR(INDEX(Table20CommercialKitchenEquivalentBCHydroECM,MATCH(Table18[[#This Row],[Existing Technology]],'Non-Lighting Index Table'!Table20CommercialKitchenExistingTechnology,0)),\"\"))","v":""},{"$f":"IF(ISBLANK(Table18[[#This Row],[Existing Technology]]),\"\", IFERROR(INDEX(Table20CommercialKitchenPersistence,MATCH(Table18[[#This Row],[Existing Technology]],'Non-Lighting Index Table'!Table20CommercialKitchenExistingTechnology,0)),\"\"))","v":""},null,{"$f":"IF(ISBLANK(Table18[[#This Row],[Existing Technology]]),\"\", IFERROR(INDEX('Non-Lighting Index Table'!$O$4:$O$19,MATCH(Table18[[#This Row],[Existing Technology]],'Non-Lighting Index Table'!Table20CommercialKitchenExistingTechnology,0))*Table18[[#This Row],[Quantity]],\"\"))","v":""},null,{"$f":"IFERROR(Table18[[#This Row],[Proposed Demand Per Unit (kW)]]*Table18[[#This Row],[Quantity]],\"\")","v":0},{"$f":"IF(ISBLANK(Table18[[#This Row],[Existing Demand Per Unit\n(kW)]]),\"\",IF(ISBLANK(Table18[[#This Row],[Proposed Demand Per Unit (kW)]]),\"\", IFERROR(Table18[[#This Row],[Quantity]]*(Table18[[#This Row],[Existing Demand Per Unit\n(kW)]]-Table18[[#This Row],[Proposed Demand Per Unit (kW)]]),\"\")))","v":""},{"$f":"IF(ISBLANK(Table18[[#This Row],[Existing Consumption (Hidden, kWh)]]),\"\",IF(ISBLANK(#REF!),\"\", IFERROR(Table18[[#This Row],[Existing Consumption (Hidden, kWh)]]-Table18[[#This Row],[Annual Consumption (hidden, kWh)]],\"\")))","v":""},{"$f":"IF(ISBLANK(Table18[[#This Row],[Quantity]]),\"\",IFERROR(Table18[[#This Row],[Rebate]]*Table18[[#This Row],[Quantity]],\"\"))","v":""}]
[null,null,null,{"$f":"IF(ISBLANK(Table18[[#This Row],[Existing Technology]]),\"\", IFERROR(INDEX('Non-Lighting Index Table'!$N$4:$N$19,MATCH(Table18[[#This Row],[Existing Technology]],'Non-Lighting Index Table'!Table20CommercialKitchenExistingTechnology,0))*Table18[[#This Row],[Quantity]],\"\"))","v":""},null,{"$f":"IFERROR(Table18[[#This Row],[Quantity]]*Table18[[#This Row],[Existing Demand Per Unit\n(kW)]],\"\")","v":0},{"$f":"IF(ISBLANK(Table18[[#This Row],[Existing Technology]]),\"\", IFERROR(INDEX('Non-Lighting Index Table'!$D$4:$D$19,MATCH(Table18[[#This Row],[Existing Technology]],'Non-Lighting Index Table'!Table20CommercialKitchenExistingTechnology,0)),\"\"))","v":""},{"$f":"IF(ISBLANK(Table18[[#This Row],[Existing Technology]]),\"\", IFERROR(INDEX(Table20CommercialKitchenRebate,MATCH(Table18[[#This Row],[Existing Technology]],'Non-Lighting Index Table'!Table20CommercialKitchenExistingTechnology,0)),\"\"))","v":""},{"$f":"IF(ISBLANK(Table18[[#This Row],[Existing Technology]]),\"\", IFERROR(INDEX('Non-Lighting Index Table'!$K$4:$K$19,MATCH(Table18[[#This Row],[Existing Technology]],'Non-Lighting Index Table'!Table20CommercialKitchenExistingTechnology,0)),\"\"))","v":""},{"$f":"IF(ISBLANK(Table18[[#This Row],[Existing Technology]]),\"\", IFERROR(INDEX(Table20CommercialKitchenEquivalentBCHydroEndUse,MATCH(Table18[[#This Row],[Existing Technology]],'Non-Lighting Index Table'!Table20CommercialKitchenExistingTechnology,0)),\"\"))","v":""},{"$f":"IF(ISBLANK(Table18[[#This Row],[Existing Technology]]),\"\", IFERROR(INDEX(Table20CommercialKitchenEquivalentBCHydroECM,MATCH(Table18[[#This Row],[Existing Technology]],'Non-Lighting Index Table'!Table20CommercialKitchenExistingTechnology,0)),\"\"))","v":""},{"$f":"IF(ISBLANK(Table18[[#This Row],[Existing Technology]]),\"\", IFERROR(INDEX(Table20CommercialKitchenPersistence,MATCH(Table18[[#This Row],[Existing Technology]],'Non-Lighting Index Table'!Table20CommercialKitchenExistingTechnology,0)),\"\"))","v":""},null,{"$f":"IF(ISBLANK(Table18[[#This Row],[Existing Technology]]),\"\", IFERROR(INDEX('Non-Lighting Index Table'!$O$4:$O$19,MATCH(Table18[[#This Row],[Existing Technology]],'Non-Lighting Index Table'!Table20CommercialKitchenExistingTechnology,0))*Table18[[#This Row],[Quantity]],\"\"))","v":""},null,{"$f":"IFERROR(Table18[[#This Row],[Proposed Demand Per Unit (kW)]]*Table18[[#This Row],[Quantity]],\"\")","v":0},{"$f":"IF(ISBLANK(Table18[[#This Row],[Existing Demand Per Unit\n(kW)]]),\"\",IF(ISBLANK(Table18[[#This Row],[Proposed Demand Per Unit (kW)]]),\"\", IFERROR(Table18[[#This Row],[Quantity]]*(Table18[[#This Row],[Existing Demand Per Unit\n(kW)]]-Table18[[#This Row],[Proposed Demand Per Unit (kW)]]),\"\")))","v":""},{"$f":"IF(ISBLANK(Table18[[#This Row],[Existing Consumption (Hidden, kWh)]]),\"\",IF(ISBLANK(#REF!),\"\", IFERROR(Table18[[#This Row],[Existing Consumption (Hidden, kWh)]]-Table18[[#This Row],[Annual Consumption (hidden, kWh)]],\"\")))","v":""},{"$f":"IF(ISBLANK(Table18[[#This Row],[Quantity]]),\"\",IFERROR(Table18[[#This Row],[Rebate]]*Table18[[#This Row],[Quantity]],\"\"))","v":""}]
[null,null,null,{"$f":"IF(ISBLANK(Table18[[#This Row],[Existing Technology]]),\"\", IFERROR(INDEX('Non-Lighting Index Table'!$N$4:$N$19,MATCH(Table18[[#This Row],[Existing Technology]],'Non-Lighting Index Table'!Table20CommercialKitchenExistingTechnology,0))*Table18[[#This Row],[Quantity]],\"\"))","v":""},null,{"$f":"IFERROR(Table18[[#This Row],[Quantity]]*Table18[[#This Row],[Existing Demand Per Unit\n(kW)]],\"\")","v":0},{"$f":"IF(ISBLANK(Table18[[#This Row],[Existing Technology]]),\"\", IFERROR(INDEX('Non-Lighting Index Table'!$D$4:$D$19,MATCH(Table18[[#This Row],[Existing Technology]],'Non-Lighting Index Table'!Table20CommercialKitchenExistingTechnology,0)),\"\"))","v":""},{"$f":"IF(ISBLANK(Table18[[#This Row],[Existing Technology]]),\"\", IFERROR(INDEX(Table20CommercialKitchenRebate,MATCH(Table18[[#This Row],[Existing Technology]],'Non-Lighting Index Table'!Table20CommercialKitchenExistingTechnology,0)),\"\"))","v":""},{"$f":"IF(ISBLANK(Table18[[#This Row],[Existing Technology]]),\"\", IFERROR(INDEX('Non-Lighting Index Table'!$K$4:$K$19,MATCH(Table18[[#This Row],[Existing Technology]],'Non-Lighting Index Table'!Table20CommercialKitchenExistingTechnology,0)),\"\"))","v":""},{"$f":"IF(ISBLANK(Table18[[#This Row],[Existing Technology]]),\"\", IFERROR(INDEX(Table20CommercialKitchenEquivalentBCHydroEndUse,MATCH(Table18[[#This Row],[Existing Technology]],'Non-Lighting Index Table'!Table20CommercialKitchenExistingTechnology,0)),\"\"))","v":""},{"$f":"IF(ISBLANK(Table18[[#This Row],[Existing Technology]]),\"\", IFERROR(INDEX(Table20CommercialKitchenEquivalentBCHydroECM,MATCH(Table18[[#This Row],[Existing Technology]],'Non-Lighting Index Table'!Table20CommercialKitchenExistingTechnology,0)),\"\"))","v":""},{"$f":"IF(ISBLANK(Table18[[#This Row],[Existing Technology]]),\"\", IFERROR(INDEX(Table20CommercialKitchenPersistence,MATCH(Table18[[#This Row],[Existing Technology]],'Non-Lighting Index Table'!Table20CommercialKitchenExistingTechnology,0)),\"\"))","v":""},null,{"$f":"IF(ISBLANK(Table18[[#This Row],[Existing Technology]]),\"\", IFERROR(INDEX('Non-Lighting Index Table'!$O$4:$O$19,MATCH(Table18[[#This Row],[Existing Technology]],'Non-Lighting Index Table'!Table20CommercialKitchenExistingTechnology,0))*Table18[[#This Row],[Quantity]],\"\"))","v":""},null,{"$f":"IFERROR(Table18[[#This Row],[Proposed Demand Per Unit (kW)]]*Table18[[#This Row],[Quantity]],\"\")","v":0},{"$f":"IF(ISBLANK(Table18[[#This Row],[Existing Demand Per Unit\n(kW)]]),\"\",IF(ISBLANK(Table18[[#This Row],[Proposed Demand Per Unit (kW)]]),\"\", IFERROR(Table18[[#This Row],[Quantity]]*(Table18[[#This Row],[Existing Demand Per Unit\n(kW)]]-Table18[[#This Row],[Proposed Demand Per Unit (kW)]]),\"\")))","v":""},{"$f":"IF(ISBLANK(Table18[[#This Row],[Existing Consumption (Hidden, kWh)]]),\"\",IF(ISBLANK(#REF!),\"\", IFERROR(Table18[[#This Row],[Existing Consumption (Hidden, kWh)]]-Table18[[#This Row],[Annual Consumption (hidden, kWh)]],\"\")))","v":""},{"$f":"IF(ISBLANK(Table18[[#This Row],[Quantity]]),\"\",IFERROR(Table18[[#This Row],[Rebate]]*Table18[[#This Row],[Quantity]],\"\"))","v":""}]
[null,null,null,{"$f":"IF(ISBLANK(Table18[[#This Row],[Existing Technology]]),\"\", IFERROR(INDEX('Non-Lighting Index Table'!$N$4:$N$19,MATCH(Table18[[#This Row],[Existing Technology]],'Non-Lighting Index Table'!Table20CommercialKitchenExistingTechnology,0))*Table18[[#This Row],[Quantity]],\"\"))","v":""},null,{"$f":"IFERROR(Table18[[#This Row],[Quantity]]*Table18[[#This Row],[Existing Demand Per Unit\n(kW)]],\"\")","v":0},{"$f":"IF(ISBLANK(Table18[[#This Row],[Existing Technology]]),\"\", IFERROR(INDEX('Non-Lighting Index Table'!$D$4:$D$19,MATCH(Table18[[#This Row],[Existing Technology]],'Non-Lighting Index Table'!Table20CommercialKitchenExistingTechnology,0)),\"\"))","v":""},{"$f":"IF(ISBLANK(Table18[[#This Row],[Existing Technology]]),\"\", IFERROR(INDEX(Table20CommercialKitchenRebate,MATCH(Table18[[#This Row],[Existing Technology]],'Non-Lighting Index Table'!Table20CommercialKitchenExistingTechnology,0)),\"\"))","v":""},{"$f":"IF(ISBLANK(Table18[[#This Row],[Existing Technology]]),\"\", IFERROR(INDEX('Non-Lighting Index Table'!$K$4:$K$19,MATCH(Table18[[#This Row],[Existing Technology]],'Non-Lighting Index Table'!Table20CommercialKitchenExistingTechnology,0)),\"\"))","v":""},{"$f":"IF(ISBLANK(Table18[[#This Row],[Existing Technology]]),\"\", IFERROR(INDEX(Table20CommercialKitchenEquivalentBCHydroEndUse,MATCH(Table18[[#This Row],[Existing Technology]],'Non-Lighting Index Table'!Table20CommercialKitchenExistingTechnology,0)),\"\"))","v":""},{"$f":"IF(ISBLANK(Table18[[#This Row],[Existing Technology]]),\"\", IFERROR(INDEX(Table20CommercialKitchenEquivalentBCHydroECM,MATCH(Table18[[#This Row],[Existing Technology]],'Non-Lighting Index Table'!Table20CommercialKitchenExistingTechnology,0)),\"\"))","v":""},{"$f":"IF(ISBLANK(Table18[[#This Row],[Existing Technology]]),\"\", IFERROR(INDEX(Table20CommercialKitchenPersistence,MATCH(Table18[[#This Row],[Existing Technology]],'Non-Lighting Index Table'!Table20CommercialKitchenExistingTechnology,0)),\"\"))","v":""},null,{"$f":"IF(ISBLANK(Table18[[#This Row],[Existing Technology]]),\"\", IFERROR(INDEX('Non-Lighting Index Table'!$O$4:$O$19,MATCH(Table18[[#This Row],[Existing Technology]],'Non-Lighting Index Table'!Table20CommercialKitchenExistingTechnology,0))*Table18[[#This Row],[Quantity]],\"\"))","v":""},null,{"$f":"IFERROR(Table18[[#This Row],[Proposed Demand Per Unit (kW)]]*Table18[[#This Row],[Quantity]],\"\")","v":0},{"$f":"IF(ISBLANK(Table18[[#This Row],[Existing Demand Per Unit\n(kW)]]),\"\",IF(ISBLANK(Table18[[#This Row],[Proposed Demand Per Unit (kW)]]),\"\", IFERROR(Table18[[#This Row],[Quantity]]*(Table18[[#This Row],[Existing Demand Per Unit\n(kW)]]-Table18[[#This Row],[Proposed Demand Per Unit (kW)]]),\"\")))","v":""},{"$f":"IF(ISBLANK(Table18[[#This Row],[Existing Consumption (Hidden, kWh)]]),\"\",IF(ISBLANK(#REF!),\"\", IFERROR(Table18[[#This Row],[Existing Consumption (Hidden, kWh)]]-Table18[[#This Row],[Annual Consumption (hidden, kWh)]],\"\")))","v":""},{"$f":"IF(ISBLANK(Table18[[#This Row],[Quantity]]),\"\",IFERROR(Table18[[#This Row],[Rebate]]*Table18[[#This Row],[Quantity]],\"\"))","v":""}]
[null,null,null,{"$f":"IF(ISBLANK(Table18[[#This Row],[Existing Technology]]),\"\", IFERROR(INDEX('Non-Lighting Index Table'!$N$4:$N$19,MATCH(Table18[[#This Row],[Existing Technology]],'Non-Lighting Index Table'!Table20CommercialKitchenExistingTechnology,0))*Table18[[#This Row],[Quantity]],\"\"))","v":""},null,{"$f":"IFERROR(Table18[[#This Row],[Quantity]]*Table18[[#This Row],[Existing Demand Per Unit\n(kW)]],\"\")","v":0},{"$f":"IF(ISBLANK(Table18[[#This Row],[Existing Technology]]),\"\", IFERROR(INDEX('Non-Lighting Index Table'!$D$4:$D$19,MATCH(Table18[[#This Row],[Existing Technology]],'Non-Lighting Index Table'!Table20CommercialKitchenExistingTechnology,0)),\"\"))","v":""},{"$f":"IF(ISBLANK(Table18[[#This Row],[Existing Technology]]),\"\", IFERROR(INDEX(Table20CommercialKitchenRebate,MATCH(Table18[[#This Row],[Existing Technology]],'Non-Lighting Index Table'!Table20CommercialKitchenExistingTechnology,0)),\"\"))","v":""},{"$f":"IF(ISBLANK(Table18[[#This Row],[Existing Technology]]),\"\", IFERROR(INDEX('Non-Lighting Index Table'!$K$4:$K$19,MATCH(Table18[[#This Row],[Existing Technology]],'Non-Lighting Index Table'!Table20CommercialKitchenExistingTechnology,0)),\"\"))","v":""},{"$f":"IF(ISBLANK(Table18[[#This Row],[Existing Technology]]),\"\", IFERROR(INDEX(Table20CommercialKitchenEquivalentBCHydroEndUse,MATCH(Table18[[#This Row],[Existing Technology]],'Non-Lighting Index Table'!Table20CommercialKitchenExistingTechnology,0)),\"\"))","v":""},{"$f":"IF(ISBLANK(Table18[[#This Row],[Existing Technology]]),\"\", IFERROR(INDEX(Table20CommercialKitchenEquivalentBCHydroECM,MATCH(Table18[[#This Row],[Existing Technology]],'Non-Lighting Index Table'!Table20CommercialKitchenExistingTechnology,0)),\"\"))","v":""},{"$f":"IF(ISBLANK(Table18[[#This Row],[Existing Technology]]),\"\", IFERROR(INDEX(Table20CommercialKitchenPersistence,MATCH(Table18[[#This Row],[Existing Technology]],'Non-Lighting Index Table'!Table20CommercialKitchenExistingTechnology,0)),\"\"))","v":""},null,{"$f":"IF(ISBLANK(Table18[[#This Row],[Existing Technology]]),\"\", IFERROR(INDEX('Non-Lighting Index Table'!$O$4:$O$19,MATCH(Table18[[#This Row],[Existing Technology]],'Non-Lighting Index Table'!Table20CommercialKitchenExistingTechnology,0))*Table18[[#This Row],[Quantity]],\"\"))","v":""},null,{"$f":"IFERROR(Table18[[#This Row],[Proposed Demand Per Unit (kW)]]*Table18[[#This Row],[Quantity]],\"\")","v":0},{"$f":"IF(ISBLANK(Table18[[#This Row],[Existing Demand Per Unit\n(kW)]]),\"\",IF(ISBLANK(Table18[[#This Row],[Proposed Demand Per Unit (kW)]]),\"\", IFERROR(Table18[[#This Row],[Quantity]]*(Table18[[#This Row],[Existing Demand Per Unit\n(kW)]]-Table18[[#This Row],[Proposed Demand Per Unit (kW)]]),\"\")))","v":""},{"$f":"IF(ISBLANK(Table18[[#This Row],[Existing Consumption (Hidden, kWh)]]),\"\",IF(ISBLANK(#REF!),\"\", IFERROR(Table18[[#This Row],[Existing Consumption (Hidden, kWh)]]-Table18[[#This Row],[Annual Consumption (hidden, kWh)]],\"\")))","v":""},{"$f":"IF(ISBLANK(Table18[[#This Row],[Quantity]]),\"\",IFERROR(Table18[[#This Row],[Rebate]]*Table18[[#This Row],[Quantity]],\"\"))","v":""}]
[null,null,null,{"$f":"IF(ISBLANK(Table18[[#This Row],[Existing Technology]]),\"\", IFERROR(INDEX('Non-Lighting Index Table'!$N$4:$N$19,MATCH(Table18[[#This Row],[Existing Technology]],'Non-Lighting Index Table'!Table20CommercialKitchenExistingTechnology,0))*Table18[[#This Row],[Quantity]],\"\"))","v":""},null,{"$f":"IFERROR(Table18[[#This Row],[Quantity]]*Table18[[#This Row],[Existing Demand Per Unit\n(kW)]],\"\")","v":0},{"$f":"IF(ISBLANK(Table18[[#This Row],[Existing Technology]]),\"\", IFERROR(INDEX('Non-Lighting Index Table'!$D$4:$D$19,MATCH(Table18[[#This Row],[Existing Technology]],'Non-Lighting Index Table'!Table20CommercialKitchenExistingTechnology,0)),\"\"))","v":""},{"$f":"IF(ISBLANK(Table18[[#This Row],[Existing Technology]]),\"\", IFERROR(INDEX(Table20CommercialKitchenRebate,MATCH(Table18[[#This Row],[Existing Technology]],'Non-Lighting Index Table'!Table20CommercialKitchenExistingTechnology,0)),\"\"))","v":""},{"$f":"IF(ISBLANK(Table18[[#This Row],[Existing Technology]]),\"\", IFERROR(INDEX('Non-Lighting Index Table'!$K$4:$K$19,MATCH(Table18[[#This Row],[Existing Technology]],'Non-Lighting Index Table'!Table20CommercialKitchenExistingTechnology,0)),\"\"))","v":""},{"$f":"IF(ISBLANK(Table18[[#This Row],[Existing Technology]]),\"\", IFERROR(INDEX(Table20CommercialKitchenEquivalentBCHydroEndUse,MATCH(Table18[[#This Row],[Existing Technology]],'Non-Lighting Index Table'!Table20CommercialKitchenExistingTechnology,0)),\"\"))","v":""},{"$f":"IF(ISBLANK(Table18[[#This Row],[Existing Technology]]),\"\", IFERROR(INDEX(Table20CommercialKitchenEquivalentBCHydroECM,MATCH(Table18[[#This Row],[Existing Technology]],'Non-Lighting Index Table'!Table20CommercialKitchenExistingTechnology,0)),\"\"))","v":""},{"$f":"IF(ISBLANK(Table18[[#This Row],[Existing Technology]]),\"\", IFERROR(INDEX(Table20CommercialKitchenPersistence,MATCH(Table18[[#This Row],[Existing Technology]],'Non-Lighting Index Table'!Table20CommercialKitchenExistingTechnology,0)),\"\"))","v":""},null,{"$f":"IF(ISBLANK(Table18[[#This Row],[Existing Technology]]),\"\", IFERROR(INDEX('Non-Lighting Index Table'!$O$4:$O$19,MATCH(Table18[[#This Row],[Existing Technology]],'Non-Lighting Index Table'!Table20CommercialKitchenExistingTechnology,0))*Table18[[#This Row],[Quantity]],\"\"))","v":""},null,{"$f":"IFERROR(Table18[[#This Row],[Proposed Demand Per Unit (kW)]]*Table18[[#This Row],[Quantity]],\"\")","v":0},{"$f":"IF(ISBLANK(Table18[[#This Row],[Existing Demand Per Unit\n(kW)]]),\"\",IF(ISBLANK(Table18[[#This Row],[Proposed Demand Per Unit (kW)]]),\"\", IFERROR(Table18[[#This Row],[Quantity]]*(Table18[[#This Row],[Existing Demand Per Unit\n(kW)]]-Table18[[#This Row],[Proposed Demand Per Unit (kW)]]),\"\")))","v":""},{"$f":"IF(ISBLANK(Table18[[#This Row],[Existing Consumption (Hidden, kWh)]]),\"\",IF(ISBLANK(#REF!),\"\", IFERROR(Table18[[#This Row],[Existing Consumption (Hidden, kWh)]]-Table18[[#This Row],[Annual Consumption (hidden, kWh)]],\"\")))","v":""},{"$f":"IF(ISBLANK(Table18[[#This Row],[Quantity]]),\"\",IFERROR(Table18[[#This Row],[Rebate]]*Table18[[#This Row],[Quantity]],\"\"))","v":""}]
[null,null,null,{"$f":"IF(ISBLANK(Table18[[#This Row],[Existing Technology]]),\"\", IFERROR(INDEX('Non-Lighting Index Table'!$N$4:$N$19,MATCH(Table18[[#This Row],[Existing Technology]],'Non-Lighting Index Table'!Table20CommercialKitchenExistingTechnology,0))*Table18[[#This Row],[Quantity]],\"\"))","v":""},null,{"$f":"IFERROR(Table18[[#This Row],[Quantity]]*Table18[[#This Row],[Existing Demand Per Unit\n(kW)]],\"\")","v":0},{"$f":"IF(ISBLANK(Table18[[#This Row],[Existing Technology]]),\"\", IFERROR(INDEX('Non-Lighting Index Table'!$D$4:$D$19,MATCH(Table18[[#This Row],[Existing Technology]],'Non-Lighting Index Table'!Table20CommercialKitchenExistingTechnology,0)),\"\"))","v":""},{"$f":"IF(ISBLANK(Table18[[#This Row],[Existing Technology]]),\"\", IFERROR(INDEX(Table20CommercialKitchenRebate,MATCH(Table18[[#This Row],[Existing Technology]],'Non-Lighting Index Table'!Table20CommercialKitchenExistingTechnology,0)),\"\"))","v":""},{"$f":"IF(ISBLANK(Table18[[#This Row],[Existing Technology]]),\"\", IFERROR(INDEX('Non-Lighting Index Table'!$K$4:$K$19,MATCH(Table18[[#This Row],[Existing Technology]],'Non-Lighting Index Table'!Table20CommercialKitchenExistingTechnology,0)),\"\"))","v":""},{"$f":"IF(ISBLANK(Table18[[#This Row],[Existing Technology]]),\"\", IFERROR(INDEX(Table20CommercialKitchenEquivalentBCHydroEndUse,MATCH(Table18[[#This Row],[Existing Technology]],'Non-Lighting Index Table'!Table20CommercialKitchenExistingTechnology,0)),\"\"))","v":""},{"$f":"IF(ISBLANK(Table18[[#This Row],[Existing Technology]]),\"\", IFERROR(INDEX(Table20CommercialKitchenEquivalentBCHydroECM,MATCH(Table18[[#This Row],[Existing Technology]],'Non-Lighting Index Table'!Table20CommercialKitchenExistingTechnology,0)),\"\"))","v":""},{"$f":"IF(ISBLANK(Table18[[#This Row],[Existing Technology]]),\"\", IFERROR(INDEX(Table20CommercialKitchenPersistence,MATCH(Table18[[#This Row],[Existing Technology]],'Non-Lighting Index Table'!Table20CommercialKitchenExistingTechnology,0)),\"\"))","v":""},null,{"$f":"IF(ISBLANK(Table18[[#This Row],[Existing Technology]]),\"\", IFERROR(INDEX('Non-Lighting Index Table'!$O$4:$O$19,MATCH(Table18[[#This Row],[Existing Technology]],'Non-Lighting Index Table'!Table20CommercialKitchenExistingTechnology,0))*Table18[[#This Row],[Quantity]],\"\"))","v":""},null,{"$f":"IFERROR(Table18[[#This Row],[Proposed Demand Per Unit (kW)]]*Table18[[#This Row],[Quantity]],\"\")","v":0},{"$f":"IF(ISBLANK(Table18[[#This Row],[Existing Demand Per Unit\n(kW)]]),\"\",IF(ISBLANK(Table18[[#This Row],[Proposed Demand Per Unit (kW)]]),\"\", IFERROR(Table18[[#This Row],[Quantity]]*(Table18[[#This Row],[Existing Demand Per Unit\n(kW)]]-Table18[[#This Row],[Proposed Demand Per Unit (kW)]]),\"\")))","v":""},{"$f":"IF(ISBLANK(Table18[[#This Row],[Existing Consumption (Hidden, kWh)]]),\"\",IF(ISBLANK(#REF!),\"\", IFERROR(Table18[[#This Row],[Existing Consumption (Hidden, kWh)]]-Table18[[#This Row],[Annual Consumption (hidden, kWh)]],\"\")))","v":""},{"$f":"IF(ISBLANK(Table18[[#This Row],[Quantity]]),\"\",IFERROR(Table18[[#This Row],[Rebate]]*Table18[[#This Row],[Quantity]],\"\"))","v":""}]
[null,null,null,{"$f":"IF(ISBLANK(Table18[[#This Row],[Existing Technology]]),\"\", IFERROR(INDEX('Non-Lighting Index Table'!$N$4:$N$19,MATCH(Table18[[#This Row],[Existing Technology]],'Non-Lighting Index Table'!Table20CommercialKitchenExistingTechnology,0))*Table18[[#This Row],[Quantity]],\"\"))","v":""},null,{"$f":"IFERROR(Table18[[#This Row],[Quantity]]*Table18[[#This Row],[Existing Demand Per Unit\n(kW)]],\"\")","v":0},{"$f":"IF(ISBLANK(Table18[[#This Row],[Existing Technology]]),\"\", IFERROR(INDEX('Non-Lighting Index Table'!$D$4:$D$19,MATCH(Table18[[#This Row],[Existing Technology]],'Non-Lighting Index Table'!Table20CommercialKitchenExistingTechnology,0)),\"\"))","v":""},{"$f":"IF(ISBLANK(Table18[[#This Row],[Existing Technology]]),\"\", IFERROR(INDEX(Table20CommercialKitchenRebate,MATCH(Table18[[#This Row],[Existing Technology]],'Non-Lighting Index Table'!Table20CommercialKitchenExistingTechnology,0)),\"\"))","v":""},{"$f":"IF(ISBLANK(Table18[[#This Row],[Existing Technology]]),\"\", IFERROR(INDEX('Non-Lighting Index Table'!$K$4:$K$19,MATCH(Table18[[#This Row],[Existing Technology]],'Non-Lighting Index Table'!Table20CommercialKitchenExistingTechnology,0)),\"\"))","v":""},{"$f":"IF(ISBLANK(Table18[[#This Row],[Existing Technology]]),\"\", IFERROR(INDEX(Table20CommercialKitchenEquivalentBCHydroEndUse,MATCH(Table18[[#This Row],[Existing Technology]],'Non-Lighting Index Table'!Table20CommercialKitchenExistingTechnology,0)),\"\"))","v":""},{"$f":"IF(ISBLANK(Table18[[#This Row],[Existing Technology]]),\"\", IFERROR(INDEX(Table20CommercialKitchenEquivalentBCHydroECM,MATCH(Table18[[#This Row],[Existing Technology]],'Non-Lighting Index Table'!Table20CommercialKitchenExistingTechnology,0)),\"\"))","v":""},{"$f":"IF(ISBLANK(Table18[[#This Row],[Existing Technology]]),\"\", IFERROR(INDEX(Table20CommercialKitchenPersistence,MATCH(Table18[[#This Row],[Existing Technology]],'Non-Lighting Index Table'!Table20CommercialKitchenExistingTechnology,0)),\"\"))","v":""},null,{"$f":"IF(ISBLANK(Table18[[#This Row],[Existing Technology]]),\"\", IFERROR(INDEX('Non-Lighting Index Table'!$O$4:$O$19,MATCH(Table18[[#This Row],[Existing Technology]],'Non-Lighting Index Table'!Table20CommercialKitchenExistingTechnology,0))*Table18[[#This Row],[Quantity]],\"\"))","v":""},null,{"$f":"IFERROR(Table18[[#This Row],[Proposed Demand Per Unit (kW)]]*Table18[[#This Row],[Quantity]],\"\")","v":0},{"$f":"IF(ISBLANK(Table18[[#This Row],[Existing Demand Per Unit\n(kW)]]),\"\",IF(ISBLANK(Table18[[#This Row],[Proposed Demand Per Unit (kW)]]),\"\", IFERROR(Table18[[#This Row],[Quantity]]*(Table18[[#This Row],[Existing Demand Per Unit\n(kW)]]-Table18[[#This Row],[Proposed Demand Per Unit (kW)]]),\"\")))","v":""},{"$f":"IF(ISBLANK(Table18[[#This Row],[Existing Consumption (Hidden, kWh)]]),\"\",IF(ISBLANK(#REF!),\"\", IFERROR(Table18[[#This Row],[Existing Consumption (Hidden, kWh)]]-Table18[[#This Row],[Annual Consumption (hidden, kWh)]],\"\")))","v":""},{"$f":"IF(ISBLANK(Table18[[#This Row],[Quantity]]),\"\",IFERROR(Table18[[#This Row],[Rebate]]*Table18[[#This Row],[Quantity]],\"\"))","v":""}]
[null,null,null,{"$f":"IF(ISBLANK(Table18[[#This Row],[Existing Technology]]),\"\", IFERROR(INDEX('Non-Lighting Index Table'!$N$4:$N$19,MATCH(Table18[[#This Row],[Existing Technology]],'Non-Lighting Index Table'!Table20CommercialKitchenExistingTechnology,0))*Table18[[#This Row],[Quantity]],\"\"))","v":""},null,{"$f":"IFERROR(Table18[[#This Row],[Quantity]]*Table18[[#This Row],[Existing Demand Per Unit\n(kW)]],\"\")","v":0},{"$f":"IF(ISBLANK(Table18[[#This Row],[Existing Technology]]),\"\", IFERROR(INDEX('Non-Lighting Index Table'!$D$4:$D$19,MATCH(Table18[[#This Row],[Existing Technology]],'Non-Lighting Index Table'!Table20CommercialKitchenExistingTechnology,0)),\"\"))","v":""},{"$f":"IF(ISBLANK(Table18[[#This Row],[Existing Technology]]),\"\", IFERROR(INDEX(Table20CommercialKitchenRebate,MATCH(Table18[[#This Row],[Existing Technology]],'Non-Lighting Index Table'!Table20CommercialKitchenExistingTechnology,0)),\"\"))","v":""},{"$f":"IF(ISBLANK(Table18[[#This Row],[Existing Technology]]),\"\", IFERROR(INDEX('Non-Lighting Index Table'!$K$4:$K$19,MATCH(Table18[[#This Row],[Existing Technology]],'Non-Lighting Index Table'!Table20CommercialKitchenExistingTechnology,0)),\"\"))","v":""},{"$f":"IF(ISBLANK(Table18[[#This Row],[Existing Technology]]),\"\", IFERROR(INDEX(Table20CommercialKitchenEquivalentBCHydroEndUse,MATCH(Table18[[#This Row],[Existing Technology]],'Non-Lighting Index Table'!Table20CommercialKitchenExistingTechnology,0)),\"\"))","v":""},{"$f":"IF(ISBLANK(Table18[[#This Row],[Existing Technology]]),\"\", IFERROR(INDEX(Table20CommercialKitchenEquivalentBCHydroECM,MATCH(Table18[[#This Row],[Existing Technology]],'Non-Lighting Index Table'!Table20CommercialKitchenExistingTechnology,0)),\"\"))","v":""},{"$f":"IF(ISBLANK(Table18[[#This Row],[Existing Technology]]),\"\", IFERROR(INDEX(Table20CommercialKitchenPersistence,MATCH(Table18[[#This Row],[Existing Technology]],'Non-Lighting Index Table'!Table20CommercialKitchenExistingTechnology,0)),\"\"))","v":""},null,{"$f":"IF(ISBLANK(Table18[[#This Row],[Existing Technology]]),\"\", IFERROR(INDEX('Non-Lighting Index Table'!$O$4:$O$19,MATCH(Table18[[#This Row],[Existing Technology]],'Non-Lighting Index Table'!Table20CommercialKitchenExistingTechnology,0))*Table18[[#This Row],[Quantity]],\"\"))","v":""},null,{"$f":"IFERROR(Table18[[#This Row],[Proposed Demand Per Unit (kW)]]*Table18[[#This Row],[Quantity]],\"\")","v":0},{"$f":"IF(ISBLANK(Table18[[#This Row],[Existing Demand Per Unit\n(kW)]]),\"\",IF(ISBLANK(Table18[[#This Row],[Proposed Demand Per Unit (kW)]]),\"\", IFERROR(Table18[[#This Row],[Quantity]]*(Table18[[#This Row],[Existing Demand Per Unit\n(kW)]]-Table18[[#This Row],[Proposed Demand Per Unit (kW)]]),\"\")))","v":""},{"$f":"IF(ISBLANK(Table18[[#This Row],[Existing Consumption (Hidden, kWh)]]),\"\",IF(ISBLANK(#REF!),\"\", IFERROR(Table18[[#This Row],[Existing Consumption (Hidden, kWh)]]-Table18[[#This Row],[Annual Consumption (hidden, kWh)]],\"\")))","v":""},{"$f":"IF(ISBLANK(Table18[[#This Row],[Quantity]]),\"\",IFERROR(Table18[[#This Row],[Rebate]]*Table18[[#This Row],[Quantity]],\"\"))","v":""}]
[null,null,null,{"$f":"IF(ISBLANK(Table18[[#This Row],[Existing Technology]]),\"\", IFERROR(INDEX('Non-Lighting Index Table'!$N$4:$N$19,MATCH(Table18[[#This Row],[Existing Technology]],'Non-Lighting Index Table'!Table20CommercialKitchenExistingTechnology,0))*Table18[[#This Row],[Quantity]],\"\"))","v":""},null,{"$f":"IFERROR(Table18[[#This Row],[Quantity]]*Table18[[#This Row],[Existing Demand Per Unit\n(kW)]],\"\")","v":0},{"$f":"IF(ISBLANK(Table18[[#This Row],[Existing Technology]]),\"\", IFERROR(INDEX('Non-Lighting Index Table'!$D$4:$D$19,MATCH(Table18[[#This Row],[Existing Technology]],'Non-Lighting Index Table'!Table20CommercialKitchenExistingTechnology,0)),\"\"))","v":""},{"$f":"IF(ISBLANK(Table18[[#This Row],[Existing Technology]]),\"\", IFERROR(INDEX(Table20CommercialKitchenRebate,MATCH(Table18[[#This Row],[Existing Technology]],'Non-Lighting Index Table'!Table20CommercialKitchenExistingTechnology,0)),\"\"))","v":""},{"$f":"IF(ISBLANK(Table18[[#This Row],[Existing Technology]]),\"\", IFERROR(INDEX('Non-Lighting Index Table'!$K$4:$K$19,MATCH(Table18[[#This Row],[Existing Technology]],'Non-Lighting Index Table'!Table20CommercialKitchenExistingTechnology,0)),\"\"))","v":""},{"$f":"IF(ISBLANK(Table18[[#This Row],[Existing Technology]]),\"\", IFERROR(INDEX(Table20CommercialKitchenEquivalentBCHydroEndUse,MATCH(Table18[[#This Row],[Existing Technology]],'Non-Lighting Index Table'!Table20CommercialKitchenExistingTechnology,0)),\"\"))","v":""},{"$f":"IF(ISBLANK(Table18[[#This Row],[Existing Technology]]),\"\", IFERROR(INDEX(Table20CommercialKitchenEquivalentBCHydroECM,MATCH(Table18[[#This Row],[Existing Technology]],'Non-Lighting Index Table'!Table20CommercialKitchenExistingTechnology,0)),\"\"))","v":""},{"$f":"IF(ISBLANK(Table18[[#This Row],[Existing Technology]]),\"\", IFERROR(INDEX(Table20CommercialKitchenPersistence,MATCH(Table18[[#This Row],[Existing Technology]],'Non-Lighting Index Table'!Table20CommercialKitchenExistingTechnology,0)),\"\"))","v":""},null,{"$f":"IF(ISBLANK(Table18[[#This Row],[Existing Technology]]),\"\", IFERROR(INDEX('Non-Lighting Index Table'!$O$4:$O$19,MATCH(Table18[[#This Row],[Existing Technology]],'Non-Lighting Index Table'!Table20CommercialKitchenExistingTechnology,0))*Table18[[#This Row],[Quantity]],\"\"))","v":""},null,{"$f":"IFERROR(Table18[[#This Row],[Proposed Demand Per Unit (kW)]]*Table18[[#This Row],[Quantity]],\"\")","v":0},{"$f":"IF(ISBLANK(Table18[[#This Row],[Existing Demand Per Unit\n(kW)]]),\"\",IF(ISBLANK(Table18[[#This Row],[Proposed Demand Per Unit (kW)]]),\"\", IFERROR(Table18[[#This Row],[Quantity]]*(Table18[[#This Row],[Existing Demand Per Unit\n(kW)]]-Table18[[#This Row],[Proposed Demand Per Unit (kW)]]),\"\")))","v":""},{"$f":"IF(ISBLANK(Table18[[#This Row],[Existing Consumption (Hidden, kWh)]]),\"\",IF(ISBLANK(#REF!),\"\", IFERROR(Table18[[#This Row],[Existing Consumption (Hidden, kWh)]]-Table18[[#This Row],[Annual Consumption (hidden, kWh)]],\"\")))","v":""},{"$f":"IF(ISBLANK(Table18[[#This Row],[Quantity]]),\"\",IFERROR(Table18[[#This Row],[Rebate]]*Table18[[#This Row],[Quantity]],\"\"))","v":""}]
[null,null,null,{"$f":"IF(ISBLANK(Table18[[#This Row],[Existing Technology]]),\"\", IFERROR(INDEX('Non-Lighting Index Table'!$N$4:$N$19,MATCH(Table18[[#This Row],[Existing Technology]],'Non-Lighting Index Table'!Table20CommercialKitchenExistingTechnology,0))*Table18[[#This Row],[Quantity]],\"\"))","v":""},null,{"$f":"IFERROR(Table18[[#This Row],[Quantity]]*Table18[[#This Row],[Existing Demand Per Unit\n(kW)]],\"\")","v":0},{"$f":"IF(ISBLANK(Table18[[#This Row],[Existing Technology]]),\"\", IFERROR(INDEX('Non-Lighting Index Table'!$D$4:$D$19,MATCH(Table18[[#This Row],[Existing Technology]],'Non-Lighting Index Table'!Table20CommercialKitchenExistingTechnology,0)),\"\"))","v":""},{"$f":"IF(ISBLANK(Table18[[#This Row],[Existing Technology]]),\"\", IFERROR(INDEX(Table20CommercialKitchenRebate,MATCH(Table18[[#This Row],[Existing Technology]],'Non-Lighting Index Table'!Table20CommercialKitchenExistingTechnology,0)),\"\"))","v":""},{"$f":"IF(ISBLANK(Table18[[#This Row],[Existing Technology]]),\"\", IFERROR(INDEX('Non-Lighting Index Table'!$K$4:$K$19,MATCH(Table18[[#This Row],[Existing Technology]],'Non-Lighting Index Table'!Table20CommercialKitchenExistingTechnology,0)),\"\"))","v":""},{"$f":"IF(ISBLANK(Table18[[#This Row],[Existing Technology]]),\"\", IFERROR(INDEX(Table20CommercialKitchenEquivalentBCHydroEndUse,MATCH(Table18[[#This Row],[Existing Technology]],'Non-Lighting Index Table'!Table20CommercialKitchenExistingTechnology,0)),\"\"))","v":""},{"$f":"IF(ISBLANK(Table18[[#This Row],[Existing Technology]]),\"\", IFERROR(INDEX(Table20CommercialKitchenEquivalentBCHydroECM,MATCH(Table18[[#This Row],[Existing Technology]],'Non-Lighting Index Table'!Table20CommercialKitchenExistingTechnology,0)),\"\"))","v":""},{"$f":"IF(ISBLANK(Table18[[#This Row],[Existing Technology]]),\"\", IFERROR(INDEX(Table20CommercialKitchenPersistence,MATCH(Table18[[#This Row],[Existing Technology]],'Non-Lighting Index Table'!Table20CommercialKitchenExistingTechnology,0)),\"\"))","v":""},null,{"$f":"IF(ISBLANK(Table18[[#This Row],[Existing Technology]]),\"\", IFERROR(INDEX('Non-Lighting Index Table'!$O$4:$O$19,MATCH(Table18[[#This Row],[Existing Technology]],'Non-Lighting Index Table'!Table20CommercialKitchenExistingTechnology,0))*Table18[[#This Row],[Quantity]],\"\"))","v":""},null,{"$f":"IFERROR(Table18[[#This Row],[Proposed Demand Per Unit (kW)]]*Table18[[#This Row],[Quantity]],\"\")","v":0},{"$f":"IF(ISBLANK(Table18[[#This Row],[Existing Demand Per Unit\n(kW)]]),\"\",IF(ISBLANK(Table18[[#This Row],[Proposed Demand Per Unit (kW)]]),\"\", IFERROR(Table18[[#This Row],[Quantity]]*(Table18[[#This Row],[Existing Demand Per Unit\n(kW)]]-Table18[[#This Row],[Proposed Demand Per Unit (kW)]]),\"\")))","v":""},{"$f":"IF(ISBLANK(Table18[[#This Row],[Existing Consumption (Hidden, kWh)]]),\"\",IF(ISBLANK(#REF!),\"\", IFERROR(Table18[[#This Row],[Existing Consumption (Hidden, kWh)]]-Table18[[#This Row],[Annual Consumption (hidden, kWh)]],\"\")))","v":""},{"$f":"IF(ISBLANK(Table18[[#This Row],[Quantity]]),\"\",IFERROR(Table18[[#This Row],[Rebate]]*Table18[[#This Row],[Quantity]],\"\"))","v":""}]
[null,null,null,{"$f":"IF(ISBLANK(Table18[[#This Row],[Existing Technology]]),\"\", IFERROR(INDEX('Non-Lighting Index Table'!$N$4:$N$19,MATCH(Table18[[#This Row],[Existing Technology]],'Non-Lighting Index Table'!Table20CommercialKitchenExistingTechnology,0))*Table18[[#This Row],[Quantity]],\"\"))","v":""},null,{"$f":"IFERROR(Table18[[#This Row],[Quantity]]*Table18[[#This Row],[Existing Demand Per Unit\n(kW)]],\"\")","v":0},{"$f":"IF(ISBLANK(Table18[[#This Row],[Existing Technology]]),\"\", IFERROR(INDEX('Non-Lighting Index Table'!$D$4:$D$19,MATCH(Table18[[#This Row],[Existing Technology]],'Non-Lighting Index Table'!Table20CommercialKitchenExistingTechnology,0)),\"\"))","v":""},{"$f":"IF(ISBLANK(Table18[[#This Row],[Existing Technology]]),\"\", IFERROR(INDEX(Table20CommercialKitchenRebate,MATCH(Table18[[#This Row],[Existing Technology]],'Non-Lighting Index Table'!Table20CommercialKitchenExistingTechnology,0)),\"\"))","v":""},{"$f":"IF(ISBLANK(Table18[[#This Row],[Existing Technology]]),\"\", IFERROR(INDEX('Non-Lighting Index Table'!$K$4:$K$19,MATCH(Table18[[#This Row],[Existing Technology]],'Non-Lighting Index Table'!Table20CommercialKitchenExistingTechnology,0)),\"\"))","v":""},{"$f":"IF(ISBLANK(Table18[[#This Row],[Existing Technology]]),\"\", IFERROR(INDEX(Table20CommercialKitchenEquivalentBCHydroEndUse,MATCH(Table18[[#This Row],[Existing Technology]],'Non-Lighting Index Table'!Table20CommercialKitchenExistingTechnology,0)),\"\"))","v":""},{"$f":"IF(ISBLANK(Table18[[#This Row],[Existing Technology]]),\"\", IFERROR(INDEX(Table20CommercialKitchenEquivalentBCHydroECM,MATCH(Table18[[#This Row],[Existing Technology]],'Non-Lighting Index Table'!Table20CommercialKitchenExistingTechnology,0)),\"\"))","v":""},{"$f":"IF(ISBLANK(Table18[[#This Row],[Existing Technology]]),\"\", IFERROR(INDEX(Table20CommercialKitchenPersistence,MATCH(Table18[[#This Row],[Existing Technology]],'Non-Lighting Index Table'!Table20CommercialKitchenExistingTechnology,0)),\"\"))","v":""},null,{"$f":"IF(ISBLANK(Table18[[#This Row],[Existing Technology]]),\"\", IFERROR(INDEX('Non-Lighting Index Table'!$O$4:$O$19,MATCH(Table18[[#This Row],[Existing Technology]],'Non-Lighting Index Table'!Table20CommercialKitchenExistingTechnology,0))*Table18[[#This Row],[Quantity]],\"\"))","v":""},null,{"$f":"IFERROR(Table18[[#This Row],[Proposed Demand Per Unit (kW)]]*Table18[[#This Row],[Quantity]],\"\")","v":0},{"$f":"IF(ISBLANK(Table18[[#This Row],[Existing Demand Per Unit\n(kW)]]),\"\",IF(ISBLANK(Table18[[#This Row],[Proposed Demand Per Unit (kW)]]),\"\", IFERROR(Table18[[#This Row],[Quantity]]*(Table18[[#This Row],[Existing Demand Per Unit\n(kW)]]-Table18[[#This Row],[Proposed Demand Per Unit (kW)]]),\"\")))","v":""},{"$f":"IF(ISBLANK(Table18[[#This Row],[Existing Consumption (Hidden, kWh)]]),\"\",IF(ISBLANK(#REF!),\"\", IFERROR(Table18[[#This Row],[Existing Consumption (Hidden, kWh)]]-Table18[[#This Row],[Annual Consumption (hidden, kWh)]],\"\")))","v":""},{"$f":"IF(ISBLANK(Table18[[#This Row],[Quantity]]),\"\",IFERROR(Table18[[#This Row],[Rebate]]*Table18[[#This Row],[Quantity]],\"\"))","v":""}]
[null,null,null,{"$f":"IF(ISBLANK(Table18[[#This Row],[Existing Technology]]),\"\", IFERROR(INDEX('Non-Lighting Index Table'!$N$4:$N$19,MATCH(Table18[[#This Row],[Existing Technology]],'Non-Lighting Index Table'!Table20CommercialKitchenExistingTechnology,0))*Table18[[#This Row],[Quantity]],\"\"))","v":""},null,{"$f":"IFERROR(Table18[[#This Row],[Quantity]]*Table18[[#This Row],[Existing Demand Per Unit\n(kW)]],\"\")","v":0},{"$f":"IF(ISBLANK(Table18[[#This Row],[Existing Technology]]),\"\", IFERROR(INDEX('Non-Lighting Index Table'!$D$4:$D$19,MATCH(Table18[[#This Row],[Existing Technology]],'Non-Lighting Index Table'!Table20CommercialKitchenExistingTechnology,0)),\"\"))","v":""},{"$f":"IF(ISBLANK(Table18[[#This Row],[Existing Technology]]),\"\", IFERROR(INDEX(Table20CommercialKitchenRebate,MATCH(Table18[[#This Row],[Existing Technology]],'Non-Lighting Index Table'!Table20CommercialKitchenExistingTechnology,0)),\"\"))","v":""},{"$f":"IF(ISBLANK(Table18[[#This Row],[Existing Technology]]),\"\", IFERROR(INDEX('Non-Lighting Index Table'!$K$4:$K$19,MATCH(Table18[[#This Row],[Existing Technology]],'Non-Lighting Index Table'!Table20CommercialKitchenExistingTechnology,0)),\"\"))","v":""},{"$f":"IF(ISBLANK(Table18[[#This Row],[Existing Technology]]),\"\", IFERROR(INDEX(Table20CommercialKitchenEquivalentBCHydroEndUse,MATCH(Table18[[#This Row],[Existing Technology]],'Non-Lighting Index Table'!Table20CommercialKitchenExistingTechnology,0)),\"\"))","v":""},{"$f":"IF(ISBLANK(Table18[[#This Row],[Existing Technology]]),\"\", IFERROR(INDEX(Table20CommercialKitchenEquivalentBCHydroECM,MATCH(Table18[[#This Row],[Existing Technology]],'Non-Lighting Index Table'!Table20CommercialKitchenExistingTechnology,0)),\"\"))","v":""},{"$f":"IF(ISBLANK(Table18[[#This Row],[Existing Technology]]),\"\", IFERROR(INDEX(Table20CommercialKitchenPersistence,MATCH(Table18[[#This Row],[Existing Technology]],'Non-Lighting Index Table'!Table20CommercialKitchenExistingTechnology,0)),\"\"))","v":""},null,{"$f":"IF(ISBLANK(Table18[[#This Row],[Existing Technology]]),\"\", IFERROR(INDEX('Non-Lighting Index Table'!$O$4:$O$19,MATCH(Table18[[#This Row],[Existing Technology]],'Non-Lighting Index Table'!Table20CommercialKitchenExistingTechnology,0))*Table18[[#This Row],[Quantity]],\"\"))","v":""},null,{"$f":"IFERROR(Table18[[#This Row],[Proposed Demand Per Unit (kW)]]*Table18[[#This Row],[Quantity]],\"\")","v":0},{"$f":"IF(ISBLANK(Table18[[#This Row],[Existing Demand Per Unit\n(kW)]]),\"\",IF(ISBLANK(Table18[[#This Row],[Proposed Demand Per Unit (kW)]]),\"\", IFERROR(Table18[[#This Row],[Quantity]]*(Table18[[#This Row],[Existing Demand Per Unit\n(kW)]]-Table18[[#This Row],[Proposed Demand Per Unit (kW)]]),\"\")))","v":""},{"$f":"IF(ISBLANK(Table18[[#This Row],[Existing Consumption (Hidden, kWh)]]),\"\",IF(ISBLANK(#REF!),\"\", IFERROR(Table18[[#This Row],[Existing Consumption (Hidden, kWh)]]-Table18[[#This Row],[Annual Consumption (hidden, kWh)]],\"\")))","v":""},{"$f":"IF(ISBLANK(Table18[[#This Row],[Quantity]]),\"\",IFERROR(Table18[[#This Row],[Rebate]]*Table18[[#This Row],[Quantity]],\"\"))","v":""}]
[null,null,null,{"$f":"IF(ISBLANK(Table18[[#This Row],[Existing Technology]]),\"\", IFERROR(INDEX('Non-Lighting Index Table'!$N$4:$N$19,MATCH(Table18[[#This Row],[Existing Technology]],'Non-Lighting Index Table'!Table20CommercialKitchenExistingTechnology,0))*Table18[[#This Row],[Quantity]],\"\"))","v":""},null,{"$f":"IFERROR(Table18[[#This Row],[Quantity]]*Table18[[#This Row],[Existing Demand Per Unit\n(kW)]],\"\")","v":0},{"$f":"IF(ISBLANK(Table18[[#This Row],[Existing Technology]]),\"\", IFERROR(INDEX('Non-Lighting Index Table'!$D$4:$D$19,MATCH(Table18[[#This Row],[Existing Technology]],'Non-Lighting Index Table'!Table20CommercialKitchenExistingTechnology,0)),\"\"))","v":""},{"$f":"IF(ISBLANK(Table18[[#This Row],[Existing Technology]]),\"\", IFERROR(INDEX(Table20CommercialKitchenRebate,MATCH(Table18[[#This Row],[Existing Technology]],'Non-Lighting Index Table'!Table20CommercialKitchenExistingTechnology,0)),\"\"))","v":""},{"$f":"IF(ISBLANK(Table18[[#This Row],[Existing Technology]]),\"\", IFERROR(INDEX('Non-Lighting Index Table'!$K$4:$K$19,MATCH(Table18[[#This Row],[Existing Technology]],'Non-Lighting Index Table'!Table20CommercialKitchenExistingTechnology,0)),\"\"))","v":""},{"$f":"IF(ISBLANK(Table18[[#This Row],[Existing Technology]]),\"\", IFERROR(INDEX(Table20CommercialKitchenEquivalentBCHydroEndUse,MATCH(Table18[[#This Row],[Existing Technology]],'Non-Lighting Index Table'!Table20CommercialKitchenExistingTechnology,0)),\"\"))","v":""},{"$f":"IF(ISBLANK(Table18[[#This Row],[Existing Technology]]),\"\", IFERROR(INDEX(Table20CommercialKitchenEquivalentBCHydroECM,MATCH(Table18[[#This Row],[Existing Technology]],'Non-Lighting Index Table'!Table20CommercialKitchenExistingTechnology,0)),\"\"))","v":""},{"$f":"IF(ISBLANK(Table18[[#This Row],[Existing Technology]]),\"\", IFERROR(INDEX(Table20CommercialKitchenPersistence,MATCH(Table18[[#This Row],[Existing Technology]],'Non-Lighting Index Table'!Table20CommercialKitchenExistingTechnology,0)),\"\"))","v":""},null,{"$f":"IF(ISBLANK(Table18[[#This Row],[Existing Technology]]),\"\", IFERROR(INDEX('Non-Lighting Index Table'!$O$4:$O$19,MATCH(Table18[[#This Row],[Existing Technology]],'Non-Lighting Index Table'!Table20CommercialKitchenExistingTechnology,0))*Table18[[#This Row],[Quantity]],\"\"))","v":""},null,{"$f":"IFERROR(Table18[[#This Row],[Proposed Demand Per Unit (kW)]]*Table18[[#This Row],[Quantity]],\"\")","v":0},{"$f":"IF(ISBLANK(Table18[[#This Row],[Existing Demand Per Unit\n(kW)]]),\"\",IF(ISBLANK(Table18[[#This Row],[Proposed Demand Per Unit (kW)]]),\"\", IFERROR(Table18[[#This Row],[Quantity]]*(Table18[[#This Row],[Existing Demand Per Unit\n(kW)]]-Table18[[#This Row],[Proposed Demand Per Unit (kW)]]),\"\")))","v":""},{"$f":"IF(ISBLANK(Table18[[#This Row],[Existing Consumption (Hidden, kWh)]]),\"\",IF(ISBLANK(#REF!),\"\", IFERROR(Table18[[#This Row],[Existing Consumption (Hidden, kWh)]]-Table18[[#This Row],[Annual Consumption (hidden, kWh)]],\"\")))","v":""},{"$f":"IF(ISBLANK(Table18[[#This Row],[Quantity]]),\"\",IFERROR(Table18[[#This Row],[Rebate]]*Table18[[#This Row],[Quantity]],\"\"))","v":""}]
[null,null,null,{"$f":"IF(ISBLANK(Table18[[#This Row],[Existing Technology]]),\"\", IFERROR(INDEX('Non-Lighting Index Table'!$N$4:$N$19,MATCH(Table18[[#This Row],[Existing Technology]],'Non-Lighting Index Table'!Table20CommercialKitchenExistingTechnology,0))*Table18[[#This Row],[Quantity]],\"\"))","v":""},null,{"$f":"IFERROR(Table18[[#This Row],[Quantity]]*Table18[[#This Row],[Existing Demand Per Unit\n(kW)]],\"\")","v":0},{"$f":"IF(ISBLANK(Table18[[#This Row],[Existing Technology]]),\"\", IFERROR(INDEX('Non-Lighting Index Table'!$D$4:$D$19,MATCH(Table18[[#This Row],[Existing Technology]],'Non-Lighting Index Table'!Table20CommercialKitchenExistingTechnology,0)),\"\"))","v":""},{"$f":"IF(ISBLANK(Table18[[#This Row],[Existing Technology]]),\"\", IFERROR(INDEX(Table20CommercialKitchenRebate,MATCH(Table18[[#This Row],[Existing Technology]],'Non-Lighting Index Table'!Table20CommercialKitchenExistingTechnology,0)),\"\"))","v":""},{"$f":"IF(ISBLANK(Table18[[#This Row],[Existing Technology]]),\"\", IFERROR(INDEX('Non-Lighting Index Table'!$K$4:$K$19,MATCH(Table18[[#This Row],[Existing Technology]],'Non-Lighting Index Table'!Table20CommercialKitchenExistingTechnology,0)),\"\"))","v":""},{"$f":"IF(ISBLANK(Table18[[#This Row],[Existing Technology]]),\"\", IFERROR(INDEX(Table20CommercialKitchenEquivalentBCHydroEndUse,MATCH(Table18[[#This Row],[Existing Technology]],'Non-Lighting Index Table'!Table20CommercialKitchenExistingTechnology,0)),\"\"))","v":""},{"$f":"IF(ISBLANK(Table18[[#This Row],[Existing Technology]]),\"\", IFERROR(INDEX(Table20CommercialKitchenEquivalentBCHydroECM,MATCH(Table18[[#This Row],[Existing Technology]],'Non-Lighting Index Table'!Table20CommercialKitchenExistingTechnology,0)),\"\"))","v":""},{"$f":"IF(ISBLANK(Table18[[#This Row],[Existing Technology]]),\"\", IFERROR(INDEX(Table20CommercialKitchenPersistence,MATCH(Table18[[#This Row],[Existing Technology]],'Non-Lighting Index Table'!Table20CommercialKitchenExistingTechnology,0)),\"\"))","v":""},null,{"$f":"IF(ISBLANK(Table18[[#This Row],[Existing Technology]]),\"\", IFERROR(INDEX('Non-Lighting Index Table'!$O$4:$O$19,MATCH(Table18[[#This Row],[Existing Technology]],'Non-Lighting Index Table'!Table20CommercialKitchenExistingTechnology,0))*Table18[[#This Row],[Quantity]],\"\"))","v":""},null,{"$f":"IFERROR(Table18[[#This Row],[Proposed Demand Per Unit (kW)]]*Table18[[#This Row],[Quantity]],\"\")","v":0},{"$f":"IF(ISBLANK(Table18[[#This Row],[Existing Demand Per Unit\n(kW)]]),\"\",IF(ISBLANK(Table18[[#This Row],[Proposed Demand Per Unit (kW)]]),\"\", IFERROR(Table18[[#This Row],[Quantity]]*(Table18[[#This Row],[Existing Demand Per Unit\n(kW)]]-Table18[[#This Row],[Proposed Demand Per Unit (kW)]]),\"\")))","v":""},{"$f":"IF(ISBLANK(Table18[[#This Row],[Existing Consumption (Hidden, kWh)]]),\"\",IF(ISBLANK(#REF!),\"\", IFERROR(Table18[[#This Row],[Existing Consumption (Hidden, kWh)]]-Table18[[#This Row],[Annual Consumption (hidden, kWh)]],\"\")))","v":""},{"$f":"IF(ISBLANK(Table18[[#This Row],[Quantity]]),\"\",IFERROR(Table18[[#This Row],[Rebate]]*Table18[[#This Row],[Quantity]],\"\"))","v":""}]

{"sheet":"Refrigeration","index":4,"n_rows":99,"n_cols":39,"rows_kept":99,"cut":false,"hidden":false,"merged":[[3,0,3,6],[2,18,2,19],[3,31,3,32],[3,33,3,34],[4,25,4,26],[4,27,4,28],[3,8,3,16]]}
["Energy Savings Calculator for Refrigeration ECMs"]
[{"$f":"Summary!A9","v":"Electrical Rebate Calculator, version 4.0  -  2018.08.22"}]
[null,null,null,null,null,null,null,null,null,null,null,null,null,null,null,null,null,null,"Savings",null,"Rebate"]
["Existing System",null,null,null,null,null,null,null,"Proposed System",null,null,null,null,null,null,null,null,null,"Total","Total","Total",null,null,null,null,null,null,null,null,null,null,"Existing",null,"Proposed"]
["Space Description","Existing Technology","Quantity","Unit","Configuration of Display Case","Existing Consumption (Hidden, kWh)","Existing Demand Per Unit (kW)","Total Existing Demand (Hidden, kW)","Retrofit Technology","Rebate","Per Unit","Equivalent BC Hydro End Use (Hidden)","BC Hydro ECM (Hidden)","Persistence (Hidden, yrs.)","Total Capital Cost\n(CAD)","Annual Consumption (Hidden, kWh)","Proposed Demand Per Unit \n(kW)","Total Proposed Demand (Hidden,kW)","Demand Savings\n(kW)","Energy Savings\n(kWh)","Rebate Amount\n(CAD)",null,null,null,null,"Estimated Demand Savings (kW)  Site vs BCH Peak",null,"Estimated Energy Savings (kWh) Site vs Potentially Incentable",null,"Estimated Measure Life (yrs.)","Estimated GHG Savings (tons of CO2e/yr.)","Demand (kW)","Energy (kWh)","Demand (kW)","Energy (kWh)","Estimated Rebate ($)","Estimated Annual Electrical Cost Savings  ($/yr.)","Cost ($)","Simple Payback (yrs.)"]
[null,null,null,{"$f":"SUBSTITUTE(Table17[[#This Row],[Per Unit]],\"Per\", \"\")","v":""},null,{"$f":"IF(ISBLANK(Table17[[#This Row],[Existing Technology]]),\"\",  IFERROR(INDEX('Non-Lighting Index Table'!$N$27:$N$39,MATCH(Table17[[#This Row],[Existing Technology]],'Non-Lighting Index Table'!$C$27:$C$39,0))*Table17[[#This Row],[Quantity]],\"\"))","v":""},null,{"$f":"IFERROR(Table17[[#This Row],[Quantity]]*Table17[[#This Row],[Existing Demand Per Unit (kW)]],\"\")","v":0},{"$f":"IF(ISBLANK(Table17[[#This Row],[Existing Technology]]),\"\", IFERROR(INDEX('Non-Lighting Index Table'!$D$27:$D$39,MATCH(Table17[[#This Row],[Existing Technology]],'Non-Lighting Index Table'!$C$27:$C$39,0)),\"\"))","v":""},{"$f":"IF(ISBLANK(Table17[[#This Row],[Existing Technology]]),\"\", IFERROR(INDEX('Non-Lighting Index Table'!$J$27:$J$39,MATCH(Table17[[#This Row],[Existing Technology]],'Non-Lighting Index Table'!$C$27:$C$39,0)),\"\"))","v":""},{"$f":"IF(ISBLANK(Table17[[#This Row],[Existing Technology]]),\"\", IFERROR(INDEX('Non-Lighting Index Table'!$K$27:$K$39,MATCH(Table17[[#This Row],[Existing Technology]],'Non-Lighting Index Table'!$C$27:$C$39,0)),\"\"))","v":""},{"$f":"IF(ISBLANK(Table17[[#This Row],[Existing Technology]]),\"\", IFERROR(INDEX('Non-Lighting Index Table'!$G$27:$G$39,MATCH(Table17[[#This Row],[Existing Technology]],'Non-Lighting Index Table'!$C$27:$C$39,0)),\"\"))","v":""},{"$f":"IF(ISBLANK(Table17[[#This Row],[Existing Technology]]),\"\", IFERROR(INDEX('Non-Lighting Index Table'!$H$27:$H$39,MATCH(Table17[[#This Row],[Existing Technology]],'Non-Lighting Index Table'!$C$27:$C$39,0)),\"\"))","v":""},{"$f":"IF(ISBLANK(Table17[[#This Row],[Existing Technology]]),\"\", IFERROR(INDEX('Non-Lighting Index Table'!$I$27:$I$39,MATCH(Table17[[#This Row],[Existing Technology]],'Non-Lighting Index Table'!$C$27:$C$39,0)),\"\"))","v":""},null,{"$f":"IF(ISBLANK(Table17[[#This Row],[Existing Technology]]),\"\", IFERROR(INDEX('Non-Lighting Index Table'!$O$27:$O$39,MATCH(Table17[[#This Row],[Existing Technology]],'Non-Lighting Index Table'!$C$27:$C$39,0))*Table17[[#This Row],[Quantity]],\"\"))","v":""},null,{"$f":"IFERROR(Table17[[#This Row],[Proposed Demand Per Unit \n(kW)]]*Table17[[#This Row],[Quantity]],\"\")","v":0},{"$f":"IF(ISBLANK(Table17[[#This Row],[Existing Demand Per Unit (kW)]]), \"\", IF(ISBLANK(Table17[[#This Row],[Proposed Demand Per Unit \n(kW)]]),\"\", IFERROR(Table17[[#This Row],[Quantity]]*(Table17[[#This Row],[Existing Demand Per Unit (kW)]]-Table17[[#This Row],[Proposed Demand Per Unit \n(kW)]]),\"\")))","v":""},{"$f":"IF(ISBLANK(Table17[[#This Row],[Existing Technology]]), \"\",  IF(ISNUMBER(SEARCH(\"Energy Star\",Table17[[#This Row],[Existing Technology]])),  IFERROR(Table17[[#This Row],[Existing Consumption (Hidden, kWh)]]-Table17[[#This Row],[Annual Consumption (Hidden, kWh)]], \"\"), IF( OR(ISNUMBER(SEARCH(\"ECM motor\",Table17[[#This Row],[Existing Technology]])), ISNUMBER(SEARCH(\"Anti-sweat\",Table17[[#This Row],[Existing Technology]])), ISNUMBER(SEARCH(\"Multi-deck\",Table17[[#This Row],[Existing Technology]]))), IFERROR(INDEX('Non-Lighting Index Table'!$P$27:$P$32,MATCH(Table17[[#This Row],[Existing Technology]],'Non-Lighting Index Table'!$C$27:$C$32,0))*Table17[[#This Row],[Quantity]],\"\"), IF(ISNUMBER(SEARCH(\"Open vertical\",Table17[[#This Row],[Existing Technology]])), IF(Table17[[#This Row],[Configuration of Display Case]]=\"Vertical\", IFERROR(Table17[[#This Row],[Quantity]]*148.2,\"\"), IF( Table17[[#This Row],[Configuration of Display Case]]=\"Horizontal\", IFERROR(Table17[[#This Row],[Quantity]]*57,\"\"),\"\"))))))","v":""},{"$f":"IF(ISBLANK(Table17[[#This Row],[Quantity]]),\"\",IFERROR(Table17[[#This Row],[Rebate]]*Table17[[#This Row],[Quantity]],\"\"))","v":""},null,"Refrigeration","Anti-sweat heater humidistat control",null,{"$f":"SUMIFS($S$6:$S$99,$M$6:$M$99,X6)","v":0},0,{"$f":"SUMIFS($T$6:$T$99,$M$6:$M$99,X6)","v":0},{"$f":"SUMIFS($T$6:$T$99,$M$6:$M$99,X6)","v":0},12,{"$f":"AB6*(10.67/10^6)","v":0},{"$f":"SUMIFS($H$6:$H$99,$M$6:$M$99,X6)","v":0},{"$f":"SUMIFS($F$6:$F$99,$M$6:$M$99,X6)","v":0},{"$f":"SUMIFS($R$6:$R$99,$M$6:$M$99,X6)","v":0},{"$f":"SUMIFS($P$6:$P$99,$M$6:$M$99,X6)","v":0},{"$f":"SUMIFS($U$6:$U$99,$M$6:$M$99,X6)","v":0},{"$f":"IFERROR(AB6*0.088,0)","v":0},{"$f":"SUMIFS($O$6:$O$99,$M$6:$M$99,X6)","v":0},{"$f":"IFERROR((AL6)/AK6,0)","v":0}]
[null,null,null,{"$f":"SUBSTITUTE(Table17[[#This Row],[Per Unit]],\"Per\", \"\")","v":""},null,{"$f":"IF(ISBLANK(Table17[[#This Row],[Existing Technology]]),\"\",  IFERROR(INDEX('Non-Lighting Index Table'!$N$27:$N$39,MATCH(Table17[[#This Row],[Existing Technology]],'Non-Lighting Index Table'!$C$27:$C$39,0))*Table17[[#This Row],[Quantity]],\"\"))","v":""},null,{"$f":"IFERROR(Table17[[#This Row],[Quantity]]*Table17[[#This Row],[Existing Demand Per Unit (kW)]],\"\")","v":0},{"$f":"IF(ISBLANK(Table17[[#This Row],[Existing Technology]]),\"\", IFERROR(INDEX('Non-Lighting Index Table'!$D$27:$D$39,MATCH(Table17[[#This Row],[Existing Technology]],'Non-Lighting Index Table'!$C$27:$C$39,0)),\"\"))","v":""},{"$f":"IF(ISBLANK(Table17[[#This Row],[Existing Technology]]),\"\", IFERROR(INDEX('Non-Lighting Index Table'!$J$27:$J$39,MATCH(Table17[[#This Row],[Existing Technology]],'Non-Lighting Index Table'!$C$27:$C$39,0)),\"\"))","v":""},{"$f":"IF(ISBLANK(Table17[[#This Row],[Existing Technology]]),\"\", IFERROR(INDEX('Non-Lighting Index Table'!$K$27:$K$39,MATCH(Table17[[#This Row],[Existing Technology]],'Non-Lighting Index Table'!$C$27:$C$39,0)),\"\"))","v":""},{"$f":"IF(ISBLANK(Table17[[#This Row],[Existing Technology]]),\"\", IFERROR(INDEX('Non-Lighting Index Table'!$G$27:$G$39,MATCH(Table17[[#This Row],[Existing Technology]],'Non-Lighting Index Table'!$C$27:$C$39,0)),\"\"))","v":""},{"$f":"IF(ISBLANK(Table17[[#This Row],[Existing Technology]]),\"\", IFERROR(INDEX('Non-Lighting Index Table'!$H$27:$H$39,MATCH(Table17[[#This Row],[Existing Technology]],'Non-Lighting Index Table'!$C$27:$C$39,0)),\"\"))","v":""},{"$f":"IF(ISBLANK(Table17[[#This Row],[Existing Technology]]),\"\", IFERROR(INDEX('Non-Lighting Index Table'!$I$27:$I$39,MATCH(Table17[[#This Row],[Existing Technology]],'Non-Lighting Index Table'!$C$27:$C$39,0)),\"\"))","v":""},null,{"$f":"IF(ISBLANK(Table17[[#This Row],[Existing Technology]]),\"\", IFERROR(INDEX('Non-Lighting Index Table'!$O$27:$O$39,MATCH(Table17[[#This Row],[Existing Technology]],'Non-Lighting Index Table'!$C$27:$C$39,0))*Table17[[#This Row],[Quantity]],\"\"))","v":""},null,{"$f":"IFERROR(Table17[[#This Row],[Proposed Demand Per Unit \n(kW)]]*Table17[[#This Row],[Quantity]],\"\")","v":0},{"$f":"IF(ISBLANK(Table17[[#This Row],[Existing Demand Per Unit (kW)]]), \"\", IF(ISBLANK(Table17[[#This Row],[Proposed Demand Per Unit \n(kW)]]),\"\", IFERROR(Table17[[#This Row],[Quantity]]*(Table17[[#This Row],[Existing Demand Per Unit (kW)]]-Table17[[#This Row],[Proposed Demand Per Unit \n(kW)]]),\"\")))","v":""},{"$f":"IF(ISBLANK(Table17[[#This Row],[Existing Technology]]), \"\",  IF(ISNUMBER(SEARCH(\"Energy Star\",Table17[[#This Row],[Existing Technology]])),  IFERROR(Table17[[#This Row],[Existing Consumption (Hidden, kWh)]]-Table17[[#This Row],[Annual Consumption (Hidden, kWh)]], \"\"), IF( OR(ISNUMBER(SEARCH(\"ECM motor\",Table17[[#This Row],[Existing Technology]])), ISNUMBER(SEARCH(\"Anti-sweat\",Table17[[#This Row],[Existing Technology]])), ISNUMBER(SEARCH(\"Multi-deck\",Table17[[#This Row],[Existing Technology]]))), IFERROR(INDEX('Non-Lighting Index Table'!$P$27:$P$32,MATCH(Table17[[#This Row],[Existing Technology]],'Non-Lighting Index Table'!$C$27:$C$32,0))*Table17[[#This Row],[Quantity]],\"\"), IF(ISNUMBER(SEARCH(\"Open vertical\",Table17[[#This Row],[Existing Technology]])), IF(Table17[[#This Row],[Configuration of Display Case]]=\"Vertical\", IFERROR(Table17[[#This Row],[Quantity]]*148.2,\"\"), IF( Table17[[#This Row],[Configuration of Display Case]]=\"Horizontal\", IFERROR(Table17[[#This Row],[Quantity]]*57,\"\"),\"\"))))))","v":""},{"$f":"IF(ISBLANK(Table17[[#This Row],[Quantity]]),\"\",IFERROR(Table17[[#This Row],[Rebate]]*Table17[[#This Row],[Quantity]],\"\"))","v":""},null,null,"Electronically commutated fan motor system",null,{"$f":"SUMIFS($S$6:$S$99,$M$6:$M$99,X7)","v":0},0,{"$f":"SUMIFS($T$6:$T$99,$M$6:$M$99,X7)","v":0},{"$f":"SUMIFS($T$6:$T$99,$M$6:$M$99,X7)","v":0},15,{"$f":"AB7*(10.67/10^6)","v":0},{"$f":"SUMIFS($H$6:$H$99,$M$6:$M$99,X7)","v":0},{"$f":"SUMIFS($F$6:$F$99,$M$6:$M$99,X7)","v":0},{"$f":"SUMIFS($R$6:$R$99,$M$6:$M$99,X7)","v":0},{"$f":"SUMIFS($P$6:$P$99,$M$6:$M$99,X7)","v":0},{"$f":"SUMIFS($U$6:$U$99,$M$6:$M$99,X7)","v":0},{"$f":"IFERROR(AB7*0.088,0)","v":0},{"$f":"SUMIFS($O$6:$O$99,$M$6:$M$99,X7)","v":0},0]
[null,null,null,{"$f":"SUBSTITUTE(Table17[[#This Row],[Per Unit]],\"Per\", \"\")","v":""},null,{"$f":"IF(ISBLANK(Table17[[#This Row],[Existing Technology]]),\"\",  IFERROR(INDEX('Non-Lighting Index Table'!$N$27:$N$39,MATCH(Table17[[#This Row],[Existing Technology]],'Non-Lighting Index Table'!$C$27:$C$39,0))*Table17[[#This Row],[Quantity]],\"\"))","v":""},null,{"$f":"IFERROR(Table17[[#This Row],[Quantity]]*Table17[[#This Row],[Existing Demand Per Unit (kW)]],\"\")","v":0},{"$f":"IF(ISBLANK(Table17[[#This Row],[Existing Technology]]),\"\", IFERROR(INDEX('Non-Lighting Index Table'!$D$27:$D$39,MATCH(Table17[[#This Row],[Existing Technology]],'Non-Lighting Index Table'!$C$27:$C$39,0)),\"\"))","v":""},{"$f":"IF(ISBLANK(Table17[[#This Row],[Existing Technology]]),\"\", IFERROR(INDEX('Non-Lighting Index Table'!$J$27:$J$39,MATCH(Table17[[#This Row],[Existing Technology]],'Non-Lighting Index Table'!$C$27:$C$39,0)),\"\"))","v":""},{"$f":"IF(ISBLANK(Table17[[#This Row],[Existing Technology]]),\"\", IFERROR(INDEX('Non-Lighting Index Table'!$K$27:$K$39,MATCH(Table17[[#This Row],[Existing Technology]],'Non-Lighting Index Table'!$C$27:$C$39,0)),\"\"))","v":""},{"$f":"IF(ISBLANK(Table17[[#This Row],[Existing Technology]]),\"\", IFERROR(INDEX('Non-Lighting Index Table'!$G$27:$G$39,MATCH(Table17[[#This Row],[Existing Technology]],'Non-Lighting Index Table'!$C$27:$C$39,0)),\"\"))","v":""},{"$f":"IF(ISBLANK(Table17[[#This Row],[Existing Technology]]),\"\", IFERROR(INDEX('Non-Lighting Index Table'!$H$27:$H$39,MATCH(Table17[[#This Row],[Existing Technology]],'Non-Lighting Index Table'!$C$27:$C$39,0)),\"\"))","v":""},{"$f":"IF(ISBLANK(Table17[[#This Row],[Existing Technology]]),\"\", IFERROR(INDEX('Non-Lighting Index Table'!$I$27:$I$39,MATCH(Table17[[#This Row],[Existing Technology]],'Non-Lighting Index Table'!$C$27:$C$39,0)),\"\"))","v":""},null,{"$f":"IF(ISBLANK(Table17[[#This Row],[Existing Technology]]),\"\", IFERROR(INDEX('Non-Lighting Index Table'!$O$27:$O$39,MATCH(Table17[[#This Row],[Existing Technology]],'Non-Lighting Index Table'!$C$27:$C$39,0))*Table17[[#This Row],[Quantity]],\"\"))","v":""},null,{"$f":"IFERROR(Table17[[#This Row],[Proposed Demand Per Unit \n(kW)]]*Table17[[#This Row],[Quantity]],\"\")","v":0},{"$f":"IF(ISBLANK(Table17[[#This Row],[Existing Demand Per Unit (kW)]]), \"\", IF(ISBLANK(Table17[[#This Row],[Proposed Demand Per Unit \n(kW)]]),\"\", IFERROR(Table17[[#This Row],[Quantity]]*(Table17[[#This Row],[Existing Demand Per Unit (kW)]]-Table17[[#This Row],[Proposed Demand Per Unit \n(kW)]]),\"\")))","v":""},{"$f":"IF(ISBLANK(Table17[[#This Row],[Existing Technology]]), \"\",  IF(ISNUMBER(SEARCH(\"Energy Star\",Table17[[#This Row],[Existing Technology]])),  IFERROR(Table17[[#This Row],[Existing Consumption (Hidden, kWh)]]-Table17[[#This Row],[Annual Consumption (Hidden, kWh)]], \"\"), IF( OR(ISNUMBER(SEARCH(\"ECM motor\",Table17[[#This Row],[Existing Technology]])), ISNUMBER(SEARCH(\"Anti-sweat\",Table17[[#This Row],[Existing Technology]])), ISNUMBER(SEARCH(\"Multi-deck\",Table17[[#This Row],[Existing Technology]]))), IFERROR(INDEX('Non-Lighting Index Table'!$P$27:$P$32,MATCH(Table17[[#This Row],[Existing Technology]],'Non-Lighting Index Table'!$C$27:$C$32,0))*Table17[[#This Row],[Quantity]],\"\"), IF(ISNUMBER(SEARCH(\"Open vertical\",Table17[[#This Row],[Existing Technology]])), IF(Table17[[#This Row],[Configuration of Display Case]]=\"Vertical\", IFERROR(Table17[[#This Row],[Quantity]]*148.2,\"\"), IF( Table17[[#This Row],[Configuration of Display Case]]=\"Horizontal\", IFERROR(Table17[[#This Row],[Quantity]]*57,\"\"),\"\"))))))","v":""},{"$f":"IF(ISBLANK(Table17[[#This Row],[Quantity]]),\"\",IFERROR(Table17[[#This Row],[Rebate]]*Table17[[#This Row],[Quantity]],\"\"))","v":""},null,null,"Night covers, air curtain",null,{"$f":"SUMIFS($S$6:$S$99,$M$6:$M$99,X8)","v":0},0,{"$f":"SUMIFS($T$6:$T$99,$M$6:$M$99,X8)","v":0},{"$f":"SUMIFS($T$6:$T$99,$M$6:$M$99,X8)","v":0},5,{"$f":"AB8*(10.67/10^6)","v":0},{"$f":"SUMIFS($H$6:$H$99,$M$6:$M$99,X8)","v":0},{"$f":"SUMIFS($F$6:$F$99,$M$6:$M$99,X8)","v":0},{"$f":"SUMIFS($R$6:$R$99,$M$6:$M$99,X8)","v":0},{"$f":"SUMIFS($P$6:$P$99,$M$6:$M$99,X8)","v":0},{"$f":"SUMIFS($U$6:$U$99,$M$6:$M$99,X8)","v":0},{"$f":"IFERROR(AB8*0.088,0)","v":0},{"$f":"SUMIFS($O$6:$O$99,$M$6:$M$99,X8)","v":0},0]
[null,null,null,{"$f":"SUBSTITUTE(Table17[[#This Row],[Per Unit]],\"Per\", \"\")","v":""},null,{"$f":"IF(ISBLANK(Table17[[#This Row],[Existing Technology]]),\"\",  IFERROR(INDEX('Non-Lighting Index Table'!$N$27:$N$39,MATCH(Table17[[#This Row],[Existing Technology]],'Non-Lighting Index Table'!$C$27:$C$39,0))*Table17[[#This Row],[Quantity]],\"\"))","v":""},null,{"$f":"IFERROR(Table17[[#This Row],[Quantity]]*Table17[[#This Row],[Existing Demand Per Unit (kW)]],\"\")","v":0},{"$f":"IF(ISBLANK(Table17[[#This Row],[Existing Technology]]),\"\", IFERROR(INDEX('Non-Lighting Index Table'!$D$27:$D$39,MATCH(Table17[[#This Row],[Existing Technology]],'Non-Lighting Index Table'!$C$27:$C$39,0)),\"\"))","v":""},{"$f":"IF(ISBLANK(Table17[[#This Row],[Existing Technology]]),\"\", IFERROR(INDEX('Non-Lighting Index Table'!$J$27:$J$39,MATCH(Table17[[#This Row],[Existing Technology]],'Non-Lighting Index Table'!$C$27:$C$39,0)),\"\"))","v":""},{"$f":"IF(ISBLANK(Table17[[#This Row],[Existing Technology]]),\"\", IFERROR(INDEX('Non-Lighting Index Table'!$K$27:$K$39,MATCH(Table17[[#This Row],[Existing Technology]],'Non-Lighting Index Table'!$C$27:$C$39,0)),\"\"))","v":""},{"$f":"IF(ISBLANK(Table17[[#This Row],[Existing Technology]]),\"\", IFERROR(INDEX('Non-Lighting Index Table'!$G$27:$G$39,MATCH(Table17[[#This Row],[Existing Technology]],'Non-Lighting Index Table'!$C$27:$C$39,0)),\"\"))","v":""},{"$f":"IF(ISBLANK(Table17[[#This Row],[Existing Technology]]),\"\", IFERROR(INDEX('Non-Lighting Index Table'!$H$27:$H$39,MATCH(Table17[[#This Row],[Existing Technology]],'Non-Lighting Index Table'!$C$27:$C$39,0)),\"\"))","v":""},{"$f":"IF(ISBLANK(Table17[[#This Row],[Existing Technology]]),\"\", IFERROR(INDEX('Non-Lighting Index Table'!$I$27:$I$39,MATCH(Table17[[#This Row],[Existing Technology]],'Non-Lighting Index Table'!$C$27:$C$39,0)),\"\"))","v":""},null,{"$f":"IF(ISBLANK(Table17[[#This Row],[Existing Technology]]),\"\", IFERROR(INDEX('Non-Lighting Index Table'!$O$27:$O$39,MATCH(Table17[[#This Row],[Existing Technology]],'Non-Lighting Index Table'!$C$27:$C$39,0))*Table17[[#This Row],[Quantity]],\"\"))","v":""},null,{"$f":"IFERROR(Table17[[#This Row],[Proposed Demand Per Unit \n(kW)]]*Table17[[#This Row],[Quantity]],\"\")","v":0},{"$f":"IF(ISBLANK(Table17[[#This Row],[Existing Demand Per Unit (kW)]]), \"\", IF(ISBLANK(Table17[[#This Row],[Proposed Demand Per Unit \n(kW)]]),\"\", IFERROR(Table17[[#This Row],[Quantity]]*(Table17[[#This Row],[Existing Demand Per Unit (kW)]]-Table17[[#This Row],[Proposed Demand Per Unit \n(kW)]]),\"\")))","v":""},{"$f":"IF(ISBLANK(Table17[[#This Row],[Existing Technology]]), \"\",  IF(ISNUMBER(SEARCH(\"Energy Star\",Table17[[#This Row],[Existing Technology]])),  IFERROR(Table17[[#This Row],[Existing Consumption (Hidden, kWh)]]-Table17[[#This Row],[Annual Consumption (Hidden, kWh)]], \"\"), IF( OR(ISNUMBER(SEARCH(\"ECM motor\",Table17[[#This Row],[Existing Technology]])), ISNUMBER(SEARCH(\"Anti-sweat\",Table17[[#This Row],[Existing Technology]])), ISNUMBER(SEARCH(\"Multi-deck\",Table17[[#This Row],[Existing Technology]]))), IFERROR(INDEX('Non-Lighting Index Table'!$P$27:$P$32,MATCH(Table17[[#This Row],[Existing Technology]],'Non-Lighting Index Table'!$C$27:$C$32,0))*Table17[[#This Row],[Quantity]],\"\"), IF(ISNUMBER(SEARCH(\"Open vertical\",Table17[[#This Row],[Existing Technology]])), IF(Table17[[#This Row],[Configuration of Display Case]]=\"Vertical\", IFERROR(Table17[[#This Row],[Quantity]]*148.2,\"\"), IF( Table17[[#This Row],[Configuration of Display Case]]=\"Horizontal\", IFERROR(Table17[[#This Row],[Quantity]]*57,\"\"),\"\"))))))","v":""},{"$f":"IF(ISBLANK(Table17[[#This Row],[Quantity]]),\"\",IFERROR(Table17[[#This Row],[Rebate]]*Table17[[#This Row],[Quantity]],\"\"))","v":""},null,null,"Refrigerators",null,{"$f":"SUMIFS($S$6:$S$99,$M$6:$M$99,X9)","v":0},0,{"$f":"SUMIFS($T$6:$T$99,$M$6:$M$99,X9)","v":0},{"$f":"SUMIFS($T$6:$T$99,$M$6:$M$99,X9)","v":0},12,{"$f":"AB9*(10.67/10^6)","v":0},{"$f":"SUMIFS($H$6:$H$99,$M$6:$M$99,X9)","v":0},{"$f":"SUMIFS($F$6:$F$99,$M$6:$M$99,X9)","v":0},{"$f":"SUMIFS($R$6:$R$99,$M$6:$M$99,X9)","v":0},{"$f":"SUMIFS($P$6:$P$99,$M$6:$M$99,X9)","v":0},{"$f":"SUMIFS($U$6:$U$99,$M$6:$M$99,X9)","v":0},{"$f":"IFERROR(AB9*0.088,0)","v":0},{"$f":"SUMIFS($O$6:$O$99,$M$6:$M$99,X9)","v":0},0]
[null,null,null,{"$f":"SUBSTITUTE(Table17[[#This Row],[Per Unit]],\"Per\", \"\")","v":""},null,{"$f":"IF(ISBLANK(Table17[[#This Row],[Existing Technology]]),\"\",  IFERROR(INDEX('Non-Lighting Index Table'!$N$27:$N$39,MATCH(Table17[[#This Row],[Existing Technology]],'Non-Lighting Index Table'!$C$27:$C$39,0))*Table17[[#This Row],[Quantity]],\"\"))","v":""},null,{"$f":"IFERROR(Table17[[#This Row],[Quantity]]*Table17[[#This Row],[Existing Demand Per Unit (kW)]],\"\")","v":0},{"$f":"IF(ISBLANK(Table17[[#This Row],[Existing Technology]]),\"\", IFERROR(INDEX('Non-Lighting Index Table'!$D$27:$D$39,MATCH(Table17[[#This Row],[Existing Technology]],'Non-Lighting Index Table'!$C$27:$C$39,0)),\"\"))","v":""},{"$f":"IF(ISBLANK(Table17[[#This Row],[Existing Technology]]),\"\", IFERROR(INDEX('Non-Lighting Index Table'!$J$27:$J$39,MATCH(Table17[[#This Row],[Existing Technology]],'Non-Lighting Index Table'!$C$27:$C$39,0)),\"\"))","v":""},{"$f":"IF(ISBLANK(Table17[[#This Row],[Existing Technology]]),\"\", IFERROR(INDEX('Non-Lighting Index Table'!$K$27:$K$39,MATCH(Table17[[#This Row],[Existing Technology]],'Non-Lighting Index Table'!$C$27:$C$39,0)),\"\"))","v":""},{"$f":"IF(ISBLANK(Table17[[#This Row],[Existing Technology]]),\"\", IFERROR(INDEX('Non-Lighting Index Table'!$G$27:$G$39,MATCH(Table17[[#This Row],[Existing Technology]],'Non-Lighting Index Table'!$C$27:$C$39,0)),\"\"))","v":""},{"$f":"IF(ISBLANK(Table17[[#This Row],[Existing Technology]]),\"\", IFERROR(INDEX('Non-Lighting Index Table'!$H$27:$H$39,MATCH(Table17[[#This Row],[Existing Technology]],'Non-Lighting Index Table'!$C$27:$C$39,0)),\"\"))","v":""},{"$f":"IF(ISBLANK(Table17[[#This Row],[Existing Technology]]),\"\", IFERROR(INDEX('Non-Lighting Index Table'!$I$27:$I$39,MATCH(Table17[[#This Row],[Existing Technology]],'Non-Lighting Index Table'!$C$27:$C$39,0)),\"\"))","v":""},null,{"$f":"IF(ISBLANK(Table17[[#This Row],[Existing Technology]]),\"\", IFERROR(INDEX('Non-Lighting Index Table'!$O$27:$O$39,MATCH(Table17[[#This Row],[Existing Technology]],'Non-Lighting Index Table'!$C$27:$C$39,0))*Table17[[#This Row],[Quantity]],\"\"))","v":""},null,{"$f":"IFERROR(Table17[[#This Row],[Proposed Demand Per Unit \n(kW)]]*Table17[[#This Row],[Quantity]],\"\")","v":0},{"$f":"IF(ISBLANK(Table17[[#This Row],[Existing Demand Per Unit (kW)]]), \"\", IF(ISBLANK(Table17[[#This Row],[Proposed Demand Per Unit \n(kW)]]),\"\", IFERROR(Table17[[#This Row],[Quantity]]*(Table17[[#This Row],[Existing Demand Per Unit (kW)]]-Table17[[#This Row],[Proposed Demand Per Unit \n(kW)]]),\"\")))","v":""},{"$f":"IF(ISBLANK(Table17[[#This Row],[Existing Technology]]), \"\",  IF(ISNUMBER(SEARCH(\"Energy Star\",Table17[[#This Row],[Existing Technology]])),  IFERROR(Table17[[#This Row],[Existing Consumption (Hidden, kWh)]]-Table17[[#This Row],[Annual Consumption (Hidden, kWh)]], \"\"), IF( OR(ISNUMBER(SEARCH(\"ECM motor\",Table17[[#This Row],[Existing Technology]])), ISNUMBER(SEARCH(\"Anti-sweat\",Table17[[#This Row],[Existing Technology]])), ISNUMBER(SEARCH(\"Multi-deck\",Table17[[#This Row],[Existing Technology]]))), IFERROR(INDEX('Non-Lighting Index Table'!$P$27:$P$32,MATCH(Table17[[#This Row],[Existing Technology]],'Non-Lighting Index Table'!$C$27:$C$32,0))*Table17[[#This Row],[Quantity]],\"\"), IF(ISNUMBER(SEARCH(\"Open vertical\",Table17[[#This Row],[Existing Technology]])), IF(Table17[[#This Row],[Configuration of Display Case]]=\"Vertical\", IFERROR(Table17[[#This Row],[Quantity]]*148.2,\"\"), IF( Table17[[#This Row],[Configuration of Display Case]]=\"Horizontal\", IFERROR(Table17[[#This Row],[Quantity]]*57,\"\"),\"\"))))))","v":""},{"$f":"IF(ISBLANK(Table17[[#This Row],[Quantity]]),\"\",IFERROR(Table17[[#This Row],[Rebate]]*Table17[[#This Row],[Quantity]],\"\"))","v":""},null,null,"Refrigerator display case with doors, low/medium temp",null,{"$f":"SUMIFS($S$6:$S$99,$M$6:$M$99,X10)","v":0},0,{"$f":"SUMIFS($T$6:$T$99,$M$6:$M$99,X10)","v":0},{"$f":"SUMIFS($T$6:$T$99,$M$6:$M$99,X10)","v":0},12,{"$f":"AB10*(10.67/10^6)","v":0},{"$f":"SUMIFS($H$6:$H$99,$M$6:$M$99,X10)","v":0},{"$f":"SUMIFS($F$6:$F$99,$M$6:$M$99,X10)","v":0},{"$f":"SUMIFS($R$6:$R$99,$M$6:$M$99,X10)","v":0},{"$f":"SUMIFS($P$6:$P$99,$M$6:$M$99,X10)","v":0},{"$f":"SUMIFS($U$6:$U$99,$M$6:$M$99,X10)","v":0},{"$f":"IFERROR(AB10*0.088,0)","v":0},{"$f":"SUMIFS($O$6:$O$99,$M$6:$M$99,X10)","v":0},0]
[null,null,null,{"$f":"SUBSTITUTE(Table17[[#This Row],[Per Unit]],\"Per\", \"\")","v":""},null,{"$f":"IF(ISBLANK(Table17[[#This Row],[Existing Technology]]),\"\",  IFERROR(INDEX('Non-Lighting Index Table'!$N$27:$N$39,MATCH(Table17[[#This Row],[Existing Technology]],'Non-Lighting Index Table'!$C$27:$C$39,0))*Table17[[#This Row],[Quantity]],\"\"))","v":""},null,{"$f":"IFERROR(Table17[[#This Row],[Quantity]]*Table17[[#This Row],[Existing Demand Per Unit (kW)]],\"\")","v":0},{"$f":"IF(ISBLANK(Table17[[#This Row],[Existing Technology]]),\"\", IFERROR(INDEX('Non-Lighting Index Table'!$D$27:$D$39,MATCH(Table17[[#This Row],[Existing Technology]],'Non-Lighting Index Table'!$C$27:$C$39,0)),\"\"))","v":""},{"$f":"IF(ISBLANK(Table17[[#This Row],[Existing Technology]]),\"\", IFERROR(INDEX('Non-Lighting Index Table'!$J$27:$J$39,MATCH(Table17[[#This Row],[Existing Technology]],'Non-Lighting Index Table'!$C$27:$C$39,0)),\"\"))","v":""},{"$f":"IF(ISBLANK(Table17[[#This Row],[Existing Technology]]),\"\", IFERROR(INDEX('Non-Lighting Index Table'!$K$27:$K$39,MATCH(Table17[[#This Row],[Existing Technology]],'Non-Lighting Index Table'!$C$27:$C$39,0)),\"\"))","v":""},{"$f":"IF(ISBLANK(Table17[[#This Row],[Existing Technology]]),\"\", IFERROR(INDEX('Non-Lighting Index Table'!$G$27:$G$39,MATCH(Table17[[#This Row],[Existing Technology]],'Non-Lighting Index Table'!$C$27:$C$39,0)),\"\"))","v":""},{"$f":"IF(ISBLANK(Table17[[#This Row],[Existing Technology]]),\"\", IFERROR(INDEX('Non-Lighting Index Table'!$H$27:$H$39,MATCH(Table17[[#This Row],[Existing Technology]],'Non-Lighting Index Table'!$C$27:$C$39,0)),\"\"))","v":""},{"$f":"IF(ISBLANK(Table17[[#This Row],[Existing Technology]]),\"\", IFERROR(INDEX('Non-Lighting Index Table'!$I$27:$I$39,MATCH(Table17[[#This Row],[Existing Technology]],'Non-Lighting Index Table'!$C$27:$C$39,0)),\"\"))","v":""},null,{"$f":"IF(ISBLANK(Table17[[#This Row],[Existing Technology]]),\"\", IFERROR(INDEX('Non-Lighting Index Table'!$O$27:$O$39,MATCH(Table17[[#This Row],[Existing Technology]],'Non-Lighting Index Table'!$C$27:$C$39,0))*Table17[[#This Row],[Quantity]],\"\"))","v":""},null,{"$f":"IFERROR(Table17[[#This Row],[Proposed Demand Per Unit \n(kW)]]*Table17[[#This Row],[Quantity]],\"\")","v":0},{"$f":"IF(ISBLANK(Table17[[#This Row],[Existing Demand Per Unit (kW)]]), \"\", IF(ISBLANK(Table17[[#This Row],[Proposed Demand Per Unit \n(kW)]]),\"\", IFERROR(Table17[[#This Row],[Quantity]]*(Table17[[#This Row],[Existing Demand Per Unit (kW)]]-Table17[[#This Row],[Proposed Demand Per Unit \n(kW)]]),\"\")))","v":""},{"$f":"IF(ISBLANK(Table17[[#This Row],[Existing Technology]]), \"\",  IF(ISNUMBER(SEARCH(\"Energy Star\",Table17[[#This Row],[Existing Technology]])),  IFERROR(Table17[[#This Row],[Existing Consumption (Hidden, kWh)]]-Table17[[#This Row],[Annual Consumption (Hidden, kWh)]], \"\"), IF( OR(ISNUMBER(SEARCH(\"ECM motor\",Table17[[#This Row],[Existing Technology]])), ISNUMBER(SEARCH(\"Anti-sweat\",Table17[[#This Row],[Existing Technology]])), ISNUMBER(SEARCH(\"Multi-deck\",Table17[[#This Row],[Existing Technology]]))), IFERROR(INDEX('Non-Lighting Index Table'!$P$27:$P$32,MATCH(Table17[[#This Row],[Existing Technology]],'Non-Lighting Index Table'!$C$27:$C$32,0))*Table17[[#This Row],[Quantity]],\"\"), IF(ISNUMBER(SEARCH(\"Open vertical\",Table17[[#This Row],[Existing Technology]])), IF(Table17[[#This Row],[Configuration of Display Case]]=\"Vertical\", IFERROR(Table17[[#This Row],[Quantity]]*148.2,\"\"), IF( Table17[[#This Row],[Configuration of Display Case]]=\"Horizontal\", IFERROR(Table17[[#This Row],[Quantity]]*57,\"\"),\"\"))))))","v":""},{"$f":"IF(ISBLANK(Table17[[#This Row],[Quantity]]),\"\",IFERROR(Table17[[#This Row],[Rebate]]*Table17[[#This Row],[Quantity]],\"\"))","v":""},null,null,null,"Sub-Total",{"$f":"IFERROR(SUM(Z6:Z10),0)","v":0},{"$f":"IFERROR(SUM(AA6:AA10),0)","v":0},0,0,null,0,0,0,0,0,0,0,0,0]
[null,null,null,{"$f":"SUBSTITUTE(Table17[[#This Row],[Per Unit]],\"Per\", \"\")","v":""},null,{"$f":"IF(ISBLANK(Table17[[#This Row],[Existing Technology]]),\"\",  IFERROR(INDEX('Non-Lighting Index Table'!$N$27:$N$39,MATCH(Table17[[#This Row],[Existing Technology]],'Non-Lighting Index Table'!$C$27:$C$39,0))*Table17[[#This Row],[Quantity]],\"\"))","v":""},null,{"$f":"IFERROR(Table17[[#This Row],[Quantity]]*Table17[[#This Row],[Existing Demand Per Unit (kW)]],\"\")","v":0},{"$f":"IF(ISBLANK(Table17[[#This Row],[Existing Technology]]),\"\", IFERROR(INDEX('Non-Lighting Index Table'!$D$27:$D$39,MATCH(Table17[[#This Row],[Existing Technology]],'Non-Lighting Index Table'!$C$27:$C$39,0)),\"\"))","v":""},{"$f":"IF(ISBLANK(Table17[[#This Row],[Existing Technology]]),\"\", IFERROR(INDEX('Non-Lighting Index Table'!$J$27:$J$39,MATCH(Table17[[#This Row],[Existing Technology]],'Non-Lighting Index Table'!$C$27:$C$39,0)),\"\"))","v":""},{"$f":"IF(ISBLANK(Table17[[#This Row],[Existing Technology]]),\"\", IFERROR(INDEX('Non-Lighting Index Table'!$K$27:$K$39,MATCH(Table17[[#This Row],[Existing Technology]],'Non-Lighting Index Table'!$C$27:$C$39,0)),\"\"))","v":""},{"$f":"IF(ISBLANK(Table17[[#This Row],[Existing Technology]]),\"\", IFERROR(INDEX('Non-Lighting Index Table'!$G$27:$G$39,MATCH(Table17[[#This Row],[Existing Technology]],'Non-Lighting Index Table'!$C$27:$C$39,0)),\"\"))","v":""},{"$f":"IF(ISBLANK(Table17[[#This Row],[Existing Technology]]),\"\", IFERROR(INDEX('Non-Lighting Index Table'!$H$27:$H$39,MATCH(Table17[[#This Row],[Existing Technology]],'Non-Lighting Index Table'!$C$27:$C$39,0)),\"\"))","v":""},{"$f":"IF(ISBLANK(Table17[[#This Row],[Existing Technology]]),\"\", IFERROR(INDEX('Non-Lighting Index Table'!$I$27:$I$39,MATCH(Table17[[#This Row],[Existing Technology]],'Non-Lighting Index Table'!$C$27:$C$39,0)),\"\"))","v":""},null,{"$f":"IF(ISBLANK(Table17[[#This Row],[Existing Technology]]),\"\", IFERROR(INDEX('Non-Lighting Index Table'!$O$27:$O$39,MATCH(Table17[[#This Row],[Existing Technology]],'Non-Lighting Index Table'!$C$27:$C$39,0))*Table17[[#This Row],[Quantity]],\"\"))","v":""},null,{"$f":"IFERROR(Table17[[#This Row],[Proposed Demand Per Unit \n(kW)]]*Table17[[#This Row],[Quantity]],\"\")","v":0},{"$f":"IF(ISBLANK(Table17[[#This Row],[Existing Demand Per Unit (kW)]]), \"\", IF(ISBLANK(Table17[[#This Row],[Proposed Demand Per Unit \n(kW)]]),\"\", IFERROR(Table17[[#This Row],[Quantity]]*(Table17[[#This Row],[Existing Demand Per Unit (kW)]]-Table17[[#This Row],[Proposed Demand Per Unit \n(kW)]]),\"\")))","v":""},{"$f":"IF(ISBLANK(Table17[[#This Row],[Existing Technology]]), \"\",  IF(ISNUMBER(SEARCH(\"Energy Star\",Table17[[#This Row],[Existing Technology]])),  IFERROR(Table17[[#This Row],[Existing Consumption (Hidden, kWh)]]-Table17[[#This Row],[Annual Consumption (Hidden, kWh)]], \"\"), IF( OR(ISNUMBER(SEARCH(\"ECM motor\",Table17[[#This Row],[Existing Technology]])), ISNUMBER(SEARCH(\"Anti-sweat\",Table17[[#This Row],[Existing Technology]])), ISNUMBER(SEARCH(\"Multi-deck\",Table17[[#This Row],[Existing Technology]]))), IFERROR(INDEX('Non-Lighting Index Table'!$P$27:$P$32,MATCH(Table17[[#This Row],[Existing Technology]],'Non-Lighting Index Table'!$C$27:$C$32,0))*Table17[[#This Row],[Quantity]],\"\"), IF(ISNUMBER(SEARCH(\"Open vertical\",Table17[[#This Row],[Existing Technology]])), IF(Table17[[#This Row],[Configuration of Display Case]]=\"Vertical\", IFERROR(Table17[[#This Row],[Quantity]]*148.2,\"\"), IF( Table17[[#This Row],[Configuration of Display Case]]=\"Horizontal\", IFERROR(Table17[[#This Row],[Quantity]]*57,\"\"),\"\"))))))","v":""},{"$f":"IF(ISBLANK(Table17[[#This Row],[Quantity]]),\"\",IFERROR(Table17[[#This Row],[Rebate]]*Table17[[#This Row],[Quantity]],\"\"))","v":""}]
[null,null,null,{"$f":"SUBSTITUTE(Table17[[#This Row],[Per Unit]],\"Per\", \"\")","v":""},null,{"$f":"IF(ISBLANK(Table17[[#This Row],[Existing Technology]]),\"\",  IFERROR(INDEX('Non-Lighting Index Table'!$N$27:$N$39,MATCH(Table17[[#This Row],[Existing Technology]],'Non-Lighting Index Table'!$C$27:$C$39,0))*Table17[[#This Row],[Quantity]],\"\"))","v":""},null,{"$f":"IFERROR(Table17[[#This Row],[Quantity]]*Table17[[#This Row],[Existing Demand Per Unit (kW)]],\"\")","v":0},{"$f":"IF(ISBLANK(Table17[[#This Row],[Existing Technology]]),\"\", IFERROR(INDEX('Non-Lighting Index Table'!$D$27:$D$39,MATCH(Table17[[#This Row],[Existing Technology]],'Non-Lighting Index Table'!$C$27:$C$39,0)),\"\"))","v":""},{"$f":"IF(ISBLANK(Table17[[#This Row],[Existing Technology]]),\"\", IFERROR(INDEX('Non-Lighting Index Table'!$J$27:$J$39,MATCH(Table17[[#This Row],[Existing Technology]],'Non-Lighting Index Table'!$C$27:$C$39,0)),\"\"))","v":""},{"$f":"IF(ISBLANK(Table17[[#This Row],[Existing Technology]]),\"\", IFERROR(INDEX('Non-Lighting Index Table'!$K$27:$K$39,MATCH(Table17[[#This Row],[Existing Technology]],'Non-Lighting Index Table'!$C$27:$C$39,0)),\"\"))","v":""},{"$f":"IF(ISBLANK(Table17[[#This Row],[Existing Technology]]),\"\", IFERROR(INDEX('Non-Lighting Index Table'!$G$27:$G$39,MATCH(Table17[[#This Row],[Existing Technology]],'Non-Lighting Index Table'!$C$27:$C$39,0)),\"\"))","v":""},{"$f":"IF(ISBLANK(Table17[[#This Row],[Existing Technology]]),\"\", IFERROR(INDEX('Non-Lighting Index Table'!$H$27:$H$39,MATCH(Table17[[#This Row],[Existing Technology]],'Non-Lighting Index Table'!$C$27:$C$39,0)),\"\"))","v":""},{"$f":"IF(ISBLANK(Table17[[#This Row],[Existing Technology]]),\"\", IFERROR(INDEX('Non-Lighting Index Table'!$I$27:$I$39,MATCH(Table17[[#This Row],[Existing Technology]],'Non-Lighting Index Table'!$C$27:$C$39,0)),\"\"))","v":""},null,{"$f":"IF(ISBLANK(Table17[[#This Row],[Existing Technology]]),\"\", IFERROR(INDEX('Non-Lighting Index Table'!$O$27:$O$39,MATCH(Table17[[#This Row],[Existing Technology]],'Non-Lighting Index Table'!$C$27:$C$39,0))*Table17[[#This Row],[Quantity]],\"\"))","v":""},null,{"$f":"IFERROR(Table17[[#This Row],[Proposed Demand Per Unit \n(kW)]]*Table17[[#This Row],[Quantity]],\"\")","v":0},{"$f":"IF(ISBLANK(Table17[[#This Row],[Existing Demand Per Unit (kW)]]), \"\", IF(ISBLANK(Table17[[#This Row],[Proposed Demand Per Unit \n(kW)]]),\"\", IFERROR(Table17[[#This Row],[Quantity]]*(Table17[[#This Row],[Existing Demand Per Unit (kW)]]-Table17[[#This Row],[Proposed Demand Per Unit \n(kW)]]),\"\")))","v":""},{"$f":"IF(ISBLANK(Table17[[#This Row],[Existing Technology]]), \"\",  IF(ISNUMBER(SEARCH(\"Energy Star\",Table17[[#This Row],[Existing Technology]])),  IFERROR(Table17[[#This Row],[Existing Consumption (Hidden, kWh)]]-Table17[[#This Row],[Annual Consumption (Hidden, kWh)]], \"\"), IF( OR(ISNUMBER(SEARCH(\"ECM motor\",Table17[[#This Row],[Existing Technology]])), ISNUMBER(SEARCH(\"Anti-sweat\",Table17[[#This Row],[Existing Technology]])), ISNUMBER(SEARCH(\"Multi-deck\",Table17[[#This Row],[Existing Technology]]))), IFERROR(INDEX('Non-Lighting Index Table'!$P$27:$P$32,MATCH(Table17[[#This Row],[Existing Technology]],'Non-Lighting Index Table'!$C$27:$C$32,0))*Table17[[#This Row],[Quantity]],\"\"), IF(ISNUMBER(SEARCH(\"Open vertical\",Table17[[#This Row],[Existing Technology]])), IF(Table17[[#This Row],[Configuration of Display Case]]=\"Vertical\", IFERROR(Table17[[#This Row],[Quantity]]*148.2,\"\"), IF( Table17[[#This Row],[Configuration of Display Case]]=\"Horizontal\", IFERROR(Table17[[#This Row],[Quantity]]*57,\"\"),\"\"))))))","v":""},{"$f":"IF(ISBLANK(Table17[[#This Row],[Quantity]]),\"\",IFERROR(Table17[[#This Row],[Rebate]]*Table17[[#This Row],[Quantity]],\"\"))","v":""}]
[null,null,null,{"$f":"SUBSTITUTE(Table17[[#This Row],[Per Unit]],\"Per\", \"\")","v":""},null,{"$f":"IF(ISBLANK(Table17[[#This Row],[Existing Technology]]),\"\",  IFERROR(INDEX('Non-Lighting Index Table'!$N$27:$N$39,MATCH(Table17[[#This Row],[Existing Technology]],'Non-Lighting Index Table'!$C$27:$C$39,0))*Table17[[#This Row],[Quantity]],\"\"))","v":""},null,{"$f":"IFERROR(Table17[[#This Row],[Quantity]]*Table17[[#This Row],[Existing Demand Per Unit (kW)]],\"\")","v":0},{"$f":"IF(ISBLANK(Table17[[#This Row],[Existing Technology]]),\"\", IFERROR(INDEX('Non-Lighting Index Table'!$D$27:$D$39,MATCH(Table17[[#This Row],[Existing Technology]],'Non-Lighting Index Table'!$C$27:$C$39,0)),\"\"))","v":""},{"$f":"IF(ISBLANK(Table17[[#This Row],[Existing Technology]]),\"\", IFERROR(INDEX('Non-Lighting Index Table'!$J$27:$J$39,MATCH(Table17[[#This Row],[Existing Technology]],'Non-Lighting Index Table'!$C$27:$C$39,0)),\"\"))","v":""},{"$f":"IF(ISBLANK(Table17[[#This Row],[Existing Technology]]),\"\", IFERROR(INDEX('Non-Lighting Index Table'!$K$27:$K$39,MATCH(Table17[[#This Row],[Existing Technology]],'Non-Lighting Index Table'!$C$27:$C$39,0)),\"\"))","v":""},{"$f":"IF(ISBLANK(Table17[[#This Row],[Existing Technology]]),\"\", IFERROR(INDEX('Non-Lighting Index Table'!$G$27:$G$39,MATCH(Table17[[#This Row],[Existing Technology]],'Non-Lighting Index Table'!$C$27:$C$39,0)),\"\"))","v":""},{"$f":"IF(ISBLANK(Table17[[#This Row],[Existing Technology]]),\"\", IFERROR(INDEX('Non-Lighting Index Table'!$H$27:$H$39,MATCH(Table17[[#This Row],[Existing Technology]],'Non-Lighting Index Table'!$C$27:$C$39,0)),\"\"))","v":""},{"$f":"IF(ISBLANK(Table17[[#This Row],[Existing Technology]]),\"\", IFERROR(INDEX('Non-Lighting Index Table'!$I$27:$I$39,MATCH(Table17[[#This Row],[Existing Technology]],'Non-Lighting Index Table'!$C$27:$C$39,0)),\"\"))","v":""},null,{"$f":"IF(ISBLANK(Table17[[#This Row],[Existing Technology]]),\"\", IFERROR(INDEX('Non-Lighting Index Table'!$O$27:$O$39,MATCH(Table17[[#This Row],[Existing Technology]],'Non-Lighting Index Table'!$C$27:$C$39,0))*Table17[[#This Row],[Quantity]],\"\"))","v":""},null,{"$f":"IFERROR(Table17[[#This Row],[Proposed Demand Per Unit \n(kW)]]*Table17[[#This Row],[Quantity]],\"\")","v":0},{"$f":"IF(ISBLANK(Table17[[#This Row],[Existing Demand Per Unit (kW)]]), \"\", IF(ISBLANK(Table17[[#This Row],[Proposed Demand Per Unit \n(kW)]]),\"\", IFERROR(Table17[[#This Row],[Quantity]]*(Table17[[#This Row],[Existing Demand Per Unit (kW)]]-Table17[[#This Row],[Proposed Demand Per Unit \n(kW)]]),\"\")))","v":""},{"$f":"IF(ISBLANK(Table17[[#This Row],[Existing Technology]]), \"\",  IF(ISNUMBER(SEARCH(\"Energy Star\",Table17[[#This Row],[Existing Technology]])),  IFERROR(Table17[[#This Row],[Existing Consumption (Hidden, kWh)]]-Table17[[#This Row],[Annual Consumption (Hidden, kWh)]], \"\"), IF( OR(ISNUMBER(SEARCH(\"ECM motor\",Table17[[#This Row],[Existing Technology]])), ISNUMBER(SEARCH(\"Anti-sweat\",Table17[[#This Row],[Existing Technology]])), ISNUMBER(SEARCH(\"Multi-deck\",Table17[[#This Row],[Existing Technology]]))), IFERROR(INDEX('Non-Lighting Index Table'!$P$27:$P$32,MATCH(Table17[[#This Row],[Existing Technology]],'Non-Lighting Index Table'!$C$27:$C$32,0))*Table17[[#This Row],[Quantity]],\"\"), IF(ISNUMBER(SEARCH(\"Open vertical\",Table17[[#This Row],[Existing Technology]])), IF(Table17[[#This Row],[Configuration of Display Case]]=\"Vertical\", IFERROR(Table17[[#This Row],[Quantity]]*148.2,\"\"), IF( Table17[[#This Row],[Configuration of Display Case]]=\"Horizontal\", IFERROR(Table17[[#This Row],[Quantity]]*57,\"\"),\"\"))))))","v":""},{"$f":"IF(ISBLANK(Table17[[#This Row],[Quantity]]),\"\",IFERROR(Table17[[#This Row],[Rebate]]*Table17[[#This Row],[Quantity]],\"\"))","v":""}]
[null,null,null,{"$f":"SUBSTITUTE(Table17[[#This Row],[Per Unit]],\"Per\", \"\")","v":""},null,{"$f":"IF(ISBLANK(Table17[[#This Row],[Existing Technology]]),\"\",  IFERROR(INDEX('Non-Lighting Index Table'!$N$27:$N$39,MATCH(Table17[[#This Row],[Existing Technology]],'Non-Lighting Index Table'!$C$27:$C$39,0))*Table17[[#This Row],[Quantity]],\"\"))","v":""},null,{"$f":"IFERROR(Table17[[#This Row],[Quantity]]*Table17[[#This Row],[Existing Demand Per Unit (kW)]],\"\")","v":0},{"$f":"IF(ISBLANK(Table17[[#This Row],[Existing Technology]]),\"\", IFERROR(INDEX('Non-Lighting Index Table'!$D$27:$D$39,MATCH(Table17[[#This Row],[Existing Technology]],'Non-Lighting Index Table'!$C$27:$C$39,0)),\"\"))","v":""},{"$f":"IF(ISBLANK(Table17[[#This Row],[Existing Technology]]),\"\", IFERROR(INDEX('Non-Lighting Index Table'!$J$27:$J$39,MATCH(Table17[[#This Row],[Existing Technology]],'Non-Lighting Index Table'!$C$27:$C$39,0)),\"\"))","v":""},{"$f":"IF(ISBLANK(Table17[[#This Row],[Existing Technology]]),\"\", IFERROR(INDEX('Non-Lighting Index Table'!$K$27:$K$39,MATCH(Table17[[#This Row],[Existing Technology]],'Non-Lighting Index Table'!$C$27:$C$39,0)),\"\"))","v":""},{"$f":"IF(ISBLANK(Table17[[#This Row],[Existing Technology]]),\"\", IFERROR(INDEX('Non-Lighting Index Table'!$G$27:$G$39,MATCH(Table17[[#This Row],[Existing Technology]],'Non-Lighting Index Table'!$C$27:$C$39,0)),\"\"))","v":""},{"$f":"IF(ISBLANK(Table17[[#This Row],[Existing Technology]]),\"\", IFERROR(INDEX('Non-Lighting Index Table'!$H$27:$H$39,MATCH(Table17[[#This Row],[Existing Technology]],'Non-Lighting Index Table'!$C$27:$C$39,0)),\"\"))","v":""},{"$f":"IF(ISBLANK(Table17[[#This Row],[Existing Technology]]),\"\", IFERROR(INDEX('Non-Lighting Index Table'!$I$27:$I$39,MATCH(Table17[[#This Row],[Existing Technology]],'Non-Lighting Index Table'!$C$27:$C$39,0)),\"\"))","v":""},null,{"$f":"IF(ISBLANK(Table17[[#This Row],[Existing Technology]]),\"\", IFERROR(INDEX('Non-Lighting Index Table'!$O$27:$O$39,MATCH(Table17[[#This Row],[Existing Technology]],'Non-Lighting Index Table'!$C$27:$C$39,0))*Table17[[#This Row],[Quantity]],\"\"))","v":""},null,{"$f":"IFERROR(Table17[[#This Row],[Proposed Demand Per Unit \n(kW)]]*Table17[[#This Row],[Quantity]],\"\")","v":0},{"$f":"IF(ISBLANK(Table17[[#This Row],[Existing Demand Per Unit (kW)]]), \"\", IF(ISBLANK(Table17[[#This Row],[Proposed Demand Per Unit \n(kW)]]),\"\", IFERROR(Table17[[#This Row],[Quantity]]*(Table17[[#This Row],[Existing Demand Per Unit (kW)]]-Table17[[#This Row],[Proposed Demand Per Unit \n(kW)]]),\"\")))","v":""},{"$f":"IF(ISBLANK(Table17[[#This Row],[Existing Technology]]), \"\",  IF(ISNUMBER(SEARCH(\"Energy Star\",Table17[[#This Row],[Existing Technology]])),  IFERROR(Table17[[#This Row],[Existing Consumption (Hidden, kWh)]]-Table17[[#This Row],[Annual Consumption (Hidden, kWh)]], \"\"), IF( OR(ISNUMBER(SEARCH(\"ECM motor\",Table17[[#This Row],[Existing Technology]])), ISNUMBER(SEARCH(\"Anti-sweat\",Table17[[#This Row],[Existing Technology]])), ISNUMBER(SEARCH(\"Multi-deck\",Table17[[#This Row],[Existing Technology]]))), IFERROR(INDEX('Non-Lighting Index Table'!$P$27:$P$32,MATCH(Table17[[#This Row],[Existing Technology]],'Non-Lighting Index Table'!$C$27:$C$32,0))*Table17[[#This Row],[Quantity]],\"\"), IF(ISNUMBER(SEARCH(\"Open vertical\",Table17[[#This Row],[Existing Technology]])), IF(Table17[[#This Row],[Configuration of Display Case]]=\"Vertical\", IFERROR(Table17[[#This Row],[Quantity]]*148.2,\"\"), IF( Table17[[#This Row],[Configuration of Display Case]]=\"Horizontal\", IFERROR(Table17[[#This Row],[Quantity]]*57,\"\"),\"\"))))))","v":""},{"$f":"IF(ISBLANK(Table17[[#This Row],[Quantity]]),\"\",IFERROR(Table17[[#This Row],[Rebate]]*Table17[[#This Row],[Quantity]],\"\"))","v":""}]
[null,null,null,{"$f":"SUBSTITUTE(Table17[[#This Row],[Per Unit]],\"Per\", \"\")","v":""},null,{"$f":"IF(ISBLANK(Table17[[#This Row],[Existing Technology]]),\"\",  IFERROR(INDEX('Non-Lighting Index Table'!$N$27:$N$39,MATCH(Table17[[#This Row],[Existing Technology]],'Non-Lighting Index Table'!$C$27:$C$39,0))*Table17[[#This Row],[Quantity]],\"\"))","v":""},null,{"$f":"IFERROR(Table17[[#This Row],[Quantity]]*Table17[[#This Row],[Existing Demand Per Unit (kW)]],\"\")","v":0},{"$f":"IF(ISBLANK(Table17[[#This Row],[Existing Technology]]),\"\", IFERROR(INDEX('Non-Lighting Index Table'!$D$27:$D$39,MATCH(Table17[[#This Row],[Existing Technology]],'Non-Lighting Index Table'!$C$27:$C$39,0)),\"\"))","v":""},{"$f":"IF(ISBLANK(Table17[[#This Row],[Existing Technology]]),\"\", IFERROR(INDEX('Non-Lighting Index Table'!$J$27:$J$39,MATCH(Table17[[#This Row],[Existing Technology]],'Non-Lighting Index Table'!$C$27:$C$39,0)),\"\"))","v":""},{"$f":"IF(ISBLANK(Table17[[#This Row],[Existing Technology]]),\"\", IFERROR(INDEX('Non-Lighting Index Table'!$K$27:$K$39,MATCH(Table17[[#This Row],[Existing Technology]],'Non-Lighting Index Table'!$C$27:$C$39,0)),\"\"))","v":""},{"$f":"IF(ISBLANK(Table17[[#This Row],[Existing Technology]]),\"\", IFERROR(INDEX('Non-Lighting Index Table'!$G$27:$G$39,MATCH(Table17[[#This Row],[Existing Technology]],'Non-Lighting Index Table'!$C$27:$C$39,0)),\"\"))","v":""},{"$f":"IF(ISBLANK(Table17[[#This Row],[Existing Technology]]),\"\", IFERROR(INDEX('Non-Lighting Index Table'!$H$27:$H$39,MATCH(Table17[[#This Row],[Existing Technology]],'Non-Lighting Index Table'!$C$27:$C$39,0)),\"\"))","v":""},{"$f":"IF(ISBLANK(Table17[[#This Row],[Existing Technology]]),\"\", IFERROR(INDEX('Non-Lighting Index Table'!$I$27:$I$39,MATCH(Table17[[#This Row],[Existing Technology]],'Non-Lighting Index Table'!$C$27:$C$39,0)),\"\"))","v":""},null,{"$f":"IF(ISBLANK(Table17[[#This Row],[Existing Technology]]),\"\", IFERROR(INDEX('Non-Lighting Index Table'!$O$27:$O$39,MATCH(Table17[[#This Row],[Existing Technology]],'Non-Lighting Index Table'!$C$27:$C$39,0))*Table17[[#This Row],[Quantity]],\"\"))","v":""},null,{"$f":"IFERROR(Table17[[#This Row],[Proposed Demand Per Unit \n(kW)]]*Table17[[#This Row],[Quantity]],\"\")","v":0},{"$f":"IF(ISBLANK(Table17[[#This Row],[Existing Demand Per Unit (kW)]]), \"\", IF(ISBLANK(Table17[[#This Row],[Proposed Demand Per Unit \n(kW)]]),\"\", IFERROR(Table17[[#This Row],[Quantity]]*(Table17[[#This Row],[Existing Demand Per Unit (kW)]]-Table17[[#This Row],[Proposed Demand Per Unit \n(kW)]]),\"\")))","v":""},{"$f":"IF(ISBLANK(Table17[[#This Row],[Existing Technology]]), \"\",  IF(ISNUMBER(SEARCH(\"Energy Star\",Table17[[#This Row],[Existing Technology]])),  IFERROR(Table17[[#This Row],[Existing Consumption (Hidden, kWh)]]-Table17[[#This Row],[Annual Consumption (Hidden, kWh)]], \"\"), IF( OR(ISNUMBER(SEARCH(\"ECM motor\",Table17[[#This Row],[Existing Technology]])), ISNUMBER(SEARCH(\"Anti-sweat\",Table17[[#This Row],[Existing Technology]])), ISNUMBER(SEARCH(\"Multi-deck\",Table17[[#This Row],[Existing Technology]]))), IFERROR(INDEX('Non-Lighting Index Table'!$P$27:$P$32,MATCH(Table17[[#This Row],[Existing Technology]],'Non-Lighting Index Table'!$C$27:$C$32,0))*Table17[[#This Row],[Quantity]],\"\"), IF(ISNUMBER(SEARCH(\"Open vertical\",Table17[[#This Row],[Existing Technology]])), IF(Table17[[#This Row],[Configuration of Display Case]]=\"Vertical\", IFERROR(Table17[[#This Row],[Quantity]]*148.2,\"\"), IF( Table17[[#This Row],[Configuration of Display Case]]=\"Horizontal\", IFERROR(Table17[[#This Row],[Quantity]]*57,\"\"),\"\"))))))","v":""},{"$f":"IF(ISBLANK(Table17[[#This Row],[Quantity]]),\"\",IFERROR(Table17[[#This Row],[Rebate]]*Table17[[#This Row],[Quantity]],\"\"))","v":""}]
[null,null,null,{"$f":"SUBSTITUTE(Table17[[#This Row],[Per Unit]],\"Per\", \"\")","v":""},null,{"$f":"IF(ISBLANK(Table17[[#This Row],[Existing Technology]]),\"\",  IFERROR(INDEX('Non-Lighting Index Table'!$N$27:$N$39,MATCH(Table17[[#This Row],[Existing Technology]],'Non-Lighting Index Table'!$C$27:$C$39,0))*Table17[[#This Row],[Quantity]],\"\"))","v":""},null,{"$f":"IFERROR(Table17[[#This Row],[Quantity]]*Table17[[#This Row],[Existing Demand Per Unit (kW)]],\"\")","v":0},{"$f":"IF(ISBLANK(Table17[[#This Row],[Existing Technology]]),\"\", IFERROR(INDEX('Non-Lighting Index Table'!$D$27:$D$39,MATCH(Table17[[#This Row],[Existing Technology]],'Non-Lighting Index Table'!$C$27:$C$39,0)),\"\"))","v":""},{"$f":"IF(ISBLANK(Table17[[#This Row],[Existing Technology]]),\"\", IFERROR(INDEX('Non-Lighting Index Table'!$J$27:$J$39,MATCH(Table17[[#This Row],[Existing Technology]],'Non-Lighting Index Table'!$C$27:$C$39,0)),\"\"))","v":""},{"$f":"IF(ISBLANK(Table17[[#This Row],[Existing Technology]]),\"\", IFERROR(INDEX('Non-Lighting Index Table'!$K$27:$K$39,MATCH(Table17[[#This Row],[Existing Technology]],'Non-Lighting Index Table'!$C$27:$C$39,0)),\"\"))","v":""},{"$f":"IF(ISBLANK(Table17[[#This Row],[Existing Technology]]),\"\", IFERROR(INDEX('Non-Lighting Index Table'!$G$27:$G$39,MATCH(Table17[[#This Row],[Existing Technology]],'Non-Lighting Index Table'!$C$27:$C$39,0)),\"\"))","v":""},{"$f":"IF(ISBLANK(Table17[[#This Row],[Existing Technology]]),\"\", IFERROR(INDEX('Non-Lighting Index Table'!$H$27:$H$39,MATCH(Table17[[#This Row],[Existing Technology]],'Non-Lighting Index Table'!$C$27:$C$39,0)),\"\"))","v":""},{"$f":"IF(ISBLANK(Table17[[#This Row],[Existing Technology]]),\"\", IFERROR(INDEX('Non-Lighting Index Table'!$I$27:$I$39,MATCH(Table17[[#This Row],[Existing Technology]],'Non-Lighting Index Table'!$C$27:$C$39,0)),\"\"))","v":""},null,{"$f":"IF(ISBLANK(Table17[[#This Row],[Existing Technology]]),\"\", IFERROR(INDEX('Non-Lighting Index Table'!$O$27:$O$39,MATCH(Table17[[#This Row],[Existing Technology]],'Non-Lighting Index Table'!$C$27:$C$39,0))*Table17[[#This Row],[Quantity]],\"\"))","v":""},null,{"$f":"IFERROR(Table17[[#This Row],[Proposed Demand Per Unit \n(kW)]]*Table17[[#This Row],[Quantity]],\"\")","v":0},{"$f":"IF(ISBLANK(Table17[[#This Row],[Existing Demand Per Unit (kW)]]), \"\", IF(ISBLANK(Table17[[#This Row],[Proposed Demand Per Unit \n(kW)]]),\"\", IFERROR(Table17[[#This Row],[Quantity]]*(Table17[[#This Row],[Existing Demand Per Unit (kW)]]-Table17[[#This Row],[Proposed Demand Per Unit \n(kW)]]),\"\")))","v":""},{"$f":"IF(ISBLANK(Table17[[#This Row],[Existing Technology]]), \"\",  IF(ISNUMBER(SEARCH(\"Energy Star\",Table17[[#This Row],[Existing Technology]])),  IFERROR(Table17[[#This Row],[Existing Consumption (Hidden, kWh)]]-Table17[[#This Row],[Annual Consumption (Hidden, kWh)]], \"\"), IF( OR(ISNUMBER(SEARCH(\"ECM motor\",Table17[[#This Row],[Existing Technology]])), ISNUMBER(SEARCH(\"Anti-sweat\",Table17[[#This Row],[Existing Technology]])), ISNUMBER(SEARCH(\"Multi-deck\",Table17[[#This Row],[Existing Technology]]))), IFERROR(INDEX('Non-Lighting Index Table'!$P$27:$P$32,MATCH(Table17[[#This Row],[Existing Technology]],'Non-Lighting Index Table'!$C$27:$C$32,0))*Table17[[#This Row],[Quantity]],\"\"), IF(ISNUMBER(SEARCH(\"Open vertical\",Table17[[#This Row],[Existing Technology]])), IF(Table17[[#This Row],[Configuration of Display Case]]=\"Vertical\", IFERROR(Table17[[#This Row],[Quantity]]*148.2,\"\"), IF( Table17[[#This Row],[Configuration of Display Case]]=\"Horizontal\", IFERROR(Table17[[#This Row],[Quantity]]*57,\"\"),\"\"))))))","v":""},{"$f":"IF(ISBLANK(Table17[[#This Row],[Quantity]]),\"\",IFERROR(Table17[[#This Row],[Rebate]]*Table17[[#This Row],[Quantity]],\"\"))","v":""}]
[null,null,null,{"$f":"SUBSTITUTE(Table17[[#This Row],[Per Unit]],\"Per\", \"\")","v":""},null,{"$f":"IF(ISBLANK(Table17[[#This Row],[Existing Technology]]),\"\",  IFERROR(INDEX('Non-Lighting Index Table'!$N$27:$N$39,MATCH(Table17[[#This Row],[Existing Technology]],'Non-Lighting Index Table'!$C$27:$C$39,0))*Table17[[#This Row],[Quantity]],\"\"))","v":""},null,{"$f":"IFERROR(Table17[[#This Row],[Quantity]]*Table17[[#This Row],[Existing Demand Per Unit (kW)]],\"\")","v":0},{"$f":"IF(ISBLANK(Table17[[#This Row],[Existing Technology]]),\"\", IFERROR(INDEX('Non-Lighting Index Table'!$D$27:$D$39,MATCH(Table17[[#This Row],[Existing Technology]],'Non-Lighting Index Table'!$C$27:$C$39,0)),\"\"))","v":""},{"$f":"IF(ISBLANK(Table17[[#This Row],[Existing Technology]]),\"\", IFERROR(INDEX('Non-Lighting Index Table'!$J$27:$J$39,MATCH(Table17[[#This Row],[Existing Technology]],'Non-Lighting Index Table'!$C$27:$C$39,0)),\"\"))","v":""},{"$f":"IF(ISBLANK(Table17[[#This Row],[Existing Technology]]),\"\", IFERROR(INDEX('Non-Lighting Index Table'!$K$27:$K$39,MATCH(Table17[[#This Row],[Existing Technology]],'Non-Lighting Index Table'!$C$27:$C$39,0)),\"\"))","v":""},{"$f":"IF(ISBLANK(Table17[[#This Row],[Existing Technology]]),\"\", IFERROR(INDEX('Non-Lighting Index Table'!$G$27:$G$39,MATCH(Table17[[#This Row],[Existing Technology]],'Non-Lighting Index Table'!$C$27:$C$39,0)),\"\"))","v":""},{"$f":"IF(ISBLANK(Table17[[#This Row],[Existing Technology]]),\"\", IFERROR(INDEX('Non-Lighting Index Table'!$H$27:$H$39,MATCH(Table17[[#This Row],[Existing Technology]],'Non-Lighting Index Table'!$C$27:$C$39,0)),\"\"))","v":""},{"$f":"IF(ISBLANK(Table17[[#This Row],[Existing Technology]]),\"\", IFERROR(INDEX('Non-Lighting Index Table'!$I$27:$I$39,MATCH(Table17[[#This Row],[Existing Technology]],'Non-Lighting Index Table'!$C$27:$C$39,0)),\"\"))","v":""},null,{"$f":"IF(ISBLANK(Table17[[#This Row],[Existing Technology]]),\"\", IFERROR(INDEX('Non-Lighting Index Table'!$O$27:$O$39,MATCH(Table17[[#This Row],[Existing Technology]],'Non-Lighting Index Table'!$C$27:$C$39,0))*Table17[[#This Row],[Quantity]],\"\"))","v":""},null,{"$f":"IFERROR(Table17[[#This Row],[Proposed Demand Per Unit \n(kW)]]*Table17[[#This Row],[Quantity]],\"\")","v":0},{"$f":"IF(ISBLANK(Table17[[#This Row],[Existing Demand Per Unit (kW)]]), \"\", IF(ISBLANK(Table17[[#This Row],[Proposed Demand Per Unit \n(kW)]]),\"\", IFERROR(Table17[[#This Row],[Quantity]]*(Table17[[#This Row],[Existing Demand Per Unit (kW)]]-Table17[[#This Row],[Proposed Demand Per Unit \n(kW)]]),\"\")))","v":""},{"$f":"IF(ISBLANK(Table17[[#This Row],[Existing Technology]]), \"\",  IF(ISNUMBER(SEARCH(\"Energy Star\",Table17[[#This Row],[Existing Technology]])),  IFERROR(Table17[[#This Row],[Existing Consumption (Hidden, kWh)]]-Table17[[#This Row],[Annual Consumption (Hidden, kWh)]], \"\"), IF( OR(ISNUMBER(SEARCH(\"ECM motor\",Table17[[#This Row],[Existing Technology]])), ISNUMBER(SEARCH(\"Anti-sweat\",Table17[[#This Row],[Existing Technology]])), ISNUMBER(SEARCH(\"Multi-deck\",Table17[[#This Row],[Existing Technology]]))), IFERROR(INDEX('Non-Lighting Index Table'!$P$27:$P$32,MATCH(Table17[[#This Row],[Existing Technology]],'Non-Lighting Index Table'!$C$27:$C$32,0))*Table17[[#This Row],[Quantity]],\"\"), IF(ISNUMBER(SEARCH(\"Open vertical\",Table17[[#This Row],[Existing Technology]])), IF(Table17[[#This Row],[Configuration of Display Case]]=\"Vertical\", IFERROR(Table17[[#This Row],[Quantity]]*148.2,\"\"), IF( Table17[[#This Row],[Configuration of Display Case]]=\"Horizontal\", IFERROR(Table17[[#This Row],[Quantity]]*57,\"\"),\"\"))))))","v":""},{"$f":"IF(ISBLANK(Table17[[#This Row],[Quantity]]),\"\",IFERROR(Table17[[#This Row],[Rebate]]*Table17[[#This Row],[Quantity]],\"\"))","v":""}]
[null,null,null,{"$f":"SUBSTITUTE(Table17[[#This Row],[Per Unit]],\"Per\", \"\")","v":""},null,{"$f":"IF(ISBLANK(Table17[[#This Row],[Existing Technology]]),\"\",  IFERROR(INDEX('Non-Lighting Index Table'!$N$27:$N$39,MATCH(Table17[[#This Row],[Existing Technology]],'Non-Lighting Index Table'!$C$27:$C$39,0))*Table17[[#This Row],[Quantity]],\"\"))","v":""},null,{"$f":"IFERROR(Table17[[#This Row],[Quantity]]*Table17[[#This Row],[Existing Demand Per Unit (kW)]],\"\")","v":0},{"$f":"IF(ISBLANK(Table17[[#This Row],[Existing Technology]]),\"\", IFERROR(INDEX('Non-Lighting Index Table'!$D$27:$D$39,MATCH(Table17[[#This Row],[Existing Technology]],'Non-Lighting Index Table'!$C$27:$C$39,0)),\"\"))","v":""},{"$f":"IF(ISBLANK(Table17[[#This Row],[Existing Technology]]),\"\", IFERROR(INDEX('Non-Lighting Index Table'!$J$27:$J$39,MATCH(Table17[[#This Row],[Existing Technology]],'Non-Lighting Index Table'!$C$27:$C$39,0)),\"\"))","v":""},{"$f":"IF(ISBLANK(Table17[[#This Row],[Existing Technology]]),\"\", IFERROR(INDEX('Non-Lighting Index Table'!$K$27:$K$39,MATCH(Table17[[#This Row],[Existing Technology]],'Non-Lighting Index Table'!$C$27:$C$39,0)),\"\"))","v":""},{"$f":"IF(ISBLANK(Table17[[#This Row],[Existing Technology]]),\"\", IFERROR(INDEX('Non-Lighting Index Table'!$G$27:$G$39,MATCH(Table17[[#This Row],[Existing Technology]],'Non-Lighting Index Table'!$C$27:$C$39,0)),\"\"))","v":""},{"$f":"IF(ISBLANK(Table17[[#This Row],[Existing Technology]]),\"\", IFERROR(INDEX('Non-Lighting Index Table'!$H$27:$H$39,MATCH(Table17[[#This Row],[Existing Technology]],'Non-Lighting Index Table'!$C$27:$C$39,0)),\"\"))","v":""},{"$f":"IF(ISBLANK(Table17[[#This Row],[Existing Technology]]),\"\", IFERROR(INDEX('Non-Lighting Index Table'!$I$27:$I$39,MATCH(Table17[[#This Row],[Existing Technology]],'Non-Lighting Index Table'!$C$27:$C$39,0)),\"\"))","v":""},null,{"$f":"IF(ISBLANK(Table17[[#This Row],[Existing Technology]]),\"\", IFERROR(INDEX('Non-Lighting Index Table'!$O$27:$O$39,MATCH(Table17[[#This Row],[Existing Technology]],'Non-Lighting Index Table'!$C$27:$C$39,0))*Table17[[#This Row],[Quantity]],\"\"))","v":""},null,{"$f":"IFERROR(Table17[[#This Row],[Proposed Demand Per Unit \n(kW)]]*Table17[[#This Row],[Quantity]],\"\")","v":0},{"$f":"IF(ISBLANK(Table17[[#This Row],[Existing Demand Per Unit (kW)]]), \"\", IF(ISBLANK(Table17[[#This Row],[Proposed Demand Per Unit \n(kW)]]),\"\", IFERROR(Table17[[#This Row],[Quantity]]*(Table17[[#This Row],[Existing Demand Per Unit (kW)]]-Table17[[#This Row],[Proposed Demand Per Unit \n(kW)]]),\"\")))","v":""},{"$f":"IF(ISBLANK(Table17[[#This Row],[Existing Technology]]), \"\",  IF(ISNUMBER(SEARCH(\"Energy Star\",Table17[[#This Row],[Existing Technology]])),  IFERROR(Table17[[#This Row],[Existing Consumption (Hidden, kWh)]]-Table17[[#This Row],[Annual Consumption (Hidden, kWh)]], \"\"), IF( OR(ISNUMBER(SEARCH(\"ECM motor\",Table17[[#This Row],[Existing Technology]])), ISNUMBER(SEARCH(\"Anti-sweat\",Table17[[#This Row],[Existing Technology]])), ISNUMBER(SEARCH(\"Multi-deck\",Table17[[#This Row],[Existing Technology]]))), IFERROR(INDEX('Non-Lighting Index Table'!$P$27:$P$32,MATCH(Table17[[#This Row],[Existing Technology]],'Non-Lighting Index Table'!$C$27:$C$32,0))*Table17[[#This Row],[Quantity]],\"\"), IF(ISNUMBER(SEARCH(\"Open vertical\",Table17[[#This Row],[Existing Technology]])), IF(Table17[[#This Row],[Configuration of Display Case]]=\"Vertical\", IFERROR(Table17[[#This Row],[Quantity]]*148.2,\"\"), IF( Table17[[#This Row],[Configuration of Display Case]]=\"Horizontal\", IFERROR(Table17[[#This Row],[Quantity]]*57,\"\"),\"\"))))))","v":""},{"$f":"IF(ISBLANK(Table17[[#This Row],[Quantity]]),\"\",IFERROR(Table17[[#This Row],[Rebate]]*Table17[[#This Row],[Quantity]],\"\"))","v":""}]
[null,null,null,{"$f":"SUBSTITUTE(Table17[[#This Row],[Per Unit]],\"Per\", \"\")","v":""},null,{"$f":"IF(ISBLANK(Table17[[#This Row],[Existing Technology]]),\"\",  IFERROR(INDEX('Non-Lighting Index Table'!$N$27:$N$39,MATCH(Table17[[#This Row],[Existing Technology]],'Non-Lighting Index Table'!$C$27:$C$39,0))*Table17[[#This Row],[Quantity]],\"\"))","v":""},null,{"$f":"IFERROR(Table17[[#This Row],[Quantity]]*Table17[[#This Row],[Existing Demand Per Unit (kW)]],\"\")","v":0},{"$f":"IF(ISBLANK(Table17[[#This Row],[Existing Technology]]),\"\", IFERROR(INDEX('Non-Lighting Index Table'!$D$27:$D$39,MATCH(Table17[[#This Row],[Existing Technology]],'Non-Lighting Index Table'!$C$27:$C$39,0)),\"\"))","v":""},{"$f":"IF(ISBLANK(Table17[[#This Row],[Existing Technology]]),\"\", IFERROR(INDEX('Non-Lighting Index Table'!$J$27:$J$39,MATCH(Table17[[#This Row],[Existing Technology]],'Non-Lighting Index Table'!$C$27:$C$39,0)),\"\"))","v":""},{"$f":"IF(ISBLANK(Table17[[#This Row],[Existing Technology]]),\"\", IFERROR(INDEX('Non-Lighting Index Table'!$K$27:$K$39,MATCH(Table17[[#This Row],[Existing Technology]],'Non-Lighting Index Table'!$C$27:$C$39,0)),\"\"))","v":""},{"$f":"IF(ISBLANK(Table17[[#This Row],[Existing Technology]]),\"\", IFERROR(INDEX('Non-Lighting Index Table'!$G$27:$G$39,MATCH(Table17[[#This Row],[Existing Technology]],'Non-Lighting Index Table'!$C$27:$C$39,0)),\"\"))","v":""},{"$f":"IF(ISBLANK(Table17[[#This Row],[Existing Technology]]),\"\", IFERROR(INDEX('Non-Lighting Index Table'!$H$27:$H$39,MATCH(Table17[[#This Row],[Existing Technology]],'Non-Lighting Index Table'!$C$27:$C$39,0)),\"\"))","v":""},{"$f":"IF(ISBLANK(Table17[[#This Row],[Existing Technology]]),\"\", IFERROR(INDEX('Non-Lighting Index Table'!$I$27:$I$39,MATCH(Table17[[#This Row],[Existing Technology]],'Non-Lighting Index Table'!$C$27:$C$39,0)),\"\"))","v":""},null,{"$f":"IF(ISBLANK(Table17[[#This Row],[Existing Technology]]),\"\", IFERROR(INDEX('Non-Lighting Index Table'!$O$27:$O$39,MATCH(Table17[[#This Row],[Existing Technology]],'Non-Lighting Index Table'!$C$27:$C$39,0))*Table17[[#This Row],[Quantity]],\"\"))","v":""},null,{"$f":"IFERROR(Table17[[#This Row],[Proposed Demand Per Unit \n(kW)]]*Table17[[#This Row],[Quantity]],\"\")","v":0},{"$f":"IF(ISBLANK(Table17[[#This Row],[Existing Demand Per Unit (kW)]]), \"\", IF(ISBLANK(Table17[[#This Row],[Proposed Demand Per Unit \n(kW)]]),\"\", IFERROR(Table17[[#This Row],[Quantity]]*(Table17[[#This Row],[Existing Demand Per Unit (kW)]]-Table17[[#This Row],[Proposed Demand Per Unit \n(kW)]]),\"\")))","v":""},{"$f":"IF(ISBLANK(Table17[[#This Row],[Existing Technology]]), \"\",  IF(ISNUMBER(SEARCH(\"Energy Star\",Table17[[#This Row],[Existing Technology]])),  IFERROR(Table17[[#This Row],[Existing Consumption (Hidden, kWh)]]-Table17[[#This Row],[Annual Consumption (Hidden, kWh)]], \"\"), IF( OR(ISNUMBER(SEARCH(\"ECM motor\",Table17[[#This Row],[Existing Technology]])), ISNUMBER(SEARCH(\"Anti-sweat\",Table17[[#This Row],[Existing Technology]])), ISNUMBER(SEARCH(\"Multi-deck\",Table17[[#This Row],[Existing Technology]]))), IFERROR(INDEX('Non-Lighting Index Table'!$P$27:$P$32,MATCH(Table17[[#This Row],[Existing Technology]],'Non-Lighting Index Table'!$C$27:$C$32,0))*Table17[[#This Row],[Quantity]],\"\"), IF(ISNUMBER(SEARCH(\"Open vertical\",Table17[[#This Row],[Existing Technology]])), IF(Table17[[#This Row],[Configuration of Display Case]]=\"Vertical\", IFERROR(Table17[[#This Row],[Quantity]]*148.2,\"\"), IF( Table17[[#This Row],[Configuration of Display Case]]=\"Horizontal\", IFERROR(Table17[[#This Row],[Quantity]]*57,\"\"),\"\"))))))","v":""},{"$f":"IF(ISBLANK(Table17[[#This Row],[Quantity]]),\"\",IFERROR(Table17[[#This Row],[Rebate]]*Table17[[#This Row],[Quantity]],\"\"))","v":""}]
[null,null,null,{"$f":"SUBSTITUTE(Table17[[#This Row],[Per Unit]],\"Per\", \"\")","v":""},null,{"$f":"IF(ISBLANK(Table17[[#This Row],[Existing Technology]]),\"\",  IFERROR(INDEX('Non-Lighting Index Table'!$N$27:$N$39,MATCH(Table17[[#This Row],[Existing Technology]],'Non-Lighting Index Table'!$C$27:$C$39,0))*Table17[[#This Row],[Quantity]],\"\"))","v":""},null,{"$f":"IFERROR(Table17[[#This Row],[Quantity]]*Table17[[#This Row],[Existing Demand Per Unit (kW)]],\"\")","v":0},{"$f":"IF(ISBLANK(Table17[[#This Row],[Existing Technology]]),\"\", IFERROR(INDEX('Non-Lighting Index Table'!$D$27:$D$39,MATCH(Table17[[#This Row],[Existing Technology]],'Non-Lighting Index Table'!$C$27:$C$39,0)),\"\"))","v":""},{"$f":"IF(ISBLANK(Table17[[#This Row],[Existing Technology]]),\"\", IFERROR(INDEX('Non-Lighting Index Table'!$J$27:$J$39,MATCH(Table17[[#This Row],[Existing Technology]],'Non-Lighting Index Table'!$C$27:$C$39,0)),\"\"))","v":""},{"$f":"IF(ISBLANK(Table17[[#This Row],[Existing Technology]]),\"\", IFERROR(INDEX('Non-Lighting Index Table'!$K$27:$K$39,MATCH(Table17[[#This Row],[Existing Technology]],'Non-Lighting Index Table'!$C$27:$C$39,0)),\"\"))","v":""},{"$f":"IF(ISBLANK(Table17[[#This Row],[Existing Technology]]),\"\", IFERROR(INDEX('Non-Lighting Index Table'!$G$27:$G$39,MATCH(Table17[[#This Row],[Existing Technology]],'Non-Lighting Index Table'!$C$27:$C$39,0)),\"\"))","v":""},{"$f":"IF(ISBLANK(Table17[[#This Row],[Existing Technology]]),\"\", IFERROR(INDEX('Non-Lighting Index Table'!$H$27:$H$39,MATCH(Table17[[#This Row],[Existing Technology]],'Non-Lighting Index Table'!$C$27:$C$39,0)),\"\"))","v":""},{"$f":"IF(ISBLANK(Table17[[#This Row],[Existing Technology]]),\"\", IFERROR(INDEX('Non-Lighting Index Table'!$I$27:$I$39,MATCH(Table17[[#This Row],[Existing Technology]],'Non-Lighting Index Table'!$C$27:$C$39,0)),\"\"))","v":""},null,{"$f":"IF(ISBLANK(Table17[[#This Row],[Existing Technology]]),\"\", IFERROR(INDEX('Non-Lighting Index Table'!$O$27:$O$39,MATCH(Table17[[#This Row],[Existing Technology]],'Non-Lighting Index Table'!$C$27:$C$39,0))*Table17[[#This Row],[Quantity]],\"\"))","v":""},null,{"$f":"IFERROR(Table17[[#This Row],[Proposed Demand Per Unit \n(kW)]]*Table17[[#This Row],[Quantity]],\"\")","v":0},{"$f":"IF(ISBLANK(Table17[[#This Row],[Existing Demand Per Unit (kW)]]), \"\", IF(ISBLANK(Table17[[#This Row],[Proposed Demand Per Unit \n(kW)]]),\"\", IFERROR(Table17[[#This Row],[Quantity]]*(Table17[[#This Row],[Existing Demand Per Unit (kW)]]-Table17[[#This Row],[Proposed Demand Per Unit \n(kW)]]),\"\")))","v":""},{"$f":"IF(ISBLANK(Table17[[#This Row],[Existing Technology]]), \"\",  IF(ISNUMBER(SEARCH(\"Energy Star\",Table17[[#This Row],[Existing Technology]])),  IFERROR(Table17[[#This Row],[Existing Consumption (Hidden, kWh)]]-Table17[[#This Row],[Annual Consumption (Hidden, kWh)]], \"\"), IF( OR(ISNUMBER(SEARCH(\"ECM motor\",Table17[[#This Row],[Existing Technology]])), ISNUMBER(SEARCH(\"Anti-sweat\",Table17[[#This Row],[Existing Technology]])), ISNUMBER(SEARCH(\"Multi-deck\",Table17[[#This Row],[Existing Technology]]))), IFERROR(INDEX('Non-Lighting Index Table'!$P$27:$P$32,MATCH(Table17[[#This Row],[Existing Technology]],'Non-Lighting Index Table'!$C$27:$C$32,0))*Table17[[#This Row],[Quantity]],\"\"), IF(ISNUMBER(SEARCH(\"Open vertical\",Table17[[#This Row],[Existing Technology]])), IF(Table17[[#This Row],[Configuration of Display Case]]=\"Vertical\", IFERROR(Table17[[#This Row],[Quantity]]*148.2,\"\"), IF( Table17[[#This Row],[Configuration of Display Case]]=\"Horizontal\", IFERROR(Table17[[#This Row],[Quantity]]*57,\"\"),\"\"))))))","v":""},{"$f":"IF(ISBLANK(Table17[[#This Row],[Quantity]]),\"\",IFERROR(Table17[[#This Row],[Rebate]]*Table17[[#This Row],[Quantity]],\"\"))","v":""}]
[null,null,null,{"$f":"SUBSTITUTE(Table17[[#This Row],[Per Unit]],\"Per\", \"\")","v":""},null,{"$f":"IF(ISBLANK(Table17[[#This Row],[Existing Technology]]),\"\",  IFERROR(INDEX('Non-Lighting Index Table'!$N$27:$N$39,MATCH(Table17[[#This Row],[Existing Technology]],'Non-Lighting Index Table'!$C$27:$C$39,0))*Table17[[#This Row],[Quantity]],\"\"))","v":""},null,{"$f":"IFERROR(Table17[[#This Row],[Quantity]]*Table17[[#This Row],[Existing Demand Per Unit (kW)]],\"\")","v":0},{"$f":"IF(ISBLANK(Table17[[#This Row],[Existing Technology]]),\"\", IFERROR(INDEX('Non-Lighting Index Table'!$D$27:$D$39,MATCH(Table17[[#This Row],[Existing Technology]],'Non-Lighting Index Table'!$C$27:$C$39,0)),\"\"))","v":""},{"$f":"IF(ISBLANK(Table17[[#This Row],[Existing Technology]]),\"\", IFERROR(INDEX('Non-Lighting Index Table'!$J$27:$J$39,MATCH(Table17[[#This Row],[Existing Technology]],'Non-Lighting Index Table'!$C$27:$C$39,0)),\"\"))","v":""},{"$f":"IF(ISBLANK(Table17[[#This Row],[Existing Technology]]),\"\", IFERROR(INDEX('Non-Lighting Index Table'!$K$27:$K$39,MATCH(Table17[[#This Row],[Existing Technology]],'Non-Lighting Index Table'!$C$27:$C$39,0)),\"\"))","v":""},{"$f":"IF(ISBLANK(Table17[[#This Row],[Existing Technology]]),\"\", IFERROR(INDEX('Non-Lighting Index Table'!$G$27:$G$39,MATCH(Table17[[#This Row],[Existing Technology]],'Non-Lighting Index Table'!$C$27:$C$39,0)),\"\"))","v":""},{"$f":"IF(ISBLANK(Table17[[#This Row],[Existing Technology]]),\"\", IFERROR(INDEX('Non-Lighting Index Table'!$H$27:$H$39,MATCH(Table17[[#This Row],[Existing Technology]],'Non-Lighting Index Table'!$C$27:$C$39,0)),\"\"))","v":""},{"$f":"IF(ISBLANK(Table17[[#This Row],[Existing Technology]]),\"\", IFERROR(INDEX('Non-Lighting Index Table'!$I$27:$I$39,MATCH(Table17[[#This Row],[Existing Technology]],'Non-Lighting Index Table'!$C$27:$C$39,0)),\"\"))","v":""},null,{"$f":"IF(ISBLANK(Table17[[#This Row],[Existing Technology]]),\"\", IFERROR(INDEX('Non-Lighting Index Table'!$O$27:$O$39,MATCH(Table17[[#This Row],[Existing Technology]],'Non-Lighting Index Table'!$C$27:$C$39,0))*Table17[[#This Row],[Quantity]],\"\"))","v":""},null,{"$f":"IFERROR(Table17[[#This Row],[Proposed Demand Per Unit \n(kW)]]*Table17[[#This Row],[Quantity]],\"\")","v":0},{"$f":"IF(ISBLANK(Table17[[#This Row],[Existing Demand Per Unit (kW)]]), \"\", IF(ISBLANK(Table17[[#This Row],[Proposed Demand Per Unit \n(kW)]]),\"\", IFERROR(Table17[[#This Row],[Quantity]]*(Table17[[#This Row],[Existing Demand Per Unit (kW)]]-Table17[[#This Row],[Proposed Demand Per Unit \n(kW)]]),\"\")))","v":""},{"$f":"IF(ISBLANK(Table17[[#This Row],[Existing Technology]]), \"\",  IF(ISNUMBER(SEARCH(\"Energy Star\",Table17[[#This Row],[Existing Technology]])),  IFERROR(Table17[[#This Row],[Existing Consumption (Hidden, kWh)]]-Table17[[#This Row],[Annual Consumption (Hidden, kWh)]], \"\"), IF( OR(ISNUMBER(SEARCH(\"ECM motor\",Table17[[#This Row],[Existing Technology]])), ISNUMBER(SEARCH(\"Anti-sweat\",Table17[[#This Row],[Existing Technology]])), ISNUMBER(SEARCH(\"Multi-deck\",Table17[[#This Row],[Existing Technology]]))), IFERROR(INDEX('Non-Lighting Index Table'!$P$27:$P$32,MATCH(Table17[[#This Row],[Existing Technology]],'Non-Lighting Index Table'!$C$27:$C$32,0))*Table17[[#This Row],[Quantity]],\"\"), IF(ISNUMBER(SEARCH(\"Open vertical\",Table17[[#This Row],[Existing Technology]])), IF(Table17[[#This Row],[Configuration of Display Case]]=\"Vertical\", IFERROR(Table17[[#This Row],[Quantity]]*148.2,\"\"), IF( Table17[[#This Row],[Configuration of Display Case]]=\"Horizontal\", IFERROR(Table17[[#This Row],[Quantity]]*57,\"\"),\"\"))))))","v":""},{"$f":"IF(ISBLANK(Table17[[#This Row],[Quantity]]),\"\",IFERROR(Table17[[#This Row],[Rebate]]*Table17[[#This Row],[Quantity]],\"\"))","v":""}]
[null,null,null,{"$f":"SUBSTITUTE(Table17[[#This Row],[Per Unit]],\"Per\", \"\")","v":""},null,{"$f":"IF(ISBLANK(Table17[[#This Row],[Existing Technology]]),\"\",  IFERROR(INDEX('Non-Lighting Index Table'!$N$27:$N$39,MATCH(Table17[[#This Row],[Existing Technology]],'Non-Lighting Index Table'!$C$27:$C$39,0))*Table17[[#This Row],[Quantity]],\"\"))","v":""},null,{"$f":"IFERROR(Table17[[#This Row],[Quantity]]*Table17[[#This Row],[Existing Demand Per Unit (kW)]],\"\")","v":0},{"$f":"IF(ISBLANK(Table17[[#This Row],[Existing Technology]]),\"\", IFERROR(INDEX('Non-Lighting Index Table'!$D$27:$D$39,MATCH(Table17[[#This Row],[Existing Technology]],'Non-Lighting Index Table'!$C$27:$C$39,0)),\"\"))","v":""},{"$f":"IF(ISBLANK(Table17[[#This Row],[Existing Technology]]),\"\", IFERROR(INDEX('Non-Lighting Index Table'!$J$27:$J$39,MATCH(Table17[[#This Row],[Existing Technology]],'Non-Lighting Index Table'!$C$27:$C$39,0)),\"\"))","v":""},{"$f":"IF(ISBLANK(Table17[[#This Row],[Existing Technology]]),\"\", IFERROR(INDEX('Non-Lighting Index Table'!$K$27:$K$39,MATCH(Table17[[#This Row],[Existing Technology]],'Non-Lighting Index Table'!$C$27:$C$39,0)),\"\"))","v":""},{"$f":"IF(ISBLANK(Table17[[#This Row],[Existing Technology]]),\"\", IFERROR(INDEX('Non-Lighting Index Table'!$G$27:$G$39,MATCH(Table17[[#This Row],[Existing Technology]],'Non-Lighting Index Table'!$C$27:$C$39,0)),\"\"))","v":""},{"$f":"IF(ISBLANK(Table17[[#This Row],[Existing Technology]]),\"\", IFERROR(INDEX('Non-Lighting Index Table'!$H$27:$H$39,MATCH(Table17[[#This Row],[Existing Technology]],'Non-Lighting Index Table'!$C$27:$C$39,0)),\"\"))","v":""},{"$f":"IF(ISBLANK(Table17[[#This Row],[Existing Technology]]),\"\", IFERROR(INDEX('Non-Lighting Index Table'!$I$27:$I$39,MATCH(Table17[[#This Row],[Existing Technology]],'Non-Lighting Index Table'!$C$27:$C$39,0)),\"\"))","v":""},null,{"$f":"IF(ISBLANK(Table17[[#This Row],[Existing Technology]]),\"\", IFERROR(INDEX('Non-Lighting Index Table'!$O$27:$O$39,MATCH(Table17[[#This Row],[Existing Technology]],'Non-Lighting Index Table'!$C$27:$C$39,0))*Table17[[#This Row],[Quantity]],\"\"))","v":""},null,{"$f":"IFERROR(Table17[[#This Row],[Proposed Demand Per Unit \n(kW)]]*Table17[[#This Row],[Quantity]],\"\")","v":0},{"$f":"IF(ISBLANK(Table17[[#This Row],[Existing Demand Per Unit (kW)]]), \"\", IF(ISBLANK(Table17[[#This Row],[Proposed Demand Per Unit \n(kW)]]),\"\", IFERROR(Table17[[#This Row],[Quantity]]*(Table17[[#This Row],[Existing Demand Per Unit (kW)]]-Table17[[#This Row],[Proposed Demand Per Unit \n(kW)]]),\"\")))","v":""},{"$f":"IF(ISBLANK(Table17[[#This Row],[Existing Technology]]), \"\",  IF(ISNUMBER(SEARCH(\"Energy Star\",Table17[[#This Row],[Existing Technology]])),  IFERROR(Table17[[#This Row],[Existing Consumption (Hidden, kWh)]]-Table17[[#This Row],[Annual Consumption (Hidden, kWh)]], \"\"), IF( OR(ISNUMBER(SEARCH(\"ECM motor\",Table17[[#This Row],[Existing Technology]])), ISNUMBER(SEARCH(\"Anti-sweat\",Table17[[#This Row],[Existing Technology]])), ISNUMBER(SEARCH(\"Multi-deck\",Table17[[#This Row],[Existing Technology]]))), IFERROR(INDEX('Non-Lighting Index Table'!$P$27:$P$32,MATCH(Table17[[#This Row],[Existing Technology]],'Non-Lighting Index Table'!$C$27:$C$32,0))*Table17[[#This Row],[Quantity]],\"\"), IF(ISNUMBER(SEARCH(\"Open vertical\",Table17[[#This Row],[Existing Technology]])), IF(Table17[[#This Row],[Configuration of Display Case]]=\"Vertical\", IFERROR(Table17[[#This Row],[Quantity]]*148.2,\"\"), IF( Table17[[#This Row],[Configuration of Display Case]]=\"Horizontal\", IFERROR(Table17[[#This Row],[Quantity]]*57,\"\"),\"\"))))))","v":""},{"$f":"IF(ISBLANK(Table17[[#This Row],[Quantity]]),\"\",IFERROR(Table17[[#This Row],[Rebate]]*Table17[[#This Row],[Quantity]],\"\"))","v":""}]
[null,null,null,{"$f":"SUBSTITUTE(Table17[[#This Row],[Per Unit]],\"Per\", \"\")","v":""},null,{"$f":"IF(ISBLANK(Table17[[#This Row],[Existing Technology]]),\"\",  IFERROR(INDEX('Non-Lighting Index Table'!$N$27:$N$39,MATCH(Table17[[#This Row],[Existing Technology]],'Non-Lighting Index Table'!$C$27:$C$39,0))*Table17[[#This Row],[Quantity]],\"\"))","v":""},null,{"$f":"IFERROR(Table17[[#This Row],[Quantity]]*Table17[[#This Row],[Existing Demand Per Unit (kW)]],\"\")","v":0},{"$f":"IF(ISBLANK(Table17[[#This Row],[Existing Technology]]),\"\", IFERROR(INDEX('Non-Lighting Index Table'!$D$27:$D$39,MATCH(Table17[[#This Row],[Existing Technology]],'Non-Lighting Index Table'!$C$27:$C$39,0)),\"\"))","v":""},{"$f":"IF(ISBLANK(Table17[[#This Row],[Existing Technology]]),\"\", IFERROR(INDEX('Non-Lighting Index Table'!$J$27:$J$39,MATCH(Table17[[#This Row],[Existing Technology]],'Non-Lighting Index Table'!$C$27:$C$39,0)),\"\"))","v":""},{"$f":"IF(ISBLANK(Table17[[#This Row],[Existing Technology]]),\"\", IFERROR(INDEX('Non-Lighting Index Table'!$K$27:$K$39,MATCH(Table17[[#This Row],[Existing Technology]],'Non-Lighting Index Table'!$C$27:$C$39,0)),\"\"))","v":""},{"$f":"IF(ISBLANK(Table17[[#This Row],[Existing Technology]]),\"\", IFERROR(INDEX('Non-Lighting Index Table'!$G$27:$G$39,MATCH(Table17[[#This Row],[Existing Technology]],'Non-Lighting Index Table'!$C$27:$C$39,0)),\"\"))","v":""},{"$f":"IF(ISBLANK(Table17[[#This Row],[Existing Technology]]),\"\", IFERROR(INDEX('Non-Lighting Index Table'!$H$27:$H$39,MATCH(Table17[[#This Row],[Existing Technology]],'Non-Lighting Index Table'!$C$27:$C$39,0)),\"\"))","v":""},{"$f":"IF(ISBLANK(Table17[[#This Row],[Existing Technology]]),\"\", IFERROR(INDEX('Non-Lighting Index Table'!$I$27:$I$39,MATCH(Table17[[#This Row],[Existing Technology]],'Non-Lighting Index Table'!$C$27:$C$39,0)),\"\"))","v":""},null,{"$f":"IF(ISBLANK(Table17[[#This Row],[Existing Technology]]),\"\", IFERROR(INDEX('Non-Lighting Index Table'!$O$27:$O$39,MATCH(Table17[[#This Row],[Existing Technology]],'Non-Lighting Index Table'!$C$27:$C$39,0))*Table17[[#This Row],[Quantity]],\"\"))","v":""},null,{"$f":"IFERROR(Table17[[#This Row],[Proposed Demand Per Unit \n(kW)]]*Table17[[#This Row],[Quantity]],\"\")","v":0},{"$f":"IF(ISBLANK(Table17[[#This Row],[Existing Demand Per Unit (kW)]]), \"\", IF(ISBLANK(Table17[[#This Row],[Proposed Demand Per Unit \n(kW)]]),\"\", IFERROR(Table17[[#This Row],[Quantity]]*(Table17[[#This Row],[Existing Demand Per Unit (kW)]]-Table17[[#This Row],[Proposed Demand Per Unit \n(kW)]]),\"\")))","v":""},{"$f":"IF(ISBLANK(Table17[[#This Row],[Existing Technology]]), \"\",  IF(ISNUMBER(SEARCH(\"Energy Star\",Table17[[#This Row],[Existing Technology]])),  IFERROR(Table17[[#This Row],[Existing Consumption (Hidden, kWh)]]-Table17[[#This Row],[Annual Consumption (Hidden, kWh)]], \"\"), IF( OR(ISNUMBER(SEARCH(\"ECM motor\",Table17[[#This Row],[Existing Technology]])), ISNUMBER(SEARCH(\"Anti-sweat\",Table17[[#This Row],[Existing Technology]])), ISNUMBER(SEARCH(\"Multi-deck\",Table17[[#This Row],[Existing Technology]]))), IFERROR(INDEX('Non-Lighting Index Table'!$P$27:$P$32,MATCH(Table17[[#This Row],[Existing Technology]],'Non-Lighting Index Table'!$C$27:$C$32,0))*Table17[[#This Row],[Quantity]],\"\"), IF(ISNUMBER(SEARCH(\"Open vertical\",Table17[[#This Row],[Existing Technology]])), IF(Table17[[#This Row],[Configuration of Display Case]]=\"Vertical\", IFERROR(Table17[[#This Row],[Quantity]]*148.2,\"\"), IF( Table17[[#This Row],[Configuration of Display Case]]=\"Horizontal\", IFERROR(Table17[[#This Row],[Quantity]]*57,\"\"),\"\"))))))","v":""},{"$f":"IF(ISBLANK(Table17[[#This Row],[Quantity]]),\"\",IFERROR(Table17[[#This Row],[Rebate]]*Table17[[#This Row],[Quantity]],\"\"))","v":""}]
[null,null,null,{"$f":"SUBSTITUTE(Table17[[#This Row],[Per Unit]],\"Per\", \"\")","v":""},null,{"$f":"IF(ISBLANK(Table17[[#This Row],[Existing Technology]]),\"\",  IFERROR(INDEX('Non-Lighting Index Table'!$N$27:$N$39,MATCH(Table17[[#This Row],[Existing Technology]],'Non-Lighting Index Table'!$C$27:$C$39,0))*Table17[[#This Row],[Quantity]],\"\"))","v":""},null,{"$f":"IFERROR(Table17[[#This Row],[Quantity]]*Table17[[#This Row],[Existing Demand Per Unit (kW)]],\"\")","v":0},{"$f":"IF(ISBLANK(Table17[[#This Row],[Existing Technology]]),\"\", IFERROR(INDEX('Non-Lighting Index Table'!$D$27:$D$39,MATCH(Table17[[#This Row],[Existing Technology]],'Non-Lighting Index Table'!$C$27:$C$39,0)),\"\"))","v":""},{"$f":"IF(ISBLANK(Table17[[#This Row],[Existing Technology]]),\"\", IFERROR(INDEX('Non-Lighting Index Table'!$J$27:$J$39,MATCH(Table17[[#This Row],[Existing Technology]],'Non-Lighting Index Table'!$C$27:$C$39,0)),\"\"))","v":""},{"$f":"IF(ISBLANK(Table17[[#This Row],[Existing Technology]]),\"\", IFERROR(INDEX('Non-Lighting Index Table'!$K$27:$K$39,MATCH(Table17[[#This Row],[Existing Technology]],'Non-Lighting Index Table'!$C$27:$C$39,0)),\"\"))","v":""},{"$f":"IF(ISBLANK(Table17[[#This Row],[Existing Technology]]),\"\", IFERROR(INDEX('Non-Lighting Index Table'!$G$27:$G$39,MATCH(Table17[[#This Row],[Existing Technology]],'Non-Lighting Index Table'!$C$27:$C$39,0)),\"\"))","v":""},{"$f":"IF(ISBLANK(Table17[[#This Row],[Existing Technology]]),\"\", IFERROR(INDEX('Non-Lighting Index Table'!$H$27:$H$39,MATCH(Table17[[#This Row],[Existing Technology]],'Non-Lighting Index Table'!$C$27:$C$39,0)),\"\"))","v":""},{"$f":"IF(ISBLANK(Table17[[#This Row],[Existing Technology]]),\"\", IFERROR(INDEX('Non-Lighting Index Table'!$I$27:$I$39,MATCH(Table17[[#This Row],[Existing Technology]],'Non-Lighting Index Table'!$C$27:$C$39,0)),\"\"))","v":""},null,{"$f":"IF(ISBLANK(Table17[[#This Row],[Existing Technology]]),\"\", IFERROR(INDEX('Non-Lighting Index Table'!$O$27:$O$39,MATCH(Table17[[#This Row],[Existing Technology]],'Non-Lighting Index Table'!$C$27:$C$39,0))*Table17[[#This Row],[Quantity]],\"\"))","v":""},null,{"$f":"IFERROR(Table17[[#This Row],[Proposed Demand Per Unit \n(kW)]]*Table17[[#This Row],[Quantity]],\"\")","v":0},{"$f":"IF(ISBLANK(Table17[[#This Row],[Existing Demand Per Unit (kW)]]), \"\", IF(ISBLANK(Table17[[#This Row],[Proposed Demand Per Unit \n(kW)]]),\"\", IFERROR(Table17[[#This Row],[Quantity]]*(Table17[[#This Row],[Existing Demand Per Unit (kW)]]-Table17[[#This Row],[Proposed Demand Per Unit \n(kW)]]),\"\")))","v":""},{"$f":"IF(ISBLANK(Table17[[#This Row],[Existing Technology]]), \"\",  IF(ISNUMBER(SEARCH(\"Energy Star\",Table17[[#This Row],[Existing Technology]])),  IFERROR(Table17[[#This Row],[Existing Consumption (Hidden, kWh)]]-Table17[[#This Row],[Annual Consumption (Hidden, kWh)]], \"\"), IF( OR(ISNUMBER(SEARCH(\"ECM motor\",Table17[[#This Row],[Existing Technology]])), ISNUMBER(SEARCH(\"Anti-sweat\",Table17[[#This Row],[Existing Technology]])), ISNUMBER(SEARCH(\"Multi-deck\",Table17[[#This Row],[Existing Technology]]))), IFERROR(INDEX('Non-Lighting Index Table'!$P$27:$P$32,MATCH(Table17[[#This Row],[Existing Technology]],'Non-Lighting Index Table'!$C$27:$C$32,0))*Table17[[#This Row],[Quantity]],\"\"), IF(ISNUMBER(SEARCH(\"Open vertical\",Table17[[#This Row],[Existing Technology]])), IF(Table17[[#This Row],[Configuration of Display Case]]=\"Vertical\", IFERROR(Table17[[#This Row],[Quantity]]*148.2,\"\"), IF( Table17[[#This Row],[Configuration of Display Case]]=\"Horizontal\", IFERROR(Table17[[#This Row],[Quantity]]*57,\"\"),\"\"))))))","v":""},{"$f":"IF(ISBLANK(Table17[[#This Row],[Quantity]]),\"\",IFERROR(Table17[[#This Row],[Rebate]]*Table17[[#This Row],[Quantity]],\"\"))","v":""}]
[null,null,null,{"$f":"SUBSTITUTE(Table17[[#This Row],[Per Unit]],\"Per\", \"\")","v":""},null,{"$f":"IF(ISBLANK(Table17[[#This Row],[Existing Technology]]),\"\",  IFERROR(INDEX('Non-Lighting Index Table'!$N$27:$N$39,MATCH(Table17[[#This Row],[Existing Technology]],'Non-Lighting Index Table'!$C$27:$C$39,0))*Table17[[#This Row],[Quantity]],\"\"))","v":""},null,{"$f":"IFERROR(Table17[[#This Row],[Quantity]]*Table17[[#This Row],[Existing Demand Per Unit (kW)]],\"\")","v":0},{"$f":"IF(ISBLANK(Table17[[#This Row],[Existing Technology]]),\"\", IFERROR(INDEX('Non-Lighting Index Table'!$D$27:$D$39,MATCH(Table17[[#This Row],[Existing Technology]],'Non-Lighting Index Table'!$C$27:$C$39,0)),\"\"))","v":""},{"$f":"IF(ISBLANK(Table17[[#This Row],[Existing Technology]]),\"\", IFERROR(INDEX('Non-Lighting Index Table'!$J$27:$J$39,MATCH(Table17[[#This Row],[Existing Technology]],'Non-Lighting Index Table'!$C$27:$C$39,0)),\"\"))","v":""},{"$f":"IF(ISBLANK(Table17[[#This Row],[Existing Technology]]),\"\", IFERROR(INDEX('Non-Lighting Index Table'!$K$27:$K$39,MATCH(Table17[[#This Row],[Existing Technology]],'Non-Lighting Index Table'!$C$27:$C$39,0)),\"\"))","v":""},{"$f":"IF(ISBLANK(Table17[[#This Row],[Existing Technology]]),\"\", IFERROR(INDEX('Non-Lighting Index Table'!$G$27:$G$39,MATCH(Table17[[#This Row],[Existing Technology]],'Non-Lighting Index Table'!$C$27:$C$39,0)),\"\"))","v":""},{"$f":"IF(ISBLANK(Table17[[#This Row],[Existing Technology]]),\"\", IFERROR(INDEX('Non-Lighting Index Table'!$H$27:$H$39,MATCH(Table17[[#This Row],[Existing Technology]],'Non-Lighting Index Table'!$C$27:$C$39,0)),\"\"))","v":""},{"$f":"IF(ISBLANK(Table17[[#This Row],[Existing Technology]]),\"\", IFERROR(INDEX('Non-Lighting Index Table'!$I$27:$I$39,MATCH(Table17[[#This Row],[Existing Technology]],'Non-Lighting Index Table'!$C$27:$C$39,0)),\"\"))","v":""},null,{"$f":"IF(ISBLANK(Table17[[#This Row],[Existing Technology]]),\"\", IFERROR(INDEX('Non-Lighting Index Table'!$O$27:$O$39,MATCH(Table17[[#This Row],[Existing Technology]],'Non-Lighting Index Table'!$C$27:$C$39,0))*Table17[[#This Row],[Quantity]],\"\"))","v":""},null,{"$f":"IFERROR(Table17[[#This Row],[Proposed Demand Per Unit \n(kW)]]*Table17[[#This Row],[Quantity]],\"\")","v":0},{"$f":"IF(ISBLANK(Table17[[#This Row],[Existing Demand Per Unit (kW)]]), \"\", IF(ISBLANK(Table17[[#This Row],[Proposed Demand Per Unit \n(kW)]]),\"\", IFERROR(Table17[[#This Row],[Quantity]]*(Table17[[#This Row],[Existing Demand Per Unit (kW)]]-Table17[[#This Row],[Proposed Demand Per Unit \n(kW)]]),\"\")))","v":""},{"$f":"IF(ISBLANK(Table17[[#This Row],[Existing Technology]]), \"\",  IF(ISNUMBER(SEARCH(\"Energy Star\",Table17[[#This Row],[Existing Technology]])),  IFERROR(Table17[[#This Row],[Existing Consumption (Hidden, kWh)]]-Table17[[#This Row],[Annual Consumption (Hidden, kWh)]], \"\"), IF( OR(ISNUMBER(SEARCH(\"ECM motor\",Table17[[#This Row],[Existing Technology]])), ISNUMBER(SEARCH(\"Anti-sweat\",Table17[[#This Row],[Existing Technology]])), ISNUMBER(SEARCH(\"Multi-deck\",Table17[[#This Row],[Existing Technology]]))), IFERROR(INDEX('Non-Lighting Index Table'!$P$27:$P$32,MATCH(Table17[[#This Row],[Existing Technology]],'Non-Lighting Index Table'!$C$27:$C$32,0))*Table17[[#This Row],[Quantity]],\"\"), IF(ISNUMBER(SEARCH(\"Open vertical\",Table17[[#This Row],[Existing Technology]])), IF(Table17[[#This Row],[Configuration of Display Case]]=\"Vertical\", IFERROR(Table17[[#This Row],[Quantity]]*148.2,\"\"), IF( Table17[[#This Row],[Configuration of Display Case]]=\"Horizontal\", IFERROR(Table17[[#This Row],[Quantity]]*57,\"\"),\"\"))))))","v":""},{"$f":"IF(ISBLANK(Table17[[#This Row],[Quantity]]),\"\",IFERROR(Table17[[#This Row],[Rebate]]*Table17[[#This Row],[Quantity]],\"\"))","v":""}]
[null,null,null,{"$f":"SUBSTITUTE(Table17[[#This Row],[Per Unit]],\"Per\", \"\")","v":""},null,{"$f":"IF(ISBLANK(Table17[[#This Row],[Existing Technology]]),\"\",  IFERROR(INDEX('Non-Lighting Index Table'!$N$27:$N$39,MATCH(Table17[[#This Row],[Existing Technology]],'Non-Lighting Index Table'!$C$27:$C$39,0))*Table17[[#This Row],[Quantity]],\"\"))","v":""},null,{"$f":"IFERROR(Table17[[#This Row],[Quantity]]*Table17[[#This Row],[Existing Demand Per Unit (kW)]],\"\")","v":0},{"$f":"IF(ISBLANK(Table17[[#This Row],[Existing Technology]]),\"\", IFERROR(INDEX('Non-Lighting Index Table'!$D$27:$D$39,MATCH(Table17[[#This Row],[Existing Technology]],'Non-Lighting Index Table'!$C$27:$C$39,0)),\"\"))","v":""},{"$f":"IF(ISBLANK(Table17[[#This Row],[Existing Technology]]),\"\", IFERROR(INDEX('Non-Lighting Index Table'!$J$27:$J$39,MATCH(Table17[[#This Row],[Existing Technology]],'Non-Lighting Index Table'!$C$27:$C$39,0)),\"\"))","v":""},{"$f":"IF(ISBLANK(Table17[[#This Row],[Existing Technology]]),\"\", IFERROR(INDEX('Non-Lighting Index Table'!$K$27:$K$39,MATCH(Table17[[#This Row],[Existing Technology]],'Non-Lighting Index Table'!$C$27:$C$39,0)),\"\"))","v":""},{"$f":"IF(ISBLANK(Table17[[#This Row],[Existing Technology]]),\"\", IFERROR(INDEX('Non-Lighting Index Table'!$G$27:$G$39,MATCH(Table17[[#This Row],[Existing Technology]],'Non-Lighting Index Table'!$C$27:$C$39,0)),\"\"))","v":""},{"$f":"IF(ISBLANK(Table17[[#This Row],[Existing Technology]]),\"\", IFERROR(INDEX('Non-Lighting Index Table'!$H$27:$H$39,MATCH(Table17[[#This Row],[Existing Technology]],'Non-Lighting Index Table'!$C$27:$C$39,0)),\"\"))","v":""},{"$f":"IF(ISBLANK(Table17[[#This Row],[Existing Technology]]),\"\", IFERROR(INDEX('Non-Lighting Index Table'!$I$27:$I$39,MATCH(Table17[[#This Row],[Existing Technology]],'Non-Lighting Index Table'!$C$27:$C$39,0)),\"\"))","v":""},null,{"$f":"IF(ISBLANK(Table17[[#This Row],[Existing Technology]]),\"\", IFERROR(INDEX('Non-Lighting Index Table'!$O$27:$O$39,MATCH(Table17[[#This Row],[Existing Technology]],'Non-Lighting Index Table'!$C$27:$C$39,0))*Table17[[#This Row],[Quantity]],\"\"))","v":""},null,{"$f":"IFERROR(Table17[[#This Row],[Proposed Demand Per Unit \n(kW)]]*Table17[[#This Row],[Quantity]],\"\")","v":0},{"$f":"IF(ISBLANK(Table17[[#This Row],[Existing Demand Per Unit (kW)]]), \"\", IF(ISBLANK(Table17[[#This Row],[Proposed Demand Per Unit \n(kW)]]),\"\", IFERROR(Table17[[#This Row],[Quantity]]*(Table17[[#This Row],[Existing Demand Per Unit (kW)]]-Table17[[#This Row],[Proposed Demand Per Unit \n(kW)]]),\"\")))","v":""},{"$f":"IF(ISBLANK(Table17[[#This Row],[Existing Technology]]), \"\",  IF(ISNUMBER(SEARCH(\"Energy Star\",Table17[[#This Row],[Existing Technology]])),  IFERROR(Table17[[#This Row],[Existing Consumption (Hidden, kWh)]]-Table17[[#This Row],[Annual Consumption (Hidden, kWh)]], \"\"), IF( OR(ISNUMBER(SEARCH(\"ECM motor\",Table17[[#This Row],[Existing Technology]])), ISNUMBER(SEARCH(\"Anti-sweat\",Table17[[#This Row],[Existing Technology]])), ISNUMBER(SEARCH(\"Multi-deck\",Table17[[#This Row],[Existing Technology]]))), IFERROR(INDEX('Non-Lighting Index Table'!$P$27:$P$32,MATCH(Table17[[#This Row],[Existing Technology]],'Non-Lighting Index Table'!$C$27:$C$32,0))*Table17[[#This Row],[Quantity]],\"\"), IF(ISNUMBER(SEARCH(\"Open vertical\",Table17[[#This Row],[Existing Technology]])), IF(Table17[[#This Row],[Configuration of Display Case]]=\"Vertical\", IFERROR(Table17[[#This Row],[Quantity]]*148.2,\"\"), IF( Table17[[#This Row],[Configuration of Display Case]]=\"Horizontal\", IFERROR(Table17[[#This Row],[Quantity]]*57,\"\"),\"\"))))))","v":""},{"$f":"IF(ISBLANK(Table17[[#This Row],[Quantity]]),\"\",IFERROR(Table17[[#This Row],[Rebate]]*Table17[[#This Row],[Quantity]],\"\"))","v":""}]
[null,null,null,{"$f":"SUBSTITUTE(Table17[[#This Row],[Per Unit]],\"Per\", \"\")","v":""},null,{"$f":"IF(ISBLANK(Table17[[#This Row],[Existing Technology]]),\"\",  IFERROR(INDEX('Non-Lighting Index Table'!$N$27:$N$39,MATCH(Table17[[#This Row],[Existing Technology]],'Non-Lighting Index Table'!$C$27:$C$39,0))*Table17[[#This Row],[Quantity]],\"\"))","v":""},null,{"$f":"IFERROR(Table17[[#This Row],[Quantity]]*Table17[[#This Row],[Existing Demand Per Unit (kW)]],\"\")","v":0},{"$f":"IF(ISBLANK(Table17[[#This Row],[Existing Technology]]),\"\", IFERROR(INDEX('Non-Lighting Index Table'!$D$27:$D$39,MATCH(Table17[[#This Row],[Existing Technology]],'Non-Lighting Index Table'!$C$27:$C$39,0)),\"\"))","v":""},{"$f":"IF(ISBLANK(Table17[[#This Row],[Existing Technology]]),\"\", IFERROR(INDEX('Non-Lighting Index Table'!$J$27:$J$39,MATCH(Table17[[#This Row],[Existing Technology]],'Non-Lighting Index Table'!$C$27:$C$39,0)),\"\"))","v":""},{"$f":"IF(ISBLANK(Table17[[#This Row],[Existing Technology]]),\"\", IFERROR(INDEX('Non-Lighting Index Table'!$K$27:$K$39,MATCH(Table17[[#This Row],[Existing Technology]],'Non-Lighting Index Table'!$C$27:$C$39,0)),\"\"))","v":""},{"$f":"IF(ISBLANK(Table17[[#This Row],[Existing Technology]]),\"\", IFERROR(INDEX('Non-Lighting Index Table'!$G$27:$G$39,MATCH(Table17[[#This Row],[Existing Technology]],'Non-Lighting Index Table'!$C$27:$C$39,0)),\"\"))","v":""},{"$f":"IF(ISBLANK(Table17[[#This Row],[Existing Technology]]),\"\", IFERROR(INDEX('Non-Lighting Index Table'!$H$27:$H$39,MATCH(Table17[[#This Row],[Existing Technology]],'Non-Lighting Index Table'!$C$27:$C$39,0)),\"\"))","v":""},{"$f":"IF(ISBLANK(Table17[[#This Row],[Existing Technology]]),\"\", IFERROR(INDEX('Non-Lighting Index Table'!$I$27:$I$39,MATCH(Table17[[#This Row],[Existing Technology]],'Non-Lighting Index Table'!$C$27:$C$39,0)),\"\"))","v":""},null,{"$f":"IF(ISBLANK(Table17[[#This Row],[Existing Technology]]),\"\", IFERROR(INDEX('Non-Lighting Index Table'!$O$27:$O$39,MATCH(Table17[[#This Row],[Existing Technology]],'Non-Lighting Index Table'!$C$27:$C$39,0))*Table17[[#This Row],[Quantity]],\"\"))","v":""},null,{"$f":"IFERROR(Table17[[#This Row],[Proposed Demand Per Unit \n(kW)]]*Table17[[#This Row],[Quantity]],\"\")","v":0},{"$f":"IF(ISBLANK(Table17[[#This Row],[Existing Demand Per Unit (kW)]]), \"\", IF(ISBLANK(Table17[[#This Row],[Proposed Demand Per Unit \n(kW)]]),\"\", IFERROR(Table17[[#This Row],[Quantity]]*(Table17[[#This Row],[Existing Demand Per Unit (kW)]]-Table17[[#This Row],[Proposed Demand Per Unit \n(kW)]]),\"\")))","v":""},{"$f":"IF(ISBLANK(Table17[[#This Row],[Existing Technology]]), \"\",  IF(ISNUMBER(SEARCH(\"Energy Star\",Table17[[#This Row],[Existing Technology]])),  IFERROR(Table17[[#This Row],[Existing Consumption (Hidden, kWh)]]-Table17[[#This Row],[Annual Consumption (Hidden, kWh)]], \"\"), IF( OR(ISNUMBER(SEARCH(\"ECM motor\",Table17[[#This Row],[Existing Technology]])), ISNUMBER(SEARCH(\"Anti-sweat\",Table17[[#This Row],[Existing Technology]])), ISNUMBER(SEARCH(\"Multi-deck\",Table17[[#This Row],[Existing Technology]]))), IFERROR(INDEX('Non-Lighting Index Table'!$P$27:$P$32,MATCH(Table17[[#This Row],[Existing Technology]],'Non-Lighting Index Table'!$C$27:$C$32,0))*Table17[[#This Row],[Quantity]],\"\"), IF(ISNUMBER(SEARCH(\"Open vertical\",Table17[[#This Row],[Existing Technology]])), IF(Table17[[#This Row],[Configuration of Display Case]]=\"Vertical\", IFERROR(Table17[[#This Row],[Quantity]]*148.2,\"\"), IF( Table17[[#This Row],[Configuration of Display Case]]=\"Horizontal\", IFERROR(Table17[[#This Row],[Quantity]]*57,\"\"),\"\"))))))","v":""},{"$f":"IF(ISBLANK(Table17[[#This Row],[Quantity]]),\"\",IFERROR(Table17[[#This Row],[Rebate]]*Table17[[#This Row],[Quantity]],\"\"))","v":""}]
[null,null,null,{"$f":"SUBSTITUTE(Table17[[#This Row],[Per Unit]],\"Per\", \"\")","v":""},null,{"$f":"IF(ISBLANK(Table17[[#This Row],[Existing Technology]]),\"\",  IFERROR(INDEX('Non-Lighting Index Table'!$N$27:$N$39,MATCH(Table17[[#This Row],[Existing Technology]],'Non-Lighting Index Table'!$C$27:$C$39,0))*Table17[[#This Row],[Quantity]],\"\"))","v":""},null,{"$f":"IFERROR(Table17[[#This Row],[Quantity]]*Table17[[#This Row],[Existing Demand Per Unit (kW)]],\"\")","v":0},{"$f":"IF(ISBLANK(Table17[[#This Row],[Existing Technology]]),\"\", IFERROR(INDEX('Non-Lighting Index Table'!$D$27:$D$39,MATCH(Table17[[#This Row],[Existing Technology]],'Non-Lighting Index Table'!$C$27:$C$39,0)),\"\"))","v":""},{"$f":"IF(ISBLANK(Table17[[#This Row],[Existing Technology]]),\"\", IFERROR(INDEX('Non-Lighting Index Table'!$J$27:$J$39,MATCH(Table17[[#This Row],[Existing Technology]],'Non-Lighting Index Table'!$C$27:$C$39,0)),\"\"))","v":""},{"$f":"IF(ISBLANK(Table17[[#This Row],[Existing Technology]]),\"\", IFERROR(INDEX('Non-Lighting Index Table'!$K$27:$K$39,MATCH(Table17[[#This Row],[Existing Technology]],'Non-Lighting Index Table'!$C$27:$C$39,0)),\"\"))","v":""},{"$f":"IF(ISBLANK(Table17[[#This Row],[Existing Technology]]),\"\", IFERROR(INDEX('Non-Lighting Index Table'!$G$27:$G$39,MATCH(Table17[[#This Row],[Existing Technology]],'Non-Lighting Index Table'!$C$27:$C$39,0)),\"\"))","v":""},{"$f":"IF(ISBLANK(Table17[[#This Row],[Existing Technology]]),\"\", IFERROR(INDEX('Non-Lighting Index Table'!$H$27:$H$39,MATCH(Table17[[#This Row],[Existing Technology]],'Non-Lighting Index Table'!$C$27:$C$39,0)),\"\"))","v":""},{"$f":"IF(ISBLANK(Table17[[#This Row],[Existing Technology]]),\"\", IFERROR(INDEX('Non-Lighting Index Table'!$I$27:$I$39,MATCH(Table17[[#This Row],[Existing Technology]],'Non-Lighting Index Table'!$C$27:$C$39,0)),\"\"))","v":""},null,{"$f":"IF(ISBLANK(Table17[[#This Row],[Existing Technology]]),\"\", IFERROR(INDEX('Non-Lighting Index Table'!$O$27:$O$39,MATCH(Table17[[#This Row],[Existing Technology]],'Non-Lighting Index Table'!$C$27:$C$39,0))*Table17[[#This Row],[Quantity]],\"\"))","v":""},null,{"$f":"IFERROR(Table17[[#This Row],[Proposed Demand Per Unit \n(kW)]]*Table17[[#This Row],[Quantity]],\"\")","v":0},{"$f":"IF(ISBLANK(Table17[[#This Row],[Existing Demand Per Unit (kW)]]), \"\", IF(ISBLANK(Table17[[#This Row],[Proposed Demand Per Unit \n(kW)]]),\"\", IFERROR(Table17[[#This Row],[Quantity]]*(Table17[[#This Row],[Existing Demand Per Unit (kW)]]-Table17[[#This Row],[Proposed Demand Per Unit \n(kW)]]),\"\")))","v":""},{"$f":"IF(ISBLANK(Table17[[#This Row],[Existing Technology]]), \"\",  IF(ISNUMBER(SEARCH(\"Energy Star\",Table17[[#This Row],[Existing Technology]])),  IFERROR(Table17[[#This Row],[Existing Consumption (Hidden, kWh)]]-Table17[[#This Row],[Annual Consumption (Hidden, kWh)]], \"\"), IF( OR(ISNUMBER(SEARCH(\"ECM motor\",Table17[[#This Row],[Existing Technology]])), ISNUMBER(SEARCH(\"Anti-sweat\",Table17[[#This Row],[Existing Technology]])), ISNUMBER(SEARCH(\"Multi-deck\",Table17[[#This Row],[Existing Technology]]))), IFERROR(INDEX('Non-Lighting Index Table'!$P$27:$P$32,MATCH(Table17[[#This Row],[Existing Technology]],'Non-Lighting Index Table'!$C$27:$C$32,0))*Table17[[#This Row],[Quantity]],\"\"), IF(ISNUMBER(SEARCH(\"Open vertical\",Table17[[#This Row],[Existing Technology]])), IF(Table17[[#This Row],[Configuration of Display Case]]=\"Vertical\", IFERROR(Table17[[#This Row],[Quantity]]*148.2,\"\"), IF( Table17[[#This Row],[Configuration of Display Case]]=\"Horizontal\", IFERROR(Table17[[#This Row],[Quantity]]*57,\"\"),\"\"))))))","v":""},{"$f":"IF(ISBLANK(Table17[[#This Row],[Quantity]]),\"\",IFERROR(Table17[[#This Row],[Rebate]]*Table17[[#This Row],[Quantity]],\"\"))","v":""}]
[null,null,null,{"$f":"SUBSTITUTE(Table17[[#This Row],[Per Unit]],\"Per\", \"\")","v":""},null,{"$f":"IF(ISBLANK(Table17[[#This Row],[Existing Technology]]),\"\",  IFERROR(INDEX('Non-Lighting Index Table'!$N$27:$N$39,MATCH(Table17[[#This Row],[Existing Technology]],'Non-Lighting Index Table'!$C$27:$C$39,0))*Table17[[#This Row],[Quantity]],\"\"))","v":""},null,{"$f":"IFERROR(Table17[[#This Row],[Quantity]]*Table17[[#This Row],[Existing Demand Per Unit (kW)]],\"\")","v":0},{"$f":"IF(ISBLANK(Table17[[#This Row],[Existing Technology]]),\"\", IFERROR(INDEX('Non-Lighting Index Table'!$D$27:$D$39,MATCH(Table17[[#This Row],[Existing Technology]],'Non-Lighting Index Table'!$C$27:$C$39,0)),\"\"))","v":""},{"$f":"IF(ISBLANK(Table17[[#This Row],[Existing Technology]]),\"\", IFERROR(INDEX('Non-Lighting Index Table'!$J$27:$J$39,MATCH(Table17[[#This Row],[Existing Technology]],'Non-Lighting Index Table'!$C$27:$C$39,0)),\"\"))","v":""},{"$f":"IF(ISBLANK(Table17[[#This Row],[Existing Technology]]),\"\", IFERROR(INDEX('Non-Lighting Index Table'!$K$27:$K$39,MATCH(Table17[[#This Row],[Existing Technology]],'Non-Lighting Index Table'!$C$27:$C$39,0)),\"\"))","v":""},{"$f":"IF(ISBLANK(Table17[[#This Row],[Existing Technology]]),\"\", IFERROR(INDEX('Non-Lighting Index Table'!$G$27:$G$39,MATCH(Table17[[#This Row],[Existing Technology]],'Non-Lighting Index Table'!$C$27:$C$39,0)),\"\"))","v":""},{"$f":"IF(ISBLANK(Table17[[#This Row],[Existing Technology]]),\"\", IFERROR(INDEX('Non-Lighting Index Table'!$H$27:$H$39,MATCH(Table17[[#This Row],[Existing Technology]],'Non-Lighting Index Table'!$C$27:$C$39,0)),\"\"))","v":""},{"$f":"IF(ISBLANK(Table17[[#This Row],[Existing Technology]]),\"\", IFERROR(INDEX('Non-Lighting Index Table'!$I$27:$I$39,MATCH(Table17[[#This Row],[Existing Technology]],'Non-Lighting Index Table'!$C$27:$C$39,0)),\"\"))","v":""},null,{"$f":"IF(ISBLANK(Table17[[#This Row],[Existing Technology]]),\"\", IFERROR(INDEX('Non-Lighting Index Table'!$O$27:$O$39,MATCH(Table17[[#This Row],[Existing Technology]],'Non-Lighting Index Table'!$C$27:$C$39,0))*Table17[[#This Row],[Quantity]],\"\"))","v":""},null,{"$f":"IFERROR(Table17[[#This Row],[Proposed Demand Per Unit \n(kW)]]*Table17[[#This Row],[Quantity]],\"\")","v":0},{"$f":"IF(ISBLANK(Table17[[#This Row],[Existing Demand Per Unit (kW)]]), \"\", IF(ISBLANK(Table17[[#This Row],[Proposed Demand Per Unit \n(kW)]]),\"\", IFERROR(Table17[[#This Row],[Quantity]]*(Table17[[#This Row],[Existing Demand Per Unit (kW)]]-Table17[[#This Row],[Proposed Demand Per Unit \n(kW)]]),\"\")))","v":""},{"$f":"IF(ISBLANK(Table17[[#This Row],[Existing Technology]]), \"\",  IF(ISNUMBER(SEARCH(\"Energy Star\",Table17[[#This Row],[Existing Technology]])),  IFERROR(Table17[[#This Row],[Existing Consumption (Hidden, kWh)]]-Table17[[#This Row],[Annual Consumption (Hidden, kWh)]], \"\"), IF( OR(ISNUMBER(SEARCH(\"ECM motor\",Table17[[#This Row],[Existing Technology]])), ISNUMBER(SEARCH(\"Anti-sweat\",Table17[[#This Row],[Existing Technology]])), ISNUMBER(SEARCH(\"Multi-deck\",Table17[[#This Row],[Existing Technology]]))), IFERROR(INDEX('Non-Lighting Index Table'!$P$27:$P$32,MATCH(Table17[[#This Row],[Existing Technology]],'Non-Lighting Index Table'!$C$27:$C$32,0))*Table17[[#This Row],[Quantity]],\"\"), IF(ISNUMBER(SEARCH(\"Open vertical\",Table17[[#This Row],[Existing Technology]])), IF(Table17[[#This Row],[Configuration of Display Case]]=\"Vertical\", IFERROR(Table17[[#This Row],[Quantity]]*148.2,\"\"), IF( Table17[[#This Row],[Configuration of Display Case]]=\"Horizontal\", IFERROR(Table17[[#This Row],[Quantity]]*57,\"\"),\"\"))))))","v":""},{"$f":"IF(ISBLANK(Table17[[#This Row],[Quantity]]),\"\",IFERROR(Table17[[#This Row],[Rebate]]*Table17[[#This Row],[Quantity]],\"\"))","v":""}]
[null,null,null,{"$f":"SUBSTITUTE(Table17[[#This Row],[Per Unit]],\"Per\", \"\")","v":""},null,{"$f":"IF(ISBLANK(Table17[[#This Row],[Existing Technology]]),\"\",  IFERROR(INDEX('Non-Lighting Index Table'!$N$27:$N$39,MATCH(Table17[[#This Row],[Existing Technology]],'Non-Lighting Index Table'!$C$27:$C$39,0))*Table17[[#This Row],[Quantity]],\"\"))","v":""},null,{"$f":"IFERROR(Table17[[#This Row],[Quantity]]*Table17[[#This Row],[Existing Demand Per Unit (kW)]],\"\")","v":0},{"$f":"IF(ISBLANK(Table17[[#This Row],[Existing Technology]]),\"\", IFERROR(INDEX('Non-Lighting Index Table'!$D$27:$D$39,MATCH(Table17[[#This Row],[Existing Technology]],'Non-Lighting Index Table'!$C$27:$C$39,0)),\"\"))","v":""},{"$f":"IF(ISBLANK(Table17[[#This Row],[Existing Technology]]),\"\", IFERROR(INDEX('Non-Lighting Index Table'!$J$27:$J$39,MATCH(Table17[[#This Row],[Existing Technology]],'Non-Lighting Index Table'!$C$27:$C$39,0)),\"\"))","v":""},{"$f":"IF(ISBLANK(Table17[[#This Row],[Existing Technology]]),\"\", IFERROR(INDEX('Non-Lighting Index Table'!$K$27:$K$39,MATCH(Table17[[#This Row],[Existing Technology]],'Non-Lighting Index Table'!$C$27:$C$39,0)),\"\"))","v":""},{"$f":"IF(ISBLANK(Table17[[#This Row],[Existing Technology]]),\"\", IFERROR(INDEX('Non-Lighting Index Table'!$G$27:$G$39,MATCH(Table17[[#This Row],[Existing Technology]],'Non-Lighting Index Table'!$C$27:$C$39,0)),\"\"))","v":""},{"$f":"IF(ISBLANK(Table17[[#This Row],[Existing Technology]]),\"\", IFERROR(INDEX('Non-Lighting Index Table'!$H$27:$H$39,MATCH(Table17[[#This Row],[Existing Technology]],'Non-Lighting Index Table'!$C$27:$C$39,0)),\"\"))","v":""},{"$f":"IF(ISBLANK(Table17[[#This Row],[Existing Technology]]),\"\", IFERROR(INDEX('Non-Lighting Index Table'!$I$27:$I$39,MATCH(Table17[[#This Row],[Existing Technology]],'Non-Lighting Index Table'!$C$27:$C$39,0)),\"\"))","v":""},null,{"$f":"IF(ISBLANK(Table17[[#This Row],[Existing Technology]]),\"\", IFERROR(INDEX('Non-Lighting Index Table'!$O$27:$O$39,MATCH(Table17[[#This Row],[Existing Technology]],'Non-Lighting Index Table'!$C$27:$C$39,0))*Table17[[#This Row],[Quantity]],\"\"))","v":""},null,{"$f":"IFERROR(Table17[[#This Row],[Proposed Demand Per Unit \n(kW)]]*Table17[[#This Row],[Quantity]],\"\")","v":0},{"$f":"IF(ISBLANK(Table17[[#This Row],[Existing Demand Per Unit (kW)]]), \"\", IF(ISBLANK(Table17[[#This Row],[Proposed Demand Per Unit \n(kW)]]),\"\", IFERROR(Table17[[#This Row],[Quantity]]*(Table17[[#This Row],[Existing Demand Per Unit (kW)]]-Table17[[#This Row],[Proposed Demand Per Unit \n(kW)]]),\"\")))","v":""},{"$f":"IF(ISBLANK(Table17[[#This Row],[Existing Technology]]), \"\",  IF(ISNUMBER(SEARCH(\"Energy Star\",Table17[[#This Row],[Existing Technology]])),  IFERROR(Table17[[#This Row],[Existing Consumption (Hidden, kWh)]]-Table17[[#This Row],[Annual Consumption (Hidden, kWh)]], \"\"), IF( OR(ISNUMBER(SEARCH(\"ECM motor\",Table17[[#This Row],[Existing Technology]])), ISNUMBER(SEARCH(\"Anti-sweat\",Table17[[#This Row],[Existing Technology]])), ISNUMBER(SEARCH(\"Multi-deck\",Table17[[#This Row],[Existing Technology]]))), IFERROR(INDEX('Non-Lighting Index Table'!$P$27:$P$32,MATCH(Table17[[#This Row],[Existing Technology]],'Non-Lighting Index Table'!$C$27:$C$32,0))*Table17[[#This Row],[Quantity]],\"\"), IF(ISNUMBER(SEARCH(\"Open vertical\",Table17[[#This Row],[Existing Technology]])), IF(Table17[[#This Row],[Configuration of Display Case]]=\"Vertical\", IFERROR(Table17[[#This Row],[Quantity]]*148.2,\"\"), IF( Table17[[#This Row],[Configuration of Display Case]]=\"Horizontal\", IFERROR(Table17[[#This Row],[Quantity]]*57,\"\"),\"\"))))))","v":""},{"$f":"IF(ISBLANK(Table17[[#This Row],[Quantity]]),\"\",IFERROR(Table17[[#This Row],[Rebate]]*Table17[[#This Row],[Quantity]],\"\"))","v":""}]
[null,null,null,{"$f":"SUBSTITUTE(Table17[[#This Row],[Per Unit]],\"Per\", \"\")","v":""},null,{"$f":"IF(ISBLANK(Table17[[#This Row],[Existing Technology]]),\"\",  IFERROR(INDEX('Non-Lighting Index Table'!$N$27:$N$39,MATCH(Table17[[#This Row],[Existing Technology]],'Non-Lighting Index Table'!$C$27:$C$39,0))*Table17[[#This Row],[Quantity]],\"\"))","v":""},null,{"$f":"IFERROR(Table17[[#This Row],[Quantity]]*Table17[[#This Row],[Existing Demand Per Unit (kW)]],\"\")","v":0},{"$f":"IF(ISBLANK(Table17[[#This Row],[Existing Technology]]),\"\", IFERROR(INDEX('Non-Lighting Index Table'!$D$27:$D$39,MATCH(Table17[[#This Row],[Existing Technology]],'Non-Lighting Index Table'!$C$27:$C$39,0)),\"\"))","v":""},{"$f":"IF(ISBLANK(Table17[[#This Row],[Existing Technology]]),\"\", IFERROR(INDEX('Non-Lighting Index Table'!$J$27:$J$39,MATCH(Table17[[#This Row],[Existing Technology]],'Non-Lighting Index Table'!$C$27:$C$39,0)),\"\"))","v":""},{"$f":"IF(ISBLANK(Table17[[#This Row],[Existing Technology]]),\"\", IFERROR(INDEX('Non-Lighting Index Table'!$K$27:$K$39,MATCH(Table17[[#This Row],[Existing Technology]],'Non-Lighting Index Table'!$C$27:$C$39,0)),\"\"))","v":""},{"$f":"IF(ISBLANK(Table17[[#This Row],[Existing Technology]]),\"\", IFERROR(INDEX('Non-Lighting Index Table'!$G$27:$G$39,MATCH(Table17[[#This Row],[Existing Technology]],'Non-Lighting Index Table'!$C$27:$C$39,0)),\"\"))","v":""},{"$f":"IF(ISBLANK(Table17[[#This Row],[Existing Technology]]),\"\", IFERROR(INDEX('Non-Lighting Index Table'!$H$27:$H$39,MATCH(Table17[[#This Row],[Existing Technology]],'Non-Lighting Index Table'!$C$27:$C$39,0)),\"\"))","v":""},{"$f":"IF(ISBLANK(Table17[[#This Row],[Existing Technology]]),\"\", IFERROR(INDEX('Non-Lighting Index Table'!$I$27:$I$39,MATCH(Table17[[#This Row],[Existing Technology]],'Non-Lighting Index Table'!$C$27:$C$39,0)),\"\"))","v":""},null,{"$f":"IF(ISBLANK(Table17[[#This Row],[Existing Technology]]),\"\", IFERROR(INDEX('Non-Lighting Index Table'!$O$27:$O$39,MATCH(Table17[[#This Row],[Existing Technology]],'Non-Lighting Index Table'!$C$27:$C$39,0))*Table17[[#This Row],[Quantity]],\"\"))","v":""},null,{"$f":"IFERROR(Table17[[#This Row],[Proposed Demand Per Unit \n(kW)]]*Table17[[#This Row],[Quantity]],\"\")","v":0},{"$f":"IF(ISBLANK(Table17[[#This Row],[Existing Demand Per Unit (kW)]]), \"\", IF(ISBLANK(Table17[[#This Row],[Proposed Demand Per Unit \n(kW)]]),\"\", IFERROR(Table17[[#This Row],[Quantity]]*(Table17[[#This Row],[Existing Demand Per Unit (kW)]]-Table17[[#This Row],[Proposed Demand Per Unit \n(kW)]]),\"\")))","v":""},{"$f":"IF(ISBLANK(Table17[[#This Row],[Existing Technology]]), \"\",  IF(ISNUMBER(SEARCH(\"Energy Star\",Table17[[#This Row],[Existing Technology]])),  IFERROR(Table17[[#This Row],[Existing Consumption (Hidden, kWh)]]-Table17[[#This Row],[Annual Consumption (Hidden, kWh)]], \"\"), IF( OR(ISNUMBER(SEARCH(\"ECM motor\",Table17[[#This Row],[Existing Technology]])), ISNUMBER(SEARCH(\"Anti-sweat\",Table17[[#This Row],[Existing Technology]])), ISNUMBER(SEARCH(\"Multi-deck\",Table17[[#This Row],[Existing Technology]]))), IFERROR(INDEX('Non-Lighting Index Table'!$P$27:$P$32,MATCH(Table17[[#This Row],[Existing Technology]],'Non-Lighting Index Table'!$C$27:$C$32,0))*Table17[[#This Row],[Quantity]],\"\"), IF(ISNUMBER(SEARCH(\"Open vertical\",Table17[[#This Row],[Existing Technology]])), IF(Table17[[#This Row],[Configuration of Display Case]]=\"Vertical\", IFERROR(Table17[[#This Row],[Quantity]]*148.2,\"\"), IF( Table17[[#This Row],[Configuration of Display Case]]=\"Horizontal\", IFERROR(Table17[[#This Row],[Quantity]]*57,\"\"),\"\"))))))","v":""},{"$f":"IF(ISBLANK(Table17[[#This Row],[Quantity]]),\"\",IFERROR(Table17[[#This Row],[Rebate]]*Table17[[#This Row],[Quantity]],\"\"))","v":""}]
[null,null,null,{"$f":"SUBSTITUTE(Table17[[#This Row],[Per Unit]],\"Per\", \"\")","v":""},null,{"$f":"IF(ISBLANK(Table17[[#This Row],[Existing Technology]]),\"\",  IFERROR(INDEX('Non-Lighting Index Table'!$N$27:$N$39,MATCH(Table17[[#This Row],[Existing Technology]],'Non-Lighting Index Table'!$C$27:$C$39,0))*Table17[[#This Row],[Quantity]],\"\"))","v":""},null,{"$f":"IFERROR(Table17[[#This Row],[Quantity]]*Table17[[#This Row],[Existing Demand Per Unit (kW)]],\"\")","v":0},{"$f":"IF(ISBLANK(Table17[[#This Row],[Existing Technology]]),\"\", IFERROR(INDEX('Non-Lighting Index Table'!$D$27:$D$39,MATCH(Table17[[#This Row],[Existing Technology]],'Non-Lighting Index Table'!$C$27:$C$39,0)),\"\"))","v":""},{"$f":"IF(ISBLANK(Table17[[#This Row],[Existing Technology]]),\"\", IFERROR(INDEX('Non-Lighting Index Table'!$J$27:$J$39,MATCH(Table17[[#This Row],[Existing Technology]],'Non-Lighting Index Table'!$C$27:$C$39,0)),\"\"))","v":""},{"$f":"IF(ISBLANK(Table17[[#This Row],[Existing Technology]]),\"\", IFERROR(INDEX('Non-Lighting Index Table'!$K$27:$K$39,MATCH(Table17[[#This Row],[Existing Technology]],'Non-Lighting Index Table'!$C$27:$C$39,0)),\"\"))","v":""},{"$f":"IF(ISBLANK(Table17[[#This Row],[Existing Technology]]),\"\", IFERROR(INDEX('Non-Lighting Index Table'!$G$27:$G$39,MATCH(Table17[[#This Row],[Existing Technology]],'Non-Lighting Index Table'!$C$27:$C$39,0)),\"\"))","v":""},{"$f":"IF(ISBLANK(Table17[[#This Row],[Existing Technology]]),\"\", IFERROR(INDEX('Non-Lighting Index Table'!$H$27:$H$39,MATCH(Table17[[#This Row],[Existing Technology]],'Non-Lighting Index Table'!$C$27:$C$39,0)),\"\"))","v":""},{"$f":"IF(ISBLANK(Table17[[#This Row],[Existing Technology]]),\"\", IFERROR(INDEX('Non-Lighting Index Table'!$I$27:$I$39,MATCH(Table17[[#This Row],[Existing Technology]],'Non-Lighting Index Table'!$C$27:$C$39,0)),\"\"))","v":""},null,{"$f":"IF(ISBLANK(Table17[[#This Row],[Existing Technology]]),\"\", IFERROR(INDEX('Non-Lighting Index Table'!$O$27:$O$39,MATCH(Table17[[#This Row],[Existing Technology]],'Non-Lighting Index Table'!$C$27:$C$39,0))*Table17[[#This Row],[Quantity]],\"\"))","v":""},null,{"$f":"IFERROR(Table17[[#This Row],[Proposed Demand Per Unit \n(kW)]]*Table17[[#This Row],[Quantity]],\"\")","v":0},{"$f":"IF(ISBLANK(Table17[[#This Row],[Existing Demand Per Unit (kW)]]), \"\", IF(ISBLANK(Table17[[#This Row],[Proposed Demand Per Unit \n(kW)]]),\"\", IFERROR(Table17[[#This Row],[Quantity]]*(Table17[[#This Row],[Existing Demand Per Unit (kW)]]-Table17[[#This Row],[Proposed Demand Per Unit \n(kW)]]),\"\")))","v":""},{"$f":"IF(ISBLANK(Table17[[#This Row],[Existing Technology]]), \"\",  IF(ISNUMBER(SEARCH(\"Energy Star\",Table17[[#This Row],[Existing Technology]])),  IFERROR(Table17[[#This Row],[Existing Consumption (Hidden, kWh)]]-Table17[[#This Row],[Annual Consumption (Hidden, kWh)]], \"\"), IF( OR(ISNUMBER(SEARCH(\"ECM motor\",Table17[[#This Row],[Existing Technology]])), ISNUMBER(SEARCH(\"Anti-sweat\",Table17[[#This Row],[Existing Technology]])), ISNUMBER(SEARCH(\"Multi-deck\",Table17[[#This Row],[Existing Technology]]))), IFERROR(INDEX('Non-Lighting Index Table'!$P$27:$P$32,MATCH(Table17[[#This Row],[Existing Technology]],'Non-Lighting Index Table'!$C$27:$C$32,0))*Table17[[#This Row],[Quantity]],\"\"), IF(ISNUMBER(SEARCH(\"Open vertical\",Table17[[#This Row],[Existing Technology]])), IF(Table17[[#This Row],[Configuration of Display Case]]=\"Vertical\", IFERROR(Table17[[#This Row],[Quantity]]*148.2,\"\"), IF( Table17[[#This Row],[Configuration of Display Case]]=\"Horizontal\", IFERROR(Table17[[#This Row],[Quantity]]*57,\"\"),\"\"))))))","v":""},{"$f":"IF(ISBLANK(Table17[[#This Row],[Quantity]]),\"\",IFERROR(Table17[[#This Row],[Rebate]]*Table17[[#This Row],[Quantity]],\"\"))","v":""}]
[null,null,null,{"$f":"SUBSTITUTE(Table17[[#This Row],[Per Unit]],\"Per\", \"\")","v":""},null,{"$f":"IF(ISBLANK(Table17[[#This Row],[Existing Technology]]),\"\",  IFERROR(INDEX('Non-Lighting Index Table'!$N$27:$N$39,MATCH(Table17[[#This Row],[Existing Technology]],'Non-Lighting Index Table'!$C$27:$C$39,0))*Table17[[#This Row],[Quantity]],\"\"))","v":""},null,{"$f":"IFERROR(Table17[[#This Row],[Quantity]]*Table17[[#This Row],[Existing Demand Per Unit (kW)]],\"\")","v":0},{"$f":"IF(ISBLANK(Table17[[#This Row],[Existing Technology]]),\"\", IFERROR(INDEX('Non-Lighting Index Table'!$D$27:$D$39,MATCH(Table17[[#This Row],[Existing Technology]],'Non-Lighting Index Table'!$C$27:$C$39,0)),\"\"))","v":""},{"$f":"IF(ISBLANK(Table17[[#This Row],[Existing Technology]]),\"\", IFERROR(INDEX('Non-Lighting Index Table'!$J$27:$J$39,MATCH(Table17[[#This Row],[Existing Technology]],'Non-Lighting Index Table'!$C$27:$C$39,0)),\"\"))","v":""},{"$f":"IF(ISBLANK(Table17[[#This Row],[Existing Technology]]),\"\", IFERROR(INDEX('Non-Lighting Index Table'!$K$27:$K$39,MATCH(Table17[[#This Row],[Existing Technology]],'Non-Lighting Index Table'!$C$27:$C$39,0)),\"\"))","v":""},{"$f":"IF(ISBLANK(Table17[[#This Row],[Existing Technology]]),\"\", IFERROR(INDEX('Non-Lighting Index Table'!$G$27:$G$39,MATCH(Table17[[#This Row],[Existing Technology]],'Non-Lighting Index Table'!$C$27:$C$39,0)),\"\"))","v":""},{"$f":"IF(ISBLANK(Table17[[#This Row],[Existing Technology]]),\"\", IFERROR(INDEX('Non-Lighting Index Table'!$H$27:$H$39,MATCH(Table17[[#This Row],[Existing Technology]],'Non-Lighting Index Table'!$C$27:$C$39,0)),\"\"))","v":""},{"$f":"IF(ISBLANK(Table17[[#This Row],[Existing Technology]]),\"\", IFERROR(INDEX('Non-Lighting Index Table'!$I$27:$I$39,MATCH(Table17[[#This Row],[Existing Technology]],'Non-Lighting Index Table'!$C$27:$C$39,0)),\"\"))","v":""},null,{"$f":"IF(ISBLANK(Table17[[#This Row],[Existing Technology]]),\"\", IFERROR(INDEX('Non-Lighting Index Table'!$O$27:$O$39,MATCH(Table17[[#This Row],[Existing Technology]],'Non-Lighting Index Table'!$C$27:$C$39,0))*Table17[[#This Row],[Quantity]],\"\"))","v":""},null,{"$f":"IFERROR(Table17[[#This Row],[Proposed Demand Per Unit \n(kW)]]*Table17[[#This Row],[Quantity]],\"\")","v":0},{"$f":"IF(ISBLANK(Table17[[#This Row],[Existing Demand Per Unit (kW)]]), \"\", IF(ISBLANK(Table17[[#This Row],[Proposed Demand Per Unit \n(kW)]]),\"\", IFERROR(Table17[[#This Row],[Quantity]]*(Table17[[#This Row],[Existing Demand Per Unit (kW)]]-Table17[[#This Row],[Proposed Demand Per Unit \n(kW)]]),\"\")))","v":""},{"$f":"IF(ISBLANK(Table17[[#This Row],[Existing Technology]]), \"\",  IF(ISNUMBER(SEARCH(\"Energy Star\",Table17[[#This Row],[Existing Technology]])),  IFERROR(Table17[[#This Row],[Existing Consumption (Hidden, kWh)]]-Table17[[#This Row],[Annual Consumption (Hidden, kWh)]], \"\"), IF( OR(ISNUMBER(SEARCH(\"ECM motor\",Table17[[#This Row],[Existing Technology]])), ISNUMBER(SEARCH(\"Anti-sweat\",Table17[[#This Row],[Existing Technology]])), ISNUMBER(SEARCH(\"Multi-deck\",Table17[[#This Row],[Existing Technology]]))), IFERROR(INDEX('Non-Lighting Index Table'!$P$27:$P$32,MATCH(Table17[[#This Row],[Existing Technology]],'Non-Lighting Index Table'!$C$27:$C$32,0))*Table17[[#This Row],[Quantity]],\"\"), IF(ISNUMBER(SEARCH(\"Open vertical\",Table17[[#This Row],[Existing Technology]])), IF(Table17[[#This Row],[Configuration of Display Case]]=\"Vertical\", IFERROR(Table17[[#This Row],[Quantity]]*148.2,\"\"), IF( Table17[[#This Row],[Configuration of Display Case]]=\"Horizontal\", IFERROR(Table17[[#This Row],[Quantity]]*57,\"\"),\"\"))))))","v":""},{"$f":"IF(ISBLANK(Table17[[#This Row],[Quantity]]),\"\",IFERROR(Table17[[#This Row],[Rebate]]*Table17[[#This Row],[Quantity]],\"\"))","v":""}]
[null,null,null,{"$f":"SUBSTITUTE(Table17[[#This Row],[Per Unit]],\"Per\", \"\")","v":""},null,{"$f":"IF(ISBLANK(Table17[[#This Row],[Existing Technology]]),\"\",  IFERROR(INDEX('Non-Lighting Index Table'!$N$27:$N$39,MATCH(Table17[[#This Row],[Existing Technology]],'Non-Lighting Index Table'!$C$27:$C$39,0))*Table17[[#This Row],[Quantity]],\"\"))","v":""},null,{"$f":"IFERROR(Table17[[#This Row],[Quantity]]*Table17[[#This Row],[Existing Demand Per Unit (kW)]],\"\")","v":0},{"$f":"IF(ISBLANK(Table17[[#This Row],[Existing Technology]]),\"\", IFERROR(INDEX('Non-Lighting Index Table'!$D$27:$D$39,MATCH(Table17[[#This Row],[Existing Technology]],'Non-Lighting Index Table'!$C$27:$C$39,0)),\"\"))","v":""},{"$f":"IF(ISBLANK(Table17[[#This Row],[Existing Technology]]),\"\", IFERROR(INDEX('Non-Lighting Index Table'!$J$27:$J$39,MATCH(Table17[[#This Row],[Existing Technology]],'Non-Lighting Index Table'!$C$27:$C$39,0)),\"\"))","v":""},{"$f":"IF(ISBLANK(Table17[[#This Row],[Existing Technology]]),\"\", IFERROR(INDEX('Non-Lighting Index Table'!$K$27:$K$39,MATCH(Table17[[#This Row],[Existing Technology]],'Non-Lighting Index Table'!$C$27:$C$39,0)),\"\"))","v":""},{"$f":"IF(ISBLANK(Table17[[#This Row],[Existing Technology]]),\"\", IFERROR(INDEX('Non-Lighting Index Table'!$G$27:$G$39,MATCH(Table17[[#This Row],[Existing Technology]],'Non-Lighting Index Table'!$C$27:$C$39,0)),\"\"))","v":""},{"$f":"IF(ISBLANK(Table17[[#This Row],[Existing Technology]]),\"\", IFERROR(INDEX('Non-Lighting Index Table'!$H$27:$H$39,MATCH(Table17[[#This Row],[Existing Technology]],'Non-Lighting Index Table'!$C$27:$C$39,0)),\"\"))","v":""},{"$f":"IF(ISBLANK(Table17[[#This Row],[Existing Technology]]),\"\", IFERROR(INDEX('Non-Lighting Index Table'!$I$27:$I$39,MATCH(Table17[[#This Row],[Existing Technology]],'Non-Lighting Index Table'!$C$27:$C$39,0)),\"\"))","v":""},null,{"$f":"IF(ISBLANK(Table17[[#This Row],[Existing Technology]]),\"\", IFERROR(INDEX('Non-Lighting Index Table'!$O$27:$O$39,MATCH(Table17[[#This Row],[Existing Technology]],'Non-Lighting Index Table'!$C$27:$C$39,0))*Table17[[#This Row],[Quantity]],\"\"))","v":""},null,{"$f":"IFERROR(Table17[[#This Row],[Proposed Demand Per Unit \n(kW)]]*Table17[[#This Row],[Quantity]],\"\")","v":0},{"$f":"IF(ISBLANK(Table17[[#This Row],[Existing Demand Per Unit (kW)]]), \"\", IF(ISBLANK(Table17[[#This Row],[Proposed Demand Per Unit \n(kW)]]),\"\", IFERROR(Table17[[#This Row],[Quantity]]*(Table17[[#This Row],[Existing Demand Per Unit (kW)]]-Table17[[#This Row],[Proposed Demand Per Unit \n(kW)]]),\"\")))","v":""},{"$f":"IF(ISBLANK(Table17[[#This Row],[Existing Technology]]), \"\",  IF(ISNUMBER(SEARCH(\"Energy Star\",Table17[[#This Row],[Existing Technology]])),  IFERROR(Table17[[#This Row],[Existing Consumption (Hidden, kWh)]]-Table17[[#This Row],[Annual Consumption (Hidden, kWh)]], \"\"), IF( OR(ISNUMBER(SEARCH(\"ECM motor\",Table17[[#This Row],[Existing Technology]])), ISNUMBER(SEARCH(\"Anti-sweat\",Table17[[#This Row],[Existing Technology]])), ISNUMBER(SEARCH(\"Multi-deck\",Table17[[#This Row],[Existing Technology]]))), IFERROR(INDEX('Non-Lighting Index Table'!$P$27:$P$32,MATCH(Table17[[#This Row],[Existing Technology]],'Non-Lighting Index Table'!$C$27:$C$32,0))*Table17[[#This Row],[Quantity]],\"\"), IF(ISNUMBER(SEARCH(\"Open vertical\",Table17[[#This Row],[Existing Technology]])), IF(Table17[[#This Row],[Configuration of Display Case]]=\"Vertical\", IFERROR(Table17[[#This Row],[Quantity]]*148.2,\"\"), IF( Table17[[#This Row],[Configuration of Display Case]]=\"Horizontal\", IFERROR(Table17[[#This Row],[Quantity]]*57,\"\"),\"\"))))))","v":""},{"$f":"IF(ISBLANK(Table17[[#This Row],[Quantity]]),\"\",IFERROR(Table17[[#This Row],[Rebate]]*Table17[[#This Row],[Quantity]],\"\"))","v":""}]
[null,null,null,{"$f":"SUBSTITUTE(Table17[[#This Row],[Per Unit]],\"Per\", \"\")","v":""},null,{"$f":"IF(ISBLANK(Table17[[#This Row],[Existing Technology]]),\"\",  IFERROR(INDEX('Non-Lighting Index Table'!$N$27:$N$39,MATCH(Table17[[#This Row],[Existing Technology]],'Non-Lighting Index Table'!$C$27:$C$39,0))*Table17[[#This Row],[Quantity]],\"\"))","v":""},null,{"$f":"IFERROR(Table17[[#This Row],[Quantity]]*Table17[[#This Row],[Existing Demand Per Unit (kW)]],\"\")","v":0},{"$f":"IF(ISBLANK(Table17[[#This Row],[Existing Technology]]),\"\", IFERROR(INDEX('Non-Lighting Index Table'!$D$27:$D$39,MATCH(Table17[[#This Row],[Existing Technology]],'Non-Lighting Index Table'!$C$27:$C$39,0)),\"\"))","v":""},{"$f":"IF(ISBLANK(Table17[[#This Row],[Existing Technology]]),\"\", IFERROR(INDEX('Non-Lighting Index Table'!$J$27:$J$39,MATCH(Table17[[#This Row],[Existing Technology]],'Non-Lighting Index Table'!$C$27:$C$39,0)),\"\"))","v":""},{"$f":"IF(ISBLANK(Table17[[#This Row],[Existing Technology]]),\"\", IFERROR(INDEX('Non-Lighting Index Table'!$K$27:$K$39,MATCH(Table17[[#This Row],[Existing Technology]],'Non-Lighting Index Table'!$C$27:$C$39,0)),\"\"))","v":""},{"$f":"IF(ISBLANK(Table17[[#This Row],[Existing Technology]]),\"\", IFERROR(INDEX('Non-Lighting Index Table'!$G$27:$G$39,MATCH(Table17[[#This Row],[Existing Technology]],'Non-Lighting Index Table'!$C$27:$C$39,0)),\"\"))","v":""},{"$f":"IF(ISBLANK(Table17[[#This Row],[Existing Technology]]),\"\", IFERROR(INDEX('Non-Lighting Index Table'!$H$27:$H$39,MATCH(Table17[[#This Row],[Existing Technology]],'Non-Lighting Index Table'!$C$27:$C$39,0)),\"\"))","v":""},{"$f":"IF(ISBLANK(Table17[[#This Row],[Existing Technology]]),\"\", IFERROR(INDEX('Non-Lighting Index Table'!$I$27:$I$39,MATCH(Table17[[#This Row],[Existing Technology]],'Non-Lighting Index Table'!$C$27:$C$39,0)),\"\"))","v":""},null,{"$f":"IF(ISBLANK(Table17[[#This Row],[Existing Technology]]),\"\", IFERROR(INDEX('Non-Lighting Index Table'!$O$27:$O$39,MATCH(Table17[[#This Row],[Existing Technology]],'Non-Lighting Index Table'!$C$27:$C$39,0))*Table17[[#This Row],[Quantity]],\"\"))","v":""},null,{"$f":"IFERROR(Table17[[#This Row],[Proposed Demand Per Unit \n(kW)]]*Table17[[#This Row],[Quantity]],\"\")","v":0},{"$f":"IF(ISBLANK(Table17[[#This Row],[Existing Demand Per Unit (kW)]]), \"\", IF(ISBLANK(Table17[[#This Row],[Proposed Demand Per Unit \n(kW)]]),\"\", IFERROR(Table17[[#This Row],[Quantity]]*(Table17[[#This Row],[Existing Demand Per Unit (kW)]]-Table17[[#This Row],[Proposed Demand Per Unit \n(kW)]]),\"\")))","v":""},{"$f":"IF(ISBLANK(Table17[[#This Row],[Existing Technology]]), \"\",  IF(ISNUMBER(SEARCH(\"Energy Star\",Table17[[#This Row],[Existing Technology]])),  IFERROR(Table17[[#This Row],[Existing Consumption (Hidden, kWh)]]-Table17[[#This Row],[Annual Consumption (Hidden, kWh)]], \"\"), IF( OR(ISNUMBER(SEARCH(\"ECM motor\",Table17[[#This Row],[Existing Technology]])), ISNUMBER(SEARCH(\"Anti-sweat\",Table17[[#This Row],[Existing Technology]])), ISNUMBER(SEARCH(\"Multi-deck\",Table17[[#This Row],[Existing Technology]]))), IFERROR(INDEX('Non-Lighting Index Table'!$P$27:$P$32,MATCH(Table17[[#This Row],[Existing Technology]],'Non-Lighting Index Table'!$C$27:$C$32,0))*Table17[[#This Row],[Quantity]],\"\"), IF(ISNUMBER(SEARCH(\"Open vertical\",Table17[[#This Row],[Existing Technology]])), IF(Table17[[#This Row],[Configuration of Display Case]]=\"Vertical\", IFERROR(Table17[[#This Row],[Quantity]]*148.2,\"\"), IF( Table17[[#This Row],[Configuration of Display Case]]=\"Horizontal\", IFERROR(Table17[[#This Row],[Quantity]]*57,\"\"),\"\"))))))","v":""},{"$f":"IF(ISBLANK(Table17[[#This Row],[Quantity]]),\"\",IFERROR(Table17[[#This Row],[Rebate]]*Table17[[#This Row],[Quantity]],\"\"))","v":""}]
[null,null,null,{"$f":"SUBSTITUTE(Table17[[#This Row],[Per Unit]],\"Per\", \"\")","v":""},null,{"$f":"IF(ISBLANK(Table17[[#This Row],[Existing Technology]]),\"\",  IFERROR(INDEX('Non-Lighting Index Table'!$N$27:$N$39,MATCH(Table17[[#This Row],[Existing Technology]],'Non-Lighting Index Table'!$C$27:$C$39,0))*Table17[[#This Row],[Quantity]],\"\"))","v":""},null,{"$f":"IFERROR(Table17[[#This Row],[Quantity]]*Table17[[#This Row],[Existing Demand Per Unit (kW)]],\"\")","v":0},{"$f":"IF(ISBLANK(Table17[[#This Row],[Existing Technology]]),\"\", IFERROR(INDEX('Non-Lighting Index Table'!$D$27:$D$39,MATCH(Table17[[#This Row],[Existing Technology]],'Non-Lighting Index Table'!$C$27:$C$39,0)),\"\"))","v":""},{"$f":"IF(ISBLANK(Table17[[#This Row],[Existing Technology]]),\"\", IFERROR(INDEX('Non-Lighting Index Table'!$J$27:$J$39,MATCH(Table17[[#This Row],[Existing Technology]],'Non-Lighting Index Table'!$C$27:$C$39,0)),\"\"))","v":""},{"$f":"IF(ISBLANK(Table17[[#This Row],[Existing Technology]]),\"\", IFERROR(INDEX('Non-Lighting Index Table'!$K$27:$K$39,MATCH(Table17[[#This Row],[Existing Technology]],'Non-Lighting Index Table'!$C$27:$C$39,0)),\"\"))","v":""},{"$f":"IF(ISBLANK(Table17[[#This Row],[Existing Technology]]),\"\", IFERROR(INDEX('Non-Lighting Index Table'!$G$27:$G$39,MATCH(Table17[[#This Row],[Existing Technology]],'Non-Lighting Index Table'!$C$27:$C$39,0)),\"\"))","v":""},{"$f":"IF(ISBLANK(Table17[[#This Row],[Existing Technology]]),\"\", IFERROR(INDEX('Non-Lighting Index Table'!$H$27:$H$39,MATCH(Table17[[#This Row],[Existing Technology]],'Non-Lighting Index Table'!$C$27:$C$39,0)),\"\"))","v":""},{"$f":"IF(ISBLANK(Table17[[#This Row],[Existing Technology]]),\"\", IFERROR(INDEX('Non-Lighting Index Table'!$I$27:$I$39,MATCH(Table17[[#This Row],[Existing Technology]],'Non-Lighting Index Table'!$C$27:$C$39,0)),\"\"))","v":""},null,{"$f":"IF(ISBLANK(Table17[[#This Row],[Existing Technology]]),\"\", IFERROR(INDEX('Non-Lighting Index Table'!$O$27:$O$39,MATCH(Table17[[#This Row],[Existing Technology]],'Non-Lighting Index Table'!$C$27:$C$39,0))*Table17[[#This Row],[Quantity]],\"\"))","v":""},null,{"$f":"IFERROR(Table17[[#This Row],[Proposed Demand Per Unit \n(kW)]]*Table17[[#This Row],[Quantity]],\"\")","v":0},{"$f":"IF(ISBLANK(Table17[[#This Row],[Existing Demand Per Unit (kW)]]), \"\", IF(ISBLANK(Table17[[#This Row],[Proposed Demand Per Unit \n(kW)]]),\"\", IFERROR(Table17[[#This Row],[Quantity]]*(Table17[[#This Row],[Existing Demand Per Unit (kW)]]-Table17[[#This Row],[Proposed Demand Per Unit \n(kW)]]),\"\")))","v":""},{"$f":"IF(ISBLANK(Table17[[#This Row],[Existing Technology]]), \"\",  IF(ISNUMBER(SEARCH(\"Energy Star\",Table17[[#This Row],[Existing Technology]])),  IFERROR(Table17[[#This Row],[Existing Consumption (Hidden, kWh)]]-Table17[[#This Row],[Annual Consumption (Hidden, kWh)]], \"\"), IF( OR(ISNUMBER(SEARCH(\"ECM motor\",Table17[[#This Row],[Existing Technology]])), ISNUMBER(SEARCH(\"Anti-sweat\",Table17[[#This Row],[Existing Technology]])), ISNUMBER(SEARCH(\"Multi-deck\",Table17[[#This Row],[Existing Technology]]))), IFERROR(INDEX('Non-Lighting Index Table'!$P$27:$P$32,MATCH(Table17[[#This Row],[Existing Technology]],'Non-Lighting Index Table'!$C$27:$C$32,0))*Table17[[#This Row],[Quantity]],\"\"), IF(ISNUMBER(SEARCH(\"Open vertical\",Table17[[#This Row],[Existing Technology]])), IF(Table17[[#This Row],[Configuration of Display Case]]=\"Vertical\", IFERROR(Table17[[#This Row],[Quantity]]*148.2,\"\"), IF( Table17[[#This Row],[Configuration of Display Case]]=\"Horizontal\", IFERROR(Table17[[#This Row],[Quantity]]*57,\"\"),\"\"))))))","v":""},{"$f":"IF(ISBLANK(Table17[[#This Row],[Quantity]]),\"\",IFERROR(Table17[[#This Row],[Rebate]]*Table17[[#This Row],[Quantity]],\"\"))","v":""}]
[null,null,null,{"$f":"SUBSTITUTE(Table17[[#This Row],[Per Unit]],\"Per\", \"\")","v":""},null,{"$f":"IF(ISBLANK(Table17[[#This Row],[Existing Technology]]),\"\",  IFERROR(INDEX('Non-Lighting Index Table'!$N$27:$N$39,MATCH(Table17[[#This Row],[Existing Technology]],'Non-Lighting Index Table'!$C$27:$C$39,0))*Table17[[#This Row],[Quantity]],\"\"))","v":""},null,{"$f":"IFERROR(Table17[[#This Row],[Quantity]]*Table17[[#This Row],[Existing Demand Per Unit (kW)]],\"\")","v":0},{"$f":"IF(ISBLANK(Table17[[#This Row],[Existing Technology]]),\"\", IFERROR(INDEX('Non-Lighting Index Table'!$D$27:$D$39,MATCH(Table17[[#This Row],[Existing Technology]],'Non-Lighting Index Table'!$C$27:$C$39,0)),\"\"))","v":""},{"$f":"IF(ISBLANK(Table17[[#This Row],[Existing Technology]]),\"\", IFERROR(INDEX('Non-Lighting Index Table'!$J$27:$J$39,MATCH(Table17[[#This Row],[Existing Technology]],'Non-Lighting Index Table'!$C$27:$C$39,0)),\"\"))","v":""},{"$f":"IF(ISBLANK(Table17[[#This Row],[Existing Technology]]),\"\", IFERROR(INDEX('Non-Lighting Index Table'!$K$27:$K$39,MATCH(Table17[[#This Row],[Existing Technology]],'Non-Lighting Index Table'!$C$27:$C$39,0)),\"\"))","v":""},{"$f":"IF(ISBLANK(Table17[[#This Row],[Existing Technology]]),\"\", IFERROR(INDEX('Non-Lighting Index Table'!$G$27:$G$39,MATCH(Table17[[#This Row],[Existing Technology]],'Non-Lighting Index Table'!$C$27:$C$39,0)),\"\"))","v":""},{"$f":"IF(ISBLANK(Table17[[#This Row],[Existing Technology]]),\"\", IFERROR(INDEX('Non-Lighting Index Table'!$H$27:$H$39,MATCH(Table17[[#This Row],[Existing Technology]],'Non-Lighting Index Table'!$C$27:$C$39,0)),\"\"))","v":""},{"$f":"IF(ISBLANK(Table17[[#This Row],[Existing Technology]]),\"\", IFERROR(INDEX('Non-Lighting Index Table'!$I$27:$I$39,MATCH(Table17[[#This Row],[Existing Technology]],'Non-Lighting Index Table'!$C$27:$C$39,0)),\"\"))","v":""},null,{"$f":"IF(ISBLANK(Table17[[#This Row],[Existing Technology]]),\"\", IFERROR(INDEX('Non-Lighting Index Table'!$O$27:$O$39,MATCH(Table17[[#This Row],[Existing Technology]],'Non-Lighting Index Table'!$C$27:$C$39,0))*Table17[[#This Row],[Quantity]],\"\"))","v":""},null,{"$f":"IFERROR(Table17[[#This Row],[Proposed Demand Per Unit \n(kW)]]*Table17[[#This Row],[Quantity]],\"\")","v":0},{"$f":"IF(ISBLANK(Table17[[#This Row],[Existing Demand Per Unit (kW)]]), \"\", IF(ISBLANK(Table17[[#This Row],[Proposed Demand Per Unit \n(kW)]]),\"\", IFERROR(Table17[[#This Row],[Quantity]]*(Table17[[#This Row],[Existing Demand Per Unit (kW)]]-Table17[[#This Row],[Proposed Demand Per Unit \n(kW)]]),\"\")))","v":""},{"$f":"IF(ISBLANK(Table17[[#This Row],[Existing Technology]]), \"\",  IF(ISNUMBER(SEARCH(\"Energy Star\",Table17[[#This Row],[Existing Technology]])),  IFERROR(Table17[[#This Row],[Existing Consumption (Hidden, kWh)]]-Table17[[#This Row],[Annual Consumption (Hidden, kWh)]], \"\"), IF( OR(ISNUMBER(SEARCH(\"ECM motor\",Table17[[#This Row],[Existing Technology]])), ISNUMBER(SEARCH(\"Anti-sweat\",Table17[[#This Row],[Existing Technology]])), ISNUMBER(SEARCH(\"Multi-deck\",Table17[[#This Row],[Existing Technology]]))), IFERROR(INDEX('Non-Lighting Index Table'!$P$27:$P$32,MATCH(Table17[[#This Row],[Existing Technology]],'Non-Lighting Index Table'!$C$27:$C$32,0))*Table17[[#This Row],[Quantity]],\"\"), IF(ISNUMBER(SEARCH(\"Open vertical\",Table17[[#This Row],[Existing Technology]])), IF(Table17[[#This Row],[Configuration of Display Case]]=\"Vertical\", IFERROR(Table17[[#This Row],[Quantity]]*148.2,\"\"), IF( Table17[[#This Row],[Configuration of Display Case]]=\"Horizontal\", IFERROR(Table17[[#This Row],[Quantity]]*57,\"\"),\"\"))))))","v":""},{"$f":"IF(ISBLANK(Table17[[#This Row],[Quantity]]),\"\",IFERROR(Table17[[#This Row],[Rebate]]*Table17[[#This Row],[Quantity]],\"\"))","v":""}]
[null,null,null,{"$f":"SUBSTITUTE(Table17[[#This Row],[Per Unit]],\"Per\", \"\")","v":""},null,{"$f":"IF(ISBLANK(Table17[[#This Row],[Existing Technology]]),\"\",  IFERROR(INDEX('Non-Lighting Index Table'!$N$27:$N$39,MATCH(Table17[[#This Row],[Existing Technology]],'Non-Lighting Index Table'!$C$27:$C$39,0))*Table17[[#This Row],[Quantity]],\"\"))","v":""},null,{"$f":"IFERROR(Table17[[#This Row],[Quantity]]*Table17[[#This Row],[Existing Demand Per Unit (kW)]],\"\")","v":0},{"$f":"IF(ISBLANK(Table17[[#This Row],[Existing Technology]]),\"\", IFERROR(INDEX('Non-Lighting Index Table'!$D$27:$D$39,MATCH(Table17[[#This Row],[Existing Technology]],'Non-Lighting Index Table'!$C$27:$C$39,0)),\"\"))","v":""},{"$f":"IF(ISBLANK(Table17[[#This Row],[Existing Technology]]),\"\", IFERROR(INDEX('Non-Lighting Index Table'!$J$27:$J$39,MATCH(Table17[[#This Row],[Existing Technology]],'Non-Lighting Index Table'!$C$27:$C$39,0)),\"\"))","v":""},{"$f":"IF(ISBLANK(Table17[[#This Row],[Existing Technology]]),\"\", IFERROR(INDEX('Non-Lighting Index Table'!$K$27:$K$39,MATCH(Table17[[#This Row],[Existing Technology]],'Non-Lighting Index Table'!$C$27:$C$39,0)),\"\"))","v":""},{"$f":"IF(ISBLANK(Table17[[#This Row],[Existing Technology]]),\"\", IFERROR(INDEX('Non-Lighting Index Table'!$G$27:$G$39,MATCH(Table17[[#This Row],[Existing Technology]],'Non-Lighting Index Table'!$C$27:$C$39,0)),\"\"))","v":""},{"$f":"IF(ISBLANK(Table17[[#This Row],[Existing Technology]]),\"\", IFERROR(INDEX('Non-Lighting Index Table'!$H$27:$H$39,MATCH(Table17[[#This Row],[Existing Technology]],'Non-Lighting Index Table'!$C$27:$C$39,0)),\"\"))","v":""},{"$f":"IF(ISBLANK(Table17[[#This Row],[Existing Technology]]),\"\", IFERROR(INDEX('Non-Lighting Index Table'!$I$27:$I$39,MATCH(Table17[[#This Row],[Existing Technology]],'Non-Lighting Index Table'!$C$27:$C$39,0)),\"\"))","v":""},null,{"$f":"IF(ISBLANK(Table17[[#This Row],[Existing Technology]]),\"\", IFERROR(INDEX('Non-Lighting Index Table'!$O$27:$O$39,MATCH(Table17[[#This Row],[Existing Technology]],'Non-Lighting Index Table'!$C$27:$C$39,0))*Table17[[#This Row],[Quantity]],\"\"))","v":""},null,{"$f":"IFERROR(Table17[[#This Row],[Proposed Demand Per Unit \n(kW)]]*Table17[[#This Row],[Quantity]],\"\")","v":0},{"$f":"IF(ISBLANK(Table17[[#This Row],[Existing Demand Per Unit (kW)]]), \"\", IF(ISBLANK(Table17[[#This Row],[Proposed Demand Per Unit \n(kW)]]),\"\", IFERROR(Table17[[#This Row],[Quantity]]*(Table17[[#This Row],[Existing Demand Per Unit (kW)]]-Table17[[#This Row],[Proposed Demand Per Unit \n(kW)]]),\"\")))","v":""},{"$f":"IF(ISBLANK(Table17[[#This Row],[Existing Technology]]), \"\",  IF(ISNUMBER(SEARCH(\"Energy Star\",Table17[[#This Row],[Existing Technology]])),  IFERROR(Table17[[#This Row],[Existing Consumption (Hidden, kWh)]]-Table17[[#This Row],[Annual Consumption (Hidden, kWh)]], \"\"), IF( OR(ISNUMBER(SEARCH(\"ECM motor\",Table17[[#This Row],[Existing Technology]])), ISNUMBER(SEARCH(\"Anti-sweat\",Table17[[#This Row],[Existing Technology]])), ISNUMBER(SEARCH(\"Multi-deck\",Table17[[#This Row],[Existing Technology]]))), IFERROR(INDEX('Non-Lighting Index Table'!$P$27:$P$32,MATCH(Table17[[#This Row],[Existing Technology]],'Non-Lighting Index Table'!$C$27:$C$32,0))*Table17[[#This Row],[Quantity]],\"\"), IF(ISNUMBER(SEARCH(\"Open vertical\",Table17[[#This Row],[Existing Technology]])), IF(Table17[[#This Row],[Configuration of Display Case]]=\"Vertical\", IFERROR(Table17[[#This Row],[Quantity]]*148.2,\"\"), IF( Table17[[#This Row],[Configuration of Display Case]]=\"Horizontal\", IFERROR(Table17[[#This Row],[Quantity]]*57,\"\"),\"\"))))))","v":""},{"$f":"IF(ISBLANK(Table17[[#This Row],[Quantity]]),\"\",IFERROR(Table17[[#This Row],[Rebate]]*Table17[[#This Row],[Quantity]],\"\"))","v":""}]
[null,null,null,{"$f":"SUBSTITUTE(Table17[[#This Row],[Per Unit]],\"Per\", \"\")","v":""},null,{"$f":"IF(ISBLANK(Table17[[#This Row],[Existing Technology]]),\"\",  IFERROR(INDEX('Non-Lighting Index Table'!$N$27:$N$39,MATCH(Table17[[#This Row],[Existing Technology]],'Non-Lighting Index Table'!$C$27:$C$39,0))*Table17[[#This Row],[Quantity]],\"\"))","v":""},null,{"$f":"IFERROR(Table17[[#This Row],[Quantity]]*Table17[[#This Row],[Existing Demand Per Unit (kW)]],\"\")","v":0},{"$f":"IF(ISBLANK(Table17[[#This Row],[Existing Technology]]),\"\", IFERROR(INDEX('Non-Lighting Index Table'!$D$27:$D$39,MATCH(Table17[[#This Row],[Existing Technology]],'Non-Lighting Index Table'!$C$27:$C$39,0)),\"\"))","v":""},{"$f":"IF(ISBLANK(Table17[[#This Row],[Existing Technology]]),\"\", IFERROR(INDEX('Non-Lighting Index Table'!$J$27:$J$39,MATCH(Table17[[#This Row],[Existing Technology]],'Non-Lighting Index Table'!$C$27:$C$39,0)),\"\"))","v":""},{"$f":"IF(ISBLANK(Table17[[#This Row],[Existing Technology]]),\"\", IFERROR(INDEX('Non-Lighting Index Table'!$K$27:$K$39,MATCH(Table17[[#This Row],[Existing Technology]],'Non-Lighting Index Table'!$C$27:$C$39,0)),\"\"))","v":""},{"$f":"IF(ISBLANK(Table17[[#This Row],[Existing Technology]]),\"\", IFERROR(INDEX('Non-Lighting Index Table'!$G$27:$G$39,MATCH(Table17[[#This Row],[Existing Technology]],'Non-Lighting Index Table'!$C$27:$C$39,0)),\"\"))","v":""},{"$f":"IF(ISBLANK(Table17[[#This Row],[Existing Technology]]),\"\", IFERROR(INDEX('Non-Lighting Index Table'!$H$27:$H$39,MATCH(Table17[[#This Row],[Existing Technology]],'Non-Lighting Index Table'!$C$27:$C$39,0)),\"\"))","v":""},{"$f":"IF(ISBLANK(Table17[[#This Row],[Existing Technology]]),\"\", IFERROR(INDEX('Non-Lighting Index Table'!$I$27:$I$39,MATCH(Table17[[#This Row],[Existing Technology]],'Non-Lighting Index Table'!$C$27:$C$39,0)),\"\"))","v":""},null,{"$f":"IF(ISBLANK(Table17[[#This Row],[Existing Technology]]),\"\", IFERROR(INDEX('Non-Lighting Index Table'!$O$27:$O$39,MATCH(Table17[[#This Row],[Existing Technology]],'Non-Lighting Index Table'!$C$27:$C$39,0))*Table17[[#This Row],[Quantity]],\"\"))","v":""},null,{"$f":"IFERROR(Table17[[#This Row],[Proposed Demand Per Unit \n(kW)]]*Table17[[#This Row],[Quantity]],\"\")","v":0},{"$f":"IF(ISBLANK(Table17[[#This Row],[Existing Demand Per Unit (kW)]]), \"\", IF(ISBLANK(Table17[[#This Row],[Proposed Demand Per Unit \n(kW)]]),\"\", IFERROR(Table17[[#This Row],[Quantity]]*(Table17[[#This Row],[Existing Demand Per Unit (kW)]]-Table17[[#This Row],[Proposed Demand Per Unit \n(kW)]]),\"\")))","v":""},{"$f":"IF(ISBLANK(Table17[[#This Row],[Existing Technology]]), \"\",  IF(ISNUMBER(SEARCH(\"Energy Star\",Table17[[#This Row],[Existing Technology]])),  IFERROR(Table17[[#This Row],[Existing Consumption (Hidden, kWh)]]-Table17[[#This Row],[Annual Consumption (Hidden, kWh)]], \"\"), IF( OR(ISNUMBER(SEARCH(\"ECM motor\",Table17[[#This Row],[Existing Technology]])), ISNUMBER(SEARCH(\"Anti-sweat\",Table17[[#This Row],[Existing Technology]])), ISNUMBER(SEARCH(\"Multi-deck\",Table17[[#This Row],[Existing Technology]]))), IFERROR(INDEX('Non-Lighting Index Table'!$P$27:$P$32,MATCH(Table17[[#This Row],[Existing Technology]],'Non-Lighting Index Table'!$C$27:$C$32,0))*Table17[[#This Row],[Quantity]],\"\"), IF(ISNUMBER(SEARCH(\"Open vertical\",Table17[[#This Row],[Existing Technology]])), IF(Table17[[#This Row],[Configuration of Display Case]]=\"Vertical\", IFERROR(Table17[[#This Row],[Quantity]]*148.2,\"\"), IF( Table17[[#This Row],[Configuration of Display Case]]=\"Horizontal\", IFERROR(Table17[[#This Row],[Quantity]]*57,\"\"),\"\"))))))","v":""},{"$f":"IF(ISBLANK(Table17[[#This Row],[Quantity]]),\"\",IFERROR(Table17[[#This Row],[Rebate]]*Table17[[#This Row],[Quantity]],\"\"))","v":""}]
[null,null,null,{"$f":"SUBSTITUTE(Table17[[#This Row],[Per Unit]],\"Per\", \"\")","v":""},null,{"$f":"IF(ISBLANK(Table17[[#This Row],[Existing Technology]]),\"\",  IFERROR(INDEX('Non-Lighting Index Table'!$N$27:$N$39,MATCH(Table17[[#This Row],[Existing Technology]],'Non-Lighting Index Table'!$C$27:$C$39,0))*Table17[[#This Row],[Quantity]],\"\"))","v":""},null,{"$f":"IFERROR(Table17[[#This Row],[Quantity]]*Table17[[#This Row],[Existing Demand Per Unit (kW)]],\"\")","v":0},{"$f":"IF(ISBLANK(Table17[[#This Row],[Existing Technology]]),\"\", IFERROR(INDEX('Non-Lighting Index Table'!$D$27:$D$39,MATCH(Table17[[#This Row],[Existing Technology]],'Non-Lighting Index Table'!$C$27:$C$39,0)),\"\"))","v":""},{"$f":"IF(ISBLANK(Table17[[#This Row],[Existing Technology]]),\"\", IFERROR(INDEX('Non-Lighting Index Table'!$J$27:$J$39,MATCH(Table17[[#This Row],[Existing Technology]],'Non-Lighting Index Table'!$C$27:$C$39,0)),\"\"))","v":""},{"$f":"IF(ISBLANK(Table17[[#This Row],[Existing Technology]]),\"\", IFERROR(INDEX('Non-Lighting Index Table'!$K$27:$K$39,MATCH(Table17[[#This Row],[Existing Technology]],'Non-Lighting Index Table'!$C$27:$C$39,0)),\"\"))","v":""},{"$f":"IF(ISBLANK(Table17[[#This Row],[Existing Technology]]),\"\", IFERROR(INDEX('Non-Lighting Index Table'!$G$27:$G$39,MATCH(Table17[[#This Row],[Existing Technology]],'Non-Lighting Index Table'!$C$27:$C$39,0)),\"\"))","v":""},{"$f":"IF(ISBLANK(Table17[[#This Row],[Existing Technology]]),\"\", IFERROR(INDEX('Non-Lighting Index Table'!$H$27:$H$39,MATCH(Table17[[#This Row],[Existing Technology]],'Non-Lighting Index Table'!$C$27:$C$39,0)),\"\"))","v":""},{"$f":"IF(ISBLANK(Table17[[#This Row],[Existing Technology]]),\"\", IFERROR(INDEX('Non-Lighting Index Table'!$I$27:$I$39,MATCH(Table17[[#This Row],[Existing Technology]],'Non-Lighting Index Table'!$C$27:$C$39,0)),\"\"))","v":""},null,{"$f":"IF(ISBLANK(Table17[[#This Row],[Existing Technology]]),\"\", IFERROR(INDEX('Non-Lighting Index Table'!$O$27:$O$39,MATCH(Table17[[#This Row],[Existing Technology]],'Non-Lighting Index Table'!$C$27:$C$39,0))*Table17[[#This Row],[Quantity]],\"\"))","v":""},null,{"$f":"IFERROR(Table17[[#This Row],[Proposed Demand Per Unit \n(kW)]]*Table17[[#This Row],[Quantity]],\"\")","v":0},{"$f":"IF(ISBLANK(Table17[[#This Row],[Existing Demand Per Unit (kW)]]), \"\", IF(ISBLANK(Table17[[#This Row],[Proposed Demand Per Unit \n(kW)]]),\"\", IFERROR(Table17[[#This Row],[Quantity]]*(Table17[[#This Row],[Existing Demand Per Unit (kW)]]-Table17[[#This Row],[Proposed Demand Per Unit \n(kW)]]),\"\")))","v":""},{"$f":"IF(ISBLANK(Table17[[#This Row],[Existing Technology]]), \"\",  IF(ISNUMBER(SEARCH(\"Energy Star\",Table17[[#This Row],[Existing Technology]])),  IFERROR(Table17[[#This Row],[Existing Consumption (Hidden, kWh)]]-Table17[[#This Row],[Annual Consumption (Hidden, kWh)]], \"\"), IF( OR(ISNUMBER(SEARCH(\"ECM motor\",Table17[[#This Row],[Existing Technology]])), ISNUMBER(SEARCH(\"Anti-sweat\",Table17[[#This Row],[Existing Technology]])), ISNUMBER(SEARCH(\"Multi-deck\",Table17[[#This Row],[Existing Technology]]))), IFERROR(INDEX('Non-Lighting Index Table'!$P$27:$P$32,MATCH(Table17[[#This Row],[Existing Technology]],'Non-Lighting Index Table'!$C$27:$C$32,0))*Table17[[#This Row],[Quantity]],\"\"), IF(ISNUMBER(SEARCH(\"Open vertical\",Table17[[#This Row],[Existing Technology]])), IF(Table17[[#This Row],[Configuration of Display Case]]=\"Vertical\", IFERROR(Table17[[#This Row],[Quantity]]*148.2,\"\"), IF( Table17[[#This Row],[Configuration of Display Case]]=\"Horizontal\", IFERROR(Table17[[#This Row],[Quantity]]*57,\"\"),\"\"))))))","v":""},{"$f":"IF(ISBLANK(Table17[[#This Row],[Quantity]]),\"\",IFERROR(Table17[[#This Row],[Rebate]]*Table17[[#This Row],[Quantity]],\"\"))","v":""}]
[null,null,null,{"$f":"SUBSTITUTE(Table17[[#This Row],[Per Unit]],\"Per\", \"\")","v":""},null,{"$f":"IF(ISBLANK(Table17[[#This Row],[Existing Technology]]),\"\",  IFERROR(INDEX('Non-Lighting Index Table'!$N$27:$N$39,MATCH(Table17[[#This Row],[Existing Technology]],'Non-Lighting Index Table'!$C$27:$C$39,0))*Table17[[#This Row],[Quantity]],\"\"))","v":""},null,{"$f":"IFERROR(Table17[[#This Row],[Quantity]]*Table17[[#This Row],[Existing Demand Per Unit (kW)]],\"\")","v":0},{"$f":"IF(ISBLANK(Table17[[#This Row],[Existing Technology]]),\"\", IFERROR(INDEX('Non-Lighting Index Table'!$D$27:$D$39,MATCH(Table17[[#This Row],[Existing Technology]],'Non-Lighting Index Table'!$C$27:$C$39,0)),\"\"))","v":""},{"$f":"IF(ISBLANK(Table17[[#This Row],[Existing Technology]]),\"\", IFERROR(INDEX('Non-Lighting Index Table'!$J$27:$J$39,MATCH(Table17[[#This Row],[Existing Technology]],'Non-Lighting Index Table'!$C$27:$C$39,0)),\"\"))","v":""},{"$f":"IF(ISBLANK(Table17[[#This Row],[Existing Technology]]),\"\", IFERROR(INDEX('Non-Lighting Index Table'!$K$27:$K$39,MATCH(Table17[[#This Row],[Existing Technology]],'Non-Lighting Index Table'!$C$27:$C$39,0)),\"\"))","v":""},{"$f":"IF(ISBLANK(Table17[[#This Row],[Existing Technology]]),\"\", IFERROR(INDEX('Non-Lighting Index Table'!$G$27:$G$39,MATCH(Table17[[#This Row],[Existing Technology]],'Non-Lighting Index Table'!$C$27:$C$39,0)),\"\"))","v":""},{"$f":"IF(ISBLANK(Table17[[#This Row],[Existing Technology]]),\"\", IFERROR(INDEX('Non-Lighting Index Table'!$H$27:$H$39,MATCH(Table17[[#This Row],[Existing Technology]],'Non-Lighting Index Table'!$C$27:$C$39,0)),\"\"))","v":""},{"$f":"IF(ISBLANK(Table17[[#This Row],[Existing Technology]]),\"\", IFERROR(INDEX('Non-Lighting Index Table'!$I$27:$I$39,MATCH(Table17[[#This Row],[Existing Technology]],'Non-Lighting Index Table'!$C$27:$C$39,0)),\"\"))","v":""},null,{"$f":"IF(ISBLANK(Table17[[#This Row],[Existing Technology]]),\"\", IFERROR(INDEX('Non-Lighting Index Table'!$O$27:$O$39,MATCH(Table17[[#This Row],[Existing Technology]],'Non-Lighting Index Table'!$C$27:$C$39,0))*Table17[[#This Row],[Quantity]],\"\"))","v":""},null,{"$f":"IFERROR(Table17[[#This Row],[Proposed Demand Per Unit \n(kW)]]*Table17[[#This Row],[Quantity]],\"\")","v":0},{"$f":"IF(ISBLANK(Table17[[#This Row],[Existing Demand Per Unit (kW)]]), \"\", IF(ISBLANK(Table17[[#This Row],[Proposed Demand Per Unit \n(kW)]]),\"\", IFERROR(Table17[[#This Row],[Quantity]]*(Table17[[#This Row],[Existing Demand Per Unit (kW)]]-Table17[[#This Row],[Proposed Demand Per Unit \n(kW)]]),\"\")))","v":""},{"$f":"IF(ISBLANK(Table17[[#This Row],[Existing Technology]]), \"\",  IF(ISNUMBER(SEARCH(\"Energy Star\",Table17[[#This Row],[Existing Technology]])),  IFERROR(Table17[[#This Row],[Existing Consumption (Hidden, kWh)]]-Table17[[#This Row],[Annual Consumption (Hidden, kWh)]], \"\"), IF( OR(ISNUMBER(SEARCH(\"ECM motor\",Table17[[#This Row],[Existing Technology]])), ISNUMBER(SEARCH(\"Anti-sweat\",Table17[[#This Row],[Existing Technology]])), ISNUMBER(SEARCH(\"Multi-deck\",Table17[[#This Row],[Existing Technology]]))), IFERROR(INDEX('Non-Lighting Index Table'!$P$27:$P$32,MATCH(Table17[[#This Row],[Existing Technology]],'Non-Lighting Index Table'!$C$27:$C$32,0))*Table17[[#This Row],[Quantity]],\"\"), IF(ISNUMBER(SEARCH(\"Open vertical\",Table17[[#This Row],[Existing Technology]])), IF(Table17[[#This Row],[Configuration of Display Case]]=\"Vertical\", IFERROR(Table17[[#This Row],[Quantity]]*148.2,\"\"), IF( Table17[[#This Row],[Configuration of Display Case]]=\"Horizontal\", IFERROR(Table17[[#This Row],[Quantity]]*57,\"\"),\"\"))))))","v":""},{"$f":"IF(ISBLANK(Table17[[#This Row],[Quantity]]),\"\",IFERROR(Table17[[#This Row],[Rebate]]*Table17[[#This Row],[Quantity]],\"\"))","v":""}]
[null,null,null,{"$f":"SUBSTITUTE(Table17[[#This Row],[Per Unit]],\"Per\", \"\")","v":""},null,{"$f":"IF(ISBLANK(Table17[[#This Row],[Existing Technology]]),\"\",  IFERROR(INDEX('Non-Lighting Index Table'!$N$27:$N$39,MATCH(Table17[[#This Row],[Existing Technology]],'Non-Lighting Index Table'!$C$27:$C$39,0))*Table17[[#This Row],[Quantity]],\"\"))","v":""},null,{"$f":"IFERROR(Table17[[#This Row],[Quantity]]*Table17[[#This Row],[Existing Demand Per Unit (kW)]],\"\")","v":0},{"$f":"IF(ISBLANK(Table17[[#This Row],[Existing Technology]]),\"\", IFERROR(INDEX('Non-Lighting Index Table'!$D$27:$D$39,MATCH(Table17[[#This Row],[Existing Technology]],'Non-Lighting Index Table'!$C$27:$C$39,0)),\"\"))","v":""},{"$f":"IF(ISBLANK(Table17[[#This Row],[Existing Technology]]),\"\", IFERROR(INDEX('Non-Lighting Index Table'!$J$27:$J$39,MATCH(Table17[[#This Row],[Existing Technology]],'Non-Lighting Index Table'!$C$27:$C$39,0)),\"\"))","v":""},{"$f":"IF(ISBLANK(Table17[[#This Row],[Existing Technology]]),\"\", IFERROR(INDEX('Non-Lighting Index Table'!$K$27:$K$39,MATCH(Table17[[#This Row],[Existing Technology]],'Non-Lighting Index Table'!$C$27:$C$39,0)),\"\"))","v":""},{"$f":"IF(ISBLANK(Table17[[#This Row],[Existing Technology]]),\"\", IFERROR(INDEX('Non-Lighting Index Table'!$G$27:$G$39,MATCH(Table17[[#This Row],[Existing Technology]],'Non-Lighting Index Table'!$C$27:$C$39,0)),\"\"))","v":""},{"$f":"IF(ISBLANK(Table17[[#This Row],[Existing Technology]]),\"\", IFERROR(INDEX('Non-Lighting Index Table'!$H$27:$H$39,MATCH(Table17[[#This Row],[Existing Technology]],'Non-Lighting Index Table'!$C$27:$C$39,0)),\"\"))","v":""},{"$f":"IF(ISBLANK(Table17[[#This Row],[Existing Technology]]),\"\", IFERROR(INDEX('Non-Lighting Index Table'!$I$27:$I$39,MATCH(Table17[[#This Row],[Existing Technology]],'Non-Lighting Index Table'!$C$27:$C$39,0)),\"\"))","v":""},null,{"$f":"IF(ISBLANK(Table17[[#This Row],[Existing Technology]]),\"\", IFERROR(INDEX('Non-Lighting Index Table'!$O$27:$O$39,MATCH(Table17[[#This Row],[Existing Technology]],'Non-Lighting Index Table'!$C$27:$C$39,0))*Table17[[#This Row],[Quantity]],\"\"))","v":""},null,{"$f":"IFERROR(Table17[[#This Row],[Proposed Demand Per Unit \n(kW)]]*Table17[[#This Row],[Quantity]],\"\")","v":0},{"$f":"IF(ISBLANK(Table17[[#This Row],[Existing Demand Per Unit (kW)]]), \"\", IF(ISBLANK(Table17[[#This Row],[Proposed Demand Per Unit \n(kW)]]),\"\", IFERROR(Table17[[#This Row],[Quantity]]*(Table17[[#This Row],[Existing Demand Per Unit (kW)]]-Table17[[#This Row],[Proposed Demand Per Unit \n(kW)]]),\"\")))","v":""},{"$f":"IF(ISBLANK(Table17[[#This Row],[Existing Technology]]), \"\",  IF(ISNUMBER(SEARCH(\"Energy Star\",Table17[[#This Row],[Existing Technology]])),  IFERROR(Table17[[#This Row],[Existing Consumption (Hidden, kWh)]]-Table17[[#This Row],[Annual Consumption (Hidden, kWh)]], \"\"), IF( OR(ISNUMBER(SEARCH(\"ECM motor\",Table17[[#This Row],[Existing Technology]])), ISNUMBER(SEARCH(\"Anti-sweat\",Table17[[#This Row],[Existing Technology]])), ISNUMBER(SEARCH(\"Multi-deck\",Table17[[#This Row],[Existing Technology]]))), IFERROR(INDEX('Non-Lighting Index Table'!$P$27:$P$32,MATCH(Table17[[#This Row],[Existing Technology]],'Non-Lighting Index Table'!$C$27:$C$32,0))*Table17[[#This Row],[Quantity]],\"\"), IF(ISNUMBER(SEARCH(\"Open vertical\",Table17[[#This Row],[Existing Technology]])), IF(Table17[[#This Row],[Configuration of Display Case]]=\"Vertical\", IFERROR(Table17[[#This Row],[Quantity]]*148.2,\"\"), IF( Table17[[#This Row],[Configuration of Display Case]]=\"Horizontal\", IFERROR(Table17[[#This Row],[Quantity]]*57,\"\"),\"\"))))))","v":""},{"$f":"IF(ISBLANK(Table17[[#This Row],[Quantity]]),\"\",IFERROR(Table17[[#This Row],[Rebate]]*Table17[[#This Row],[Quantity]],\"\"))","v":""}]
[null,null,null,{"$f":"SUBSTITUTE(Table17[[#This Row],[Per Unit]],\"Per\", \"\")","v":""},null,{"$f":"IF(ISBLANK(Table17[[#This Row],[Existing Technology]]),\"\",  IFERROR(INDEX('Non-Lighting Index Table'!$N$27:$N$39,MATCH(Table17[[#This Row],[Existing Technology]],'Non-Lighting Index Table'!$C$27:$C$39,0))*Table17[[#This Row],[Quantity]],\"\"))","v":""},null,{"$f":"IFERROR(Table17[[#This Row],[Quantity]]*Table17[[#This Row],[Existing Demand Per Unit (kW)]],\"\")","v":0},{"$f":"IF(ISBLANK(Table17[[#This Row],[Existing Technology]]),\"\", IFERROR(INDEX('Non-Lighting Index Table'!$D$27:$D$39,MATCH(Table17[[#This Row],[Existing Technology]],'Non-Lighting Index Table'!$C$27:$C$39,0)),\"\"))","v":""},{"$f":"IF(ISBLANK(Table17[[#This Row],[Existing Technology]]),\"\", IFERROR(INDEX('Non-Lighting Index Table'!$J$27:$J$39,MATCH(Table17[[#This Row],[Existing Technology]],'Non-Lighting Index Table'!$C$27:$C$39,0)),\"\"))","v":""},{"$f":"IF(ISBLANK(Table17[[#This Row],[Existing Technology]]),\"\", IFERROR(INDEX('Non-Lighting Index Table'!$K$27:$K$39,MATCH(Table17[[#This Row],[Existing Technology]],'Non-Lighting Index Table'!$C$27:$C$39,0)),\"\"))","v":""},{"$f":"IF(ISBLANK(Table17[[#This Row],[Existing Technology]]),\"\", IFERROR(INDEX('Non-Lighting Index Table'!$G$27:$G$39,MATCH(Table17[[#This Row],[Existing Technology]],'Non-Lighting Index Table'!$C$27:$C$39,0)),\"\"))","v":""},{"$f":"IF(ISBLANK(Table17[[#This Row],[Existing Technology]]),\"\", IFERROR(INDEX('Non-Lighting Index Table'!$H$27:$H$39,MATCH(Table17[[#This Row],[Existing Technology]],'Non-Lighting Index Table'!$C$27:$C$39,0)),\"\"))","v":""},{"$f":"IF(ISBLANK(Table17[[#This Row],[Existing Technology]]),\"\", IFERROR(INDEX('Non-Lighting Index Table'!$I$27:$I$39,MATCH(Table17[[#This Row],[Existing Technology]],'Non-Lighting Index Table'!$C$27:$C$39,0)),\"\"))","v":""},null,{"$f":"IF(ISBLANK(Table17[[#This Row],[Existing Technology]]),\"\", IFERROR(INDEX('Non-Lighting Index Table'!$O$27:$O$39,MATCH(Table17[[#This Row],[Existing Technology]],'Non-Lighting Index Table'!$C$27:$C$39,0))*Table17[[#This Row],[Quantity]],\"\"))","v":""},null,{"$f":"IFERROR(Table17[[#This Row],[Proposed Demand Per Unit \n(kW)]]*Table17[[#This Row],[Quantity]],\"\")","v":0},{"$f":"IF(ISBLANK(Table17[[#This Row],[Existing Demand Per Unit (kW)]]), \"\", IF(ISBLANK(Table17[[#This Row],[Proposed Demand Per Unit \n(kW)]]),\"\", IFERROR(Table17[[#This Row],[Quantity]]*(Table17[[#This Row],[Existing Demand Per Unit (kW)]]-Table17[[#This Row],[Proposed Demand Per Unit \n(kW)]]),\"\")))","v":""},{"$f":"IF(ISBLANK(Table17[[#This Row],[Existing Technology]]), \"\",  IF(ISNUMBER(SEARCH(\"Energy Star\",Table17[[#This Row],[Existing Technology]])),  IFERROR(Table17[[#This Row],[Existing Consumption (Hidden, kWh)]]-Table17[[#This Row],[Annual Consumption (Hidden, kWh)]], \"\"), IF( OR(ISNUMBER(SEARCH(\"ECM motor\",Table17[[#This Row],[Existing Technology]])), ISNUMBER(SEARCH(\"Anti-sweat\",Table17[[#This Row],[Existing Technology]])), ISNUMBER(SEARCH(\"Multi-deck\",Table17[[#This Row],[Existing Technology]]))), IFERROR(INDEX('Non-Lighting Index Table'!$P$27:$P$32,MATCH(Table17[[#This Row],[Existing Technology]],'Non-Lighting Index Table'!$C$27:$C$32,0))*Table17[[#This Row],[Quantity]],\"\"), IF(ISNUMBER(SEARCH(\"Open vertical\",Table17[[#This Row],[Existing Technology]])), IF(Table17[[#This Row],[Configuration of Display Case]]=\"Vertical\", IFERROR(Table17[[#This Row],[Quantity]]*148.2,\"\"), IF( Table17[[#This Row],[Configuration of Display Case]]=\"Horizontal\", IFERROR(Table17[[#This Row],[Quantity]]*57,\"\"),\"\"))))))","v":""},{"$f":"IF(ISBLANK(Table17[[#This Row],[Quantity]]),\"\",IFERROR(Table17[[#This Row],[Rebate]]*Table17[[#This Row],[Quantity]],\"\"))","v":""}]
[null,null,null,{"$f":"SUBSTITUTE(Table17[[#This Row],[Per Unit]],\"Per\", \"\")","v":""},null,{"$f":"IF(ISBLANK(Table17[[#This Row],[Existing Technology]]),\"\",  IFERROR(INDEX('Non-Lighting Index Table'!$N$27:$N$39,MATCH(Table17[[#This Row],[Existing Technology]],'Non-Lighting Index Table'!$C$27:$C$39,0))*Table17[[#This Row],[Quantity]],\"\"))","v":""},null,{"$f":"IFERROR(Table17[[#This Row],[Quantity]]*Table17[[#This Row],[Existing Demand Per Unit (kW)]],\"\")","v":0},{"$f":"IF(ISBLANK(Table17[[#This Row],[Existing Technology]]),\"\", IFERROR(INDEX('Non-Lighting Index Table'!$D$27:$D$39,MATCH(Table17[[#This Row],[Existing Technology]],'Non-Lighting Index Table'!$C$27:$C$39,0)),\"\"))","v":""},{"$f":"IF(ISBLANK(Table17[[#This Row],[Existing Technology]]),\"\", IFERROR(INDEX('Non-Lighting Index Table'!$J$27:$J$39,MATCH(Table17[[#This Row],[Existing Technology]],'Non-Lighting Index Table'!$C$27:$C$39,0)),\"\"))","v":""},{"$f":"IF(ISBLANK(Table17[[#This Row],[Existing Technology]]),\"\", IFERROR(INDEX('Non-Lighting Index Table'!$K$27:$K$39,MATCH(Table17[[#This Row],[Existing Technology]],'Non-Lighting Index Table'!$C$27:$C$39,0)),\"\"))","v":""},{"$f":"IF(ISBLANK(Table17[[#This Row],[Existing Technology]]),\"\", IFERROR(INDEX('Non-Lighting Index Table'!$G$27:$G$39,MATCH(Table17[[#This Row],[Existing Technology]],'Non-Lighting Index Table'!$C$27:$C$39,0)),\"\"))","v":""},{"$f":"IF(ISBLANK(Table17[[#This Row],[Existing Technology]]),\"\", IFERROR(INDEX('Non-Lighting Index Table'!$H$27:$H$39,MATCH(Table17[[#This Row],[Existing Technology]],'Non-Lighting Index Table'!$C$27:$C$39,0)),\"\"))","v":""},{"$f":"IF(ISBLANK(Table17[[#This Row],[Existing Technology]]),\"\", IFERROR(INDEX('Non-Lighting Index Table'!$I$27:$I$39,MATCH(Table17[[#This Row],[Existing Technology]],'Non-Lighting Index Table'!$C$27:$C$39,0)),\"\"))","v":""},null,{"$f":"IF(ISBLANK(Table17[[#This Row],[Existing Technology]]),\"\", IFERROR(INDEX('Non-Lighting Index Table'!$O$27:$O$39,MATCH(Table17[[#This Row],[Existing Technology]],'Non-Lighting Index Table'!$C$27:$C$39,0))*Table17[[#This Row],[Quantity]],\"\"))","v":""},null,{"$f":"IFERROR(Table17[[#This Row],[Proposed Demand Per Unit \n(kW)]]*Table17[[#This Row],[Quantity]],\"\")","v":0},{"$f":"IF(ISBLANK(Table17[[#This Row],[Existing Demand Per Unit (kW)]]), \"\", IF(ISBLANK(Table17[[#This Row],[Proposed Demand Per Unit \n(kW)]]),\"\", IFERROR(Table17[[#This Row],[Quantity]]*(Table17[[#This Row],[Existing Demand Per Unit (kW)]]-Table17[[#This Row],[Proposed Demand Per Unit \n(kW)]]),\"\")))","v":""},{"$f":"IF(ISBLANK(Table17[[#This Row],[Existing Technology]]), \"\",  IF(ISNUMBER(SEARCH(\"Energy Star\",Table17[[#This Row],[Existing Technology]])),  IFERROR(Table17[[#This Row],[Existing Consumption (Hidden, kWh)]]-Table17[[#This Row],[Annual Consumption (Hidden, kWh)]], \"\"), IF( OR(ISNUMBER(SEARCH(\"ECM motor\",Table17[[#This Row],[Existing Technology]])), ISNUMBER(SEARCH(\"Anti-sweat\",Table17[[#This Row],[Existing Technology]])), ISNUMBER(SEARCH(\"Multi-deck\",Table17[[#This Row],[Existing Technology]]))), IFERROR(INDEX('Non-Lighting Index Table'!$P$27:$P$32,MATCH(Table17[[#This Row],[Existing Technology]],'Non-Lighting Index Table'!$C$27:$C$32,0))*Table17[[#This Row],[Quantity]],\"\"), IF(ISNUMBER(SEARCH(\"Open vertical\",Table17[[#This Row],[Existing Technology]])), IF(Table17[[#This Row],[Configuration of Display Case]]=\"Vertical\", IFERROR(Table17[[#This Row],[Quantity]]*148.2,\"\"), IF( Table17[[#This Row],[Configuration of Display Case]]=\"Horizontal\", IFERROR(Table17[[#This Row],[Quantity]]*57,\"\"),\"\"))))))","v":""},{"$f":"IF(ISBLANK(Table17[[#This Row],[Quantity]]),\"\",IFERROR(Table17[[#This Row],[Rebate]]*Table17[[#This Row],[Quantity]],\"\"))","v":""}]
[null,null,null,{"$f":"SUBSTITUTE(Table17[[#This Row],[Per Unit]],\"Per\", \"\")","v":""},null,{"$f":"IF(ISBLANK(Table17[[#This Row],[Existing Technology]]),\"\",  IFERROR(INDEX('Non-Lighting Index Table'!$N$27:$N$39,MATCH(Table17[[#This Row],[Existing Technology]],'Non-Lighting Index Table'!$C$27:$C$39,0))*Table17[[#This Row],[Quantity]],\"\"))","v":""},null,{"$f":"IFERROR(Table17[[#This Row],[Quantity]]*Table17[[#This Row],[Existing Demand Per Unit (kW)]],\"\")","v":0},{"$f":"IF(ISBLANK(Table17[[#This Row],[Existing Technology]]),\"\", IFERROR(INDEX('Non-Lighting Index Table'!$D$27:$D$39,MATCH(Table17[[#This Row],[Existing Technology]],'Non-Lighting Index Table'!$C$27:$C$39,0)),\"\"))","v":""},{"$f":"IF(ISBLANK(Table17[[#This Row],[Existing Technology]]),\"\", IFERROR(INDEX('Non-Lighting Index Table'!$J$27:$J$39,MATCH(Table17[[#This Row],[Existing Technology]],'Non-Lighting Index Table'!$C$27:$C$39,0)),\"\"))","v":""},{"$f":"IF(ISBLANK(Table17[[#This Row],[Existing Technology]]),\"\", IFERROR(INDEX('Non-Lighting Index Table'!$K$27:$K$39,MATCH(Table17[[#This Row],[Existing Technology]],'Non-Lighting Index Table'!$C$27:$C$39,0)),\"\"))","v":""},{"$f":"IF(ISBLANK(Table17[[#This Row],[Existing Technology]]),\"\", IFERROR(INDEX('Non-Lighting Index Table'!$G$27:$G$39,MATCH(Table17[[#This Row],[Existing Technology]],'Non-Lighting Index Table'!$C$27:$C$39,0)),\"\"))","v":""},{"$f":"IF(ISBLANK(Table17[[#This Row],[Existing Technology]]),\"\", IFERROR(INDEX('Non-Lighting Index Table'!$H$27:$H$39,MATCH(Table17[[#This Row],[Existing Technology]],'Non-Lighting Index Table'!$C$27:$C$39,0)),\"\"))","v":""},{"$f":"IF(ISBLANK(Table17[[#This Row],[Existing Technology]]),\"\", IFERROR(INDEX('Non-Lighting Index Table'!$I$27:$I$39,MATCH(Table17[[#This Row],[Existing Technology]],'Non-Lighting Index Table'!$C$27:$C$39,0)),\"\"))","v":""},null,{"$f":"IF(ISBLANK(Table17[[#This Row],[Existing Technology]]),\"\", IFERROR(INDEX('Non-Lighting Index Table'!$O$27:$O$39,MATCH(Table17[[#This Row],[Existing Technology]],'Non-Lighting Index Table'!$C$27:$C$39,0))*Table17[[#This Row],[Quantity]],\"\"))","v":""},null,{"$f":"IFERROR(Table17[[#This Row],[Proposed Demand Per Unit \n(kW)]]*Table17[[#This Row],[Quantity]],\"\")","v":0},{"$f":"IF(ISBLANK(Table17[[#This Row],[Existing Demand Per Unit (kW)]]), \"\", IF(ISBLANK(Table17[[#This Row],[Proposed Demand Per Unit \n(kW)]]),\"\", IFERROR(Table17[[#This Row],[Quantity]]*(Table17[[#This Row],[Existing Demand Per Unit (kW)]]-Table17[[#This Row],[Proposed Demand Per Unit \n(kW)]]),\"\")))","v":""},{"$f":"IF(ISBLANK(Table17[[#This Row],[Existing Technology]]), \"\",  IF(ISNUMBER(SEARCH(\"Energy Star\",Table17[[#This Row],[Existing Technology]])),  IFERROR(Table17[[#This Row],[Existing Consumption (Hidden, kWh)]]-Table17[[#This Row],[Annual Consumption (Hidden, kWh)]], \"\"), IF( OR(ISNUMBER(SEARCH(\"ECM motor\",Table17[[#This Row],[Existing Technology]])), ISNUMBER(SEARCH(\"Anti-sweat\",Table17[[#This Row],[Existing Technology]])), ISNUMBER(SEARCH(\"Multi-deck\",Table17[[#This Row],[Existing Technology]]))), IFERROR(INDEX('Non-Lighting Index Table'!$P$27:$P$32,MATCH(Table17[[#This Row],[Existing Technology]],'Non-Lighting Index Table'!$C$27:$C$32,0))*Table17[[#This Row],[Quantity]],\"\"), IF(ISNUMBER(SEARCH(\"Open vertical\",Table17[[#This Row],[Existing Technology]])), IF(Table17[[#This Row],[Configuration of Display Case]]=\"Vertical\", IFERROR(Table17[[#This Row],[Quantity]]*148.2,\"\"), IF( Table17[[#This Row],[Configuration of Display Case]]=\"Horizontal\", IFERROR(Table17[[#This Row],[Quantity]]*57,\"\"),\"\"))))))","v":""},{"$f":"IF(ISBLANK(Table17[[#This Row],[Quantity]]),\"\",IFERROR(Table17[[#This Row],[Rebate]]*Table17[[#This Row],[Quantity]],\"\"))","v":""}]
[null,null,null,{"$f":"SUBSTITUTE(Table17[[#This Row],[Per Unit]],\"Per\", \"\")","v":""},null,{"$f":"IF(ISBLANK(Table17[[#This Row],[Existing Technology]]),\"\",  IFERROR(INDEX('Non-Lighting Index Table'!$N$27:$N$39,MATCH(Table17[[#This Row],[Existing Technology]],'Non-Lighting Index Table'!$C$27:$C$39,0))*Table17[[#This Row],[Quantity]],\"\"))","v":""},null,{"$f":"IFERROR(Table17[[#This Row],[Quantity]]*Table17[[#This Row],[Existing Demand Per Unit (kW)]],\"\")","v":0},{"$f":"IF(ISBLANK(Table17[[#This Row],[Existing Technology]]),\"\", IFERROR(INDEX('Non-Lighting Index Table'!$D$27:$D$39,MATCH(Table17[[#This Row],[Existing Technology]],'Non-Lighting Index Table'!$C$27:$C$39,0)),\"\"))","v":""},{"$f":"IF(ISBLANK(Table17[[#This Row],[Existing Technology]]),\"\", IFERROR(INDEX('Non-Lighting Index Table'!$J$27:$J$39,MATCH(Table17[[#This Row],[Existing Technology]],'Non-Lighting Index Table'!$C$27:$C$39,0)),\"\"))","v":""},{"$f":"IF(ISBLANK(Table17[[#This Row],[Existing Technology]]),\"\", IFERROR(INDEX('Non-Lighting Index Table'!$K$27:$K$39,MATCH(Table17[[#This Row],[Existing Technology]],'Non-Lighting Index Table'!$C$27:$C$39,0)),\"\"))","v":""},{"$f":"IF(ISBLANK(Table17[[#This Row],[Existing Technology]]),\"\", IFERROR(INDEX('Non-Lighting Index Table'!$G$27:$G$39,MATCH(Table17[[#This Row],[Existing Technology]],'Non-Lighting Index Table'!$C$27:$C$39,0)),\"\"))","v":""},{"$f":"IF(ISBLANK(Table17[[#This Row],[Existing Technology]]),\"\", IFERROR(INDEX('Non-Lighting Index Table'!$H$27:$H$39,MATCH(Table17[[#This Row],[Existing Technology]],'Non-Lighting Index Table'!$C$27:$C$39,0)),\"\"))","v":""},{"$f":"IF(ISBLANK(Table17[[#This Row],[Existing Technology]]),\"\", IFERROR(INDEX('Non-Lighting Index Table'!$I$27:$I$39,MATCH(Table17[[#This Row],[Existing Technology]],'Non-Lighting Index Table'!$C$27:$C$39,0)),\"\"))","v":""},null,{"$f":"IF(ISBLANK(Table17[[#This Row],[Existing Technology]]),\"\", IFERROR(INDEX('Non-Lighting Index Table'!$O$27:$O$39,MATCH(Table17[[#This Row],[Existing Technology]],'Non-Lighting Index Table'!$C$27:$C$39,0))*Table17[[#This Row],[Quantity]],\"\"))","v":""},null,{"$f":"IFERROR(Table17[[#This Row],[Proposed Demand Per Unit \n(kW)]]*Table17[[#This Row],[Quantity]],\"\")","v":0},{"$f":"IF(ISBLANK(Table17[[#This Row],[Existing Demand Per Unit (kW)]]), \"\", IF(ISBLANK(Table17[[#This Row],[Proposed Demand Per Unit \n(kW)]]),\"\", IFERROR(Table17[[#This Row],[Quantity]]*(Table17[[#This Row],[Existing Demand Per Unit (kW)]]-Table17[[#This Row],[Proposed Demand Per Unit \n(kW)]]),\"\")))","v":""},{"$f":"IF(ISBLANK(Table17[[#This Row],[Existing Technology]]), \"\",  IF(ISNUMBER(SEARCH(\"Energy Star\",Table17[[#This Row],[Existing Technology]])),  IFERROR(Table17[[#This Row],[Existing Consumption (Hidden, kWh)]]-Table17[[#This Row],[Annual Consumption (Hidden, kWh)]], \"\"), IF( OR(ISNUMBER(SEARCH(\"ECM motor\",Table17[[#This Row],[Existing Technology]])), ISNUMBER(SEARCH(\"Anti-sweat\",Table17[[#This Row],[Existing Technology]])), ISNUMBER(SEARCH(\"Multi-deck\",Table17[[#This Row],[Existing Technology]]))), IFERROR(INDEX('Non-Lighting Index Table'!$P$27:$P$32,MATCH(Table17[[#This Row],[Existing Technology]],'Non-Lighting Index Table'!$C$27:$C$32,0))*Table17[[#This Row],[Quantity]],\"\"), IF(ISNUMBER(SEARCH(\"Open vertical\",Table17[[#This Row],[Existing Technology]])), IF(Table17[[#This Row],[Configuration of Display Case]]=\"Vertical\", IFERROR(Table17[[#This Row],[Quantity]]*148.2,\"\"), IF( Table17[[#This Row],[Configuration of Display Case]]=\"Horizontal\", IFERROR(Table17[[#This Row],[Quantity]]*57,\"\"),\"\"))))))","v":""},{"$f":"IF(ISBLANK(Table17[[#This Row],[Quantity]]),\"\",IFERROR(Table17[[#This Row],[Rebate]]*Table17[[#This Row],[Quantity]],\"\"))","v":""}]
[null,null,null,{"$f":"SUBSTITUTE(Table17[[#This Row],[Per Unit]],\"Per\", \"\")","v":""},null,{"$f":"IF(ISBLANK(Table17[[#This Row],[Existing Technology]]),\"\",  IFERROR(INDEX('Non-Lighting Index Table'!$N$27:$N$39,MATCH(Table17[[#This Row],[Existing Technology]],'Non-Lighting Index Table'!$C$27:$C$39,0))*Table17[[#This Row],[Quantity]],\"\"))","v":""},null,{"$f":"IFERROR(Table17[[#This Row],[Quantity]]*Table17[[#This Row],[Existing Demand Per Unit (kW)]],\"\")","v":0},{"$f":"IF(ISBLANK(Table17[[#This Row],[Existing Technology]]),\"\", IFERROR(INDEX('Non-Lighting Index Table'!$D$27:$D$39,MATCH(Table17[[#This Row],[Existing Technology]],'Non-Lighting Index Table'!$C$27:$C$39,0)),\"\"))","v":""},{"$f":"IF(ISBLANK(Table17[[#This Row],[Existing Technology]]),\"\", IFERROR(INDEX('Non-Lighting Index Table'!$J$27:$J$39,MATCH(Table17[[#This Row],[Existing Technology]],'Non-Lighting Index Table'!$C$27:$C$39,0)),\"\"))","v":""},{"$f":"IF(ISBLANK(Table17[[#This Row],[Existing Technology]]),\"\", IFERROR(INDEX('Non-Lighting Index Table'!$K$27:$K$39,MATCH(Table17[[#This Row],[Existing Technology]],'Non-Lighting Index Table'!$C$27:$C$39,0)),\"\"))","v":""},{"$f":"IF(ISBLANK(Table17[[#This Row],[Existing Technology]]),\"\", IFERROR(INDEX('Non-Lighting Index Table'!$G$27:$G$39,MATCH(Table17[[#This Row],[Existing Technology]],'Non-Lighting Index Table'!$C$27:$C$39,0)),\"\"))","v":""},{"$f":"IF(ISBLANK(Table17[[#This Row],[Existing Technology]]),\"\", IFERROR(INDEX('Non-Lighting Index Table'!$H$27:$H$39,MATCH(Table17[[#This Row],[Existing Technology]],'Non-Lighting Index Table'!$C$27:$C$39,0)),\"\"))","v":""},{"$f":"IF(ISBLANK(Table17[[#This Row],[Existing Technology]]),\"\", IFERROR(INDEX('Non-Lighting Index Table'!$I$27:$I$39,MATCH(Table17[[#This Row],[Existing Technology]],'Non-Lighting Index Table'!$C$27:$C$39,0)),\"\"))","v":""},null,{"$f":"IF(ISBLANK(Table17[[#This Row],[Existing Technology]]),\"\", IFERROR(INDEX('Non-Lighting Index Table'!$O$27:$O$39,MATCH(Table17[[#This Row],[Existing Technology]],'Non-Lighting Index Table'!$C$27:$C$39,0))*Table17[[#This Row],[Quantity]],\"\"))","v":""},null,{"$f":"IFERROR(Table17[[#This Row],[Proposed Demand Per Unit \n(kW)]]*Table17[[#This Row],[Quantity]],\"\")","v":0},{"$f":"IF(ISBLANK(Table17[[#This Row],[Existing Demand Per Unit (kW)]]), \"\", IF(ISBLANK(Table17[[#This Row],[Proposed Demand Per Unit \n(kW)]]),\"\", IFERROR(Table17[[#This Row],[Quantity]]*(Table17[[#This Row],[Existing Demand Per Unit (kW)]]-Table17[[#This Row],[Proposed Demand Per Unit \n(kW)]]),\"\")))","v":""},{"$f":"IF(ISBLANK(Table17[[#This Row],[Existing Technology]]), \"\",  IF(ISNUMBER(SEARCH(\"Energy Star\",Table17[[#This Row],[Existing Technology]])),  IFERROR(Table17[[#This Row],[Existing Consumption (Hidden, kWh)]]-Table17[[#This Row],[Annual Consumption (Hidden, kWh)]], \"\"), IF( OR(ISNUMBER(SEARCH(\"ECM motor\",Table17[[#This Row],[Existing Technology]])), ISNUMBER(SEARCH(\"Anti-sweat\",Table17[[#This Row],[Existing Technology]])), ISNUMBER(SEARCH(\"Multi-deck\",Table17[[#This Row],[Existing Technology]]))), IFERROR(INDEX('Non-Lighting Index Table'!$P$27:$P$32,MATCH(Table17[[#This Row],[Existing Technology]],'Non-Lighting Index Table'!$C$27:$C$32,0))*Table17[[#This Row],[Quantity]],\"\"), IF(ISNUMBER(SEARCH(\"Open vertical\",Table17[[#This Row],[Existing Technology]])), IF(Table17[[#This Row],[Configuration of Display Case]]=\"Vertical\", IFERROR(Table17[[#This Row],[Quantity]]*148.2,\"\"), IF( Table17[[#This Row],[Configuration of Display Case]]=\"Horizontal\", IFERROR(Table17[[#This Row],[Quantity]]*57,\"\"),\"\"))))))","v":""},{"$f":"IF(ISBLANK(Table17[[#This Row],[Quantity]]),\"\",IFERROR(Table17[[#This Row],[Rebate]]*Table17[[#This Row],[Quantity]],\"\"))","v":""}]
[null,null,null,{"$f":"SUBSTITUTE(Table17[[#This Row],[Per Unit]],\"Per\", \"\")","v":""},null,{"$f":"IF(ISBLANK(Table17[[#This Row],[Existing Technology]]),\"\",  IFERROR(INDEX('Non-Lighting Index Table'!$N$27:$N$39,MATCH(Table17[[#This Row],[Existing Technology]],'Non-Lighting Index Table'!$C$27:$C$39,0))*Table17[[#This Row],[Quantity]],\"\"))","v":""},null,{"$f":"IFERROR(Table17[[#This Row],[Quantity]]*Table17[[#This Row],[Existing Demand Per Unit (kW)]],\"\")","v":0},{"$f":"IF(ISBLANK(Table17[[#This Row],[Existing Technology]]),\"\", IFERROR(INDEX('Non-Lighting Index Table'!$D$27:$D$39,MATCH(Table17[[#This Row],[Existing Technology]],'Non-Lighting Index Table'!$C$27:$C$39,0)),\"\"))","v":""},{"$f":"IF(ISBLANK(Table17[[#This Row],[Existing Technology]]),\"\", IFERROR(INDEX('Non-Lighting Index Table'!$J$27:$J$39,MATCH(Table17[[#This Row],[Existing Technology]],'Non-Lighting Index Table'!$C$27:$C$39,0)),\"\"))","v":""},{"$f":"IF(ISBLANK(Table17[[#This Row],[Existing Technology]]),\"\", IFERROR(INDEX('Non-Lighting Index Table'!$K$27:$K$39,MATCH(Table17[[#This Row],[Existing Technology]],'Non-Lighting Index Table'!$C$27:$C$39,0)),\"\"))","v":""},{"$f":"IF(ISBLANK(Table17[[#This Row],[Existing Technology]]),\"\", IFERROR(INDEX('Non-Lighting Index Table'!$G$27:$G$39,MATCH(Table17[[#This Row],[Existing Technology]],'Non-Lighting Index Table'!$C$27:$C$39,0)),\"\"))","v":""},{"$f":"IF(ISBLANK(Table17[[#This Row],[Existing Technology]]),\"\", IFERROR(INDEX('Non-Lighting Index Table'!$H$27:$H$39,MATCH(Table17[[#This Row],[Existing Technology]],'Non-Lighting Index Table'!$C$27:$C$39,0)),\"\"))","v":""},{"$f":"IF(ISBLANK(Table17[[#This Row],[Existing Technology]]),\"\", IFERROR(INDEX('Non-Lighting Index Table'!$I$27:$I$39,MATCH(Table17[[#This Row],[Existing Technology]],'Non-Lighting Index Table'!$C$27:$C$39,0)),\"\"))","v":""},null,{"$f":"IF(ISBLANK(Table17[[#This Row],[Existing Technology]]),\"\", IFERROR(INDEX('Non-Lighting Index Table'!$O$27:$O$39,MATCH(Table17[[#This Row],[Existing Technology]],'Non-Lighting Index Table'!$C$27:$C$39,0))*Table17[[#This Row],[Quantity]],\"\"))","v":""},null,{"$f":"IFERROR(Table17[[#This Row],[Proposed Demand Per Unit \n(kW)]]*Table17[[#This Row],[Quantity]],\"\")","v":0},{"$f":"IF(ISBLANK(Table17[[#This Row],[Existing Demand Per Unit (kW)]]), \"\", IF(ISBLANK(Table17[[#This Row],[Proposed Demand Per Unit \n(kW)]]),\"\", IFERROR(Table17[[#This Row],[Quantity]]*(Table17[[#This Row],[Existing Demand Per Unit (kW)]]-Table17[[#This Row],[Proposed Demand Per Unit \n(kW)]]),\"\")))","v":""},{"$f":"IF(ISBLANK(Table17[[#This Row],[Existing Technology]]), \"\",  IF(ISNUMBER(SEARCH(\"Energy Star\",Table17[[#This Row],[Existing Technology]])),  IFERROR(Table17[[#This Row],[Existing Consumption (Hidden, kWh)]]-Table17[[#This Row],[Annual Consumption (Hidden, kWh)]], \"\"), IF( OR(ISNUMBER(SEARCH(\"ECM motor\",Table17[[#This Row],[Existing Technology]])), ISNUMBER(SEARCH(\"Anti-sweat\",Table17[[#This Row],[Existing Technology]])), ISNUMBER(SEARCH(\"Multi-deck\",Table17[[#This Row],[Existing Technology]]))), IFERROR(INDEX('Non-Lighting Index Table'!$P$27:$P$32,MATCH(Table17[[#This Row],[Existing Technology]],'Non-Lighting Index Table'!$C$27:$C$32,0))*Table17[[#This Row],[Quantity]],\"\"), IF(ISNUMBER(SEARCH(\"Open vertical\",Table17[[#This Row],[Existing Technology]])), IF(Table17[[#This Row],[Configuration of Display Case]]=\"Vertical\", IFERROR(Table17[[#This Row],[Quantity]]*148.2,\"\"), IF( Table17[[#This Row],[Configuration of Display Case]]=\"Horizontal\", IFERROR(Table17[[#This Row],[Quantity]]*57,\"\"),\"\"))))))","v":""},{"$f":"IF(ISBLANK(Table17[[#This Row],[Quantity]]),\"\",IFERROR(Table17[[#This Row],[Rebate]]*Table17[[#This Row],[Quantity]],\"\"))","v":""}]
[null,null,null,{"$f":"SUBSTITUTE(Table17[[#This Row],[Per Unit]],\"Per\", \"\")","v":""},null,{"$f":"IF(ISBLANK(Table17[[#This Row],[Existing Technology]]),\"\",  IFERROR(INDEX('Non-Lighting Index Table'!$N$27:$N$39,MATCH(Table17[[#This Row],[Existing Technology]],'Non-Lighting Index Table'!$C$27:$C$39,0))*Table17[[#This Row],[Quantity]],\"\"))","v":""},null,{"$f":"IFERROR(Table17[[#This Row],[Quantity]]*Table17[[#This Row],[Existing Demand Per Unit (kW)]],\"\")","v":0},{"$f":"IF(ISBLANK(Table17[[#This Row],[Existing Technology]]),\"\", IFERROR(INDEX('Non-Lighting Index Table'!$D$27:$D$39,MATCH(Table17[[#This Row],[Existing Technology]],'Non-Lighting Index Table'!$C$27:$C$39,0)),\"\"))","v":""},{"$f":"IF(ISBLANK(Table17[[#This Row],[Existing Technology]]),\"\", IFERROR(INDEX('Non-Lighting Index Table'!$J$27:$J$39,MATCH(Table17[[#This Row],[Existing Technology]],'Non-Lighting Index Table'!$C$27:$C$39,0)),\"\"))","v":""},{"$f":"IF(ISBLANK(Table17[[#This Row],[Existing Technology]]),\"\", IFERROR(INDEX('Non-Lighting Index Table'!$K$27:$K$39,MATCH(Table17[[#This Row],[Existing Technology]],'Non-Lighting Index Table'!$C$27:$C$39,0)),\"\"))","v":""},{"$f":"IF(ISBLANK(Table17[[#This Row],[Existing Technology]]),\"\", IFERROR(INDEX('Non-Lighting Index Table'!$G$27:$G$39,MATCH(Table17[[#This Row],[Existing Technology]],'Non-Lighting Index Table'!$C$27:$C$39,0)),\"\"))","v":""},{"$f":"IF(ISBLANK(Table17[[#This Row],[Existing Technology]]),\"\", IFERROR(INDEX('Non-Lighting Index Table'!$H$27:$H$39,MATCH(Table17[[#This Row],[Existing Technology]],'Non-Lighting Index Table'!$C$27:$C$39,0)),\"\"))","v":""},{"$f":"IF(ISBLANK(Table17[[#This Row],[Existing Technology]]),\"\", IFERROR(INDEX('Non-Lighting Index Table'!$I$27:$I$39,MATCH(Table17[[#This Row],[Existing Technology]],'Non-Lighting Index Table'!$C$27:$C$39,0)),\"\"))","v":""},null,{"$f":"IF(ISBLANK(Table17[[#This Row],[Existing Technology]]),\"\", IFERROR(INDEX('Non-Lighting Index Table'!$O$27:$O$39,MATCH(Table17[[#This Row],[Existing Technology]],'Non-Lighting Index Table'!$C$27:$C$39,0))*Table17[[#This Row],[Quantity]],\"\"))","v":""},null,{"$f":"IFERROR(Table17[[#This Row],[Proposed Demand Per Unit \n(kW)]]*Table17[[#This Row],[Quantity]],\"\")","v":0},{"$f":"IF(ISBLANK(Table17[[#This Row],[Existing Demand Per Unit (kW)]]), \"\", IF(ISBLANK(Table17[[#This Row],[Proposed Demand Per Unit \n(kW)]]),\"\", IFERROR(Table17[[#This Row],[Quantity]]*(Table17[[#This Row],[Existing Demand Per Unit (kW)]]-Table17[[#This Row],[Proposed Demand Per Unit \n(kW)]]),\"\")))","v":""},{"$f":"IF(ISBLANK(Table17[[#This Row],[Existing Technology]]), \"\",  IF(ISNUMBER(SEARCH(\"Energy Star\",Table17[[#This Row],[Existing Technology]])),  IFERROR(Table17[[#This Row],[Existing Consumption (Hidden, kWh)]]-Table17[[#This Row],[Annual Consumption (Hidden, kWh)]], \"\"), IF( OR(ISNUMBER(SEARCH(\"ECM motor\",Table17[[#This Row],[Existing Technology]])), ISNUMBER(SEARCH(\"Anti-sweat\",Table17[[#This Row],[Existing Technology]])), ISNUMBER(SEARCH(\"Multi-deck\",Table17[[#This Row],[Existing Technology]]))), IFERROR(INDEX('Non-Lighting Index Table'!$P$27:$P$32,MATCH(Table17[[#This Row],[Existing Technology]],'Non-Lighting Index Table'!$C$27:$C$32,0))*Table17[[#This Row],[Quantity]],\"\"), IF(ISNUMBER(SEARCH(\"Open vertical\",Table17[[#This Row],[Existing Technology]])), IF(Table17[[#This Row],[Configuration of Display Case]]=\"Vertical\", IFERROR(Table17[[#This Row],[Quantity]]*148.2,\"\"), IF( Table17[[#This Row],[Configuration of Display Case]]=\"Horizontal\", IFERROR(Table17[[#This Row],[Quantity]]*57,\"\"),\"\"))))))","v":""},{"$f":"IF(ISBLANK(Table17[[#This Row],[Quantity]]),\"\",IFERROR(Table17[[#This Row],[Rebate]]*Table17[[#This Row],[Quantity]],\"\"))","v":""}]
[null,null,null,{"$f":"SUBSTITUTE(Table17[[#This Row],[Per Unit]],\"Per\", \"\")","v":""},null,{"$f":"IF(ISBLANK(Table17[[#This Row],[Existing Technology]]),\"\",  IFERROR(INDEX('Non-Lighting Index Table'!$N$27:$N$39,MATCH(Table17[[#This Row],[Existing Technology]],'Non-Lighting Index Table'!$C$27:$C$39,0))*Table17[[#This Row],[Quantity]],\"\"))","v":""},null,{"$f":"IFERROR(Table17[[#This Row],[Quantity]]*Table17[[#This Row],[Existing Demand Per Unit (kW)]],\"\")","v":0},{"$f":"IF(ISBLANK(Table17[[#This Row],[Existing Technology]]),\"\", IFERROR(INDEX('Non-Lighting Index Table'!$D$27:$D$39,MATCH(Table17[[#This Row],[Existing Technology]],'Non-Lighting Index Table'!$C$27:$C$39,0)),\"\"))","v":""},{"$f":"IF(ISBLANK(Table17[[#This Row],[Existing Technology]]),\"\", IFERROR(INDEX('Non-Lighting Index Table'!$J$27:$J$39,MATCH(Table17[[#This Row],[Existing Technology]],'Non-Lighting Index Table'!$C$27:$C$39,0)),\"\"))","v":""},{"$f":"IF(ISBLANK(Table17[[#This Row],[Existing Technology]]),\"\", IFERROR(INDEX('Non-Lighting Index Table'!$K$27:$K$39,MATCH(Table17[[#This Row],[Existing Technology]],'Non-Lighting Index Table'!$C$27:$C$39,0)),\"\"))","v":""},{"$f":"IF(ISBLANK(Table17[[#This Row],[Existing Technology]]),\"\", IFERROR(INDEX('Non-Lighting Index Table'!$G$27:$G$39,MATCH(Table17[[#This Row],[Existing Technology]],'Non-Lighting Index Table'!$C$27:$C$39,0)),\"\"))","v":""},{"$f":"IF(ISBLANK(Table17[[#This Row],[Existing Technology]]),\"\", IFERROR(INDEX('Non-Lighting Index Table'!$H$27:$H$39,MATCH(Table17[[#This Row],[Existing Technology]],'Non-Lighting Index Table'!$C$27:$C$39,0)),\"\"))","v":""},{"$f":"IF(ISBLANK(Table17[[#This Row],[Existing Technology]]),\"\", IFERROR(INDEX('Non-Lighting Index Table'!$I$27:$I$39,MATCH(Table17[[#This Row],[Existing Technology]],'Non-Lighting Index Table'!$C$27:$C$39,0)),\"\"))","v":""},null,{"$f":"IF(ISBLANK(Table17[[#This Row],[Existing Technology]]),\"\", IFERROR(INDEX('Non-Lighting Index Table'!$O$27:$O$39,MATCH(Table17[[#This Row],[Existing Technology]],'Non-Lighting Index Table'!$C$27:$C$39,0))*Table17[[#This Row],[Quantity]],\"\"))","v":""},null,{"$f":"IFERROR(Table17[[#This Row],[Proposed Demand Per Unit \n(kW)]]*Table17[[#This Row],[Quantity]],\"\")","v":0},{"$f":"IF(ISBLANK(Table17[[#This Row],[Existing Demand Per Unit (kW)]]), \"\", IF(ISBLANK(Table17[[#This Row],[Proposed Demand Per Unit \n(kW)]]),\"\", IFERROR(Table17[[#This Row],[Quantity]]*(Table17[[#This Row],[Existing Demand Per Unit (kW)]]-Table17[[#This Row],[Proposed Demand Per Unit \n(kW)]]),\"\")))","v":""},{"$f":"IF(ISBLANK(Table17[[#This Row],[Existing Technology]]), \"\",  IF(ISNUMBER(SEARCH(\"Energy Star\",Table17[[#This Row],[Existing Technology]])),  IFERROR(Table17[[#This Row],[Existing Consumption (Hidden, kWh)]]-Table17[[#This Row],[Annual Consumption (Hidden, kWh)]], \"\"), IF( OR(ISNUMBER(SEARCH(\"ECM motor\",Table17[[#This Row],[Existing Technology]])), ISNUMBER(SEARCH(\"Anti-sweat\",Table17[[#This Row],[Existing Technology]])), ISNUMBER(SEARCH(\"Multi-deck\",Table17[[#This Row],[Existing Technology]]))), IFERROR(INDEX('Non-Lighting Index Table'!$P$27:$P$32,MATCH(Table17[[#This Row],[Existing Technology]],'Non-Lighting Index Table'!$C$27:$C$32,0))*Table17[[#This Row],[Quantity]],\"\"), IF(ISNUMBER(SEARCH(\"Open vertical\",Table17[[#This Row],[Existing Technology]])), IF(Table17[[#This Row],[Configuration of Display Case]]=\"Vertical\", IFERROR(Table17[[#This Row],[Quantity]]*148.2,\"\"), IF( Table17[[#This Row],[Configuration of Display Case]]=\"Horizontal\", IFERROR(Table17[[#This Row],[Quantity]]*57,\"\"),\"\"))))))","v":""},{"$f":"IF(ISBLANK(Table17[[#This Row],[Quantity]]),\"\",IFERROR(Table17[[#This Row],[Rebate]]*Table17[[#This Row],[Quantity]],\"\"))","v":""}]
[null,null,null,{"$f":"SUBSTITUTE(Table17[[#This Row],[Per Unit]],\"Per\", \"\")","v":""},null,{"$f":"IF(ISBLANK(Table17[[#This Row],[Existing Technology]]),\"\",  IFERROR(INDEX('Non-Lighting Index Table'!$N$27:$N$39,MATCH(Table17[[#This Row],[Existing Technology]],'Non-Lighting Index Table'!$C$27:$C$39,0))*Table17[[#This Row],[Quantity]],\"\"))","v":""},null,{"$f":"IFERROR(Table17[[#This Row],[Quantity]]*Table17[[#This Row],[Existing Demand Per Unit (kW)]],\"\")","v":0},{"$f":"IF(ISBLANK(Table17[[#This Row],[Existing Technology]]),\"\", IFERROR(INDEX('Non-Lighting Index Table'!$D$27:$D$39,MATCH(Table17[[#This Row],[Existing Technology]],'Non-Lighting Index Table'!$C$27:$C$39,0)),\"\"))","v":""},{"$f":"IF(ISBLANK(Table17[[#This Row],[Existing Technology]]),\"\", IFERROR(INDEX('Non-Lighting Index Table'!$J$27:$J$39,MATCH(Table17[[#This Row],[Existing Technology]],'Non-Lighting Index Table'!$C$27:$C$39,0)),\"\"))","v":""},{"$f":"IF(ISBLANK(Table17[[#This Row],[Existing Technology]]),\"\", IFERROR(INDEX('Non-Lighting Index Table'!$K$27:$K$39,MATCH(Table17[[#This Row],[Existing Technology]],'Non-Lighting Index Table'!$C$27:$C$39,0)),\"\"))","v":""},{"$f":"IF(ISBLANK(Table17[[#This Row],[Existing Technology]]),\"\", IFERROR(INDEX('Non-Lighting Index Table'!$G$27:$G$39,MATCH(Table17[[#This Row],[Existing Technology]],'Non-Lighting Index Table'!$C$27:$C$39,0)),\"\"))","v":""},{"$f":"IF(ISBLANK(Table17[[#This Row],[Existing Technology]]),\"\", IFERROR(INDEX('Non-Lighting Index Table'!$H$27:$H$39,MATCH(Table17[[#This Row],[Existing Technology]],'Non-Lighting Index Table'!$C$27:$C$39,0)),\"\"))","v":""},{"$f":"IF(ISBLANK(Table17[[#This Row],[Existing Technology]]),\"\", IFERROR(INDEX('Non-Lighting Index Table'!$I$27:$I$39,MATCH(Table17[[#This Row],[Existing Technology]],'Non-Lighting Index Table'!$C$27:$C$39,0)),\"\"))","v":""},null,{"$f":"IF(ISBLANK(Table17[[#This Row],[Existing Technology]]),\"\", IFERROR(INDEX('Non-Lighting Index Table'!$O$27:$O$39,MATCH(Table17[[#This Row],[Existing Technology]],'Non-Lighting Index Table'!$C$27:$C$39,0))*Table17[[#This Row],[Quantity]],\"\"))","v":""},null,{"$f":"IFERROR(Table17[[#This Row],[Proposed Demand Per Unit \n(kW)]]*Table17[[#This Row],[Quantity]],\"\")","v":0},{"$f":"IF(ISBLANK(Table17[[#This Row],[Existing Demand Per Unit (kW)]]), \"\", IF(ISBLANK(Table17[[#This Row],[Proposed Demand Per Unit \n(kW)]]),\"\", IFERROR(Table17[[#This Row],[Quantity]]*(Table17[[#This Row],[Existing Demand Per Unit (kW)]]-Table17[[#This Row],[Proposed Demand Per Unit \n(kW)]]),\"\")))","v":""},{"$f":"IF(ISBLANK(Table17[[#This Row],[Existing Technology]]), \"\",  IF(ISNUMBER(SEARCH(\"Energy Star\",Table17[[#This Row],[Existing Technology]])),  IFERROR(Table17[[#This Row],[Existing Consumption (Hidden, kWh)]]-Table17[[#This Row],[Annual Consumption (Hidden, kWh)]], \"\"), IF( OR(ISNUMBER(SEARCH(\"ECM motor\",Table17[[#This Row],[Existing Technology]])), ISNUMBER(SEARCH(\"Anti-sweat\",Table17[[#This Row],[Existing Technology]])), ISNUMBER(SEARCH(\"Multi-deck\",Table17[[#This Row],[Existing Technology]]))), IFERROR(INDEX('Non-Lighting Index Table'!$P$27:$P$32,MATCH(Table17[[#This Row],[Existing Technology]],'Non-Lighting Index Table'!$C$27:$C$32,0))*Table17[[#This Row],[Quantity]],\"\"), IF(ISNUMBER(SEARCH(\"Open vertical\",Table17[[#This Row],[Existing Technology]])), IF(Table17[[#This Row],[Configuration of Display Case]]=\"Vertical\", IFERROR(Table17[[#This Row],[Quantity]]*148.2,\"\"), IF( Table17[[#This Row],[Configuration of Display Case]]=\"Horizontal\", IFERROR(Table17[[#This Row],[Quantity]]*57,\"\"),\"\"))))))","v":""},{"$f":"IF(ISBLANK(Table17[[#This Row],[Quantity]]),\"\",IFERROR(Table17[[#This Row],[Rebate]]*Table17[[#This Row],[Quantity]],\"\"))","v":""}]
[null,null,null,{"$f":"SUBSTITUTE(Table17[[#This Row],[Per Unit]],\"Per\", \"\")","v":""},null,{"$f":"IF(ISBLANK(Table17[[#This Row],[Existing Technology]]),\"\",  IFERROR(INDEX('Non-Lighting Index Table'!$N$27:$N$39,MATCH(Table17[[#This Row],[Existing Technology]],'Non-Lighting Index Table'!$C$27:$C$39,0))*Table17[[#This Row],[Quantity]],\"\"))","v":""},null,{"$f":"IFERROR(Table17[[#This Row],[Quantity]]*Table17[[#This Row],[Existing Demand Per Unit (kW)]],\"\")","v":0},{"$f":"IF(ISBLANK(Table17[[#This Row],[Existing Technology]]),\"\", IFERROR(INDEX('Non-Lighting Index Table'!$D$27:$D$39,MATCH(Table17[[#This Row],[Existing Technology]],'Non-Lighting Index Table'!$C$27:$C$39,0)),\"\"))","v":""},{"$f":"IF(ISBLANK(Table17[[#This Row],[Existing Technology]]),\"\", IFERROR(INDEX('Non-Lighting Index Table'!$J$27:$J$39,MATCH(Table17[[#This Row],[Existing Technology]],'Non-Lighting Index Table'!$C$27:$C$39,0)),\"\"))","v":""},{"$f":"IF(ISBLANK(Table17[[#This Row],[Existing Technology]]),\"\", IFERROR(INDEX('Non-Lighting Index Table'!$K$27:$K$39,MATCH(Table17[[#This Row],[Existing Technology]],'Non-Lighting Index Table'!$C$27:$C$39,0)),\"\"))","v":""},{"$f":"IF(ISBLANK(Table17[[#This Row],[Existing Technology]]),\"\", IFERROR(INDEX('Non-Lighting Index Table'!$G$27:$G$39,MATCH(Table17[[#This Row],[Existing Technology]],'Non-Lighting Index Table'!$C$27:$C$39,0)),\"\"))","v":""},{"$f":"IF(ISBLANK(Table17[[#This Row],[Existing Technology]]),\"\", IFERROR(INDEX('Non-Lighting Index Table'!$H$27:$H$39,MATCH(Table17[[#This Row],[Existing Technology]],'Non-Lighting Index Table'!$C$27:$C$39,0)),\"\"))","v":""},{"$f":"IF(ISBLANK(Table17[[#This Row],[Existing Technology]]),\"\", IFERROR(INDEX('Non-Lighting Index Table'!$I$27:$I$39,MATCH(Table17[[#This Row],[Existing Technology]],'Non-Lighting Index Table'!$C$27:$C$39,0)),\"\"))","v":""},null,{"$f":"IF(ISBLANK(Table17[[#This Row],[Existing Technology]]),\"\", IFERROR(INDEX('Non-Lighting Index Table'!$O$27:$O$39,MATCH(Table17[[#This Row],[Existing Technology]],'Non-Lighting Index Table'!$C$27:$C$39,0))*Table17[[#This Row],[Quantity]],\"\"))","v":""},null,{"$f":"IFERROR(Table17[[#This Row],[Proposed Demand Per Unit \n(kW)]]*Table17[[#This Row],[Quantity]],\"\")","v":0},{"$f":"IF(ISBLANK(Table17[[#This Row],[Existing Demand Per Unit (kW)]]), \"\", IF(ISBLANK(Table17[[#This Row],[Proposed Demand Per Unit \n(kW)]]),\"\", IFERROR(Table17[[#This Row],[Quantity]]*(Table17[[#This Row],[Existing Demand Per Unit (kW)]]-Table17[[#This Row],[Proposed Demand Per Unit \n(kW)]]),\"\")))","v":""},{"$f":"IF(ISBLANK(Table17[[#This Row],[Existing Technology]]), \"\",  IF(ISNUMBER(SEARCH(\"Energy Star\",Table17[[#This Row],[Existing Technology]])),  IFERROR(Table17[[#This Row],[Existing Consumption (Hidden, kWh)]]-Table17[[#This Row],[Annual Consumption (Hidden, kWh)]], \"\"), IF( OR(ISNUMBER(SEARCH(\"ECM motor\",Table17[[#This Row],[Existing Technology]])), ISNUMBER(SEARCH(\"Anti-sweat\",Table17[[#This Row],[Existing Technology]])), ISNUMBER(SEARCH(\"Multi-deck\",Table17[[#This Row],[Existing Technology]]))), IFERROR(INDEX('Non-Lighting Index Table'!$P$27:$P$32,MATCH(Table17[[#This Row],[Existing Technology]],'Non-Lighting Index Table'!$C$27:$C$32,0))*Table17[[#This Row],[Quantity]],\"\"), IF(ISNUMBER(SEARCH(\"Open vertical\",Table17[[#This Row],[Existing Technology]])), IF(Table17[[#This Row],[Configuration of Display Case]]=\"Vertical\", IFERROR(Table17[[#This Row],[Quantity]]*148.2,\"\"), IF( Table17[[#This Row],[Configuration of Display Case]]=\"Horizontal\", IFERROR(Table17[[#This Row],[Quantity]]*57,\"\"),\"\"))))))","v":""},{"$f":"IF(ISBLANK(Table17[[#This Row],[Quantity]]),\"\",IFERROR(Table17[[#This Row],[Rebate]]*Table17[[#This Row],[Quantity]],\"\"))","v":""}]
[null,null,null,{"$f":"SUBSTITUTE(Table17[[#This Row],[Per Unit]],\"Per\", \"\")","v":""},null,{"$f":"IF(ISBLANK(Table17[[#This Row],[Existing Technology]]),\"\",  IFERROR(INDEX('Non-Lighting Index Table'!$N$27:$N$39,MATCH(Table17[[#This Row],[Existing Technology]],'Non-Lighting Index Table'!$C$27:$C$39,0))*Table17[[#This Row],[Quantity]],\"\"))","v":""},null,{"$f":"IFERROR(Table17[[#This Row],[Quantity]]*Table17[[#This Row],[Existing Demand Per Unit (kW)]],\"\")","v":0},{"$f":"IF(ISBLANK(Table17[[#This Row],[Existing Technology]]),\"\", IFERROR(INDEX('Non-Lighting Index Table'!$D$27:$D$39,MATCH(Table17[[#This Row],[Existing Technology]],'Non-Lighting Index Table'!$C$27:$C$39,0)),\"\"))","v":""},{"$f":"IF(ISBLANK(Table17[[#This Row],[Existing Technology]]),\"\", IFERROR(INDEX('Non-Lighting Index Table'!$J$27:$J$39,MATCH(Table17[[#This Row],[Existing Technology]],'Non-Lighting Index Table'!$C$27:$C$39,0)),\"\"))","v":""},{"$f":"IF(ISBLANK(Table17[[#This Row],[Existing Technology]]),\"\", IFERROR(INDEX('Non-Lighting Index Table'!$K$27:$K$39,MATCH(Table17[[#This Row],[Existing Technology]],'Non-Lighting Index Table'!$C$27:$C$39,0)),\"\"))","v":""},{"$f":"IF(ISBLANK(Table17[[#This Row],[Existing Technology]]),\"\", IFERROR(INDEX('Non-Lighting Index Table'!$G$27:$G$39,MATCH(Table17[[#This Row],[Existing Technology]],'Non-Lighting Index Table'!$C$27:$C$39,0)),\"\"))","v":""},{"$f":"IF(ISBLANK(Table17[[#This Row],[Existing Technology]]),\"\", IFERROR(INDEX('Non-Lighting Index Table'!$H$27:$H$39,MATCH(Table17[[#This Row],[Existing Technology]],'Non-Lighting Index Table'!$C$27:$C$39,0)),\"\"))","v":""},{"$f":"IF(ISBLANK(Table17[[#This Row],[Existing Technology]]),\"\", IFERROR(INDEX('Non-Lighting Index Table'!$I$27:$I$39,MATCH(Table17[[#This Row],[Existing Technology]],'Non-Lighting Index Table'!$C$27:$C$39,0)),\"\"))","v":""},null,{"$f":"IF(ISBLANK(Table17[[#This Row],[Existing Technology]]),\"\", IFERROR(INDEX('Non-Lighting Index Table'!$O$27:$O$39,MATCH(Table17[[#This Row],[Existing Technology]],'Non-Lighting Index Table'!$C$27:$C$39,0))*Table17[[#This Row],[Quantity]],\"\"))","v":""},null,{"$f":"IFERROR(Table17[[#This Row],[Proposed Demand Per Unit \n(kW)]]*Table17[[#This Row],[Quantity]],\"\")","v":0},{"$f":"IF(ISBLANK(Table17[[#This Row],[Existing Demand Per Unit (kW)]]), \"\", IF(ISBLANK(Table17[[#This Row],[Proposed Demand Per Unit \n(kW)]]),\"\", IFERROR(Table17[[#This Row],[Quantity]]*(Table17[[#This Row],[Existing Demand Per Unit (kW)]]-Table17[[#This Row],[Proposed Demand Per Unit \n(kW)]]),\"\")))","v":""},{"$f":"IF(ISBLANK(Table17[[#This Row],[Existing Technology]]), \"\",  IF(ISNUMBER(SEARCH(\"Energy Star\",Table17[[#This Row],[Existing Technology]])),  IFERROR(Table17[[#This Row],[Existing Consumption (Hidden, kWh)]]-Table17[[#This Row],[Annual Consumption (Hidden, kWh)]], \"\"), IF( OR(ISNUMBER(SEARCH(\"ECM motor\",Table17[[#This Row],[Existing Technology]])), ISNUMBER(SEARCH(\"Anti-sweat\",Table17[[#This Row],[Existing Technology]])), ISNUMBER(SEARCH(\"Multi-deck\",Table17[[#This Row],[Existing Technology]]))), IFERROR(INDEX('Non-Lighting Index Table'!$P$27:$P$32,MATCH(Table17[[#This Row],[Existing Technology]],'Non-Lighting Index Table'!$C$27:$C$32,0))*Table17[[#This Row],[Quantity]],\"\"), IF(ISNUMBER(SEARCH(\"Open vertical\",Table17[[#This Row],[Existing Technology]])), IF(Table17[[#This Row],[Configuration of Display Case]]=\"Vertical\", IFERROR(Table17[[#This Row],[Quantity]]*148.2,\"\"), IF( Table17[[#This Row],[Configuration of Display Case]]=\"Horizontal\", IFERROR(Table17[[#This Row],[Quantity]]*57,\"\"),\"\"))))))","v":""},{"$f":"IF(ISBLANK(Table17[[#This Row],[Quantity]]),\"\",IFERROR(Table17[[#This Row],[Rebate]]*Table17[[#This Row],[Quantity]],\"\"))","v":""}]
[null,null,null,{"$f":"SUBSTITUTE(Table17[[#This Row],[Per Unit]],\"Per\", \"\")","v":""},null,{"$f":"IF(ISBLANK(Table17[[#This Row],[Existing Technology]]),\"\",  IFERROR(INDEX('Non-Lighting Index Table'!$N$27:$N$39,MATCH(Table17[[#This Row],[Existing Technology]],'Non-Lighting Index Table'!$C$27:$C$39,0))*Table17[[#This Row],[Quantity]],\"\"))","v":""},null,{"$f":"IFERROR(Table17[[#This Row],[Quantity]]*Table17[[#This Row],[Existing Demand Per Unit (kW)]],\"\")","v":0},{"$f":"IF(ISBLANK(Table17[[#This Row],[Existing Technology]]),\"\", IFERROR(INDEX('Non-Lighting Index Table'!$D$27:$D$39,MATCH(Table17[[#This Row],[Existing Technology]],'Non-Lighting Index Table'!$C$27:$C$39,0)),\"\"))","v":""},{"$f":"IF(ISBLANK(Table17[[#This Row],[Existing Technology]]),\"\", IFERROR(INDEX('Non-Lighting Index Table'!$J$27:$J$39,MATCH(Table17[[#This Row],[Existing Technology]],'Non-Lighting Index Table'!$C$27:$C$39,0)),\"\"))","v":""},{"$f":"IF(ISBLANK(Table17[[#This Row],[Existing Technology]]),\"\", IFERROR(INDEX('Non-Lighting Index Table'!$K$27:$K$39,MATCH(Table17[[#This Row],[Existing Technology]],'Non-Lighting Index Table'!$C$27:$C$39,0)),\"\"))","v":""},{"$f":"IF(ISBLANK(Table17[[#This Row],[Existing Technology]]),\"\", IFERROR(INDEX('Non-Lighting Index Table'!$G$27:$G$39,MATCH(Table17[[#This Row],[Existing Technology]],'Non-Lighting Index Table'!$C$27:$C$39,0)),\"\"))","v":""},{"$f":"IF(ISBLANK(Table17[[#This Row],[Existing Technology]]),\"\", IFERROR(INDEX('Non-Lighting Index Table'!$H$27:$H$39,MATCH(Table17[[#This Row],[Existing Technology]],'Non-Lighting Index Table'!$C$27:$C$39,0)),\"\"))","v":""},{"$f":"IF(ISBLANK(Table17[[#This Row],[Existing Technology]]),\"\", IFERROR(INDEX('Non-Lighting Index Table'!$I$27:$I$39,MATCH(Table17[[#This Row],[Existing Technology]],'Non-Lighting Index Table'!$C$27:$C$39,0)),\"\"))","v":""},null,{"$f":"IF(ISBLANK(Table17[[#This Row],[Existing Technology]]),\"\", IFERROR(INDEX('Non-Lighting Index Table'!$O$27:$O$39,MATCH(Table17[[#This Row],[Existing Technology]],'Non-Lighting Index Table'!$C$27:$C$39,0))*Table17[[#This Row],[Quantity]],\"\"))","v":""},null,{"$f":"IFERROR(Table17[[#This Row],[Proposed Demand Per Unit \n(kW)]]*Table17[[#This Row],[Quantity]],\"\")","v":0},{"$f":"IF(ISBLANK(Table17[[#This Row],[Existing Demand Per Unit (kW)]]), \"\", IF(ISBLANK(Table17[[#This Row],[Proposed Demand Per Unit \n(kW)]]),\"\", IFERROR(Table17[[#This Row],[Quantity]]*(Table17[[#This Row],[Existing Demand Per Unit (kW)]]-Table17[[#This Row],[Proposed Demand Per Unit \n(kW)]]),\"\")))","v":""},{"$f":"IF(ISBLANK(Table17[[#This Row],[Existing Technology]]), \"\",  IF(ISNUMBER(SEARCH(\"Energy Star\",Table17[[#This Row],[Existing Technology]])),  IFERROR(Table17[[#This Row],[Existing Consumption (Hidden, kWh)]]-Table17[[#This Row],[Annual Consumption (Hidden, kWh)]], \"\"), IF( OR(ISNUMBER(SEARCH(\"ECM motor\",Table17[[#This Row],[Existing Technology]])), ISNUMBER(SEARCH(\"Anti-sweat\",Table17[[#This Row],[Existing Technology]])), ISNUMBER(SEARCH(\"Multi-deck\",Table17[[#This Row],[Existing Technology]]))), IFERROR(INDEX('Non-Lighting Index Table'!$P$27:$P$32,MATCH(Table17[[#This Row],[Existing Technology]],'Non-Lighting Index Table'!$C$27:$C$32,0))*Table17[[#This Row],[Quantity]],\"\"), IF(ISNUMBER(SEARCH(\"Open vertical\",Table17[[#This Row],[Existing Technology]])), IF(Table17[[#This Row],[Configuration of Display Case]]=\"Vertical\", IFERROR(Table17[[#This Row],[Quantity]]*148.2,\"\"), IF( Table17[[#This Row],[Configuration of Display Case]]=\"Horizontal\", IFERROR(Table17[[#This Row],[Quantity]]*57,\"\"),\"\"))))))","v":""},{"$f":"IF(ISBLANK(Table17[[#This Row],[Quantity]]),\"\",IFERROR(Table17[[#This Row],[Rebate]]*Table17[[#This Row],[Quantity]],\"\"))","v":""}]
[null,null,null,{"$f":"SUBSTITUTE(Table17[[#This Row],[Per Unit]],\"Per\", \"\")","v":""},null,{"$f":"IF(ISBLANK(Table17[[#This Row],[Existing Technology]]),\"\",  IFERROR(INDEX('Non-Lighting Index Table'!$N$27:$N$39,MATCH(Table17[[#This Row],[Existing Technology]],'Non-Lighting Index Table'!$C$27:$C$39,0))*Table17[[#This Row],[Quantity]],\"\"))","v":""},null,{"$f":"IFERROR(Table17[[#This Row],[Quantity]]*Table17[[#This Row],[Existing Demand Per Unit (kW)]],\"\")","v":0},{"$f":"IF(ISBLANK(Table17[[#This Row],[Existing Technology]]),\"\", IFERROR(INDEX('Non-Lighting Index Table'!$D$27:$D$39,MATCH(Table17[[#This Row],[Existing Technology]],'Non-Lighting Index Table'!$C$27:$C$39,0)),\"\"))","v":""},{"$f":"IF(ISBLANK(Table17[[#This Row],[Existing Technology]]),\"\", IFERROR(INDEX('Non-Lighting Index Table'!$J$27:$J$39,MATCH(Table17[[#This Row],[Existing Technology]],'Non-Lighting Index Table'!$C$27:$C$39,0)),\"\"))","v":""},{"$f":"IF(ISBLANK(Table17[[#This Row],[Existing Technology]]),\"\", IFERROR(INDEX('Non-Lighting Index Table'!$K$27:$K$39,MATCH(Table17[[#This Row],[Existing Technology]],'Non-Lighting Index Table'!$C$27:$C$39,0)),\"\"))","v":""},{"$f":"IF(ISBLANK(Table17[[#This Row],[Existing Technology]]),\"\", IFERROR(INDEX('Non-Lighting Index Table'!$G$27:$G$39,MATCH(Table17[[#This Row],[Existing Technology]],'Non-Lighting Index Table'!$C$27:$C$39,0)),\"\"))","v":""},{"$f":"IF(ISBLANK(Table17[[#This Row],[Existing Technology]]),\"\", IFERROR(INDEX('Non-Lighting Index Table'!$H$27:$H$39,MATCH(Table17[[#This Row],[Existing Technology]],'Non-Lighting Index Table'!$C$27:$C$39,0)),\"\"))","v":""},{"$f":"IF(ISBLANK(Table17[[#This Row],[Existing Technology]]),\"\", IFERROR(INDEX('Non-Lighting Index Table'!$I$27:$I$39,MATCH(Table17[[#This Row],[Existing Technology]],'Non-Lighting Index Table'!$C$27:$C$39,0)),\"\"))","v":""},null,{"$f":"IF(ISBLANK(Table17[[#This Row],[Existing Technology]]),\"\", IFERROR(INDEX('Non-Lighting Index Table'!$O$27:$O$39,MATCH(Table17[[#This Row],[Existing Technology]],'Non-Lighting Index Table'!$C$27:$C$39,0))*Table17[[#This Row],[Quantity]],\"\"))","v":""},null,{"$f":"IFERROR(Table17[[#This Row],[Proposed Demand Per Unit \n(kW)]]*Table17[[#This Row],[Quantity]],\"\")","v":0},{"$f":"IF(ISBLANK(Table17[[#This Row],[Existing Demand Per Unit (kW)]]), \"\", IF(ISBLANK(Table17[[#This Row],[Proposed Demand Per Unit \n(kW)]]),\"\", IFERROR(Table17[[#This Row],[Quantity]]*(Table17[[#This Row],[Existing Demand Per Unit (kW)]]-Table17[[#This Row],[Proposed Demand Per Unit \n(kW)]]),\"\")))","v":""},{"$f":"IF(ISBLANK(Table17[[#This Row],[Existing Technology]]), \"\",  IF(ISNUMBER(SEARCH(\"Energy Star\",Table17[[#This Row],[Existing Technology]])),  IFERROR(Table17[[#This Row],[Existing Consumption (Hidden, kWh)]]-Table17[[#This Row],[Annual Consumption (Hidden, kWh)]], \"\"), IF( OR(ISNUMBER(SEARCH(\"ECM motor\",Table17[[#This Row],[Existing Technology]])), ISNUMBER(SEARCH(\"Anti-sweat\",Table17[[#This Row],[Existing Technology]])), ISNUMBER(SEARCH(\"Multi-deck\",Table17[[#This Row],[Existing Technology]]))), IFERROR(INDEX('Non-Lighting Index Table'!$P$27:$P$32,MATCH(Table17[[#This Row],[Existing Technology]],'Non-Lighting Index Table'!$C$27:$C$32,0))*Table17[[#This Row],[Quantity]],\"\"), IF(ISNUMBER(SEARCH(\"Open vertical\",Table17[[#This Row],[Existing Technology]])), IF(Table17[[#This Row],[Configuration of Display Case]]=\"Vertical\", IFERROR(Table17[[#This Row],[Quantity]]*148.2,\"\"), IF( Table17[[#This Row],[Configuration of Display Case]]=\"Horizontal\", IFERROR(Table17[[#This Row],[Quantity]]*57,\"\"),\"\"))))))","v":""},{"$f":"IF(ISBLANK(Table17[[#This Row],[Quantity]]),\"\",IFERROR(Table17[[#This Row],[Rebate]]*Table17[[#This Row],[Quantity]],\"\"))","v":""}]
[null,null,null,{"$f":"SUBSTITUTE(Table17[[#This Row],[Per Unit]],\"Per\", \"\")","v":""},null,{"$f":"IF(ISBLANK(Table17[[#This Row],[Existing Technology]]),\"\",  IFERROR(INDEX('Non-Lighting Index Table'!$N$27:$N$39,MATCH(Table17[[#This Row],[Existing Technology]],'Non-Lighting Index Table'!$C$27:$C$39,0))*Table17[[#This Row],[Quantity]],\"\"))","v":""},null,{"$f":"IFERROR(Table17[[#This Row],[Quantity]]*Table17[[#This Row],[Existing Demand Per Unit (kW)]],\"\")","v":0},{"$f":"IF(ISBLANK(Table17[[#This Row],[Existing Technology]]),\"\", IFERROR(INDEX('Non-Lighting Index Table'!$D$27:$D$39,MATCH(Table17[[#This Row],[Existing Technology]],'Non-Lighting Index Table'!$C$27:$C$39,0)),\"\"))","v":""},{"$f":"IF(ISBLANK(Table17[[#This Row],[Existing Technology]]),\"\", IFERROR(INDEX('Non-Lighting Index Table'!$J$27:$J$39,MATCH(Table17[[#This Row],[Existing Technology]],'Non-Lighting Index Table'!$C$27:$C$39,0)),\"\"))","v":""},{"$f":"IF(ISBLANK(Table17[[#This Row],[Existing Technology]]),\"\", IFERROR(INDEX('Non-Lighting Index Table'!$K$27:$K$39,MATCH(Table17[[#This Row],[Existing Technology]],'Non-Lighting Index Table'!$C$27:$C$39,0)),\"\"))","v":""},{"$f":"IF(ISBLANK(Table17[[#This Row],[Existing Technology]]),\"\", IFERROR(INDEX('Non-Lighting Index Table'!$G$27:$G$39,MATCH(Table17[[#This Row],[Existing Technology]],'Non-Lighting Index Table'!$C$27:$C$39,0)),\"\"))","v":""},{"$f":"IF(ISBLANK(Table17[[#This Row],[Existing Technology]]),\"\", IFERROR(INDEX('Non-Lighting Index Table'!$H$27:$H$39,MATCH(Table17[[#This Row],[Existing Technology]],'Non-Lighting Index Table'!$C$27:$C$39,0)),\"\"))","v":""},{"$f":"IF(ISBLANK(Table17[[#This Row],[Existing Technology]]),\"\", IFERROR(INDEX('Non-Lighting Index Table'!$I$27:$I$39,MATCH(Table17[[#This Row],[Existing Technology]],'Non-Lighting Index Table'!$C$27:$C$39,0)),\"\"))","v":""},null,{"$f":"IF(ISBLANK(Table17[[#This Row],[Existing Technology]]),\"\", IFERROR(INDEX('Non-Lighting Index Table'!$O$27:$O$39,MATCH(Table17[[#This Row],[Existing Technology]],'Non-Lighting Index Table'!$C$27:$C$39,0))*Table17[[#This Row],[Quantity]],\"\"))","v":""},null,{"$f":"IFERROR(Table17[[#This Row],[Proposed Demand Per Unit \n(kW)]]*Table17[[#This Row],[Quantity]],\"\")","v":0},{"$f":"IF(ISBLANK(Table17[[#This Row],[Existing Demand Per Unit (kW)]]), \"\", IF(ISBLANK(Table17[[#This Row],[Proposed Demand Per Unit \n(kW)]]),\"\", IFERROR(Table17[[#This Row],[Quantity]]*(Table17[[#This Row],[Existing Demand Per Unit (kW)]]-Table17[[#This Row],[Proposed Demand Per Unit \n(kW)]]),\"\")))","v":""},{"$f":"IF(ISBLANK(Table17[[#This Row],[Existing Technology]]), \"\",  IF(ISNUMBER(SEARCH(\"Energy Star\",Table17[[#This Row],[Existing Technology]])),  IFERROR(Table17[[#This Row],[Existing Consumption (Hidden, kWh)]]-Table17[[#This Row],[Annual Consumption (Hidden, kWh)]], \"\"), IF( OR(ISNUMBER(SEARCH(\"ECM motor\",Table17[[#This Row],[Existing Technology]])), ISNUMBER(SEARCH(\"Anti-sweat\",Table17[[#This Row],[Existing Technology]])), ISNUMBER(SEARCH(\"Multi-deck\",Table17[[#This Row],[Existing Technology]]))), IFERROR(INDEX('Non-Lighting Index Table'!$P$27:$P$32,MATCH(Table17[[#This Row],[Existing Technology]],'Non-Lighting Index Table'!$C$27:$C$32,0))*Table17[[#This Row],[Quantity]],\"\"), IF(ISNUMBER(SEARCH(\"Open vertical\",Table17[[#This Row],[Existing Technology]])), IF(Table17[[#This Row],[Configuration of Display Case]]=\"Vertical\", IFERROR(Table17[[#This Row],[Quantity]]*148.2,\"\"), IF( Table17[[#This Row],[Configuration of Display Case]]=\"Horizontal\", IFERROR(Table17[[#This Row],[Quantity]]*57,\"\"),\"\"))))))","v":""},{"$f":"IF(ISBLANK(Table17[[#This Row],[Quantity]]),\"\",IFERROR(Table17[[#This Row],[Rebate]]*Table17[[#This Row],[Quantity]],\"\"))","v":""}]
[null,null,null,{"$f":"SUBSTITUTE(Table17[[#This Row],[Per Unit]],\"Per\", \"\")","v":""},null,{"$f":"IF(ISBLANK(Table17[[#This Row],[Existing Technology]]),\"\",  IFERROR(INDEX('Non-Lighting Index Table'!$N$27:$N$39,MATCH(Table17[[#This Row],[Existing Technology]],'Non-Lighting Index Table'!$C$27:$C$39,0))*Table17[[#This Row],[Quantity]],\"\"))","v":""},null,{"$f":"IFERROR(Table17[[#This Row],[Quantity]]*Table17[[#This Row],[Existing Demand Per Unit (kW)]],\"\")","v":0},{"$f":"IF(ISBLANK(Table17[[#This Row],[Existing Technology]]),\"\", IFERROR(INDEX('Non-Lighting Index Table'!$D$27:$D$39,MATCH(Table17[[#This Row],[Existing Technology]],'Non-Lighting Index Table'!$C$27:$C$39,0)),\"\"))","v":""},{"$f":"IF(ISBLANK(Table17[[#This Row],[Existing Technology]]),\"\", IFERROR(INDEX('Non-Lighting Index Table'!$J$27:$J$39,MATCH(Table17[[#This Row],[Existing Technology]],'Non-Lighting Index Table'!$C$27:$C$39,0)),\"\"))","v":""},{"$f":"IF(ISBLANK(Table17[[#This Row],[Existing Technology]]),\"\", IFERROR(INDEX('Non-Lighting Index Table'!$K$27:$K$39,MATCH(Table17[[#This Row],[Existing Technology]],'Non-Lighting Index Table'!$C$27:$C$39,0)),\"\"))","v":""},{"$f":"IF(ISBLANK(Table17[[#This Row],[Existing Technology]]),\"\", IFERROR(INDEX('Non-Lighting Index Table'!$G$27:$G$39,MATCH(Table17[[#This Row],[Existing Technology]],'Non-Lighting Index Table'!$C$27:$C$39,0)),\"\"))","v":""},{"$f":"IF(ISBLANK(Table17[[#This Row],[Existing Technology]]),\"\", IFERROR(INDEX('Non-Lighting Index Table'!$H$27:$H$39,MATCH(Table17[[#This Row],[Existing Technology]],'Non-Lighting Index Table'!$C$27:$C$39,0)),\"\"))","v":""},{"$f":"IF(ISBLANK(Table17[[#This Row],[Existing Technology]]),\"\", IFERROR(INDEX('Non-Lighting Index Table'!$I$27:$I$39,MATCH(Table17[[#This Row],[Existing Technology]],'Non-Lighting Index Table'!$C$27:$C$39,0)),\"\"))","v":""},null,{"$f":"IF(ISBLANK(Table17[[#This Row],[Existing Technology]]),\"\", IFERROR(INDEX('Non-Lighting Index Table'!$O$27:$O$39,MATCH(Table17[[#This Row],[Existing Technology]],'Non-Lighting Index Table'!$C$27:$C$39,0))*Table17[[#This Row],[Quantity]],\"\"))","v":""},null,{"$f":"IFERROR(Table17[[#This Row],[Proposed Demand Per Unit \n(kW)]]*Table17[[#This Row],[Quantity]],\"\")","v":0},{"$f":"IF(ISBLANK(Table17[[#This Row],[Existing Demand Per Unit (kW)]]), \"\", IF(ISBLANK(Table17[[#This Row],[Proposed Demand Per Unit \n(kW)]]),\"\", IFERROR(Table17[[#This Row],[Quantity]]*(Table17[[#This Row],[Existing Demand Per Unit (kW)]]-Table17[[#This Row],[Proposed Demand Per Unit \n(kW)]]),\"\")))","v":""},{"$f":"IF(ISBLANK(Table17[[#This Row],[Existing Technology]]), \"\",  IF(ISNUMBER(SEARCH(\"Energy Star\",Table17[[#This Row],[Existing Technology]])),  IFERROR(Table17[[#This Row],[Existing Consumption (Hidden, kWh)]]-Table17[[#This Row],[Annual Consumption (Hidden, kWh)]], \"\"), IF( OR(ISNUMBER(SEARCH(\"ECM motor\",Table17[[#This Row],[Existing Technology]])), ISNUMBER(SEARCH(\"Anti-sweat\",Table17[[#This Row],[Existing Technology]])), ISNUMBER(SEARCH(\"Multi-deck\",Table17[[#This Row],[Existing Technology]]))), IFERROR(INDEX('Non-Lighting Index Table'!$P$27:$P$32,MATCH(Table17[[#This Row],[Existing Technology]],'Non-Lighting Index Table'!$C$27:$C$32,0))*Table17[[#This Row],[Quantity]],\"\"), IF(ISNUMBER(SEARCH(\"Open vertical\",Table17[[#This Row],[Existing Technology]])), IF(Table17[[#This Row],[Configuration of Display Case]]=\"Vertical\", IFERROR(Table17[[#This Row],[Quantity]]*148.2,\"\"), IF( Table17[[#This Row],[Configuration of Display Case]]=\"Horizontal\", IFERROR(Table17[[#This Row],[Quantity]]*57,\"\"),\"\"))))))","v":""},{"$f":"IF(ISBLANK(Table17[[#This Row],[Quantity]]),\"\",IFERROR(Table17[[#This Row],[Rebate]]*Table17[[#This Row],[Quantity]],\"\"))","v":""}]
[null,null,null,{"$f":"SUBSTITUTE(Table17[[#This Row],[Per Unit]],\"Per\", \"\")","v":""},null,{"$f":"IF(ISBLANK(Table17[[#This Row],[Existing Technology]]),\"\",  IFERROR(INDEX('Non-Lighting Index Table'!$N$27:$N$39,MATCH(Table17[[#This Row],[Existing Technology]],'Non-Lighting Index Table'!$C$27:$C$39,0))*Table17[[#This Row],[Quantity]],\"\"))","v":""},null,{"$f":"IFERROR(Table17[[#This Row],[Quantity]]*Table17[[#This Row],[Existing Demand Per Unit (kW)]],\"\")","v":0},{"$f":"IF(ISBLANK(Table17[[#This Row],[Existing Technology]]),\"\", IFERROR(INDEX('Non-Lighting Index Table'!$D$27:$D$39,MATCH(Table17[[#This Row],[Existing Technology]],'Non-Lighting Index Table'!$C$27:$C$39,0)),\"\"))","v":""},{"$f":"IF(ISBLANK(Table17[[#This Row],[Existing Technology]]),\"\", IFERROR(INDEX('Non-Lighting Index Table'!$J$27:$J$39,MATCH(Table17[[#This Row],[Existing Technology]],'Non-Lighting Index Table'!$C$27:$C$39,0)),\"\"))","v":""},{"$f":"IF(ISBLANK(Table17[[#This Row],[Existing Technology]]),\"\", IFERROR(INDEX('Non-Lighting Index Table'!$K$27:$K$39,MATCH(Table17[[#This Row],[Existing Technology]],'Non-Lighting Index Table'!$C$27:$C$39,0)),\"\"))","v":""},{"$f":"IF(ISBLANK(Table17[[#This Row],[Existing Technology]]),\"\", IFERROR(INDEX('Non-Lighting Index Table'!$G$27:$G$39,MATCH(Table17[[#This Row],[Existing Technology]],'Non-Lighting Index Table'!$C$27:$C$39,0)),\"\"))","v":""},{"$f":"IF(ISBLANK(Table17[[#This Row],[Existing Technology]]),\"\", IFERROR(INDEX('Non-Lighting Index Table'!$H$27:$H$39,MATCH(Table17[[#This Row],[Existing Technology]],'Non-Lighting Index Table'!$C$27:$C$39,0)),\"\"))","v":""},{"$f":"IF(ISBLANK(Table17[[#This Row],[Existing Technology]]),\"\", IFERROR(INDEX('Non-Lighting Index Table'!$I$27:$I$39,MATCH(Table17[[#This Row],[Existing Technology]],'Non-Lighting Index Table'!$C$27:$C$39,0)),\"\"))","v":""},null,{"$f":"IF(ISBLANK(Table17[[#This Row],[Existing Technology]]),\"\", IFERROR(INDEX('Non-Lighting Index Table'!$O$27:$O$39,MATCH(Table17[[#This Row],[Existing Technology]],'Non-Lighting Index Table'!$C$27:$C$39,0))*Table17[[#This Row],[Quantity]],\"\"))","v":""},null,{"$f":"IFERROR(Table17[[#This Row],[Proposed Demand Per Unit \n(kW)]]*Table17[[#This Row],[Quantity]],\"\")","v":0},{"$f":"IF(ISBLANK(Table17[[#This Row],[Existing Demand Per Unit (kW)]]), \"\", IF(ISBLANK(Table17[[#This Row],[Proposed Demand Per Unit \n(kW)]]),\"\", IFERROR(Table17[[#This Row],[Quantity]]*(Table17[[#This Row],[Existing Demand Per Unit (kW)]]-Table17[[#This Row],[Proposed Demand Per Unit \n(kW)]]),\"\")))","v":""},{"$f":"IF(ISBLANK(Table17[[#This Row],[Existing Technology]]), \"\",  IF(ISNUMBER(SEARCH(\"Energy Star\",Table17[[#This Row],[Existing Technology]])),  IFERROR(Table17[[#This Row],[Existing Consumption (Hidden, kWh)]]-Table17[[#This Row],[Annual Consumption (Hidden, kWh)]], \"\"), IF( OR(ISNUMBER(SEARCH(\"ECM motor\",Table17[[#This Row],[Existing Technology]])), ISNUMBER(SEARCH(\"Anti-sweat\",Table17[[#This Row],[Existing Technology]])), ISNUMBER(SEARCH(\"Multi-deck\",Table17[[#This Row],[Existing Technology]]))), IFERROR(INDEX('Non-Lighting Index Table'!$P$27:$P$32,MATCH(Table17[[#This Row],[Existing Technology]],'Non-Lighting Index Table'!$C$27:$C$32,0))*Table17[[#This Row],[Quantity]],\"\"), IF(ISNUMBER(SEARCH(\"Open vertical\",Table17[[#This Row],[Existing Technology]])), IF(Table17[[#This Row],[Configuration of Display Case]]=\"Vertical\", IFERROR(Table17[[#This Row],[Quantity]]*148.2,\"\"), IF( Table17[[#This Row],[Configuration of Display Case]]=\"Horizontal\", IFERROR(Table17[[#This Row],[Quantity]]*57,\"\"),\"\"))))))","v":""},{"$f":"IF(ISBLANK(Table17[[#This Row],[Quantity]]),\"\",IFERROR(Table17[[#This Row],[Rebate]]*Table17[[#This Row],[Quantity]],\"\"))","v":""}]
[null,null,null,{"$f":"SUBSTITUTE(Table17[[#This Row],[Per Unit]],\"Per\", \"\")","v":""},null,{"$f":"IF(ISBLANK(Table17[[#This Row],[Existing Technology]]),\"\",  IFERROR(INDEX('Non-Lighting Index Table'!$N$27:$N$39,MATCH(Table17[[#This Row],[Existing Technology]],'Non-Lighting Index Table'!$C$27:$C$39,0))*Table17[[#This Row],[Quantity]],\"\"))","v":""},null,{"$f":"IFERROR(Table17[[#This Row],[Quantity]]*Table17[[#This Row],[Existing Demand Per Unit (kW)]],\"\")","v":0},{"$f":"IF(ISBLANK(Table17[[#This Row],[Existing Technology]]),\"\", IFERROR(INDEX('Non-Lighting Index Table'!$D$27:$D$39,MATCH(Table17[[#This Row],[Existing Technology]],'Non-Lighting Index Table'!$C$27:$C$39,0)),\"\"))","v":""},{"$f":"IF(ISBLANK(Table17[[#This Row],[Existing Technology]]),\"\", IFERROR(INDEX('Non-Lighting Index Table'!$J$27:$J$39,MATCH(Table17[[#This Row],[Existing Technology]],'Non-Lighting Index Table'!$C$27:$C$39,0)),\"\"))","v":""},{"$f":"IF(ISBLANK(Table17[[#This Row],[Existing Technology]]),\"\", IFERROR(INDEX('Non-Lighting Index Table'!$K$27:$K$39,MATCH(Table17[[#This Row],[Existing Technology]],'Non-Lighting Index Table'!$C$27:$C$39,0)),\"\"))","v":""},{"$f":"IF(ISBLANK(Table17[[#This Row],[Existing Technology]]),\"\", IFERROR(INDEX('Non-Lighting Index Table'!$G$27:$G$39,MATCH(Table17[[#This Row],[Existing Technology]],'Non-Lighting Index Table'!$C$27:$C$39,0)),\"\"))","v":""},{"$f":"IF(ISBLANK(Table17[[#This Row],[Existing Technology]]),\"\", IFERROR(INDEX('Non-Lighting Index Table'!$H$27:$H$39,MATCH(Table17[[#This Row],[Existing Technology]],'Non-Lighting Index Table'!$C$27:$C$39,0)),\"\"))","v":""},{"$f":"IF(ISBLANK(Table17[[#This Row],[Existing Technology]]),\"\", IFERROR(INDEX('Non-Lighting Index Table'!$I$27:$I$39,MATCH(Table17[[#This Row],[Existing Technology]],'Non-Lighting Index Table'!$C$27:$C$39,0)),\"\"))","v":""},null,{"$f":"IF(ISBLANK(Table17[[#This Row],[Existing Technology]]),\"\", IFERROR(INDEX('Non-Lighting Index Table'!$O$27:$O$39,MATCH(Table17[[#This Row],[Existing Technology]],'Non-Lighting Index Table'!$C$27:$C$39,0))*Table17[[#This Row],[Quantity]],\"\"))","v":""},null,{"$f":"IFERROR(Table17[[#This Row],[Proposed Demand Per Unit \n(kW)]]*Table17[[#This Row],[Quantity]],\"\")","v":0},{"$f":"IF(ISBLANK(Table17[[#This Row],[Existing Demand Per Unit (kW)]]), \"\", IF(ISBLANK(Table17[[#This Row],[Proposed Demand Per Unit \n(kW)]]),\"\", IFERROR(Table17[[#This Row],[Quantity]]*(Table17[[#This Row],[Existing Demand Per Unit (kW)]]-Table17[[#This Row],[Proposed Demand Per Unit \n(kW)]]),\"\")))","v":""},{"$f":"IF(ISBLANK(Table17[[#This Row],[Existing Technology]]), \"\",  IF(ISNUMBER(SEARCH(\"Energy Star\",Table17[[#This Row],[Existing Technology]])),  IFERROR(Table17[[#This Row],[Existing Consumption (Hidden, kWh)]]-Table17[[#This Row],[Annual Consumption (Hidden, kWh)]], \"\"), IF( OR(ISNUMBER(SEARCH(\"ECM motor\",Table17[[#This Row],[Existing Technology]])), ISNUMBER(SEARCH(\"Anti-sweat\",Table17[[#This Row],[Existing Technology]])), ISNUMBER(SEARCH(\"Multi-deck\",Table17[[#This Row],[Existing Technology]]))), IFERROR(INDEX('Non-Lighting Index Table'!$P$27:$P$32,MATCH(Table17[[#This Row],[Existing Technology]],'Non-Lighting Index Table'!$C$27:$C$32,0))*Table17[[#This Row],[Quantity]],\"\"), IF(ISNUMBER(SEARCH(\"Open vertical\",Table17[[#This Row],[Existing Technology]])), IF(Table17[[#This Row],[Configuration of Display Case]]=\"Vertical\", IFERROR(Table17[[#This Row],[Quantity]]*148.2,\"\"), IF( Table17[[#This Row],[Configuration of Display Case]]=\"Horizontal\", IFERROR(Table17[[#This Row],[Quantity]]*57,\"\"),\"\"))))))","v":""},{"$f":"IF(ISBLANK(Table17[[#This Row],[Quantity]]),\"\",IFERROR(Table17[[#This Row],[Rebate]]*Table17[[#This Row],[Quantity]],\"\"))","v":""}]
[null,null,null,{"$f":"SUBSTITUTE(Table17[[#This Row],[Per Unit]],\"Per\", \"\")","v":""},null,{"$f":"IF(ISBLANK(Table17[[#This Row],[Existing Technology]]),\"\",  IFERROR(INDEX('Non-Lighting Index Table'!$N$27:$N$39,MATCH(Table17[[#This Row],[Existing Technology]],'Non-Lighting Index Table'!$C$27:$C$39,0))*Table17[[#This Row],[Quantity]],\"\"))","v":""},null,{"$f":"IFERROR(Table17[[#This Row],[Quantity]]*Table17[[#This Row],[Existing Demand Per Unit (kW)]],\"\")","v":0},{"$f":"IF(ISBLANK(Table17[[#This Row],[Existing Technology]]),\"\", IFERROR(INDEX('Non-Lighting Index Table'!$D$27:$D$39,MATCH(Table17[[#This Row],[Existing Technology]],'Non-Lighting Index Table'!$C$27:$C$39,0)),\"\"))","v":""},{"$f":"IF(ISBLANK(Table17[[#This Row],[Existing Technology]]),\"\", IFERROR(INDEX('Non-Lighting Index Table'!$J$27:$J$39,MATCH(Table17[[#This Row],[Existing Technology]],'Non-Lighting Index Table'!$C$27:$C$39,0)),\"\"))","v":""},{"$f":"IF(ISBLANK(Table17[[#This Row],[Existing Technology]]),\"\", IFERROR(INDEX('Non-Lighting Index Table'!$K$27:$K$39,MATCH(Table17[[#This Row],[Existing Technology]],'Non-Lighting Index Table'!$C$27:$C$39,0)),\"\"))","v":""},{"$f":"IF(ISBLANK(Table17[[#This Row],[Existing Technology]]),\"\", IFERROR(INDEX('Non-Lighting Index Table'!$G$27:$G$39,MATCH(Table17[[#This Row],[Existing Technology]],'Non-Lighting Index Table'!$C$27:$C$39,0)),\"\"))","v":""},{"$f":"IF(ISBLANK(Table17[[#This Row],[Existing Technology]]),\"\", IFERROR(INDEX('Non-Lighting Index Table'!$H$27:$H$39,MATCH(Table17[[#This Row],[Existing Technology]],'Non-Lighting Index Table'!$C$27:$C$39,0)),\"\"))","v":""},{"$f":"IF(ISBLANK(Table17[[#This Row],[Existing Technology]]),\"\", IFERROR(INDEX('Non-Lighting Index Table'!$I$27:$I$39,MATCH(Table17[[#This Row],[Existing Technology]],'Non-Lighting Index Table'!$C$27:$C$39,0)),\"\"))","v":""},null,{"$f":"IF(ISBLANK(Table17[[#This Row],[Existing Technology]]),\"\", IFERROR(INDEX('Non-Lighting Index Table'!$O$27:$O$39,MATCH(Table17[[#This Row],[Existing Technology]],'Non-Lighting Index Table'!$C$27:$C$39,0))*Table17[[#This Row],[Quantity]],\"\"))","v":""},null,{"$f":"IFERROR(Table17[[#This Row],[Proposed Demand Per Unit \n(kW)]]*Table17[[#This Row],[Quantity]],\"\")","v":0},{"$f":"IF(ISBLANK(Table17[[#This Row],[Existing Demand Per Unit (kW)]]), \"\", IF(ISBLANK(Table17[[#This Row],[Proposed Demand Per Unit \n(kW)]]),\"\", IFERROR(Table17[[#This Row],[Quantity]]*(Table17[[#This Row],[Existing Demand Per Unit (kW)]]-Table17[[#This Row],[Proposed Demand Per Unit \n(kW)]]),\"\")))","v":""},{"$f":"IF(ISBLANK(Table17[[#This Row],[Existing Technology]]), \"\",  IF(ISNUMBER(SEARCH(\"Energy Star\",Table17[[#This Row],[Existing Technology]])),  IFERROR(Table17[[#This Row],[Existing Consumption (Hidden, kWh)]]-Table17[[#This Row],[Annual Consumption (Hidden, kWh)]], \"\"), IF( OR(ISNUMBER(SEARCH(\"ECM motor\",Table17[[#This Row],[Existing Technology]])), ISNUMBER(SEARCH(\"Anti-sweat\",Table17[[#This Row],[Existing Technology]])), ISNUMBER(SEARCH(\"Multi-deck\",Table17[[#This Row],[Existing Technology]]))), IFERROR(INDEX('Non-Lighting Index Table'!$P$27:$P$32,MATCH(Table17[[#This Row],[Existing Technology]],'Non-Lighting Index Table'!$C$27:$C$32,0))*Table17[[#This Row],[Quantity]],\"\"), IF(ISNUMBER(SEARCH(\"Open vertical\",Table17[[#This Row],[Existing Technology]])), IF(Table17[[#This Row],[Configuration of Display Case]]=\"Vertical\", IFERROR(Table17[[#This Row],[Quantity]]*148.2,\"\"), IF( Table17[[#This Row],[Configuration of Display Case]]=\"Horizontal\", IFERROR(Table17[[#This Row],[Quantity]]*57,\"\"),\"\"))))))","v":""},{"$f":"IF(ISBLANK(Table17[[#This Row],[Quantity]]),\"\",IFERROR(Table17[[#This Row],[Rebate]]*Table17[[#This Row],[Quantity]],\"\"))","v":""}]
[null,null,null,{"$f":"SUBSTITUTE(Table17[[#This Row],[Per Unit]],\"Per\", \"\")","v":""},null,{"$f":"IF(ISBLANK(Table17[[#This Row],[Existing Technology]]),\"\",  IFERROR(INDEX('Non-Lighting Index Table'!$N$27:$N$39,MATCH(Table17[[#This Row],[Existing Technology]],'Non-Lighting Index Table'!$C$27:$C$39,0))*Table17[[#This Row],[Quantity]],\"\"))","v":""},null,{"$f":"IFERROR(Table17[[#This Row],[Quantity]]*Table17[[#This Row],[Existing Demand Per Unit (kW)]],\"\")","v":0},{"$f":"IF(ISBLANK(Table17[[#This Row],[Existing Technology]]),\"\", IFERROR(INDEX('Non-Lighting Index Table'!$D$27:$D$39,MATCH(Table17[[#This Row],[Existing Technology]],'Non-Lighting Index Table'!$C$27:$C$39,0)),\"\"))","v":""},{"$f":"IF(ISBLANK(Table17[[#This Row],[Existing Technology]]),\"\", IFERROR(INDEX('Non-Lighting Index Table'!$J$27:$J$39,MATCH(Table17[[#This Row],[Existing Technology]],'Non-Lighting Index Table'!$C$27:$C$39,0)),\"\"))","v":""},{"$f":"IF(ISBLANK(Table17[[#This Row],[Existing Technology]]),\"\", IFERROR(INDEX('Non-Lighting Index Table'!$K$27:$K$39,MATCH(Table17[[#This Row],[Existing Technology]],'Non-Lighting Index Table'!$C$27:$C$39,0)),\"\"))","v":""},{"$f":"IF(ISBLANK(Table17[[#This Row],[Existing Technology]]),\"\", IFERROR(INDEX('Non-Lighting Index Table'!$G$27:$G$39,MATCH(Table17[[#This Row],[Existing Technology]],'Non-Lighting Index Table'!$C$27:$C$39,0)),\"\"))","v":""},{"$f":"IF(ISBLANK(Table17[[#This Row],[Existing Technology]]),\"\", IFERROR(INDEX('Non-Lighting Index Table'!$H$27:$H$39,MATCH(Table17[[#This Row],[Existing Technology]],'Non-Lighting Index Table'!$C$27:$C$39,0)),\"\"))","v":""},{"$f":"IF(ISBLANK(Table17[[#This Row],[Existing Technology]]),\"\", IFERROR(INDEX('Non-Lighting Index Table'!$I$27:$I$39,MATCH(Table17[[#This Row],[Existing Technology]],'Non-Lighting Index Table'!$C$27:$C$39,0)),\"\"))","v":""},null,{"$f":"IF(ISBLANK(Table17[[#This Row],[Existing Technology]]),\"\", IFERROR(INDEX('Non-Lighting Index Table'!$O$27:$O$39,MATCH(Table17[[#This Row],[Existing Technology]],'Non-Lighting Index Table'!$C$27:$C$39,0))*Table17[[#This Row],[Quantity]],\"\"))","v":""},null,{"$f":"IFERROR(Table17[[#This Row],[Proposed Demand Per Unit \n(kW)]]*Table17[[#This Row],[Quantity]],\"\")","v":0},{"$f":"IF(ISBLANK(Table17[[#This Row],[Existing Demand Per Unit (kW)]]), \"\", IF(ISBLANK(Table17[[#This Row],[Proposed Demand Per Unit \n(kW)]]),\"\", IFERROR(Table17[[#This Row],[Quantity]]*(Table17[[#This Row],[Existing Demand Per Unit (kW)]]-Table17[[#This Row],[Proposed Demand Per Unit \n(kW)]]),\"\")))","v":""},{"$f":"IF(ISBLANK(Table17[[#This Row],[Existing Technology]]), \"\",  IF(ISNUMBER(SEARCH(\"Energy Star\",Table17[[#This Row],[Existing Technology]])),  IFERROR(Table17[[#This Row],[Existing Consumption (Hidden, kWh)]]-Table17[[#This Row],[Annual Consumption (Hidden, kWh)]], \"\"), IF( OR(ISNUMBER(SEARCH(\"ECM motor\",Table17[[#This Row],[Existing Technology]])), ISNUMBER(SEARCH(\"Anti-sweat\",Table17[[#This Row],[Existing Technology]])), ISNUMBER(SEARCH(\"Multi-deck\",Table17[[#This Row],[Existing Technology]]))), IFERROR(INDEX('Non-Lighting Index Table'!$P$27:$P$32,MATCH(Table17[[#This Row],[Existing Technology]],'Non-Lighting Index Table'!$C$27:$C$32,0))*Table17[[#This Row],[Quantity]],\"\"), IF(ISNUMBER(SEARCH(\"Open vertical\",Table17[[#This Row],[Existing Technology]])), IF(Table17[[#This Row],[Configuration of Display Case]]=\"Vertical\", IFERROR(Table17[[#This Row],[Quantity]]*148.2,\"\"), IF( Table17[[#This Row],[Configuration of Display Case]]=\"Horizontal\", IFERROR(Table17[[#This Row],[Quantity]]*57,\"\"),\"\"))))))","v":""},{"$f":"IF(ISBLANK(Table17[[#This Row],[Quantity]]),\"\",IFERROR(Table17[[#This Row],[Rebate]]*Table17[[#This Row],[Quantity]],\"\"))","v":""}]
[null,null,null,{"$f":"SUBSTITUTE(Table17[[#This Row],[Per Unit]],\"Per\", \"\")","v":""},null,{"$f":"IF(ISBLANK(Table17[[#This Row],[Existing Technology]]),\"\",  IFERROR(INDEX('Non-Lighting Index Table'!$N$27:$N$39,MATCH(Table17[[#This Row],[Existing Technology]],'Non-Lighting Index Table'!$C$27:$C$39,0))*Table17[[#This Row],[Quantity]],\"\"))","v":""},null,{"$f":"IFERROR(Table17[[#This Row],[Quantity]]*Table17[[#This Row],[Existing Demand Per Unit (kW)]],\"\")","v":0},{"$f":"IF(ISBLANK(Table17[[#This Row],[Existing Technology]]),\"\", IFERROR(INDEX('Non-Lighting Index Table'!$D$27:$D$39,MATCH(Table17[[#This Row],[Existing Technology]],'Non-Lighting Index Table'!$C$27:$C$39,0)),\"\"))","v":""},{"$f":"IF(ISBLANK(Table17[[#This Row],[Existing Technology]]),\"\", IFERROR(INDEX('Non-Lighting Index Table'!$J$27:$J$39,MATCH(Table17[[#This Row],[Existing Technology]],'Non-Lighting Index Table'!$C$27:$C$39,0)),\"\"))","v":""},{"$f":"IF(ISBLANK(Table17[[#This Row],[Existing Technology]]),\"\", IFERROR(INDEX('Non-Lighting Index Table'!$K$27:$K$39,MATCH(Table17[[#This Row],[Existing Technology]],'Non-Lighting Index Table'!$C$27:$C$39,0)),\"\"))","v":""},{"$f":"IF(ISBLANK(Table17[[#This Row],[Existing Technology]]),\"\", IFERROR(INDEX('Non-Lighting Index Table'!$G$27:$G$39,MATCH(Table17[[#This Row],[Existing Technology]],'Non-Lighting Index Table'!$C$27:$C$39,0)),\"\"))","v":""},{"$f":"IF(ISBLANK(Table17[[#This Row],[Existing Technology]]),\"\", IFERROR(INDEX('Non-Lighting Index Table'!$H$27:$H$39,MATCH(Table17[[#This Row],[Existing Technology]],'Non-Lighting Index Table'!$C$27:$C$39,0)),\"\"))","v":""},{"$f":"IF(ISBLANK(Table17[[#This Row],[Existing Technology]]),\"\", IFERROR(INDEX('Non-Lighting Index Table'!$I$27:$I$39,MATCH(Table17[[#This Row],[Existing Technology]],'Non-Lighting Index Table'!$C$27:$C$39,0)),\"\"))","v":""},null,{"$f":"IF(ISBLANK(Table17[[#This Row],[Existing Technology]]),\"\", IFERROR(INDEX('Non-Lighting Index Table'!$O$27:$O$39,MATCH(Table17[[#This Row],[Existing Technology]],'Non-Lighting Index Table'!$C$27:$C$39,0))*Table17[[#This Row],[Quantity]],\"\"))","v":""},null,{"$f":"IFERROR(Table17[[#This Row],[Proposed Demand Per Unit \n(kW)]]*Table17[[#This Row],[Quantity]],\"\")","v":0},{"$f":"IF(ISBLANK(Table17[[#This Row],[Existing Demand Per Unit (kW)]]), \"\", IF(ISBLANK(Table17[[#This Row],[Proposed Demand Per Unit \n(kW)]]),\"\", IFERROR(Table17[[#This Row],[Quantity]]*(Table17[[#This Row],[Existing Demand Per Unit (kW)]]-Table17[[#This Row],[Proposed Demand Per Unit \n(kW)]]),\"\")))","v":""},{"$f":"IF(ISBLANK(Table17[[#This Row],[Existing Technology]]), \"\",  IF(ISNUMBER(SEARCH(\"Energy Star\",Table17[[#This Row],[Existing Technology]])),  IFERROR(Table17[[#This Row],[Existing Consumption (Hidden, kWh)]]-Table17[[#This Row],[Annual Consumption (Hidden, kWh)]], \"\"), IF( OR(ISNUMBER(SEARCH(\"ECM motor\",Table17[[#This Row],[Existing Technology]])), ISNUMBER(SEARCH(\"Anti-sweat\",Table17[[#This Row],[Existing Technology]])), ISNUMBER(SEARCH(\"Multi-deck\",Table17[[#This Row],[Existing Technology]]))), IFERROR(INDEX('Non-Lighting Index Table'!$P$27:$P$32,MATCH(Table17[[#This Row],[Existing Technology]],'Non-Lighting Index Table'!$C$27:$C$32,0))*Table17[[#This Row],[Quantity]],\"\"), IF(ISNUMBER(SEARCH(\"Open vertical\",Table17[[#This Row],[Existing Technology]])), IF(Table17[[#This Row],[Configuration of Display Case]]=\"Vertical\", IFERROR(Table17[[#This Row],[Quantity]]*148.2,\"\"), IF( Table17[[#This Row],[Configuration of Display Case]]=\"Horizontal\", IFERROR(Table17[[#This Row],[Quantity]]*57,\"\"),\"\"))))))","v":""},{"$f":"IF(ISBLANK(Table17[[#This Row],[Quantity]]),\"\",IFERROR(Table17[[#This Row],[Rebate]]*Table17[[#This Row],[Quantity]],\"\"))","v":""}]
[null,null,null,{"$f":"SUBSTITUTE(Table17[[#This Row],[Per Unit]],\"Per\", \"\")","v":""},null,{"$f":"IF(ISBLANK(Table17[[#This Row],[Existing Technology]]),\"\",  IFERROR(INDEX('Non-Lighting Index Table'!$N$27:$N$39,MATCH(Table17[[#This Row],[Existing Technology]],'Non-Lighting Index Table'!$C$27:$C$39,0))*Table17[[#This Row],[Quantity]],\"\"))","v":""},null,{"$f":"IFERROR(Table17[[#This Row],[Quantity]]*Table17[[#This Row],[Existing Demand Per Unit (kW)]],\"\")","v":0},{"$f":"IF(ISBLANK(Table17[[#This Row],[Existing Technology]]),\"\", IFERROR(INDEX('Non-Lighting Index Table'!$D$27:$D$39,MATCH(Table17[[#This Row],[Existing Technology]],'Non-Lighting Index Table'!$C$27:$C$39,0)),\"\"))","v":""},{"$f":"IF(ISBLANK(Table17[[#This Row],[Existing Technology]]),\"\", IFERROR(INDEX('Non-Lighting Index Table'!$J$27:$J$39,MATCH(Table17[[#This Row],[Existing Technology]],'Non-Lighting Index Table'!$C$27:$C$39,0)),\"\"))","v":""},{"$f":"IF(ISBLANK(Table17[[#This Row],[Existing Technology]]),\"\", IFERROR(INDEX('Non-Lighting Index Table'!$K$27:$K$39,MATCH(Table17[[#This Row],[Existing Technology]],'Non-Lighting Index Table'!$C$27:$C$39,0)),\"\"))","v":""},{"$f":"IF(ISBLANK(Table17[[#This Row],[Existing Technology]]),\"\", IFERROR(INDEX('Non-Lighting Index Table'!$G$27:$G$39,MATCH(Table17[[#This Row],[Existing Technology]],'Non-Lighting Index Table'!$C$27:$C$39,0)),\"\"))","v":""},{"$f":"IF(ISBLANK(Table17[[#This Row],[Existing Technology]]),\"\", IFERROR(INDEX('Non-Lighting Index Table'!$H$27:$H$39,MATCH(Table17[[#This Row],[Existing Technology]],'Non-Lighting Index Table'!$C$27:$C$39,0)),\"\"))","v":""},{"$f":"IF(ISBLANK(Table17[[#This Row],[Existing Technology]]),\"\", IFERROR(INDEX('Non-Lighting Index Table'!$I$27:$I$39,MATCH(Table17[[#This Row],[Existing Technology]],'Non-Lighting Index Table'!$C$27:$C$39,0)),\"\"))","v":""},null,{"$f":"IF(ISBLANK(Table17[[#This Row],[Existing Technology]]),\"\", IFERROR(INDEX('Non-Lighting Index Table'!$O$27:$O$39,MATCH(Table17[[#This Row],[Existing Technology]],'Non-Lighting Index Table'!$C$27:$C$39,0))*Table17[[#This Row],[Quantity]],\"\"))","v":""},null,{"$f":"IFERROR(Table17[[#This Row],[Proposed Demand Per Unit \n(kW)]]*Table17[[#This Row],[Quantity]],\"\")","v":0},{"$f":"IF(ISBLANK(Table17[[#This Row],[Existing Demand Per Unit (kW)]]), \"\", IF(ISBLANK(Table17[[#This Row],[Proposed Demand Per Unit \n(kW)]]),\"\", IFERROR(Table17[[#This Row],[Quantity]]*(Table17[[#This Row],[Existing Demand Per Unit (kW)]]-Table17[[#This Row],[Proposed Demand Per Unit \n(kW)]]),\"\")))","v":""},{"$f":"IF(ISBLANK(Table17[[#This Row],[Existing Technology]]), \"\",  IF(ISNUMBER(SEARCH(\"Energy Star\",Table17[[#This Row],[Existing Technology]])),  IFERROR(Table17[[#This Row],[Existing Consumption (Hidden, kWh)]]-Table17[[#This Row],[Annual Consumption (Hidden, kWh)]], \"\"), IF( OR(ISNUMBER(SEARCH(\"ECM motor\",Table17[[#This Row],[Existing Technology]])), ISNUMBER(SEARCH(\"Anti-sweat\",Table17[[#This Row],[Existing Technology]])), ISNUMBER(SEARCH(\"Multi-deck\",Table17[[#This Row],[Existing Technology]]))), IFERROR(INDEX('Non-Lighting Index Table'!$P$27:$P$32,MATCH(Table17[[#This Row],[Existing Technology]],'Non-Lighting Index Table'!$C$27:$C$32,0))*Table17[[#This Row],[Quantity]],\"\"), IF(ISNUMBER(SEARCH(\"Open vertical\",Table17[[#This Row],[Existing Technology]])), IF(Table17[[#This Row],[Configuration of Display Case]]=\"Vertical\", IFERROR(Table17[[#This Row],[Quantity]]*148.2,\"\"), IF( Table17[[#This Row],[Configuration of Display Case]]=\"Horizontal\", IFERROR(Table17[[#This Row],[Quantity]]*57,\"\"),\"\"))))))","v":""},{"$f":"IF(ISBLANK(Table17[[#This Row],[Quantity]]),\"\",IFERROR(Table17[[#This Row],[Rebate]]*Table17[[#This Row],[Quantity]],\"\"))","v":""}]
[null,null,null,{"$f":"SUBSTITUTE(Table17[[#This Row],[Per Unit]],\"Per\", \"\")","v":""},null,{"$f":"IF(ISBLANK(Table17[[#This Row],[Existing Technology]]),\"\",  IFERROR(INDEX('Non-Lighting Index Table'!$N$27:$N$39,MATCH(Table17[[#This Row],[Existing Technology]],'Non-Lighting Index Table'!$C$27:$C$39,0))*Table17[[#This Row],[Quantity]],\"\"))","v":""},null,{"$f":"IFERROR(Table17[[#This Row],[Quantity]]*Table17[[#This Row],[Existing Demand Per Unit (kW)]],\"\")","v":0},{"$f":"IF(ISBLANK(Table17[[#This Row],[Existing Technology]]),\"\", IFERROR(INDEX('Non-Lighting Index Table'!$D$27:$D$39,MATCH(Table17[[#This Row],[Existing Technology]],'Non-Lighting Index Table'!$C$27:$C$39,0)),\"\"))","v":""},{"$f":"IF(ISBLANK(Table17[[#This Row],[Existing Technology]]),\"\", IFERROR(INDEX('Non-Lighting Index Table'!$J$27:$J$39,MATCH(Table17[[#This Row],[Existing Technology]],'Non-Lighting Index Table'!$C$27:$C$39,0)),\"\"))","v":""},{"$f":"IF(ISBLANK(Table17[[#This Row],[Existing Technology]]),\"\", IFERROR(INDEX('Non-Lighting Index Table'!$K$27:$K$39,MATCH(Table17[[#This Row],[Existing Technology]],'Non-Lighting Index Table'!$C$27:$C$39,0)),\"\"))","v":""},{"$f":"IF(ISBLANK(Table17[[#This Row],[Existing Technology]]),\"\", IFERROR(INDEX('Non-Lighting Index Table'!$G$27:$G$39,MATCH(Table17[[#This Row],[Existing Technology]],'Non-Lighting Index Table'!$C$27:$C$39,0)),\"\"))","v":""},{"$f":"IF(ISBLANK(Table17[[#This Row],[Existing Technology]]),\"\", IFERROR(INDEX('Non-Lighting Index Table'!$H$27:$H$39,MATCH(Table17[[#This Row],[Existing Technology]],'Non-Lighting Index Table'!$C$27:$C$39,0)),\"\"))","v":""},{"$f":"IF(ISBLANK(Table17[[#This Row],[Existing Technology]]),\"\", IFERROR(INDEX('Non-Lighting Index Table'!$I$27:$I$39,MATCH(Table17[[#This Row],[Existing Technology]],'Non-Lighting Index Table'!$C$27:$C$39,0)),\"\"))","v":""},null,{"$f":"IF(ISBLANK(Table17[[#This Row],[Existing Technology]]),\"\", IFERROR(INDEX('Non-Lighting Index Table'!$O$27:$O$39,MATCH(Table17[[#This Row],[Existing Technology]],'Non-Lighting Index Table'!$C$27:$C$39,0))*Table17[[#This Row],[Quantity]],\"\"))","v":""},null,{"$f":"IFERROR(Table17[[#This Row],[Proposed Demand Per Unit \n(kW)]]*Table17[[#This Row],[Quantity]],\"\")","v":0},{"$f":"IF(ISBLANK(Table17[[#This Row],[Existing Demand Per Unit (kW)]]), \"\", IF(ISBLANK(Table17[[#This Row],[Proposed Demand Per Unit \n(kW)]]),\"\", IFERROR(Table17[[#This Row],[Quantity]]*(Table17[[#This Row],[Existing Demand Per Unit (kW)]]-Table17[[#This Row],[Proposed Demand Per Unit \n(kW)]]),\"\")))","v":""},{"$f":"IF(ISBLANK(Table17[[#This Row],[Existing Technology]]), \"\",  IF(ISNUMBER(SEARCH(\"Energy Star\",Table17[[#This Row],[Existing Technology]])),  IFERROR(Table17[[#This Row],[Existing Consumption (Hidden, kWh)]]-Table17[[#This Row],[Annual Consumption (Hidden, kWh)]], \"\"), IF( OR(ISNUMBER(SEARCH(\"ECM motor\",Table17[[#This Row],[Existing Technology]])), ISNUMBER(SEARCH(\"Anti-sweat\",Table17[[#This Row],[Existing Technology]])), ISNUMBER(SEARCH(\"Multi-deck\",Table17[[#This Row],[Existing Technology]]))), IFERROR(INDEX('Non-Lighting Index Table'!$P$27:$P$32,MATCH(Table17[[#This Row],[Existing Technology]],'Non-Lighting Index Table'!$C$27:$C$32,0))*Table17[[#This Row],[Quantity]],\"\"), IF(ISNUMBER(SEARCH(\"Open vertical\",Table17[[#This Row],[Existing Technology]])), IF(Table17[[#This Row],[Configuration of Display Case]]=\"Vertical\", IFERROR(Table17[[#This Row],[Quantity]]*148.2,\"\"), IF( Table17[[#This Row],[Configuration of Display Case]]=\"Horizontal\", IFERROR(Table17[[#This Row],[Quantity]]*57,\"\"),\"\"))))))","v":""},{"$f":"IF(ISBLANK(Table17[[#This Row],[Quantity]]),\"\",IFERROR(Table17[[#This Row],[Rebate]]*Table17[[#This Row],[Quantity]],\"\"))","v":""}]
[null,null,null,{"$f":"SUBSTITUTE(Table17[[#This Row],[Per Unit]],\"Per\", \"\")","v":""},null,{"$f":"IF(ISBLANK(Table17[[#This Row],[Existing Technology]]),\"\",  IFERROR(INDEX('Non-Lighting Index Table'!$N$27:$N$39,MATCH(Table17[[#This Row],[Existing Technology]],'Non-Lighting Index Table'!$C$27:$C$39,0))*Table17[[#This Row],[Quantity]],\"\"))","v":""},null,{"$f":"IFERROR(Table17[[#This Row],[Quantity]]*Table17[[#This Row],[Existing Demand Per Unit (kW)]],\"\")","v":0},{"$f":"IF(ISBLANK(Table17[[#This Row],[Existing Technology]]),\"\", IFERROR(INDEX('Non-Lighting Index Table'!$D$27:$D$39,MATCH(Table17[[#This Row],[Existing Technology]],'Non-Lighting Index Table'!$C$27:$C$39,0)),\"\"))","v":""},{"$f":"IF(ISBLANK(Table17[[#This Row],[Existing Technology]]),\"\", IFERROR(INDEX('Non-Lighting Index Table'!$J$27:$J$39,MATCH(Table17[[#This Row],[Existing Technology]],'Non-Lighting Index Table'!$C$27:$C$39,0)),\"\"))","v":""},{"$f":"IF(ISBLANK(Table17[[#This Row],[Existing Technology]]),\"\", IFERROR(INDEX('Non-Lighting Index Table'!$K$27:$K$39,MATCH(Table17[[#This Row],[Existing Technology]],'Non-Lighting Index Table'!$C$27:$C$39,0)),\"\"))","v":""},{"$f":"IF(ISBLANK(Table17[[#This Row],[Existing Technology]]),\"\", IFERROR(INDEX('Non-Lighting Index Table'!$G$27:$G$39,MATCH(Table17[[#This Row],[Existing Technology]],'Non-Lighting Index Table'!$C$27:$C$39,0)),\"\"))","v":""},{"$f":"IF(ISBLANK(Table17[[#This Row],[Existing Technology]]),\"\", IFERROR(INDEX('Non-Lighting Index Table'!$H$27:$H$39,MATCH(Table17[[#This Row],[Existing Technology]],'Non-Lighting Index Table'!$C$27:$C$39,0)),\"\"))","v":""},{"$f":"IF(ISBLANK(Table17[[#This Row],[Existing Technology]]),\"\", IFERROR(INDEX('Non-Lighting Index Table'!$I$27:$I$39,MATCH(Table17[[#This Row],[Existing Technology]],'Non-Lighting Index Table'!$C$27:$C$39,0)),\"\"))","v":""},null,{"$f":"IF(ISBLANK(Table17[[#This Row],[Existing Technology]]),\"\", IFERROR(INDEX('Non-Lighting Index Table'!$O$27:$O$39,MATCH(Table17[[#This Row],[Existing Technology]],'Non-Lighting Index Table'!$C$27:$C$39,0))*Table17[[#This Row],[Quantity]],\"\"))","v":""},null,{"$f":"IFERROR(Table17[[#This Row],[Proposed Demand Per Unit \n(kW)]]*Table17[[#This Row],[Quantity]],\"\")","v":0},{"$f":"IF(ISBLANK(Table17[[#This Row],[Existing Demand Per Unit (kW)]]), \"\", IF(ISBLANK(Table17[[#This Row],[Proposed Demand Per Unit \n(kW)]]),\"\", IFERROR(Table17[[#This Row],[Quantity]]*(Table17[[#This Row],[Existing Demand Per Unit (kW)]]-Table17[[#This Row],[Proposed Demand Per Unit \n(kW)]]),\"\")))","v":""},{"$f":"IF(ISBLANK(Table17[[#This Row],[Existing Technology]]), \"\",  IF(ISNUMBER(SEARCH(\"Energy Star\",Table17[[#This Row],[Existing Technology]])),  IFERROR(Table17[[#This Row],[Existing Consumption (Hidden, kWh)]]-Table17[[#This Row],[Annual Consumption (Hidden, kWh)]], \"\"), IF( OR(ISNUMBER(SEARCH(\"ECM motor\",Table17[[#This Row],[Existing Technology]])), ISNUMBER(SEARCH(\"Anti-sweat\",Table17[[#This Row],[Existing Technology]])), ISNUMBER(SEARCH(\"Multi-deck\",Table17[[#This Row],[Existing Technology]]))), IFERROR(INDEX('Non-Lighting Index Table'!$P$27:$P$32,MATCH(Table17[[#This Row],[Existing Technology]],'Non-Lighting Index Table'!$C$27:$C$32,0))*Table17[[#This Row],[Quantity]],\"\"), IF(ISNUMBER(SEARCH(\"Open vertical\",Table17[[#This Row],[Existing Technology]])), IF(Table17[[#This Row],[Configuration of Display Case]]=\"Vertical\", IFERROR(Table17[[#This Row],[Quantity]]*148.2,\"\"), IF( Table17[[#This Row],[Configuration of Display Case]]=\"Horizontal\", IFERROR(Table17[[#This Row],[Quantity]]*57,\"\"),\"\"))))))","v":""},{"$f":"IF(ISBLANK(Table17[[#This Row],[Quantity]]),\"\",IFERROR(Table17[[#This Row],[Rebate]]*Table17[[#This Row],[Quantity]],\"\"))","v":""}]
[null,null,null,{"$f":"SUBSTITUTE(Table17[[#This Row],[Per Unit]],\"Per\", \"\")","v":""},null,{"$f":"IF(ISBLANK(Table17[[#This Row],[Existing Technology]]),\"\",  IFERROR(INDEX('Non-Lighting Index Table'!$N$27:$N$39,MATCH(Table17[[#This Row],[Existing Technology]],'Non-Lighting Index Table'!$C$27:$C$39,0))*Table17[[#This Row],[Quantity]],\"\"))","v":""},null,{"$f":"IFERROR(Table17[[#This Row],[Quantity]]*Table17[[#This Row],[Existing Demand Per Unit (kW)]],\"\")","v":0},{"$f":"IF(ISBLANK(Table17[[#This Row],[Existing Technology]]),\"\", IFERROR(INDEX('Non-Lighting Index Table'!$D$27:$D$39,MATCH(Table17[[#This Row],[Existing Technology]],'Non-Lighting Index Table'!$C$27:$C$39,0)),\"\"))","v":""},{"$f":"IF(ISBLANK(Table17[[#This Row],[Existing Technology]]),\"\", IFERROR(INDEX('Non-Lighting Index Table'!$J$27:$J$39,MATCH(Table17[[#This Row],[Existing Technology]],'Non-Lighting Index Table'!$C$27:$C$39,0)),\"\"))","v":""},{"$f":"IF(ISBLANK(Table17[[#This Row],[Existing Technology]]),\"\", IFERROR(INDEX('Non-Lighting Index Table'!$K$27:$K$39,MATCH(Table17[[#This Row],[Existing Technology]],'Non-Lighting Index Table'!$C$27:$C$39,0)),\"\"))","v":""},{"$f":"IF(ISBLANK(Table17[[#This Row],[Existing Technology]]),\"\", IFERROR(INDEX('Non-Lighting Index Table'!$G$27:$G$39,MATCH(Table17[[#This Row],[Existing Technology]],'Non-Lighting Index Table'!$C$27:$C$39,0)),\"\"))","v":""},{"$f":"IF(ISBLANK(Table17[[#This Row],[Existing Technology]]),\"\", IFERROR(INDEX('Non-Lighting Index Table'!$H$27:$H$39,MATCH(Table17[[#This Row],[Existing Technology]],'Non-Lighting Index Table'!$C$27:$C$39,0)),\"\"))","v":""},{"$f":"IF(ISBLANK(Table17[[#This Row],[Existing Technology]]),\"\", IFERROR(INDEX('Non-Lighting Index Table'!$I$27:$I$39,MATCH(Table17[[#This Row],[Existing Technology]],'Non-Lighting Index Table'!$C$27:$C$39,0)),\"\"))","v":""},null,{"$f":"IF(ISBLANK(Table17[[#This Row],[Existing Technology]]),\"\", IFERROR(INDEX('Non-Lighting Index Table'!$O$27:$O$39,MATCH(Table17[[#This Row],[Existing Technology]],'Non-Lighting Index Table'!$C$27:$C$39,0))*Table17[[#This Row],[Quantity]],\"\"))","v":""},null,{"$f":"IFERROR(Table17[[#This Row],[Proposed Demand Per Unit \n(kW)]]*Table17[[#This Row],[Quantity]],\"\")","v":0},{"$f":"IF(ISBLANK(Table17[[#This Row],[Existing Demand Per Unit (kW)]]), \"\", IF(ISBLANK(Table17[[#This Row],[Proposed Demand Per Unit \n(kW)]]),\"\", IFERROR(Table17[[#This Row],[Quantity]]*(Table17[[#This Row],[Existing Demand Per Unit (kW)]]-Table17[[#This Row],[Proposed Demand Per Unit \n(kW)]]),\"\")))","v":""},{"$f":"IF(ISBLANK(Table17[[#This Row],[Existing Technology]]), \"\",  IF(ISNUMBER(SEARCH(\"Energy Star\",Table17[[#This Row],[Existing Technology]])),  IFERROR(Table17[[#This Row],[Existing Consumption (Hidden, kWh)]]-Table17[[#This Row],[Annual Consumption (Hidden, kWh)]], \"\"), IF( OR(ISNUMBER(SEARCH(\"ECM motor\",Table17[[#This Row],[Existing Technology]])), ISNUMBER(SEARCH(\"Anti-sweat\",Table17[[#This Row],[Existing Technology]])), ISNUMBER(SEARCH(\"Multi-deck\",Table17[[#This Row],[Existing Technology]]))), IFERROR(INDEX('Non-Lighting Index Table'!$P$27:$P$32,MATCH(Table17[[#This Row],[Existing Technology]],'Non-Lighting Index Table'!$C$27:$C$32,0))*Table17[[#This Row],[Quantity]],\"\"), IF(ISNUMBER(SEARCH(\"Open vertical\",Table17[[#This Row],[Existing Technology]])), IF(Table17[[#This Row],[Configuration of Display Case]]=\"Vertical\", IFERROR(Table17[[#This Row],[Quantity]]*148.2,\"\"), IF( Table17[[#This Row],[Configuration of Display Case]]=\"Horizontal\", IFERROR(Table17[[#This Row],[Quantity]]*57,\"\"),\"\"))))))","v":""},{"$f":"IF(ISBLANK(Table17[[#This Row],[Quantity]]),\"\",IFERROR(Table17[[#This Row],[Rebate]]*Table17[[#This Row],[Quantity]],\"\"))","v":""}]
[null,null,null,{"$f":"SUBSTITUTE(Table17[[#This Row],[Per Unit]],\"Per\", \"\")","v":""},null,{"$f":"IF(ISBLANK(Table17[[#This Row],[Existing Technology]]),\"\",  IFERROR(INDEX('Non-Lighting Index Table'!$N$27:$N$39,MATCH(Table17[[#This Row],[Existing Technology]],'Non-Lighting Index Table'!$C$27:$C$39,0))*Table17[[#This Row],[Quantity]],\"\"))","v":""},null,{"$f":"IFERROR(Table17[[#This Row],[Quantity]]*Table17[[#This Row],[Existing Demand Per Unit (kW)]],\"\")","v":0},{"$f":"IF(ISBLANK(Table17[[#This Row],[Existing Technology]]),\"\", IFERROR(INDEX('Non-Lighting Index Table'!$D$27:$D$39,MATCH(Table17[[#This Row],[Existing Technology]],'Non-Lighting Index Table'!$C$27:$C$39,0)),\"\"))","v":""},{"$f":"IF(ISBLANK(Table17[[#This Row],[Existing Technology]]),\"\", IFERROR(INDEX('Non-Lighting Index Table'!$J$27:$J$39,MATCH(Table17[[#This Row],[Existing Technology]],'Non-Lighting Index Table'!$C$27:$C$39,0)),\"\"))","v":""},{"$f":"IF(ISBLANK(Table17[[#This Row],[Existing Technology]]),\"\", IFERROR(INDEX('Non-Lighting Index Table'!$K$27:$K$39,MATCH(Table17[[#This Row],[Existing Technology]],'Non-Lighting Index Table'!$C$27:$C$39,0)),\"\"))","v":""},{"$f":"IF(ISBLANK(Table17[[#This Row],[Existing Technology]]),\"\", IFERROR(INDEX('Non-Lighting Index Table'!$G$27:$G$39,MATCH(Table17[[#This Row],[Existing Technology]],'Non-Lighting Index Table'!$C$27:$C$39,0)),\"\"))","v":""},{"$f":"IF(ISBLANK(Table17[[#This Row],[Existing Technology]]),\"\", IFERROR(INDEX('Non-Lighting Index Table'!$H$27:$H$39,MATCH(Table17[[#This Row],[Existing Technology]],'Non-Lighting Index Table'!$C$27:$C$39,0)),\"\"))","v":""},{"$f":"IF(ISBLANK(Table17[[#This Row],[Existing Technology]]),\"\", IFERROR(INDEX('Non-Lighting Index Table'!$I$27:$I$39,MATCH(Table17[[#This Row],[Existing Technology]],'Non-Lighting Index Table'!$C$27:$C$39,0)),\"\"))","v":""},null,{"$f":"IF(ISBLANK(Table17[[#This Row],[Existing Technology]]),\"\", IFERROR(INDEX('Non-Lighting Index Table'!$O$27:$O$39,MATCH(Table17[[#This Row],[Existing Technology]],'Non-Lighting Index Table'!$C$27:$C$39,0))*Table17[[#This Row],[Quantity]],\"\"))","v":""},null,{"$f":"IFERROR(Table17[[#This Row],[Proposed Demand Per Unit \n(kW)]]*Table17[[#This Row],[Quantity]],\"\")","v":0},{"$f":"IF(ISBLANK(Table17[[#This Row],[Existing Demand Per Unit (kW)]]), \"\", IF(ISBLANK(Table17[[#This Row],[Proposed Demand Per Unit \n(kW)]]),\"\", IFERROR(Table17[[#This Row],[Quantity]]*(Table17[[#This Row],[Existing Demand Per Unit (kW)]]-Table17[[#This Row],[Proposed Demand Per Unit \n(kW)]]),\"\")))","v":""},{"$f":"IF(ISBLANK(Table17[[#This Row],[Existing Technology]]), \"\",  IF(ISNUMBER(SEARCH(\"Energy Star\",Table17[[#This Row],[Existing Technology]])),  IFERROR(Table17[[#This Row],[Existing Consumption (Hidden, kWh)]]-Table17[[#This Row],[Annual Consumption (Hidden, kWh)]], \"\"), IF( OR(ISNUMBER(SEARCH(\"ECM motor\",Table17[[#This Row],[Existing Technology]])), ISNUMBER(SEARCH(\"Anti-sweat\",Table17[[#This Row],[Existing Technology]])), ISNUMBER(SEARCH(\"Multi-deck\",Table17[[#This Row],[Existing Technology]]))), IFERROR(INDEX('Non-Lighting Index Table'!$P$27:$P$32,MATCH(Table17[[#This Row],[Existing Technology]],'Non-Lighting Index Table'!$C$27:$C$32,0))*Table17[[#This Row],[Quantity]],\"\"), IF(ISNUMBER(SEARCH(\"Open vertical\",Table17[[#This Row],[Existing Technology]])), IF(Table17[[#This Row],[Configuration of Display Case]]=\"Vertical\", IFERROR(Table17[[#This Row],[Quantity]]*148.2,\"\"), IF( Table17[[#This Row],[Configuration of Display Case]]=\"Horizontal\", IFERROR(Table17[[#This Row],[Quantity]]*57,\"\"),\"\"))))))","v":""},{"$f":"IF(ISBLANK(Table17[[#This Row],[Quantity]]),\"\",IFERROR(Table17[[#This Row],[Rebate]]*Table17[[#This Row],[Quantity]],\"\"))","v":""}]
[null,null,null,{"$f":"SUBSTITUTE(Table17[[#This Row],[Per Unit]],\"Per\", \"\")","v":""},null,{"$f":"IF(ISBLANK(Table17[[#This Row],[Existing Technology]]),\"\",  IFERROR(INDEX('Non-Lighting Index Table'!$N$27:$N$39,MATCH(Table17[[#This Row],[Existing Technology]],'Non-Lighting Index Table'!$C$27:$C$39,0))*Table17[[#This Row],[Quantity]],\"\"))","v":""},null,{"$f":"IFERROR(Table17[[#This Row],[Quantity]]*Table17[[#This Row],[Existing Demand Per Unit (kW)]],\"\")","v":0},{"$f":"IF(ISBLANK(Table17[[#This Row],[Existing Technology]]),\"\", IFERROR(INDEX('Non-Lighting Index Table'!$D$27:$D$39,MATCH(Table17[[#This Row],[Existing Technology]],'Non-Lighting Index Table'!$C$27:$C$39,0)),\"\"))","v":""},{"$f":"IF(ISBLANK(Table17[[#This Row],[Existing Technology]]),\"\", IFERROR(INDEX('Non-Lighting Index Table'!$J$27:$J$39,MATCH(Table17[[#This Row],[Existing Technology]],'Non-Lighting Index Table'!$C$27:$C$39,0)),\"\"))","v":""},{"$f":"IF(ISBLANK(Table17[[#This Row],[Existing Technology]]),\"\", IFERROR(INDEX('Non-Lighting Index Table'!$K$27:$K$39,MATCH(Table17[[#This Row],[Existing Technology]],'Non-Lighting Index Table'!$C$27:$C$39,0)),\"\"))","v":""},{"$f":"IF(ISBLANK(Table17[[#This Row],[Existing Technology]]),\"\", IFERROR(INDEX('Non-Lighting Index Table'!$G$27:$G$39,MATCH(Table17[[#This Row],[Existing Technology]],'Non-Lighting Index Table'!$C$27:$C$39,0)),\"\"))","v":""},{"$f":"IF(ISBLANK(Table17[[#This Row],[Existing Technology]]),\"\", IFERROR(INDEX('Non-Lighting Index Table'!$H$27:$H$39,MATCH(Table17[[#This Row],[Existing Technology]],'Non-Lighting Index Table'!$C$27:$C$39,0)),\"\"))","v":""},{"$f":"IF(ISBLANK(Table17[[#This Row],[Existing Technology]]),\"\", IFERROR(INDEX('Non-Lighting Index Table'!$I$27:$I$39,MATCH(Table17[[#This Row],[Existing Technology]],'Non-Lighting Index Table'!$C$27:$C$39,0)),\"\"))","v":""},null,{"$f":"IF(ISBLANK(Table17[[#This Row],[Existing Technology]]),\"\", IFERROR(INDEX('Non-Lighting Index Table'!$O$27:$O$39,MATCH(Table17[[#This Row],[Existing Technology]],'Non-Lighting Index Table'!$C$27:$C$39,0))*Table17[[#This Row],[Quantity]],\"\"))","v":""},null,{"$f":"IFERROR(Table17[[#This Row],[Proposed Demand Per Unit \n(kW)]]*Table17[[#This Row],[Quantity]],\"\")","v":0},{"$f":"IF(ISBLANK(Table17[[#This Row],[Existing Demand Per Unit (kW)]]), \"\", IF(ISBLANK(Table17[[#This Row],[Proposed Demand Per Unit \n(kW)]]),\"\", IFERROR(Table17[[#This Row],[Quantity]]*(Table17[[#This Row],[Existing Demand Per Unit (kW)]]-Table17[[#This Row],[Proposed Demand Per Unit \n(kW)]]),\"\")))","v":""},{"$f":"IF(ISBLANK(Table17[[#This Row],[Existing Technology]]), \"\",  IF(ISNUMBER(SEARCH(\"Energy Star\",Table17[[#This Row],[Existing Technology]])),  IFERROR(Table17[[#This Row],[Existing Consumption (Hidden, kWh)]]-Table17[[#This Row],[Annual Consumption (Hidden, kWh)]], \"\"), IF( OR(ISNUMBER(SEARCH(\"ECM motor\",Table17[[#This Row],[Existing Technology]])), ISNUMBER(SEARCH(\"Anti-sweat\",Table17[[#This Row],[Existing Technology]])), ISNUMBER(SEARCH(\"Multi-deck\",Table17[[#This Row],[Existing Technology]]))), IFERROR(INDEX('Non-Lighting Index Table'!$P$27:$P$32,MATCH(Table17[[#This Row],[Existing Technology]],'Non-Lighting Index Table'!$C$27:$C$32,0))*Table17[[#This Row],[Quantity]],\"\"), IF(ISNUMBER(SEARCH(\"Open vertical\",Table17[[#This Row],[Existing Technology]])), IF(Table17[[#This Row],[Configuration of Display Case]]=\"Vertical\", IFERROR(Table17[[#This Row],[Quantity]]*148.2,\"\"), IF( Table17[[#This Row],[Configuration of Display Case]]=\"Horizontal\", IFERROR(Table17[[#This Row],[Quantity]]*57,\"\"),\"\"))))))","v":""},{"$f":"IF(ISBLANK(Table17[[#This Row],[Quantity]]),\"\",IFERROR(Table17[[#This Row],[Rebate]]*Table17[[#This Row],[Quantity]],\"\"))","v":""}]
[null,null,null,{"$f":"SUBSTITUTE(Table17[[#This Row],[Per Unit]],\"Per\", \"\")","v":""},null,{"$f":"IF(ISBLANK(Table17[[#This Row],[Existing Technology]]),\"\",  IFERROR(INDEX('Non-Lighting Index Table'!$N$27:$N$39,MATCH(Table17[[#This Row],[Existing Technology]],'Non-Lighting Index Table'!$C$27:$C$39,0))*Table17[[#This Row],[Quantity]],\"\"))","v":""},null,{"$f":"IFERROR(Table17[[#This Row],[Quantity]]*Table17[[#This Row],[Existing Demand Per Unit (kW)]],\"\")","v":0},{"$f":"IF(ISBLANK(Table17[[#This Row],[Existing Technology]]),\"\", IFERROR(INDEX('Non-Lighting Index Table'!$D$27:$D$39,MATCH(Table17[[#This Row],[Existing Technology]],'Non-Lighting Index Table'!$C$27:$C$39,0)),\"\"))","v":""},{"$f":"IF(ISBLANK(Table17[[#This Row],[Existing Technology]]),\"\", IFERROR(INDEX('Non-Lighting Index Table'!$J$27:$J$39,MATCH(Table17[[#This Row],[Existing Technology]],'Non-Lighting Index Table'!$C$27:$C$39,0)),\"\"))","v":""},{"$f":"IF(ISBLANK(Table17[[#This Row],[Existing Technology]]),\"\", IFERROR(INDEX('Non-Lighting Index Table'!$K$27:$K$39,MATCH(Table17[[#This Row],[Existing Technology]],'Non-Lighting Index Table'!$C$27:$C$39,0)),\"\"))","v":""},{"$f":"IF(ISBLANK(Table17[[#This Row],[Existing Technology]]),\"\", IFERROR(INDEX('Non-Lighting Index Table'!$G$27:$G$39,MATCH(Table17[[#This Row],[Existing Technology]],'Non-Lighting Index Table'!$C$27:$C$39,0)),\"\"))","v":""},{"$f":"IF(ISBLANK(Table17[[#This Row],[Existing Technology]]),\"\", IFERROR(INDEX('Non-Lighting Index Table'!$H$27:$H$39,MATCH(Table17[[#This Row],[Existing Technology]],'Non-Lighting Index Table'!$C$27:$C$39,0)),\"\"))","v":""},{"$f":"IF(ISBLANK(Table17[[#This Row],[Existing Technology]]),\"\", IFERROR(INDEX('Non-Lighting Index Table'!$I$27:$I$39,MATCH(Table17[[#This Row],[Existing Technology]],'Non-Lighting Index Table'!$C$27:$C$39,0)),\"\"))","v":""},null,{"$f":"IF(ISBLANK(Table17[[#This Row],[Existing Technology]]),\"\", IFERROR(INDEX('Non-Lighting Index Table'!$O$27:$O$39,MATCH(Table17[[#This Row],[Existing Technology]],'Non-Lighting Index Table'!$C$27:$C$39,0))*Table17[[#This Row],[Quantity]],\"\"))","v":""},null,{"$f":"IFERROR(Table17[[#This Row],[Proposed Demand Per Unit \n(kW)]]*Table17[[#This Row],[Quantity]],\"\")","v":0},{"$f":"IF(ISBLANK(Table17[[#This Row],[Existing Demand Per Unit (kW)]]), \"\", IF(ISBLANK(Table17[[#This Row],[Proposed Demand Per Unit \n(kW)]]),\"\", IFERROR(Table17[[#This Row],[Quantity]]*(Table17[[#This Row],[Existing Demand Per Unit (kW)]]-Table17[[#This Row],[Proposed Demand Per Unit \n(kW)]]),\"\")))","v":""},{"$f":"IF(ISBLANK(Table17[[#This Row],[Existing Technology]]), \"\",  IF(ISNUMBER(SEARCH(\"Energy Star\",Table17[[#This Row],[Existing Technology]])),  IFERROR(Table17[[#This Row],[Existing Consumption (Hidden, kWh)]]-Table17[[#This Row],[Annual Consumption (Hidden, kWh)]], \"\"), IF( OR(ISNUMBER(SEARCH(\"ECM motor\",Table17[[#This Row],[Existing Technology]])), ISNUMBER(SEARCH(\"Anti-sweat\",Table17[[#This Row],[Existing Technology]])), ISNUMBER(SEARCH(\"Multi-deck\",Table17[[#This Row],[Existing Technology]]))), IFERROR(INDEX('Non-Lighting Index Table'!$P$27:$P$32,MATCH(Table17[[#This Row],[Existing Technology]],'Non-Lighting Index Table'!$C$27:$C$32,0))*Table17[[#This Row],[Quantity]],\"\"), IF(ISNUMBER(SEARCH(\"Open vertical\",Table17[[#This Row],[Existing Technology]])), IF(Table17[[#This Row],[Configuration of Display Case]]=\"Vertical\", IFERROR(Table17[[#This Row],[Quantity]]*148.2,\"\"), IF( Table17[[#This Row],[Configuration of Display Case]]=\"Horizontal\", IFERROR(Table17[[#This Row],[Quantity]]*57,\"\"),\"\"))))))","v":""},{"$f":"IF(ISBLANK(Table17[[#This Row],[Quantity]]),\"\",IFERROR(Table17[[#This Row],[Rebate]]*Table17[[#This Row],[Quantity]],\"\"))","v":""}]
[null,null,null,{"$f":"SUBSTITUTE(Table17[[#This Row],[Per Unit]],\"Per\", \"\")","v":""},null,{"$f":"IF(ISBLANK(Table17[[#This Row],[Existing Technology]]),\"\",  IFERROR(INDEX('Non-Lighting Index Table'!$N$27:$N$39,MATCH(Table17[[#This Row],[Existing Technology]],'Non-Lighting Index Table'!$C$27:$C$39,0))*Table17[[#This Row],[Quantity]],\"\"))","v":""},null,{"$f":"IFERROR(Table17[[#This Row],[Quantity]]*Table17[[#This Row],[Existing Demand Per Unit (kW)]],\"\")","v":0},{"$f":"IF(ISBLANK(Table17[[#This Row],[Existing Technology]]),\"\", IFERROR(INDEX('Non-Lighting Index Table'!$D$27:$D$39,MATCH(Table17[[#This Row],[Existing Technology]],'Non-Lighting Index Table'!$C$27:$C$39,0)),\"\"))","v":""},{"$f":"IF(ISBLANK(Table17[[#This Row],[Existing Technology]]),\"\", IFERROR(INDEX('Non-Lighting Index Table'!$J$27:$J$39,MATCH(Table17[[#This Row],[Existing Technology]],'Non-Lighting Index Table'!$C$27:$C$39,0)),\"\"))","v":""},{"$f":"IF(ISBLANK(Table17[[#This Row],[Existing Technology]]),\"\", IFERROR(INDEX('Non-Lighting Index Table'!$K$27:$K$39,MATCH(Table17[[#This Row],[Existing Technology]],'Non-Lighting Index Table'!$C$27:$C$39,0)),\"\"))","v":""},{"$f":"IF(ISBLANK(Table17[[#This Row],[Existing Technology]]),\"\", IFERROR(INDEX('Non-Lighting Index Table'!$G$27:$G$39,MATCH(Table17[[#This Row],[Existing Technology]],'Non-Lighting Index Table'!$C$27:$C$39,0)),\"\"))","v":""},{"$f":"IF(ISBLANK(Table17[[#This Row],[Existing Technology]]),\"\", IFERROR(INDEX('Non-Lighting Index Table'!$H$27:$H$39,MATCH(Table17[[#This Row],[Existing Technology]],'Non-Lighting Index Table'!$C$27:$C$39,0)),\"\"))","v":""},{"$f":"IF(ISBLANK(Table17[[#This Row],[Existing Technology]]),\"\", IFERROR(INDEX('Non-Lighting Index Table'!$I$27:$I$39,MATCH(Table17[[#This Row],[Existing Technology]],'Non-Lighting Index Table'!$C$27:$C$39,0)),\"\"))","v":""},null,{"$f":"IF(ISBLANK(Table17[[#This Row],[Existing Technology]]),\"\", IFERROR(INDEX('Non-Lighting Index Table'!$O$27:$O$39,MATCH(Table17[[#This Row],[Existing Technology]],'Non-Lighting Index Table'!$C$27:$C$39,0))*Table17[[#This Row],[Quantity]],\"\"))","v":""},null,{"$f":"IFERROR(Table17[[#This Row],[Proposed Demand Per Unit \n(kW)]]*Table17[[#This Row],[Quantity]],\"\")","v":0},{"$f":"IF(ISBLANK(Table17[[#This Row],[Existing Demand Per Unit (kW)]]), \"\", IF(ISBLANK(Table17[[#This Row],[Proposed Demand Per Unit \n(kW)]]),\"\", IFERROR(Table17[[#This Row],[Quantity]]*(Table17[[#This Row],[Existing Demand Per Unit (kW)]]-Table17[[#This Row],[Proposed Demand Per Unit \n(kW)]]),\"\")))","v":""},{"$f":"IF(ISBLANK(Table17[[#This Row],[Existing Technology]]), \"\",  IF(ISNUMBER(SEARCH(\"Energy Star\",Table17[[#This Row],[Existing Technology]])),  IFERROR(Table17[[#This Row],[Existing Consumption (Hidden, kWh)]]-Table17[[#This Row],[Annual Consumption (Hidden, kWh)]], \"\"), IF( OR(ISNUMBER(SEARCH(\"ECM motor\",Table17[[#This Row],[Existing Technology]])), ISNUMBER(SEARCH(\"Anti-sweat\",Table17[[#This Row],[Existing Technology]])), ISNUMBER(SEARCH(\"Multi-deck\",Table17[[#This Row],[Existing Technology]]))), IFERROR(INDEX('Non-Lighting Index Table'!$P$27:$P$32,MATCH(Table17[[#This Row],[Existing Technology]],'Non-Lighting Index Table'!$C$27:$C$32,0))*Table17[[#This Row],[Quantity]],\"\"), IF(ISNUMBER(SEARCH(\"Open vertical\",Table17[[#This Row],[Existing Technology]])), IF(Table17[[#This Row],[Configuration of Display Case]]=\"Vertical\", IFERROR(Table17[[#This Row],[Quantity]]*148.2,\"\"), IF( Table17[[#This Row],[Configuration of Display Case]]=\"Horizontal\", IFERROR(Table17[[#This Row],[Quantity]]*57,\"\"),\"\"))))))","v":""},{"$f":"IF(ISBLANK(Table17[[#This Row],[Quantity]]),\"\",IFERROR(Table17[[#This Row],[Rebate]]*Table17[[#This Row],[Quantity]],\"\"))","v":""}]
[null,null,null,{"$f":"SUBSTITUTE(Table17[[#This Row],[Per Unit]],\"Per\", \"\")","v":""},null,{"$f":"IF(ISBLANK(Table17[[#This Row],[Existing Technology]]),\"\",  IFERROR(INDEX('Non-Lighting Index Table'!$N$27:$N$39,MATCH(Table17[[#This Row],[Existing Technology]],'Non-Lighting Index Table'!$C$27:$C$39,0))*Table17[[#This Row],[Quantity]],\"\"))","v":""},null,{"$f":"IFERROR(Table17[[#This Row],[Quantity]]*Table17[[#This Row],[Existing Demand Per Unit (kW)]],\"\")","v":0},{"$f":"IF(ISBLANK(Table17[[#This Row],[Existing Technology]]),\"\", IFERROR(INDEX('Non-Lighting Index Table'!$D$27:$D$39,MATCH(Table17[[#This Row],[Existing Technology]],'Non-Lighting Index Table'!$C$27:$C$39,0)),\"\"))","v":""},{"$f":"IF(ISBLANK(Table17[[#This Row],[Existing Technology]]),\"\", IFERROR(INDEX('Non-Lighting Index Table'!$J$27:$J$39,MATCH(Table17[[#This Row],[Existing Technology]],'Non-Lighting Index Table'!$C$27:$C$39,0)),\"\"))","v":""},{"$f":"IF(ISBLANK(Table17[[#This Row],[Existing Technology]]),\"\", IFERROR(INDEX('Non-Lighting Index Table'!$K$27:$K$39,MATCH(Table17[[#This Row],[Existing Technology]],'Non-Lighting Index Table'!$C$27:$C$39,0)),\"\"))","v":""},{"$f":"IF(ISBLANK(Table17[[#This Row],[Existing Technology]]),\"\", IFERROR(INDEX('Non-Lighting Index Table'!$G$27:$G$39,MATCH(Table17[[#This Row],[Existing Technology]],'Non-Lighting Index Table'!$C$27:$C$39,0)),\"\"))","v":""},{"$f":"IF(ISBLANK(Table17[[#This Row],[Existing Technology]]),\"\", IFERROR(INDEX('Non-Lighting Index Table'!$H$27:$H$39,MATCH(Table17[[#This Row],[Existing Technology]],'Non-Lighting Index Table'!$C$27:$C$39,0)),\"\"))","v":""},{"$f":"IF(ISBLANK(Table17[[#This Row],[Existing Technology]]),\"\", IFERROR(INDEX('Non-Lighting Index Table'!$I$27:$I$39,MATCH(Table17[[#This Row],[Existing Technology]],'Non-Lighting Index Table'!$C$27:$C$39,0)),\"\"))","v":""},null,{"$f":"IF(ISBLANK(Table17[[#This Row],[Existing Technology]]),\"\", IFERROR(INDEX('Non-Lighting Index Table'!$O$27:$O$39,MATCH(Table17[[#This Row],[Existing Technology]],'Non-Lighting Index Table'!$C$27:$C$39,0))*Table17[[#This Row],[Quantity]],\"\"))","v":""},null,{"$f":"IFERROR(Table17[[#This Row],[Proposed Demand Per Unit \n(kW)]]*Table17[[#This Row],[Quantity]],\"\")","v":0},{"$f":"IF(ISBLANK(Table17[[#This Row],[Existing Demand Per Unit (kW)]]), \"\", IF(ISBLANK(Table17[[#This Row],[Proposed Demand Per Unit \n(kW)]]),\"\", IFERROR(Table17[[#This Row],[Quantity]]*(Table17[[#This Row],[Existing Demand Per Unit (kW)]]-Table17[[#This Row],[Proposed Demand Per Unit \n(kW)]]),\"\")))","v":""},{"$f":"IF(ISBLANK(Table17[[#This Row],[Existing Technology]]), \"\",  IF(ISNUMBER(SEARCH(\"Energy Star\",Table17[[#This Row],[Existing Technology]])),  IFERROR(Table17[[#This Row],[Existing Consumption (Hidden, kWh)]]-Table17[[#This Row],[Annual Consumption (Hidden, kWh)]], \"\"), IF( OR(ISNUMBER(SEARCH(\"ECM motor\",Table17[[#This Row],[Existing Technology]])), ISNUMBER(SEARCH(\"Anti-sweat\",Table17[[#This Row],[Existing Technology]])), ISNUMBER(SEARCH(\"Multi-deck\",Table17[[#This Row],[Existing Technology]]))), IFERROR(INDEX('Non-Lighting Index Table'!$P$27:$P$32,MATCH(Table17[[#This Row],[Existing Technology]],'Non-Lighting Index Table'!$C$27:$C$32,0))*Table17[[#This Row],[Quantity]],\"\"), IF(ISNUMBER(SEARCH(\"Open vertical\",Table17[[#This Row],[Existing Technology]])), IF(Table17[[#This Row],[Configuration of Display Case]]=\"Vertical\", IFERROR(Table17[[#This Row],[Quantity]]*148.2,\"\"), IF( Table17[[#This Row],[Configuration of Display Case]]=\"Horizontal\", IFERROR(Table17[[#This Row],[Quantity]]*57,\"\"),\"\"))))))","v":""},{"$f":"IF(ISBLANK(Table17[[#This Row],[Quantity]]),\"\",IFERROR(Table17[[#This Row],[Rebate]]*Table17[[#This Row],[Quantity]],\"\"))","v":""}]
[null,null,null,{"$f":"SUBSTITUTE(Table17[[#This Row],[Per Unit]],\"Per\", \"\")","v":""},null,{"$f":"IF(ISBLANK(Table17[[#This Row],[Existing Technology]]),\"\",  IFERROR(INDEX('Non-Lighting Index Table'!$N$27:$N$39,MATCH(Table17[[#This Row],[Existing Technology]],'Non-Lighting Index Table'!$C$27:$C$39,0))*Table17[[#This Row],[Quantity]],\"\"))","v":""},null,{"$f":"IFERROR(Table17[[#This Row],[Quantity]]*Table17[[#This Row],[Existing Demand Per Unit (kW)]],\"\")","v":0},{"$f":"IF(ISBLANK(Table17[[#This Row],[Existing Technology]]),\"\", IFERROR(INDEX('Non-Lighting Index Table'!$D$27:$D$39,MATCH(Table17[[#This Row],[Existing Technology]],'Non-Lighting Index Table'!$C$27:$C$39,0)),\"\"))","v":""},{"$f":"IF(ISBLANK(Table17[[#This Row],[Existing Technology]]),\"\", IFERROR(INDEX('Non-Lighting Index Table'!$J$27:$J$39,MATCH(Table17[[#This Row],[Existing Technology]],'Non-Lighting Index Table'!$C$27:$C$39,0)),\"\"))","v":""},{"$f":"IF(ISBLANK(Table17[[#This Row],[Existing Technology]]),\"\", IFERROR(INDEX('Non-Lighting Index Table'!$K$27:$K$39,MATCH(Table17[[#This Row],[Existing Technology]],'Non-Lighting Index Table'!$C$27:$C$39,0)),\"\"))","v":""},{"$f":"IF(ISBLANK(Table17[[#This Row],[Existing Technology]]),\"\", IFERROR(INDEX('Non-Lighting Index Table'!$G$27:$G$39,MATCH(Table17[[#This Row],[Existing Technology]],'Non-Lighting Index Table'!$C$27:$C$39,0)),\"\"))","v":""},{"$f":"IF(ISBLANK(Table17[[#This Row],[Existing Technology]]),\"\", IFERROR(INDEX('Non-Lighting Index Table'!$H$27:$H$39,MATCH(Table17[[#This Row],[Existing Technology]],'Non-Lighting Index Table'!$C$27:$C$39,0)),\"\"))","v":""},{"$f":"IF(ISBLANK(Table17[[#This Row],[Existing Technology]]),\"\", IFERROR(INDEX('Non-Lighting Index Table'!$I$27:$I$39,MATCH(Table17[[#This Row],[Existing Technology]],'Non-Lighting Index Table'!$C$27:$C$39,0)),\"\"))","v":""},null,{"$f":"IF(ISBLANK(Table17[[#This Row],[Existing Technology]]),\"\", IFERROR(INDEX('Non-Lighting Index Table'!$O$27:$O$39,MATCH(Table17[[#This Row],[Existing Technology]],'Non-Lighting Index Table'!$C$27:$C$39,0))*Table17[[#This Row],[Quantity]],\"\"))","v":""},null,{"$f":"IFERROR(Table17[[#This Row],[Proposed Demand Per Unit \n(kW)]]*Table17[[#This Row],[Quantity]],\"\")","v":0},{"$f":"IF(ISBLANK(Table17[[#This Row],[Existing Demand Per Unit (kW)]]), \"\", IF(ISBLANK(Table17[[#This Row],[Proposed Demand Per Unit \n(kW)]]),\"\", IFERROR(Table17[[#This Row],[Quantity]]*(Table17[[#This Row],[Existing Demand Per Unit (kW)]]-Table17[[#This Row],[Proposed Demand Per Unit \n(kW)]]),\"\")))","v":""},{"$f":"IF(ISBLANK(Table17[[#This Row],[Existing Technology]]), \"\",  IF(ISNUMBER(SEARCH(\"Energy Star\",Table17[[#This Row],[Existing Technology]])),  IFERROR(Table17[[#This Row],[Existing Consumption (Hidden, kWh)]]-Table17[[#This Row],[Annual Consumption (Hidden, kWh)]], \"\"), IF( OR(ISNUMBER(SEARCH(\"ECM motor\",Table17[[#This Row],[Existing Technology]])), ISNUMBER(SEARCH(\"Anti-sweat\",Table17[[#This Row],[Existing Technology]])), ISNUMBER(SEARCH(\"Multi-deck\",Table17[[#This Row],[Existing Technology]]))), IFERROR(INDEX('Non-Lighting Index Table'!$P$27:$P$32,MATCH(Table17[[#This Row],[Existing Technology]],'Non-Lighting Index Table'!$C$27:$C$32,0))*Table17[[#This Row],[Quantity]],\"\"), IF(ISNUMBER(SEARCH(\"Open vertical\",Table17[[#This Row],[Existing Technology]])), IF(Table17[[#This Row],[Configuration of Display Case]]=\"Vertical\", IFERROR(Table17[[#This Row],[Quantity]]*148.2,\"\"), IF( Table17[[#This Row],[Configuration of Display Case]]=\"Horizontal\", IFERROR(Table17[[#This Row],[Quantity]]*57,\"\"),\"\"))))))","v":""},{"$f":"IF(ISBLANK(Table17[[#This Row],[Quantity]]),\"\",IFERROR(Table17[[#This Row],[Rebate]]*Table17[[#This Row],[Quantity]],\"\"))","v":""}]
[null,null,null,{"$f":"SUBSTITUTE(Table17[[#This Row],[Per Unit]],\"Per\", \"\")","v":""},null,{"$f":"IF(ISBLANK(Table17[[#This Row],[Existing Technology]]),\"\",  IFERROR(INDEX('Non-Lighting Index Table'!$N$27:$N$39,MATCH(Table17[[#This Row],[Existing Technology]],'Non-Lighting Index Table'!$C$27:$C$39,0))*Table17[[#This Row],[Quantity]],\"\"))","v":""},null,{"$f":"IFERROR(Table17[[#This Row],[Quantity]]*Table17[[#This Row],[Existing Demand Per Unit (kW)]],\"\")","v":0},{"$f":"IF(ISBLANK(Table17[[#This Row],[Existing Technology]]),\"\", IFERROR(INDEX('Non-Lighting Index Table'!$D$27:$D$39,MATCH(Table17[[#This Row],[Existing Technology]],'Non-Lighting Index Table'!$C$27:$C$39,0)),\"\"))","v":""},{"$f":"IF(ISBLANK(Table17[[#This Row],[Existing Technology]]),\"\", IFERROR(INDEX('Non-Lighting Index Table'!$J$27:$J$39,MATCH(Table17[[#This Row],[Existing Technology]],'Non-Lighting Index Table'!$C$27:$C$39,0)),\"\"))","v":""},{"$f":"IF(ISBLANK(Table17[[#This Row],[Existing Technology]]),\"\", IFERROR(INDEX('Non-Lighting Index Table'!$K$27:$K$39,MATCH(Table17[[#This Row],[Existing Technology]],'Non-Lighting Index Table'!$C$27:$C$39,0)),\"\"))","v":""},{"$f":"IF(ISBLANK(Table17[[#This Row],[Existing Technology]]),\"\", IFERROR(INDEX('Non-Lighting Index Table'!$G$27:$G$39,MATCH(Table17[[#This Row],[Existing Technology]],'Non-Lighting Index Table'!$C$27:$C$39,0)),\"\"))","v":""},{"$f":"IF(ISBLANK(Table17[[#This Row],[Existing Technology]]),\"\", IFERROR(INDEX('Non-Lighting Index Table'!$H$27:$H$39,MATCH(Table17[[#This Row],[Existing Technology]],'Non-Lighting Index Table'!$C$27:$C$39,0)),\"\"))","v":""},{"$f":"IF(ISBLANK(Table17[[#This Row],[Existing Technology]]),\"\", IFERROR(INDEX('Non-Lighting Index Table'!$I$27:$I$39,MATCH(Table17[[#This Row],[Existing Technology]],'Non-Lighting Index Table'!$C$27:$C$39,0)),\"\"))","v":""},null,{"$f":"IF(ISBLANK(Table17[[#This Row],[Existing Technology]]),\"\", IFERROR(INDEX('Non-Lighting Index Table'!$O$27:$O$39,MATCH(Table17[[#This Row],[Existing Technology]],'Non-Lighting Index Table'!$C$27:$C$39,0))*Table17[[#This Row],[Quantity]],\"\"))","v":""},null,{"$f":"IFERROR(Table17[[#This Row],[Proposed Demand Per Unit \n(kW)]]*Table17[[#This Row],[Quantity]],\"\")","v":0},{"$f":"IF(ISBLANK(Table17[[#This Row],[Existing Demand Per Unit (kW)]]), \"\", IF(ISBLANK(Table17[[#This Row],[Proposed Demand Per Unit \n(kW)]]),\"\", IFERROR(Table17[[#This Row],[Quantity]]*(Table17[[#This Row],[Existing Demand Per Unit (kW)]]-Table17[[#This Row],[Proposed Demand Per Unit \n(kW)]]),\"\")))","v":""},{"$f":"IF(ISBLANK(Table17[[#This Row],[Existing Technology]]), \"\",  IF(ISNUMBER(SEARCH(\"Energy Star\",Table17[[#This Row],[Existing Technology]])),  IFERROR(Table17[[#This Row],[Existing Consumption (Hidden, kWh)]]-Table17[[#This Row],[Annual Consumption (Hidden, kWh)]], \"\"), IF( OR(ISNUMBER(SEARCH(\"ECM motor\",Table17[[#This Row],[Existing Technology]])), ISNUMBER(SEARCH(\"Anti-sweat\",Table17[[#This Row],[Existing Technology]])), ISNUMBER(SEARCH(\"Multi-deck\",Table17[[#This Row],[Existing Technology]]))), IFERROR(INDEX('Non-Lighting Index Table'!$P$27:$P$32,MATCH(Table17[[#This Row],[Existing Technology]],'Non-Lighting Index Table'!$C$27:$C$32,0))*Table17[[#This Row],[Quantity]],\"\"), IF(ISNUMBER(SEARCH(\"Open vertical\",Table17[[#This Row],[Existing Technology]])), IF(Table17[[#This Row],[Configuration of Display Case]]=\"Vertical\", IFERROR(Table17[[#This Row],[Quantity]]*148.2,\"\"), IF( Table17[[#This Row],[Configuration of Display Case]]=\"Horizontal\", IFERROR(Table17[[#This Row],[Quantity]]*57,\"\"),\"\"))))))","v":""},{"$f":"IF(ISBLANK(Table17[[#This Row],[Quantity]]),\"\",IFERROR(Table17[[#This Row],[Rebate]]*Table17[[#This Row],[Quantity]],\"\"))","v":""}]
[null,null,null,{"$f":"SUBSTITUTE(Table17[[#This Row],[Per Unit]],\"Per\", \"\")","v":""},null,{"$f":"IF(ISBLANK(Table17[[#This Row],[Existing Technology]]),\"\",  IFERROR(INDEX('Non-Lighting Index Table'!$N$27:$N$39,MATCH(Table17[[#This Row],[Existing Technology]],'Non-Lighting Index Table'!$C$27:$C$39,0))*Table17[[#This Row],[Quantity]],\"\"))","v":""},null,{"$f":"IFERROR(Table17[[#This Row],[Quantity]]*Table17[[#This Row],[Existing Demand Per Unit (kW)]],\"\")","v":0},{"$f":"IF(ISBLANK(Table17[[#This Row],[Existing Technology]]),\"\", IFERROR(INDEX('Non-Lighting Index Table'!$D$27:$D$39,MATCH(Table17[[#This Row],[Existing Technology]],'Non-Lighting Index Table'!$C$27:$C$39,0)),\"\"))","v":""},{"$f":"IF(ISBLANK(Table17[[#This Row],[Existing Technology]]),\"\", IFERROR(INDEX('Non-Lighting Index Table'!$J$27:$J$39,MATCH(Table17[[#This Row],[Existing Technology]],'Non-Lighting Index Table'!$C$27:$C$39,0)),\"\"))","v":""},{"$f":"IF(ISBLANK(Table17[[#This Row],[Existing Technology]]),\"\", IFERROR(INDEX('Non-Lighting Index Table'!$K$27:$K$39,MATCH(Table17[[#This Row],[Existing Technology]],'Non-Lighting Index Table'!$C$27:$C$39,0)),\"\"))","v":""},{"$f":"IF(ISBLANK(Table17[[#This Row],[Existing Technology]]),\"\", IFERROR(INDEX('Non-Lighting Index Table'!$G$27:$G$39,MATCH(Table17[[#This Row],[Existing Technology]],'Non-Lighting Index Table'!$C$27:$C$39,0)),\"\"))","v":""},{"$f":"IF(ISBLANK(Table17[[#This Row],[Existing Technology]]),\"\", IFERROR(INDEX('Non-Lighting Index Table'!$H$27:$H$39,MATCH(Table17[[#This Row],[Existing Technology]],'Non-Lighting Index Table'!$C$27:$C$39,0)),\"\"))","v":""},{"$f":"IF(ISBLANK(Table17[[#This Row],[Existing Technology]]),\"\", IFERROR(INDEX('Non-Lighting Index Table'!$I$27:$I$39,MATCH(Table17[[#This Row],[Existing Technology]],'Non-Lighting Index Table'!$C$27:$C$39,0)),\"\"))","v":""},null,{"$f":"IF(ISBLANK(Table17[[#This Row],[Existing Technology]]),\"\", IFERROR(INDEX('Non-Lighting Index Table'!$O$27:$O$39,MATCH(Table17[[#This Row],[Existing Technology]],'Non-Lighting Index Table'!$C$27:$C$39,0))*Table17[[#This Row],[Quantity]],\"\"))","v":""},null,{"$f":"IFERROR(Table17[[#This Row],[Proposed Demand Per Unit \n(kW)]]*Table17[[#This Row],[Quantity]],\"\")","v":0},{"$f":"IF(ISBLANK(Table17[[#This Row],[Existing Demand Per Unit (kW)]]), \"\", IF(ISBLANK(Table17[[#This Row],[Proposed Demand Per Unit \n(kW)]]),\"\", IFERROR(Table17[[#This Row],[Quantity]]*(Table17[[#This Row],[Existing Demand Per Unit (kW)]]-Table17[[#This Row],[Proposed Demand Per Unit \n(kW)]]),\"\")))","v":""},{"$f":"IF(ISBLANK(Table17[[#This Row],[Existing Technology]]), \"\",  IF(ISNUMBER(SEARCH(\"Energy Star\",Table17[[#This Row],[Existing Technology]])),  IFERROR(Table17[[#This Row],[Existing Consumption (Hidden, kWh)]]-Table17[[#This Row],[Annual Consumption (Hidden, kWh)]], \"\"), IF( OR(ISNUMBER(SEARCH(\"ECM motor\",Table17[[#This Row],[Existing Technology]])), ISNUMBER(SEARCH(\"Anti-sweat\",Table17[[#This Row],[Existing Technology]])), ISNUMBER(SEARCH(\"Multi-deck\",Table17[[#This Row],[Existing Technology]]))), IFERROR(INDEX('Non-Lighting Index Table'!$P$27:$P$32,MATCH(Table17[[#This Row],[Existing Technology]],'Non-Lighting Index Table'!$C$27:$C$32,0))*Table17[[#This Row],[Quantity]],\"\"), IF(ISNUMBER(SEARCH(\"Open vertical\",Table17[[#This Row],[Existing Technology]])), IF(Table17[[#This Row],[Configuration of Display Case]]=\"Vertical\", IFERROR(Table17[[#This Row],[Quantity]]*148.2,\"\"), IF( Table17[[#This Row],[Configuration of Display Case]]=\"Horizontal\", IFERROR(Table17[[#This Row],[Quantity]]*57,\"\"),\"\"))))))","v":""},{"$f":"IF(ISBLANK(Table17[[#This Row],[Quantity]]),\"\",IFERROR(Table17[[#This Row],[Rebate]]*Table17[[#This Row],[Quantity]],\"\"))","v":""}]
[null,null,null,{"$f":"SUBSTITUTE(Table17[[#This Row],[Per Unit]],\"Per\", \"\")","v":""},null,{"$f":"IF(ISBLANK(Table17[[#This Row],[Existing Technology]]),\"\",  IFERROR(INDEX('Non-Lighting Index Table'!$N$27:$N$39,MATCH(Table17[[#This Row],[Existing Technology]],'Non-Lighting Index Table'!$C$27:$C$39,0))*Table17[[#This Row],[Quantity]],\"\"))","v":""},null,{"$f":"IFERROR(Table17[[#This Row],[Quantity]]*Table17[[#This Row],[Existing Demand Per Unit (kW)]],\"\")","v":0},{"$f":"IF(ISBLANK(Table17[[#This Row],[Existing Technology]]),\"\", IFERROR(INDEX('Non-Lighting Index Table'!$D$27:$D$39,MATCH(Table17[[#This Row],[Existing Technology]],'Non-Lighting Index Table'!$C$27:$C$39,0)),\"\"))","v":""},{"$f":"IF(ISBLANK(Table17[[#This Row],[Existing Technology]]),\"\", IFERROR(INDEX('Non-Lighting Index Table'!$J$27:$J$39,MATCH(Table17[[#This Row],[Existing Technology]],'Non-Lighting Index Table'!$C$27:$C$39,0)),\"\"))","v":""},{"$f":"IF(ISBLANK(Table17[[#This Row],[Existing Technology]]),\"\", IFERROR(INDEX('Non-Lighting Index Table'!$K$27:$K$39,MATCH(Table17[[#This Row],[Existing Technology]],'Non-Lighting Index Table'!$C$27:$C$39,0)),\"\"))","v":""},{"$f":"IF(ISBLANK(Table17[[#This Row],[Existing Technology]]),\"\", IFERROR(INDEX('Non-Lighting Index Table'!$G$27:$G$39,MATCH(Table17[[#This Row],[Existing Technology]],'Non-Lighting Index Table'!$C$27:$C$39,0)),\"\"))","v":""},{"$f":"IF(ISBLANK(Table17[[#This Row],[Existing Technology]]),\"\", IFERROR(INDEX('Non-Lighting Index Table'!$H$27:$H$39,MATCH(Table17[[#This Row],[Existing Technology]],'Non-Lighting Index Table'!$C$27:$C$39,0)),\"\"))","v":""},{"$f":"IF(ISBLANK(Table17[[#This Row],[Existing Technology]]),\"\", IFERROR(INDEX('Non-Lighting Index Table'!$I$27:$I$39,MATCH(Table17[[#This Row],[Existing Technology]],'Non-Lighting Index Table'!$C$27:$C$39,0)),\"\"))","v":""},null,{"$f":"IF(ISBLANK(Table17[[#This Row],[Existing Technology]]),\"\", IFERROR(INDEX('Non-Lighting Index Table'!$O$27:$O$39,MATCH(Table17[[#This Row],[Existing Technology]],'Non-Lighting Index Table'!$C$27:$C$39,0))*Table17[[#This Row],[Quantity]],\"\"))","v":""},null,{"$f":"IFERROR(Table17[[#This Row],[Proposed Demand Per Unit \n(kW)]]*Table17[[#This Row],[Quantity]],\"\")","v":0},{"$f":"IF(ISBLANK(Table17[[#This Row],[Existing Demand Per Unit (kW)]]), \"\", IF(ISBLANK(Table17[[#This Row],[Proposed Demand Per Unit \n(kW)]]),\"\", IFERROR(Table17[[#This Row],[Quantity]]*(Table17[[#This Row],[Existing Demand Per Unit (kW)]]-Table17[[#This Row],[Proposed Demand Per Unit \n(kW)]]),\"\")))","v":""},{"$f":"IF(ISBLANK(Table17[[#This Row],[Existing Technology]]), \"\",  IF(ISNUMBER(SEARCH(\"Energy Star\",Table17[[#This Row],[Existing Technology]])),  IFERROR(Table17[[#This Row],[Existing Consumption (Hidden, kWh)]]-Table17[[#This Row],[Annual Consumption (Hidden, kWh)]], \"\"), IF( OR(ISNUMBER(SEARCH(\"ECM motor\",Table17[[#This Row],[Existing Technology]])), ISNUMBER(SEARCH(\"Anti-sweat\",Table17[[#This Row],[Existing Technology]])), ISNUMBER(SEARCH(\"Multi-deck\",Table17[[#This Row],[Existing Technology]]))), IFERROR(INDEX('Non-Lighting Index Table'!$P$27:$P$32,MATCH(Table17[[#This Row],[Existing Technology]],'Non-Lighting Index Table'!$C$27:$C$32,0))*Table17[[#This Row],[Quantity]],\"\"), IF(ISNUMBER(SEARCH(\"Open vertical\",Table17[[#This Row],[Existing Technology]])), IF(Table17[[#This Row],[Configuration of Display Case]]=\"Vertical\", IFERROR(Table17[[#This Row],[Quantity]]*148.2,\"\"), IF( Table17[[#This Row],[Configuration of Display Case]]=\"Horizontal\", IFERROR(Table17[[#This Row],[Quantity]]*57,\"\"),\"\"))))))","v":""},{"$f":"IF(ISBLANK(Table17[[#This Row],[Quantity]]),\"\",IFERROR(Table17[[#This Row],[Rebate]]*Table17[[#This Row],[Quantity]],\"\"))","v":""}]
[null,null,null,{"$f":"SUBSTITUTE(Table17[[#This Row],[Per Unit]],\"Per\", \"\")","v":""},null,{"$f":"IF(ISBLANK(Table17[[#This Row],[Existing Technology]]),\"\",  IFERROR(INDEX('Non-Lighting Index Table'!$N$27:$N$39,MATCH(Table17[[#This Row],[Existing Technology]],'Non-Lighting Index Table'!$C$27:$C$39,0))*Table17[[#This Row],[Quantity]],\"\"))","v":""},null,{"$f":"IFERROR(Table17[[#This Row],[Quantity]]*Table17[[#This Row],[Existing Demand Per Unit (kW)]],\"\")","v":0},{"$f":"IF(ISBLANK(Table17[[#This Row],[Existing Technology]]),\"\", IFERROR(INDEX('Non-Lighting Index Table'!$D$27:$D$39,MATCH(Table17[[#This Row],[Existing Technology]],'Non-Lighting Index Table'!$C$27:$C$39,0)),\"\"))","v":""},{"$f":"IF(ISBLANK(Table17[[#This Row],[Existing Technology]]),\"\", IFERROR(INDEX('Non-Lighting Index Table'!$J$27:$J$39,MATCH(Table17[[#This Row],[Existing Technology]],'Non-Lighting Index Table'!$C$27:$C$39,0)),\"\"))","v":""},{"$f":"IF(ISBLANK(Table17[[#This Row],[Existing Technology]]),\"\", IFERROR(INDEX('Non-Lighting Index Table'!$K$27:$K$39,MATCH(Table17[[#This Row],[Existing Technology]],'Non-Lighting Index Table'!$C$27:$C$39,0)),\"\"))","v":""},{"$f":"IF(ISBLANK(Table17[[#This Row],[Existing Technology]]),\"\", IFERROR(INDEX('Non-Lighting Index Table'!$G$27:$G$39,MATCH(Table17[[#This Row],[Existing Technology]],'Non-Lighting Index Table'!$C$27:$C$39,0)),\"\"))","v":""},{"$f":"IF(ISBLANK(Table17[[#This Row],[Existing Technology]]),\"\", IFERROR(INDEX('Non-Lighting Index Table'!$H$27:$H$39,MATCH(Table17[[#This Row],[Existing Technology]],'Non-Lighting Index Table'!$C$27:$C$39,0)),\"\"))","v":""},{"$f":"IF(ISBLANK(Table17[[#This Row],[Existing Technology]]),\"\", IFERROR(INDEX('Non-Lighting Index Table'!$I$27:$I$39,MATCH(Table17[[#This Row],[Existing Technology]],'Non-Lighting Index Table'!$C$27:$C$39,0)),\"\"))","v":""},null,{"$f":"IF(ISBLANK(Table17[[#This Row],[Existing Technology]]),\"\", IFERROR(INDEX('Non-Lighting Index Table'!$O$27:$O$39,MATCH(Table17[[#This Row],[Existing Technology]],'Non-Lighting Index Table'!$C$27:$C$39,0))*Table17[[#This Row],[Quantity]],\"\"))","v":""},null,{"$f":"IFERROR(Table17[[#This Row],[Proposed Demand Per Unit \n(kW)]]*Table17[[#This Row],[Quantity]],\"\")","v":0},{"$f":"IF(ISBLANK(Table17[[#This Row],[Existing Demand Per Unit (kW)]]), \"\", IF(ISBLANK(Table17[[#This Row],[Proposed Demand Per Unit \n(kW)]]),\"\", IFERROR(Table17[[#This Row],[Quantity]]*(Table17[[#This Row],[Existing Demand Per Unit (kW)]]-Table17[[#This Row],[Proposed Demand Per Unit \n(kW)]]),\"\")))","v":""},{"$f":"IF(ISBLANK(Table17[[#This Row],[Existing Technology]]), \"\",  IF(ISNUMBER(SEARCH(\"Energy Star\",Table17[[#This Row],[Existing Technology]])),  IFERROR(Table17[[#This Row],[Existing Consumption (Hidden, kWh)]]-Table17[[#This Row],[Annual Consumption (Hidden, kWh)]], \"\"), IF( OR(ISNUMBER(SEARCH(\"ECM motor\",Table17[[#This Row],[Existing Technology]])), ISNUMBER(SEARCH(\"Anti-sweat\",Table17[[#This Row],[Existing Technology]])), ISNUMBER(SEARCH(\"Multi-deck\",Table17[[#This Row],[Existing Technology]]))), IFERROR(INDEX('Non-Lighting Index Table'!$P$27:$P$32,MATCH(Table17[[#This Row],[Existing Technology]],'Non-Lighting Index Table'!$C$27:$C$32,0))*Table17[[#This Row],[Quantity]],\"\"), IF(ISNUMBER(SEARCH(\"Open vertical\",Table17[[#This Row],[Existing Technology]])), IF(Table17[[#This Row],[Configuration of Display Case]]=\"Vertical\", IFERROR(Table17[[#This Row],[Quantity]]*148.2,\"\"), IF( Table17[[#This Row],[Configuration of Display Case]]=\"Horizontal\", IFERROR(Table17[[#This Row],[Quantity]]*57,\"\"),\"\"))))))","v":""},{"$f":"IF(ISBLANK(Table17[[#This Row],[Quantity]]),\"\",IFERROR(Table17[[#This Row],[Rebate]]*Table17[[#This Row],[Quantity]],\"\"))","v":""}]
[null,null,null,{"$f":"SUBSTITUTE(Table17[[#This Row],[Per Unit]],\"Per\", \"\")","v":""},null,{"$f":"IF(ISBLANK(Table17[[#This Row],[Existing Technology]]),\"\",  IFERROR(INDEX('Non-Lighting Index Table'!$N$27:$N$39,MATCH(Table17[[#This Row],[Existing Technology]],'Non-Lighting Index Table'!$C$27:$C$39,0))*Table17[[#This Row],[Quantity]],\"\"))","v":""},null,{"$f":"IFERROR(Table17[[#This Row],[Quantity]]*Table17[[#This Row],[Existing Demand Per Unit (kW)]],\"\")","v":0},{"$f":"IF(ISBLANK(Table17[[#This Row],[Existing Technology]]),\"\", IFERROR(INDEX('Non-Lighting Index Table'!$D$27:$D$39,MATCH(Table17[[#This Row],[Existing Technology]],'Non-Lighting Index Table'!$C$27:$C$39,0)),\"\"))","v":""},{"$f":"IF(ISBLANK(Table17[[#This Row],[Existing Technology]]),\"\", IFERROR(INDEX('Non-Lighting Index Table'!$J$27:$J$39,MATCH(Table17[[#This Row],[Existing Technology]],'Non-Lighting Index Table'!$C$27:$C$39,0)),\"\"))","v":""},{"$f":"IF(ISBLANK(Table17[[#This Row],[Existing Technology]]),\"\", IFERROR(INDEX('Non-Lighting Index Table'!$K$27:$K$39,MATCH(Table17[[#This Row],[Existing Technology]],'Non-Lighting Index Table'!$C$27:$C$39,0)),\"\"))","v":""},{"$f":"IF(ISBLANK(Table17[[#This Row],[Existing Technology]]),\"\", IFERROR(INDEX('Non-Lighting Index Table'!$G$27:$G$39,MATCH(Table17[[#This Row],[Existing Technology]],'Non-Lighting Index Table'!$C$27:$C$39,0)),\"\"))","v":""},{"$f":"IF(ISBLANK(Table17[[#This Row],[Existing Technology]]),\"\", IFERROR(INDEX('Non-Lighting Index Table'!$H$27:$H$39,MATCH(Table17[[#This Row],[Existing Technology]],'Non-Lighting Index Table'!$C$27:$C$39,0)),\"\"))","v":""},{"$f":"IF(ISBLANK(Table17[[#This Row],[Existing Technology]]),\"\", IFERROR(INDEX('Non-Lighting Index Table'!$I$27:$I$39,MATCH(Table17[[#This Row],[Existing Technology]],'Non-Lighting Index Table'!$C$27:$C$39,0)),\"\"))","v":""},null,{"$f":"IF(ISBLANK(Table17[[#This Row],[Existing Technology]]),\"\", IFERROR(INDEX('Non-Lighting Index Table'!$O$27:$O$39,MATCH(Table17[[#This Row],[Existing Technology]],'Non-Lighting Index Table'!$C$27:$C$39,0))*Table17[[#This Row],[Quantity]],\"\"))","v":""},null,{"$f":"IFERROR(Table17[[#This Row],[Proposed Demand Per Unit \n(kW)]]*Table17[[#This Row],[Quantity]],\"\")","v":0},{"$f":"IF(ISBLANK(Table17[[#This Row],[Existing Demand Per Unit (kW)]]), \"\", IF(ISBLANK(Table17[[#This Row],[Proposed Demand Per Unit \n(kW)]]),\"\", IFERROR(Table17[[#This Row],[Quantity]]*(Table17[[#This Row],[Existing Demand Per Unit (kW)]]-Table17[[#This Row],[Proposed Demand Per Unit \n(kW)]]),\"\")))","v":""},{"$f":"IF(ISBLANK(Table17[[#This Row],[Existing Technology]]), \"\",  IF(ISNUMBER(SEARCH(\"Energy Star\",Table17[[#This Row],[Existing Technology]])),  IFERROR(Table17[[#This Row],[Existing Consumption (Hidden, kWh)]]-Table17[[#This Row],[Annual Consumption (Hidden, kWh)]], \"\"), IF( OR(ISNUMBER(SEARCH(\"ECM motor\",Table17[[#This Row],[Existing Technology]])), ISNUMBER(SEARCH(\"Anti-sweat\",Table17[[#This Row],[Existing Technology]])), ISNUMBER(SEARCH(\"Multi-deck\",Table17[[#This Row],[Existing Technology]]))), IFERROR(INDEX('Non-Lighting Index Table'!$P$27:$P$32,MATCH(Table17[[#This Row],[Existing Technology]],'Non-Lighting Index Table'!$C$27:$C$32,0))*Table17[[#This Row],[Quantity]],\"\"), IF(ISNUMBER(SEARCH(\"Open vertical\",Table17[[#This Row],[Existing Technology]])), IF(Table17[[#This Row],[Configuration of Display Case]]=\"Vertical\", IFERROR(Table17[[#This Row],[Quantity]]*148.2,\"\"), IF( Table17[[#This Row],[Configuration of Display Case]]=\"Horizontal\", IFERROR(Table17[[#This Row],[Quantity]]*57,\"\"),\"\"))))))","v":""},{"$f":"IF(ISBLANK(Table17[[#This Row],[Quantity]]),\"\",IFERROR(Table17[[#This Row],[Rebate]]*Table17[[#This Row],[Quantity]],\"\"))","v":""}]
[null,null,null,{"$f":"SUBSTITUTE(Table17[[#This Row],[Per Unit]],\"Per\", \"\")","v":""},null,{"$f":"IF(ISBLANK(Table17[[#This Row],[Existing Technology]]),\"\",  IFERROR(INDEX('Non-Lighting Index Table'!$N$27:$N$39,MATCH(Table17[[#This Row],[Existing Technology]],'Non-Lighting Index Table'!$C$27:$C$39,0))*Table17[[#This Row],[Quantity]],\"\"))","v":""},null,{"$f":"IFERROR(Table17[[#This Row],[Quantity]]*Table17[[#This Row],[Existing Demand Per Unit (kW)]],\"\")","v":0},{"$f":"IF(ISBLANK(Table17[[#This Row],[Existing Technology]]),\"\", IFERROR(INDEX('Non-Lighting Index Table'!$D$27:$D$39,MATCH(Table17[[#This Row],[Existing Technology]],'Non-Lighting Index Table'!$C$27:$C$39,0)),\"\"))","v":""},{"$f":"IF(ISBLANK(Table17[[#This Row],[Existing Technology]]),\"\", IFERROR(INDEX('Non-Lighting Index Table'!$J$27:$J$39,MATCH(Table17[[#This Row],[Existing Technology]],'Non-Lighting Index Table'!$C$27:$C$39,0)),\"\"))","v":""},{"$f":"IF(ISBLANK(Table17[[#This Row],[Existing Technology]]),\"\", IFERROR(INDEX('Non-Lighting Index Table'!$K$27:$K$39,MATCH(Table17[[#This Row],[Existing Technology]],'Non-Lighting Index Table'!$C$27:$C$39,0)),\"\"))","v":""},{"$f":"IF(ISBLANK(Table17[[#This Row],[Existing Technology]]),\"\", IFERROR(INDEX('Non-Lighting Index Table'!$G$27:$G$39,MATCH(Table17[[#This Row],[Existing Technology]],'Non-Lighting Index Table'!$C$27:$C$39,0)),\"\"))","v":""},{"$f":"IF(ISBLANK(Table17[[#This Row],[Existing Technology]]),\"\", IFERROR(INDEX('Non-Lighting Index Table'!$H$27:$H$39,MATCH(Table17[[#This Row],[Existing Technology]],'Non-Lighting Index Table'!$C$27:$C$39,0)),\"\"))","v":""},{"$f":"IF(ISBLANK(Table17[[#This Row],[Existing Technology]]),\"\", IFERROR(INDEX('Non-Lighting Index Table'!$I$27:$I$39,MATCH(Table17[[#This Row],[Existing Technology]],'Non-Lighting Index Table'!$C$27:$C$39,0)),\"\"))","v":""},null,{"$f":"IF(ISBLANK(Table17[[#This Row],[Existing Technology]]),\"\", IFERROR(INDEX('Non-Lighting Index Table'!$O$27:$O$39,MATCH(Table17[[#This Row],[Existing Technology]],'Non-Lighting Index Table'!$C$27:$C$39,0))*Table17[[#This Row],[Quantity]],\"\"))","v":""},null,{"$f":"IFERROR(Table17[[#This Row],[Proposed Demand Per Unit \n(kW)]]*Table17[[#This Row],[Quantity]],\"\")","v":0},{"$f":"IF(ISBLANK(Table17[[#This Row],[Existing Demand Per Unit (kW)]]), \"\", IF(ISBLANK(Table17[[#This Row],[Proposed Demand Per Unit \n(kW)]]),\"\", IFERROR(Table17[[#This Row],[Quantity]]*(Table17[[#This Row],[Existing Demand Per Unit (kW)]]-Table17[[#This Row],[Proposed Demand Per Unit \n(kW)]]),\"\")))","v":""},{"$f":"IF(ISBLANK(Table17[[#This Row],[Existing Technology]]), \"\",  IF(ISNUMBER(SEARCH(\"Energy Star\",Table17[[#This Row],[Existing Technology]])),  IFERROR(Table17[[#This Row],[Existing Consumption (Hidden, kWh)]]-Table17[[#This Row],[Annual Consumption (Hidden, kWh)]], \"\"), IF( OR(ISNUMBER(SEARCH(\"ECM motor\",Table17[[#This Row],[Existing Technology]])), ISNUMBER(SEARCH(\"Anti-sweat\",Table17[[#This Row],[Existing Technology]])), ISNUMBER(SEARCH(\"Multi-deck\",Table17[[#This Row],[Existing Technology]]))), IFERROR(INDEX('Non-Lighting Index Table'!$P$27:$P$32,MATCH(Table17[[#This Row],[Existing Technology]],'Non-Lighting Index Table'!$C$27:$C$32,0))*Table17[[#This Row],[Quantity]],\"\"), IF(ISNUMBER(SEARCH(\"Open vertical\",Table17[[#This Row],[Existing Technology]])), IF(Table17[[#This Row],[Configuration of Display Case]]=\"Vertical\", IFERROR(Table17[[#This Row],[Quantity]]*148.2,\"\"), IF( Table17[[#This Row],[Configuration of Display Case]]=\"Horizontal\", IFERROR(Table17[[#This Row],[Quantity]]*57,\"\"),\"\"))))))","v":""},{"$f":"IF(ISBLANK(Table17[[#This Row],[Quantity]]),\"\",IFERROR(Table17[[#This Row],[Rebate]]*Table17[[#This Row],[Quantity]],\"\"))","v":""}]
[null,null,null,{"$f":"SUBSTITUTE(Table17[[#This Row],[Per Unit]],\"Per\", \"\")","v":""},null,{"$f":"IF(ISBLANK(Table17[[#This Row],[Existing Technology]]),\"\",  IFERROR(INDEX('Non-Lighting Index Table'!$N$27:$N$39,MATCH(Table17[[#This Row],[Existing Technology]],'Non-Lighting Index Table'!$C$27:$C$39,0))*Table17[[#This Row],[Quantity]],\"\"))","v":""},null,{"$f":"IFERROR(Table17[[#This Row],[Quantity]]*Table17[[#This Row],[Existing Demand Per Unit (kW)]],\"\")","v":0},{"$f":"IF(ISBLANK(Table17[[#This Row],[Existing Technology]]),\"\", IFERROR(INDEX('Non-Lighting Index Table'!$D$27:$D$39,MATCH(Table17[[#This Row],[Existing Technology]],'Non-Lighting Index Table'!$C$27:$C$39,0)),\"\"))","v":""},{"$f":"IF(ISBLANK(Table17[[#This Row],[Existing Technology]]),\"\", IFERROR(INDEX('Non-Lighting Index Table'!$J$27:$J$39,MATCH(Table17[[#This Row],[Existing Technology]],'Non-Lighting Index Table'!$C$27:$C$39,0)),\"\"))","v":""},{"$f":"IF(ISBLANK(Table17[[#This Row],[Existing Technology]]),\"\", IFERROR(INDEX('Non-Lighting Index Table'!$K$27:$K$39,MATCH(Table17[[#This Row],[Existing Technology]],'Non-Lighting Index Table'!$C$27:$C$39,0)),\"\"))","v":""},{"$f":"IF(ISBLANK(Table17[[#This Row],[Existing Technology]]),\"\", IFERROR(INDEX('Non-Lighting Index Table'!$G$27:$G$39,MATCH(Table17[[#This Row],[Existing Technology]],'Non-Lighting Index Table'!$C$27:$C$39,0)),\"\"))","v":""},{"$f":"IF(ISBLANK(Table17[[#This Row],[Existing Technology]]),\"\", IFERROR(INDEX('Non-Lighting Index Table'!$H$27:$H$39,MATCH(Table17[[#This Row],[Existing Technology]],'Non-Lighting Index Table'!$C$27:$C$39,0)),\"\"))","v":""},{"$f":"IF(ISBLANK(Table17[[#This Row],[Existing Technology]]),\"\", IFERROR(INDEX('Non-Lighting Index Table'!$I$27:$I$39,MATCH(Table17[[#This Row],[Existing Technology]],'Non-Lighting Index Table'!$C$27:$C$39,0)),\"\"))","v":""},null,{"$f":"IF(ISBLANK(Table17[[#This Row],[Existing Technology]]),\"\", IFERROR(INDEX('Non-Lighting Index Table'!$O$27:$O$39,MATCH(Table17[[#This Row],[Existing Technology]],'Non-Lighting Index Table'!$C$27:$C$39,0))*Table17[[#This Row],[Quantity]],\"\"))","v":""},null,{"$f":"IFERROR(Table17[[#This Row],[Proposed Demand Per Unit \n(kW)]]*Table17[[#This Row],[Quantity]],\"\")","v":0},{"$f":"IF(ISBLANK(Table17[[#This Row],[Existing Demand Per Unit (kW)]]), \"\", IF(ISBLANK(Table17[[#This Row],[Proposed Demand Per Unit \n(kW)]]),\"\", IFERROR(Table17[[#This Row],[Quantity]]*(Table17[[#This Row],[Existing Demand Per Unit (kW)]]-Table17[[#This Row],[Proposed Demand Per Unit \n(kW)]]),\"\")))","v":""},{"$f":"IF(ISBLANK(Table17[[#This Row],[Existing Technology]]), \"\",  IF(ISNUMBER(SEARCH(\"Energy Star\",Table17[[#This Row],[Existing Technology]])),  IFERROR(Table17[[#This Row],[Existing Consumption (Hidden, kWh)]]-Table17[[#This Row],[Annual Consumption (Hidden, kWh)]], \"\"), IF( OR(ISNUMBER(SEARCH(\"ECM motor\",Table17[[#This Row],[Existing Technology]])), ISNUMBER(SEARCH(\"Anti-sweat\",Table17[[#This Row],[Existing Technology]])), ISNUMBER(SEARCH(\"Multi-deck\",Table17[[#This Row],[Existing Technology]]))), IFERROR(INDEX('Non-Lighting Index Table'!$P$27:$P$32,MATCH(Table17[[#This Row],[Existing Technology]],'Non-Lighting Index Table'!$C$27:$C$32,0))*Table17[[#This Row],[Quantity]],\"\"), IF(ISNUMBER(SEARCH(\"Open vertical\",Table17[[#This Row],[Existing Technology]])), IF(Table17[[#This Row],[Configuration of Display Case]]=\"Vertical\", IFERROR(Table17[[#This Row],[Quantity]]*148.2,\"\"), IF( Table17[[#This Row],[Configuration of Display Case]]=\"Horizontal\", IFERROR(Table17[[#This Row],[Quantity]]*57,\"\"),\"\"))))))","v":""},{"$f":"IF(ISBLANK(Table17[[#This Row],[Quantity]]),\"\",IFERROR(Table17[[#This Row],[Rebate]]*Table17[[#This Row],[Quantity]],\"\"))","v":""}]
[null,null,null,{"$f":"SUBSTITUTE(Table17[[#This Row],[Per Unit]],\"Per\", \"\")","v":""},null,{"$f":"IF(ISBLANK(Table17[[#This Row],[Existing Technology]]),\"\",  IFERROR(INDEX('Non-Lighting Index Table'!$N$27:$N$39,MATCH(Table17[[#This Row],[Existing Technology]],'Non-Lighting Index Table'!$C$27:$C$39,0))*Table17[[#This Row],[Quantity]],\"\"))","v":""},null,{"$f":"IFERROR(Table17[[#This Row],[Quantity]]*Table17[[#This Row],[Existing Demand Per Unit (kW)]],\"\")","v":0},{"$f":"IF(ISBLANK(Table17[[#This Row],[Existing Technology]]),\"\", IFERROR(INDEX('Non-Lighting Index Table'!$D$27:$D$39,MATCH(Table17[[#This Row],[Existing Technology]],'Non-Lighting Index Table'!$C$27:$C$39,0)),\"\"))","v":""},{"$f":"IF(ISBLANK(Table17[[#This Row],[Existing Technology]]),\"\", IFERROR(INDEX('Non-Lighting Index Table'!$J$27:$J$39,MATCH(Table17[[#This Row],[Existing Technology]],'Non-Lighting Index Table'!$C$27:$C$39,0)),\"\"))","v":""},{"$f":"IF(ISBLANK(Table17[[#This Row],[Existing Technology]]),\"\", IFERROR(INDEX('Non-Lighting Index Table'!$K$27:$K$39,MATCH(Table17[[#This Row],[Existing Technology]],'Non-Lighting Index Table'!$C$27:$C$39,0)),\"\"))","v":""},{"$f":"IF(ISBLANK(Table17[[#This Row],[Existing Technology]]),\"\", IFERROR(INDEX('Non-Lighting Index Table'!$G$27:$G$39,MATCH(Table17[[#This Row],[Existing Technology]],'Non-Lighting Index Table'!$C$27:$C$39,0)),\"\"))","v":""},{"$f":"IF(ISBLANK(Table17[[#This Row],[Existing Technology]]),\"\", IFERROR(INDEX('Non-Lighting Index Table'!$H$27:$H$39,MATCH(Table17[[#This Row],[Existing Technology]],'Non-Lighting Index Table'!$C$27:$C$39,0)),\"\"))","v":""},{"$f":"IF(ISBLANK(Table17[[#This Row],[Existing Technology]]),\"\", IFERROR(INDEX('Non-Lighting Index Table'!$I$27:$I$39,MATCH(Table17[[#This Row],[Existing Technology]],'Non-Lighting Index Table'!$C$27:$C$39,0)),\"\"))","v":""},null,{"$f":"IF(ISBLANK(Table17[[#This Row],[Existing Technology]]),\"\", IFERROR(INDEX('Non-Lighting Index Table'!$O$27:$O$39,MATCH(Table17[[#This Row],[Existing Technology]],'Non-Lighting Index Table'!$C$27:$C$39,0))*Table17[[#This Row],[Quantity]],\"\"))","v":""},null,{"$f":"IFERROR(Table17[[#This Row],[Proposed Demand Per Unit \n(kW)]]*Table17[[#This Row],[Quantity]],\"\")","v":0},{"$f":"IF(ISBLANK(Table17[[#This Row],[Existing Demand Per Unit (kW)]]), \"\", IF(ISBLANK(Table17[[#This Row],[Proposed Demand Per Unit \n(kW)]]),\"\", IFERROR(Table17[[#This Row],[Quantity]]*(Table17[[#This Row],[Existing Demand Per Unit (kW)]]-Table17[[#This Row],[Proposed Demand Per Unit \n(kW)]]),\"\")))","v":""},{"$f":"IF(ISBLANK(Table17[[#This Row],[Existing Technology]]), \"\",  IF(ISNUMBER(SEARCH(\"Energy Star\",Table17[[#This Row],[Existing Technology]])),  IFERROR(Table17[[#This Row],[Existing Consumption (Hidden, kWh)]]-Table17[[#This Row],[Annual Consumption (Hidden, kWh)]], \"\"), IF( OR(ISNUMBER(SEARCH(\"ECM motor\",Table17[[#This Row],[Existing Technology]])), ISNUMBER(SEARCH(\"Anti-sweat\",Table17[[#This Row],[Existing Technology]])), ISNUMBER(SEARCH(\"Multi-deck\",Table17[[#This Row],[Existing Technology]]))), IFERROR(INDEX('Non-Lighting Index Table'!$P$27:$P$32,MATCH(Table17[[#This Row],[Existing Technology]],'Non-Lighting Index Table'!$C$27:$C$32,0))*Table17[[#This Row],[Quantity]],\"\"), IF(ISNUMBER(SEARCH(\"Open vertical\",Table17[[#This Row],[Existing Technology]])), IF(Table17[[#This Row],[Configuration of Display Case]]=\"Vertical\", IFERROR(Table17[[#This Row],[Quantity]]*148.2,\"\"), IF( Table17[[#This Row],[Configuration of Display Case]]=\"Horizontal\", IFERROR(Table17[[#This Row],[Quantity]]*57,\"\"),\"\"))))))","v":""},{"$f":"IF(ISBLANK(Table17[[#This Row],[Quantity]]),\"\",IFERROR(Table17[[#This Row],[Rebate]]*Table17[[#This Row],[Quantity]],\"\"))","v":""}]
[null,null,null,{"$f":"SUBSTITUTE(Table17[[#This Row],[Per Unit]],\"Per\", \"\")","v":""},null,{"$f":"IF(ISBLANK(Table17[[#This Row],[Existing Technology]]),\"\",  IFERROR(INDEX('Non-Lighting Index Table'!$N$27:$N$39,MATCH(Table17[[#This Row],[Existing Technology]],'Non-Lighting Index Table'!$C$27:$C$39,0))*Table17[[#This Row],[Quantity]],\"\"))","v":""},null,{"$f":"IFERROR(Table17[[#This Row],[Quantity]]*Table17[[#This Row],[Existing Demand Per Unit (kW)]],\"\")","v":0},{"$f":"IF(ISBLANK(Table17[[#This Row],[Existing Technology]]),\"\", IFERROR(INDEX('Non-Lighting Index Table'!$D$27:$D$39,MATCH(Table17[[#This Row],[Existing Technology]],'Non-Lighting Index Table'!$C$27:$C$39,0)),\"\"))","v":""},{"$f":"IF(ISBLANK(Table17[[#This Row],[Existing Technology]]),\"\", IFERROR(INDEX('Non-Lighting Index Table'!$J$27:$J$39,MATCH(Table17[[#This Row],[Existing Technology]],'Non-Lighting Index Table'!$C$27:$C$39,0)),\"\"))","v":""},{"$f":"IF(ISBLANK(Table17[[#This Row],[Existing Technology]]),\"\", IFERROR(INDEX('Non-Lighting Index Table'!$K$27:$K$39,MATCH(Table17[[#This Row],[Existing Technology]],'Non-Lighting Index Table'!$C$27:$C$39,0)),\"\"))","v":""},{"$f":"IF(ISBLANK(Table17[[#This Row],[Existing Technology]]),\"\", IFERROR(INDEX('Non-Lighting Index Table'!$G$27:$G$39,MATCH(Table17[[#This Row],[Existing Technology]],'Non-Lighting Index Table'!$C$27:$C$39,0)),\"\"))","v":""},{"$f":"IF(ISBLANK(Table17[[#This Row],[Existing Technology]]),\"\", IFERROR(INDEX('Non-Lighting Index Table'!$H$27:$H$39,MATCH(Table17[[#This Row],[Existing Technology]],'Non-Lighting Index Table'!$C$27:$C$39,0)),\"\"))","v":""},{"$f":"IF(ISBLANK(Table17[[#This Row],[Existing Technology]]),\"\", IFERROR(INDEX('Non-Lighting Index Table'!$I$27:$I$39,MATCH(Table17[[#This Row],[Existing Technology]],'Non-Lighting Index Table'!$C$27:$C$39,0)),\"\"))","v":""},null,{"$f":"IF(ISBLANK(Table17[[#This Row],[Existing Technology]]),\"\", IFERROR(INDEX('Non-Lighting Index Table'!$O$27:$O$39,MATCH(Table17[[#This Row],[Existing Technology]],'Non-Lighting Index Table'!$C$27:$C$39,0))*Table17[[#This Row],[Quantity]],\"\"))","v":""},null,{"$f":"IFERROR(Table17[[#This Row],[Proposed Demand Per Unit \n(kW)]]*Table17[[#This Row],[Quantity]],\"\")","v":0},{"$f":"IF(ISBLANK(Table17[[#This Row],[Existing Demand Per Unit (kW)]]), \"\", IF(ISBLANK(Table17[[#This Row],[Proposed Demand Per Unit \n(kW)]]),\"\", IFERROR(Table17[[#This Row],[Quantity]]*(Table17[[#This Row],[Existing Demand Per Unit (kW)]]-Table17[[#This Row],[Proposed Demand Per Unit \n(kW)]]),\"\")))","v":""},{"$f":"IF(ISBLANK(Table17[[#This Row],[Existing Technology]]), \"\",  IF(ISNUMBER(SEARCH(\"Energy Star\",Table17[[#This Row],[Existing Technology]])),  IFERROR(Table17[[#This Row],[Existing Consumption (Hidden, kWh)]]-Table17[[#This Row],[Annual Consumption (Hidden, kWh)]], \"\"), IF( OR(ISNUMBER(SEARCH(\"ECM motor\",Table17[[#This Row],[Existing Technology]])), ISNUMBER(SEARCH(\"Anti-sweat\",Table17[[#This Row],[Existing Technology]])), ISNUMBER(SEARCH(\"Multi-deck\",Table17[[#This Row],[Existing Technology]]))), IFERROR(INDEX('Non-Lighting Index Table'!$P$27:$P$32,MATCH(Table17[[#This Row],[Existing Technology]],'Non-Lighting Index Table'!$C$27:$C$32,0))*Table17[[#This Row],[Quantity]],\"\"), IF(ISNUMBER(SEARCH(\"Open vertical\",Table17[[#This Row],[Existing Technology]])), IF(Table17[[#This Row],[Configuration of Display Case]]=\"Vertical\", IFERROR(Table17[[#This Row],[Quantity]]*148.2,\"\"), IF( Table17[[#This Row],[Configuration of Display Case]]=\"Horizontal\", IFERROR(Table17[[#This Row],[Quantity]]*57,\"\"),\"\"))))))","v":""},{"$f":"IF(ISBLANK(Table17[[#This Row],[Quantity]]),\"\",IFERROR(Table17[[#This Row],[Rebate]]*Table17[[#This Row],[Quantity]],\"\"))","v":""}]
[null,null,null,{"$f":"SUBSTITUTE(Table17[[#This Row],[Per Unit]],\"Per\", \"\")","v":""},null,{"$f":"IF(ISBLANK(Table17[[#This Row],[Existing Technology]]),\"\",  IFERROR(INDEX('Non-Lighting Index Table'!$N$27:$N$39,MATCH(Table17[[#This Row],[Existing Technology]],'Non-Lighting Index Table'!$C$27:$C$39,0))*Table17[[#This Row],[Quantity]],\"\"))","v":""},null,{"$f":"IFERROR(Table17[[#This Row],[Quantity]]*Table17[[#This Row],[Existing Demand Per Unit (kW)]],\"\")","v":0},{"$f":"IF(ISBLANK(Table17[[#This Row],[Existing Technology]]),\"\", IFERROR(INDEX('Non-Lighting Index Table'!$D$27:$D$39,MATCH(Table17[[#This Row],[Existing Technology]],'Non-Lighting Index Table'!$C$27:$C$39,0)),\"\"))","v":""},{"$f":"IF(ISBLANK(Table17[[#This Row],[Existing Technology]]),\"\", IFERROR(INDEX('Non-Lighting Index Table'!$J$27:$J$39,MATCH(Table17[[#This Row],[Existing Technology]],'Non-Lighting Index Table'!$C$27:$C$39,0)),\"\"))","v":""},{"$f":"IF(ISBLANK(Table17[[#This Row],[Existing Technology]]),\"\", IFERROR(INDEX('Non-Lighting Index Table'!$K$27:$K$39,MATCH(Table17[[#This Row],[Existing Technology]],'Non-Lighting Index Table'!$C$27:$C$39,0)),\"\"))","v":""},{"$f":"IF(ISBLANK(Table17[[#This Row],[Existing Technology]]),\"\", IFERROR(INDEX('Non-Lighting Index Table'!$G$27:$G$39,MATCH(Table17[[#This Row],[Existing Technology]],'Non-Lighting Index Table'!$C$27:$C$39,0)),\"\"))","v":""},{"$f":"IF(ISBLANK(Table17[[#This Row],[Existing Technology]]),\"\", IFERROR(INDEX('Non-Lighting Index Table'!$H$27:$H$39,MATCH(Table17[[#This Row],[Existing Technology]],'Non-Lighting Index Table'!$C$27:$C$39,0)),\"\"))","v":""},{"$f":"IF(ISBLANK(Table17[[#This Row],[Existing Technology]]),\"\", IFERROR(INDEX('Non-Lighting Index Table'!$I$27:$I$39,MATCH(Table17[[#This Row],[Existing Technology]],'Non-Lighting Index Table'!$C$27:$C$39,0)),\"\"))","v":""},null,{"$f":"IF(ISBLANK(Table17[[#This Row],[Existing Technology]]),\"\", IFERROR(INDEX('Non-Lighting Index Table'!$O$27:$O$39,MATCH(Table17[[#This Row],[Existing Technology]],'Non-Lighting Index Table'!$C$27:$C$39,0))*Table17[[#This Row],[Quantity]],\"\"))","v":""},null,{"$f":"IFERROR(Table17[[#This Row],[Proposed Demand Per Unit \n(kW)]]*Table17[[#This Row],[Quantity]],\"\")","v":0},{"$f":"IF(ISBLANK(Table17[[#This Row],[Existing Demand Per Unit (kW)]]), \"\", IF(ISBLANK(Table17[[#This Row],[Proposed Demand Per Unit \n(kW)]]),\"\", IFERROR(Table17[[#This Row],[Quantity]]*(Table17[[#This Row],[Existing Demand Per Unit (kW)]]-Table17[[#This Row],[Proposed Demand Per Unit \n(kW)]]),\"\")))","v":""},{"$f":"IF(ISBLANK(Table17[[#This Row],[Existing Technology]]), \"\",  IF(ISNUMBER(SEARCH(\"Energy Star\",Table17[[#This Row],[Existing Technology]])),  IFERROR(Table17[[#This Row],[Existing Consumption (Hidden, kWh)]]-Table17[[#This Row],[Annual Consumption (Hidden, kWh)]], \"\"), IF( OR(ISNUMBER(SEARCH(\"ECM motor\",Table17[[#This Row],[Existing Technology]])), ISNUMBER(SEARCH(\"Anti-sweat\",Table17[[#This Row],[Existing Technology]])), ISNUMBER(SEARCH(\"Multi-deck\",Table17[[#This Row],[Existing Technology]]))), IFERROR(INDEX('Non-Lighting Index Table'!$P$27:$P$32,MATCH(Table17[[#This Row],[Existing Technology]],'Non-Lighting Index Table'!$C$27:$C$32,0))*Table17[[#This Row],[Quantity]],\"\"), IF(ISNUMBER(SEARCH(\"Open vertical\",Table17[[#This Row],[Existing Technology]])), IF(Table17[[#This Row],[Configuration of Display Case]]=\"Vertical\", IFERROR(Table17[[#This Row],[Quantity]]*148.2,\"\"), IF( Table17[[#This Row],[Configuration of Display Case]]=\"Horizontal\", IFERROR(Table17[[#This Row],[Quantity]]*57,\"\"),\"\"))))))","v":""},{"$f":"IF(ISBLANK(Table17[[#This Row],[Quantity]]),\"\",IFERROR(Table17[[#This Row],[Rebate]]*Table17[[#This Row],[Quantity]],\"\"))","v":""}]
[null,null,null,{"$f":"SUBSTITUTE(Table17[[#This Row],[Per Unit]],\"Per\", \"\")","v":""},null,{"$f":"IF(ISBLANK(Table17[[#This Row],[Existing Technology]]),\"\",  IFERROR(INDEX('Non-Lighting Index Table'!$N$27:$N$39,MATCH(Table17[[#This Row],[Existing Technology]],'Non-Lighting Index Table'!$C$27:$C$39,0))*Table17[[#This Row],[Quantity]],\"\"))","v":""},null,{"$f":"IFERROR(Table17[[#This Row],[Quantity]]*Table17[[#This Row],[Existing Demand Per Unit (kW)]],\"\")","v":0},{"$f":"IF(ISBLANK(Table17[[#This Row],[Existing Technology]]),\"\", IFERROR(INDEX('Non-Lighting Index Table'!$D$27:$D$39,MATCH(Table17[[#This Row],[Existing Technology]],'Non-Lighting Index Table'!$C$27:$C$39,0)),\"\"))","v":""},{"$f":"IF(ISBLANK(Table17[[#This Row],[Existing Technology]]),\"\", IFERROR(INDEX('Non-Lighting Index Table'!$J$27:$J$39,MATCH(Table17[[#This Row],[Existing Technology]],'Non-Lighting Index Table'!$C$27:$C$39,0)),\"\"))","v":""},{"$f":"IF(ISBLANK(Table17[[#This Row],[Existing Technology]]),\"\", IFERROR(INDEX('Non-Lighting Index Table'!$K$27:$K$39,MATCH(Table17[[#This Row],[Existing Technology]],'Non-Lighting Index Table'!$C$27:$C$39,0)),\"\"))","v":""},{"$f":"IF(ISBLANK(Table17[[#This Row],[Existing Technology]]),\"\", IFERROR(INDEX('Non-Lighting Index Table'!$G$27:$G$39,MATCH(Table17[[#This Row],[Existing Technology]],'Non-Lighting Index Table'!$C$27:$C$39,0)),\"\"))","v":""},{"$f":"IF(ISBLANK(Table17[[#This Row],[Existing Technology]]),\"\", IFERROR(INDEX('Non-Lighting Index Table'!$H$27:$H$39,MATCH(Table17[[#This Row],[Existing Technology]],'Non-Lighting Index Table'!$C$27:$C$39,0)),\"\"))","v":""},{"$f":"IF(ISBLANK(Table17[[#This Row],[Existing Technology]]),\"\", IFERROR(INDEX('Non-Lighting Index Table'!$I$27:$I$39,MATCH(Table17[[#This Row],[Existing Technology]],'Non-Lighting Index Table'!$C$27:$C$39,0)),\"\"))","v":""},null,{"$f":"IF(ISBLANK(Table17[[#This Row],[Existing Technology]]),\"\", IFERROR(INDEX('Non-Lighting Index Table'!$O$27:$O$39,MATCH(Table17[[#This Row],[Existing Technology]],'Non-Lighting Index Table'!$C$27:$C$39,0))*Table17[[#This Row],[Quantity]],\"\"))","v":""},null,{"$f":"IFERROR(Table17[[#This Row],[Proposed Demand Per Unit \n(kW)]]*Table17[[#This Row],[Quantity]],\"\")","v":0},{"$f":"IF(ISBLANK(Table17[[#This Row],[Existing Demand Per Unit (kW)]]), \"\", IF(ISBLANK(Table17[[#This Row],[Proposed Demand Per Unit \n(kW)]]),\"\", IFERROR(Table17[[#This Row],[Quantity]]*(Table17[[#This Row],[Existing Demand Per Unit (kW)]]-Table17[[#This Row],[Proposed Demand Per Unit \n(kW)]]),\"\")))","v":""},{"$f":"IF(ISBLANK(Table17[[#This Row],[Existing Technology]]), \"\",  IF(ISNUMBER(SEARCH(\"Energy Star\",Table17[[#This Row],[Existing Technology]])),  IFERROR(Table17[[#This Row],[Existing Consumption (Hidden, kWh)]]-Table17[[#This Row],[Annual Consumption (Hidden, kWh)]], \"\"), IF( OR(ISNUMBER(SEARCH(\"ECM motor\",Table17[[#This Row],[Existing Technology]])), ISNUMBER(SEARCH(\"Anti-sweat\",Table17[[#This Row],[Existing Technology]])), ISNUMBER(SEARCH(\"Multi-deck\",Table17[[#This Row],[Existing Technology]]))), IFERROR(INDEX('Non-Lighting Index Table'!$P$27:$P$32,MATCH(Table17[[#This Row],[Existing Technology]],'Non-Lighting Index Table'!$C$27:$C$32,0))*Table17[[#This Row],[Quantity]],\"\"), IF(ISNUMBER(SEARCH(\"Open vertical\",Table17[[#This Row],[Existing Technology]])), IF(Table17[[#This Row],[Configuration of Display Case]]=\"Vertical\", IFERROR(Table17[[#This Row],[Quantity]]*148.2,\"\"), IF( Table17[[#This Row],[Configuration of Display Case]]=\"Horizontal\", IFERROR(Table17[[#This Row],[Quantity]]*57,\"\"),\"\"))))))","v":""},{"$f":"IF(ISBLANK(Table17[[#This Row],[Quantity]]),\"\",IFERROR(Table17[[#This Row],[Rebate]]*Table17[[#This Row],[Quantity]],\"\"))","v":""}]
[null,null,null,{"$f":"SUBSTITUTE(Table17[[#This Row],[Per Unit]],\"Per\", \"\")","v":""},null,{"$f":"IF(ISBLANK(Table17[[#This Row],[Existing Technology]]),\"\",  IFERROR(INDEX('Non-Lighting Index Table'!$N$27:$N$39,MATCH(Table17[[#This Row],[Existing Technology]],'Non-Lighting Index Table'!$C$27:$C$39,0))*Table17[[#This Row],[Quantity]],\"\"))","v":""},null,{"$f":"IFERROR(Table17[[#This Row],[Quantity]]*Table17[[#This Row],[Existing Demand Per Unit (kW)]],\"\")","v":0},{"$f":"IF(ISBLANK(Table17[[#This Row],[Existing Technology]]),\"\", IFERROR(INDEX('Non-Lighting Index Table'!$D$27:$D$39,MATCH(Table17[[#This Row],[Existing Technology]],'Non-Lighting Index Table'!$C$27:$C$39,0)),\"\"))","v":""},{"$f":"IF(ISBLANK(Table17[[#This Row],[Existing Technology]]),\"\", IFERROR(INDEX('Non-Lighting Index Table'!$J$27:$J$39,MATCH(Table17[[#This Row],[Existing Technology]],'Non-Lighting Index Table'!$C$27:$C$39,0)),\"\"))","v":""},{"$f":"IF(ISBLANK(Table17[[#This Row],[Existing Technology]]),\"\", IFERROR(INDEX('Non-Lighting Index Table'!$K$27:$K$39,MATCH(Table17[[#This Row],[Existing Technology]],'Non-Lighting Index Table'!$C$27:$C$39,0)),\"\"))","v":""},{"$f":"IF(ISBLANK(Table17[[#This Row],[Existing Technology]]),\"\", IFERROR(INDEX('Non-Lighting Index Table'!$G$27:$G$39,MATCH(Table17[[#This Row],[Existing Technology]],'Non-Lighting Index Table'!$C$27:$C$39,0)),\"\"))","v":""},{"$f":"IF(ISBLANK(Table17[[#This Row],[Existing Technology]]),\"\", IFERROR(INDEX('Non-Lighting Index Table'!$H$27:$H$39,MATCH(Table17[[#This Row],[Existing Technology]],'Non-Lighting Index Table'!$C$27:$C$39,0)),\"\"))","v":""},{"$f":"IF(ISBLANK(Table17[[#This Row],[Existing Technology]]),\"\", IFERROR(INDEX('Non-Lighting Index Table'!$I$27:$I$39,MATCH(Table17[[#This Row],[Existing Technology]],'Non-Lighting Index Table'!$C$27:$C$39,0)),\"\"))","v":""},null,{"$f":"IF(ISBLANK(Table17[[#This Row],[Existing Technology]]),\"\", IFERROR(INDEX('Non-Lighting Index Table'!$O$27:$O$39,MATCH(Table17[[#This Row],[Existing Technology]],'Non-Lighting Index Table'!$C$27:$C$39,0))*Table17[[#This Row],[Quantity]],\"\"))","v":""},null,{"$f":"IFERROR(Table17[[#This Row],[Proposed Demand Per Unit \n(kW)]]*Table17[[#This Row],[Quantity]],\"\")","v":0},{"$f":"IF(ISBLANK(Table17[[#This Row],[Existing Demand Per Unit (kW)]]), \"\", IF(ISBLANK(Table17[[#This Row],[Proposed Demand Per Unit \n(kW)]]),\"\", IFERROR(Table17[[#This Row],[Quantity]]*(Table17[[#This Row],[Existing Demand Per Unit (kW)]]-Table17[[#This Row],[Proposed Demand Per Unit \n(kW)]]),\"\")))","v":""},{"$f":"IF(ISBLANK(Table17[[#This Row],[Existing Technology]]), \"\",  IF(ISNUMBER(SEARCH(\"Energy Star\",Table17[[#This Row],[Existing Technology]])),  IFERROR(Table17[[#This Row],[Existing Consumption (Hidden, kWh)]]-Table17[[#This Row],[Annual Consumption (Hidden, kWh)]], \"\"), IF( OR(ISNUMBER(SEARCH(\"ECM motor\",Table17[[#This Row],[Existing Technology]])), ISNUMBER(SEARCH(\"Anti-sweat\",Table17[[#This Row],[Existing Technology]])), ISNUMBER(SEARCH(\"Multi-deck\",Table17[[#This Row],[Existing Technology]]))), IFERROR(INDEX('Non-Lighting Index Table'!$P$27:$P$32,MATCH(Table17[[#This Row],[Existing Technology]],'Non-Lighting Index Table'!$C$27:$C$32,0))*Table17[[#This Row],[Quantity]],\"\"), IF(ISNUMBER(SEARCH(\"Open vertical\",Table17[[#This Row],[Existing Technology]])), IF(Table17[[#This Row],[Configuration of Display Case]]=\"Vertical\", IFERROR(Table17[[#This Row],[Quantity]]*148.2,\"\"), IF( Table17[[#This Row],[Configuration of Display Case]]=\"Horizontal\", IFERROR(Table17[[#This Row],[Quantity]]*57,\"\"),\"\"))))))","v":""},{"$f":"IF(ISBLANK(Table17[[#This Row],[Quantity]]),\"\",IFERROR(Table17[[#This Row],[Rebate]]*Table17[[#This Row],[Quantity]],\"\"))","v":""}]
[null,null,null,{"$f":"SUBSTITUTE(Table17[[#This Row],[Per Unit]],\"Per\", \"\")","v":""},null,{"$f":"IF(ISBLANK(Table17[[#This Row],[Existing Technology]]),\"\",  IFERROR(INDEX('Non-Lighting Index Table'!$N$27:$N$39,MATCH(Table17[[#This Row],[Existing Technology]],'Non-Lighting Index Table'!$C$27:$C$39,0))*Table17[[#This Row],[Quantity]],\"\"))","v":""},null,{"$f":"IFERROR(Table17[[#This Row],[Quantity]]*Table17[[#This Row],[Existing Demand Per Unit (kW)]],\"\")","v":0},{"$f":"IF(ISBLANK(Table17[[#This Row],[Existing Technology]]),\"\", IFERROR(INDEX('Non-Lighting Index Table'!$D$27:$D$39,MATCH(Table17[[#This Row],[Existing Technology]],'Non-Lighting Index Table'!$C$27:$C$39,0)),\"\"))","v":""},{"$f":"IF(ISBLANK(Table17[[#This Row],[Existing Technology]]),\"\", IFERROR(INDEX('Non-Lighting Index Table'!$J$27:$J$39,MATCH(Table17[[#This Row],[Existing Technology]],'Non-Lighting Index Table'!$C$27:$C$39,0)),\"\"))","v":""},{"$f":"IF(ISBLANK(Table17[[#This Row],[Existing Technology]]),\"\", IFERROR(INDEX('Non-Lighting Index Table'!$K$27:$K$39,MATCH(Table17[[#This Row],[Existing Technology]],'Non-Lighting Index Table'!$C$27:$C$39,0)),\"\"))","v":""},{"$f":"IF(ISBLANK(Table17[[#This Row],[Existing Technology]]),\"\", IFERROR(INDEX('Non-Lighting Index Table'!$G$27:$G$39,MATCH(Table17[[#This Row],[Existing Technology]],'Non-Lighting Index Table'!$C$27:$C$39,0)),\"\"))","v":""},{"$f":"IF(ISBLANK(Table17[[#This Row],[Existing Technology]]),\"\", IFERROR(INDEX('Non-Lighting Index Table'!$H$27:$H$39,MATCH(Table17[[#This Row],[Existing Technology]],'Non-Lighting Index Table'!$C$27:$C$39,0)),\"\"))","v":""},{"$f":"IF(ISBLANK(Table17[[#This Row],[Existing Technology]]),\"\", IFERROR(INDEX('Non-Lighting Index Table'!$I$27:$I$39,MATCH(Table17[[#This Row],[Existing Technology]],'Non-Lighting Index Table'!$C$27:$C$39,0)),\"\"))","v":""},null,{"$f":"IF(ISBLANK(Table17[[#This Row],[Existing Technology]]),\"\", IFERROR(INDEX('Non-Lighting Index Table'!$O$27:$O$39,MATCH(Table17[[#This Row],[Existing Technology]],'Non-Lighting Index Table'!$C$27:$C$39,0))*Table17[[#This Row],[Quantity]],\"\"))","v":""},null,{"$f":"IFERROR(Table17[[#This Row],[Proposed Demand Per Unit \n(kW)]]*Table17[[#This Row],[Quantity]],\"\")","v":0},{"$f":"IF(ISBLANK(Table17[[#This Row],[Existing Demand Per Unit (kW)]]), \"\", IF(ISBLANK(Table17[[#This Row],[Proposed Demand Per Unit \n(kW)]]),\"\", IFERROR(Table17[[#This Row],[Quantity]]*(Table17[[#This Row],[Existing Demand Per Unit (kW)]]-Table17[[#This Row],[Proposed Demand Per Unit \n(kW)]]),\"\")))","v":""},{"$f":"IF(ISBLANK(Table17[[#This Row],[Existing Technology]]), \"\",  IF(ISNUMBER(SEARCH(\"Energy Star\",Table17[[#This Row],[Existing Technology]])),  IFERROR(Table17[[#This Row],[Existing Consumption (Hidden, kWh)]]-Table17[[#This Row],[Annual Consumption (Hidden, kWh)]], \"\"), IF( OR(ISNUMBER(SEARCH(\"ECM motor\",Table17[[#This Row],[Existing Technology]])), ISNUMBER(SEARCH(\"Anti-sweat\",Table17[[#This Row],[Existing Technology]])), ISNUMBER(SEARCH(\"Multi-deck\",Table17[[#This Row],[Existing Technology]]))), IFERROR(INDEX('Non-Lighting Index Table'!$P$27:$P$32,MATCH(Table17[[#This Row],[Existing Technology]],'Non-Lighting Index Table'!$C$27:$C$32,0))*Table17[[#This Row],[Quantity]],\"\"), IF(ISNUMBER(SEARCH(\"Open vertical\",Table17[[#This Row],[Existing Technology]])), IF(Table17[[#This Row],[Configuration of Display Case]]=\"Vertical\", IFERROR(Table17[[#This Row],[Quantity]]*148.2,\"\"), IF( Table17[[#This Row],[Configuration of Display Case]]=\"Horizontal\", IFERROR(Table17[[#This Row],[Quantity]]*57,\"\"),\"\"))))))","v":""},{"$f":"IF(ISBLANK(Table17[[#This Row],[Quantity]]),\"\",IFERROR(Table17[[#This Row],[Rebate]]*Table17[[#This Row],[Quantity]],\"\"))","v":""}]
[null,null,null,{"$f":"SUBSTITUTE(Table17[[#This Row],[Per Unit]],\"Per\", \"\")","v":""},null,{"$f":"IF(ISBLANK(Table17[[#This Row],[Existing Technology]]),\"\",  IFERROR(INDEX('Non-Lighting Index Table'!$N$27:$N$39,MATCH(Table17[[#This Row],[Existing Technology]],'Non-Lighting Index Table'!$C$27:$C$39,0))*Table17[[#This Row],[Quantity]],\"\"))","v":""},null,{"$f":"IFERROR(Table17[[#This Row],[Quantity]]*Table17[[#This Row],[Existing Demand Per Unit (kW)]],\"\")","v":0},{"$f":"IF(ISBLANK(Table17[[#This Row],[Existing Technology]]),\"\", IFERROR(INDEX('Non-Lighting Index Table'!$D$27:$D$39,MATCH(Table17[[#This Row],[Existing Technology]],'Non-Lighting Index Table'!$C$27:$C$39,0)),\"\"))","v":""},{"$f":"IF(ISBLANK(Table17[[#This Row],[Existing Technology]]),\"\", IFERROR(INDEX('Non-Lighting Index Table'!$J$27:$J$39,MATCH(Table17[[#This Row],[Existing Technology]],'Non-Lighting Index Table'!$C$27:$C$39,0)),\"\"))","v":""},{"$f":"IF(ISBLANK(Table17[[#This Row],[Existing Technology]]),\"\", IFERROR(INDEX('Non-Lighting Index Table'!$K$27:$K$39,MATCH(Table17[[#This Row],[Existing Technology]],'Non-Lighting Index Table'!$C$27:$C$39,0)),\"\"))","v":""},{"$f":"IF(ISBLANK(Table17[[#This Row],[Existing Technology]]),\"\", IFERROR(INDEX('Non-Lighting Index Table'!$G$27:$G$39,MATCH(Table17[[#This Row],[Existing Technology]],'Non-Lighting Index Table'!$C$27:$C$39,0)),\"\"))","v":""},{"$f":"IF(ISBLANK(Table17[[#This Row],[Existing Technology]]),\"\", IFERROR(INDEX('Non-Lighting Index Table'!$H$27:$H$39,MATCH(Table17[[#This Row],[Existing Technology]],'Non-Lighting Index Table'!$C$27:$C$39,0)),\"\"))","v":""},{"$f":"IF(ISBLANK(Table17[[#This Row],[Existing Technology]]),\"\", IFERROR(INDEX('Non-Lighting Index Table'!$I$27:$I$39,MATCH(Table17[[#This Row],[Existing Technology]],'Non-Lighting Index Table'!$C$27:$C$39,0)),\"\"))","v":""},null,{"$f":"IF(ISBLANK(Table17[[#This Row],[Existing Technology]]),\"\", IFERROR(INDEX('Non-Lighting Index Table'!$O$27:$O$39,MATCH(Table17[[#This Row],[Existing Technology]],'Non-Lighting Index Table'!$C$27:$C$39,0))*Table17[[#This Row],[Quantity]],\"\"))","v":""},null,{"$f":"IFERROR(Table17[[#This Row],[Proposed Demand Per Unit \n(kW)]]*Table17[[#This Row],[Quantity]],\"\")","v":0},{"$f":"IF(ISBLANK(Table17[[#This Row],[Existing Demand Per Unit (kW)]]), \"\", IF(ISBLANK(Table17[[#This Row],[Proposed Demand Per Unit \n(kW)]]),\"\", IFERROR(Table17[[#This Row],[Quantity]]*(Table17[[#This Row],[Existing Demand Per Unit (kW)]]-Table17[[#This Row],[Proposed Demand Per Unit \n(kW)]]),\"\")))","v":""},{"$f":"IF(ISBLANK(Table17[[#This Row],[Existing Technology]]), \"\",  IF(ISNUMBER(SEARCH(\"Energy Star\",Table17[[#This Row],[Existing Technology]])),  IFERROR(Table17[[#This Row],[Existing Consumption (Hidden, kWh)]]-Table17[[#This Row],[Annual Consumption (Hidden, kWh)]], \"\"), IF( OR(ISNUMBER(SEARCH(\"ECM motor\",Table17[[#This Row],[Existing Technology]])), ISNUMBER(SEARCH(\"Anti-sweat\",Table17[[#This Row],[Existing Technology]])), ISNUMBER(SEARCH(\"Multi-deck\",Table17[[#This Row],[Existing Technology]]))), IFERROR(INDEX('Non-Lighting Index Table'!$P$27:$P$32,MATCH(Table17[[#This Row],[Existing Technology]],'Non-Lighting Index Table'!$C$27:$C$32,0))*Table17[[#This Row],[Quantity]],\"\"), IF(ISNUMBER(SEARCH(\"Open vertical\",Table17[[#This Row],[Existing Technology]])), IF(Table17[[#This Row],[Configuration of Display Case]]=\"Vertical\", IFERROR(Table17[[#This Row],[Quantity]]*148.2,\"\"), IF( Table17[[#This Row],[Configuration of Display Case]]=\"Horizontal\", IFERROR(Table17[[#This Row],[Quantity]]*57,\"\"),\"\"))))))","v":""},{"$f":"IF(ISBLANK(Table17[[#This Row],[Quantity]]),\"\",IFERROR(Table17[[#This Row],[Rebate]]*Table17[[#This Row],[Quantity]],\"\"))","v":""}]
[null,null,null,{"$f":"SUBSTITUTE(Table17[[#This Row],[Per Unit]],\"Per\", \"\")","v":""},null,{"$f":"IF(ISBLANK(Table17[[#This Row],[Existing Technology]]),\"\",  IFERROR(INDEX('Non-Lighting Index Table'!$N$27:$N$39,MATCH(Table17[[#This Row],[Existing Technology]],'Non-Lighting Index Table'!$C$27:$C$39,0))*Table17[[#This Row],[Quantity]],\"\"))","v":""},null,{"$f":"IFERROR(Table17[[#This Row],[Quantity]]*Table17[[#This Row],[Existing Demand Per Unit (kW)]],\"\")","v":0},{"$f":"IF(ISBLANK(Table17[[#This Row],[Existing Technology]]),\"\", IFERROR(INDEX('Non-Lighting Index Table'!$D$27:$D$39,MATCH(Table17[[#This Row],[Existing Technology]],'Non-Lighting Index Table'!$C$27:$C$39,0)),\"\"))","v":""},{"$f":"IF(ISBLANK(Table17[[#This Row],[Existing Technology]]),\"\", IFERROR(INDEX('Non-Lighting Index Table'!$J$27:$J$39,MATCH(Table17[[#This Row],[Existing Technology]],'Non-Lighting Index Table'!$C$27:$C$39,0)),\"\"))","v":""},{"$f":"IF(ISBLANK(Table17[[#This Row],[Existing Technology]]),\"\", IFERROR(INDEX('Non-Lighting Index Table'!$K$27:$K$39,MATCH(Table17[[#This Row],[Existing Technology]],'Non-Lighting Index Table'!$C$27:$C$39,0)),\"\"))","v":""},{"$f":"IF(ISBLANK(Table17[[#This Row],[Existing Technology]]),\"\", IFERROR(INDEX('Non-Lighting Index Table'!$G$27:$G$39,MATCH(Table17[[#This Row],[Existing Technology]],'Non-Lighting Index Table'!$C$27:$C$39,0)),\"\"))","v":""},{"$f":"IF(ISBLANK(Table17[[#This Row],[Existing Technology]]),\"\", IFERROR(INDEX('Non-Lighting Index Table'!$H$27:$H$39,MATCH(Table17[[#This Row],[Existing Technology]],'Non-Lighting Index Table'!$C$27:$C$39,0)),\"\"))","v":""},{"$f":"IF(ISBLANK(Table17[[#This Row],[Existing Technology]]),\"\", IFERROR(INDEX('Non-Lighting Index Table'!$I$27:$I$39,MATCH(Table17[[#This Row],[Existing Technology]],'Non-Lighting Index Table'!$C$27:$C$39,0)),\"\"))","v":""},null,{"$f":"IF(ISBLANK(Table17[[#This Row],[Existing Technology]]),\"\", IFERROR(INDEX('Non-Lighting Index Table'!$O$27:$O$39,MATCH(Table17[[#This Row],[Existing Technology]],'Non-Lighting Index Table'!$C$27:$C$39,0))*Table17[[#This Row],[Quantity]],\"\"))","v":""},null,{"$f":"IFERROR(Table17[[#This Row],[Proposed Demand Per Unit \n(kW)]]*Table17[[#This Row],[Quantity]],\"\")","v":0},{"$f":"IF(ISBLANK(Table17[[#This Row],[Existing Demand Per Unit (kW)]]), \"\", IF(ISBLANK(Table17[[#This Row],[Proposed Demand Per Unit \n(kW)]]),\"\", IFERROR(Table17[[#This Row],[Quantity]]*(Table17[[#This Row],[Existing Demand Per Unit (kW)]]-Table17[[#This Row],[Proposed Demand Per Unit \n(kW)]]),\"\")))","v":""},{"$f":"IF(ISBLANK(Table17[[#This Row],[Existing Technology]]), \"\",  IF(ISNUMBER(SEARCH(\"Energy Star\",Table17[[#This Row],[Existing Technology]])),  IFERROR(Table17[[#This Row],[Existing Consumption (Hidden, kWh)]]-Table17[[#This Row],[Annual Consumption (Hidden, kWh)]], \"\"), IF( OR(ISNUMBER(SEARCH(\"ECM motor\",Table17[[#This Row],[Existing Technology]])), ISNUMBER(SEARCH(\"Anti-sweat\",Table17[[#This Row],[Existing Technology]])), ISNUMBER(SEARCH(\"Multi-deck\",Table17[[#This Row],[Existing Technology]]))), IFERROR(INDEX('Non-Lighting Index Table'!$P$27:$P$32,MATCH(Table17[[#This Row],[Existing Technology]],'Non-Lighting Index Table'!$C$27:$C$32,0))*Table17[[#This Row],[Quantity]],\"\"), IF(ISNUMBER(SEARCH(\"Open vertical\",Table17[[#This Row],[Existing Technology]])), IF(Table17[[#This Row],[Configuration of Display Case]]=\"Vertical\", IFERROR(Table17[[#This Row],[Quantity]]*148.2,\"\"), IF( Table17[[#This Row],[Configuration of Display Case]]=\"Horizontal\", IFERROR(Table17[[#This Row],[Quantity]]*57,\"\"),\"\"))))))","v":""},{"$f":"IF(ISBLANK(Table17[[#This Row],[Quantity]]),\"\",IFERROR(Table17[[#This Row],[Rebate]]*Table17[[#This Row],[Quantity]],\"\"))","v":""}]
[null,null,null,{"$f":"SUBSTITUTE(Table17[[#This Row],[Per Unit]],\"Per\", \"\")","v":""},null,{"$f":"IF(ISBLANK(Table17[[#This Row],[Existing Technology]]),\"\",  IFERROR(INDEX('Non-Lighting Index Table'!$N$27:$N$39,MATCH(Table17[[#This Row],[Existing Technology]],'Non-Lighting Index Table'!$C$27:$C$39,0))*Table17[[#This Row],[Quantity]],\"\"))","v":""},null,{"$f":"IFERROR(Table17[[#This Row],[Quantity]]*Table17[[#This Row],[Existing Demand Per Unit (kW)]],\"\")","v":0},{"$f":"IF(ISBLANK(Table17[[#This Row],[Existing Technology]]),\"\", IFERROR(INDEX('Non-Lighting Index Table'!$D$27:$D$39,MATCH(Table17[[#This Row],[Existing Technology]],'Non-Lighting Index Table'!$C$27:$C$39,0)),\"\"))","v":""},{"$f":"IF(ISBLANK(Table17[[#This Row],[Existing Technology]]),\"\", IFERROR(INDEX('Non-Lighting Index Table'!$J$27:$J$39,MATCH(Table17[[#This Row],[Existing Technology]],'Non-Lighting Index Table'!$C$27:$C$39,0)),\"\"))","v":""},{"$f":"IF(ISBLANK(Table17[[#This Row],[Existing Technology]]),\"\", IFERROR(INDEX('Non-Lighting Index Table'!$K$27:$K$39,MATCH(Table17[[#This Row],[Existing Technology]],'Non-Lighting Index Table'!$C$27:$C$39,0)),\"\"))","v":""},{"$f":"IF(ISBLANK(Table17[[#This Row],[Existing Technology]]),\"\", IFERROR(INDEX('Non-Lighting Index Table'!$G$27:$G$39,MATCH(Table17[[#This Row],[Existing Technology]],'Non-Lighting Index Table'!$C$27:$C$39,0)),\"\"))","v":""},{"$f":"IF(ISBLANK(Table17[[#This Row],[Existing Technology]]),\"\", IFERROR(INDEX('Non-Lighting Index Table'!$H$27:$H$39,MATCH(Table17[[#This Row],[Existing Technology]],'Non-Lighting Index Table'!$C$27:$C$39,0)),\"\"))","v":""},{"$f":"IF(ISBLANK(Table17[[#This Row],[Existing Technology]]),\"\", IFERROR(INDEX('Non-Lighting Index Table'!$I$27:$I$39,MATCH(Table17[[#This Row],[Existing Technology]],'Non-Lighting Index Table'!$C$27:$C$39,0)),\"\"))","v":""},null,{"$f":"IF(ISBLANK(Table17[[#This Row],[Existing Technology]]),\"\", IFERROR(INDEX('Non-Lighting Index Table'!$O$27:$O$39,MATCH(Table17[[#This Row],[Existing Technology]],'Non-Lighting Index Table'!$C$27:$C$39,0))*Table17[[#This Row],[Quantity]],\"\"))","v":""},null,{"$f":"IFERROR(Table17[[#This Row],[Proposed Demand Per Unit \n(kW)]]*Table17[[#This Row],[Quantity]],\"\")","v":0},{"$f":"IF(ISBLANK(Table17[[#This Row],[Existing Demand Per Unit (kW)]]), \"\", IF(ISBLANK(Table17[[#This Row],[Proposed Demand Per Unit \n(kW)]]),\"\", IFERROR(Table17[[#This Row],[Quantity]]*(Table17[[#This Row],[Existing Demand Per Unit (kW)]]-Table17[[#This Row],[Proposed Demand Per Unit \n(kW)]]),\"\")))","v":""},{"$f":"IF(ISBLANK(Table17[[#This Row],[Existing Technology]]), \"\",  IF(ISNUMBER(SEARCH(\"Energy Star\",Table17[[#This Row],[Existing Technology]])),  IFERROR(Table17[[#This Row],[Existing Consumption (Hidden, kWh)]]-Table17[[#This Row],[Annual Consumption (Hidden, kWh)]], \"\"), IF( OR(ISNUMBER(SEARCH(\"ECM motor\",Table17[[#This Row],[Existing Technology]])), ISNUMBER(SEARCH(\"Anti-sweat\",Table17[[#This Row],[Existing Technology]])), ISNUMBER(SEARCH(\"Multi-deck\",Table17[[#This Row],[Existing Technology]]))), IFERROR(INDEX('Non-Lighting Index Table'!$P$27:$P$32,MATCH(Table17[[#This Row],[Existing Technology]],'Non-Lighting Index Table'!$C$27:$C$32,0))*Table17[[#This Row],[Quantity]],\"\"), IF(ISNUMBER(SEARCH(\"Open vertical\",Table17[[#This Row],[Existing Technology]])), IF(Table17[[#This Row],[Configuration of Display Case]]=\"Vertical\", IFERROR(Table17[[#This Row],[Quantity]]*148.2,\"\"), IF( Table17[[#This Row],[Configuration of Display Case]]=\"Horizontal\", IFERROR(Table17[[#This Row],[Quantity]]*57,\"\"),\"\"))))))","v":""},{"$f":"IF(ISBLANK(Table17[[#This Row],[Quantity]]),\"\",IFERROR(Table17[[#This Row],[Rebate]]*Table17[[#This Row],[Quantity]],\"\"))","v":""}]
[null,null,null,{"$f":"SUBSTITUTE(Table17[[#This Row],[Per Unit]],\"Per\", \"\")","v":""},null,{"$f":"IF(ISBLANK(Table17[[#This Row],[Existing Technology]]),\"\",  IFERROR(INDEX('Non-Lighting Index Table'!$N$27:$N$39,MATCH(Table17[[#This Row],[Existing Technology]],'Non-Lighting Index Table'!$C$27:$C$39,0))*Table17[[#This Row],[Quantity]],\"\"))","v":""},null,{"$f":"IFERROR(Table17[[#This Row],[Quantity]]*Table17[[#This Row],[Existing Demand Per Unit (kW)]],\"\")","v":0},{"$f":"IF(ISBLANK(Table17[[#This Row],[Existing Technology]]),\"\", IFERROR(INDEX('Non-Lighting Index Table'!$D$27:$D$39,MATCH(Table17[[#This Row],[Existing Technology]],'Non-Lighting Index Table'!$C$27:$C$39,0)),\"\"))","v":""},{"$f":"IF(ISBLANK(Table17[[#This Row],[Existing Technology]]),\"\", IFERROR(INDEX('Non-Lighting Index Table'!$J$27:$J$39,MATCH(Table17[[#This Row],[Existing Technology]],'Non-Lighting Index Table'!$C$27:$C$39,0)),\"\"))","v":""},{"$f":"IF(ISBLANK(Table17[[#This Row],[Existing Technology]]),\"\", IFERROR(INDEX('Non-Lighting Index Table'!$K$27:$K$39,MATCH(Table17[[#This Row],[Existing Technology]],'Non-Lighting Index Table'!$C$27:$C$39,0)),\"\"))","v":""},{"$f":"IF(ISBLANK(Table17[[#This Row],[Existing Technology]]),\"\", IFERROR(INDEX('Non-Lighting Index Table'!$G$27:$G$39,MATCH(Table17[[#This Row],[Existing Technology]],'Non-Lighting Index Table'!$C$27:$C$39,0)),\"\"))","v":""},{"$f":"IF(ISBLANK(Table17[[#This Row],[Existing Technology]]),\"\", IFERROR(INDEX('Non-Lighting Index Table'!$H$27:$H$39,MATCH(Table17[[#This Row],[Existing Technology]],'Non-Lighting Index Table'!$C$27:$C$39,0)),\"\"))","v":""},{"$f":"IF(ISBLANK(Table17[[#This Row],[Existing Technology]]),\"\", IFERROR(INDEX('Non-Lighting Index Table'!$I$27:$I$39,MATCH(Table17[[#This Row],[Existing Technology]],'Non-Lighting Index Table'!$C$27:$C$39,0)),\"\"))","v":""},null,{"$f":"IF(ISBLANK(Table17[[#This Row],[Existing Technology]]),\"\", IFERROR(INDEX('Non-Lighting Index Table'!$O$27:$O$39,MATCH(Table17[[#This Row],[Existing Technology]],'Non-Lighting Index Table'!$C$27:$C$39,0))*Table17[[#This Row],[Quantity]],\"\"))","v":""},null,{"$f":"IFERROR(Table17[[#This Row],[Proposed Demand Per Unit \n(kW)]]*Table17[[#This Row],[Quantity]],\"\")","v":0},{"$f":"IF(ISBLANK(Table17[[#This Row],[Existing Demand Per Unit (kW)]]), \"\", IF(ISBLANK(Table17[[#This Row],[Proposed Demand Per Unit \n(kW)]]),\"\", IFERROR(Table17[[#This Row],[Quantity]]*(Table17[[#This Row],[Existing Demand Per Unit (kW)]]-Table17[[#This Row],[Proposed Demand Per Unit \n(kW)]]),\"\")))","v":""},{"$f":"IF(ISBLANK(Table17[[#This Row],[Existing Technology]]), \"\",  IF(ISNUMBER(SEARCH(\"Energy Star\",Table17[[#This Row],[Existing Technology]])),  IFERROR(Table17[[#This Row],[Existing Consumption (Hidden, kWh)]]-Table17[[#This Row],[Annual Consumption (Hidden, kWh)]], \"\"), IF( OR(ISNUMBER(SEARCH(\"ECM motor\",Table17[[#This Row],[Existing Technology]])), ISNUMBER(SEARCH(\"Anti-sweat\",Table17[[#This Row],[Existing Technology]])), ISNUMBER(SEARCH(\"Multi-deck\",Table17[[#This Row],[Existing Technology]]))), IFERROR(INDEX('Non-Lighting Index Table'!$P$27:$P$32,MATCH(Table17[[#This Row],[Existing Technology]],'Non-Lighting Index Table'!$C$27:$C$32,0))*Table17[[#This Row],[Quantity]],\"\"), IF(ISNUMBER(SEARCH(\"Open vertical\",Table17[[#This Row],[Existing Technology]])), IF(Table17[[#This Row],[Configuration of Display Case]]=\"Vertical\", IFERROR(Table17[[#This Row],[Quantity]]*148.2,\"\"), IF( Table17[[#This Row],[Configuration of Display Case]]=\"Horizontal\", IFERROR(Table17[[#This Row],[Quantity]]*57,\"\"),\"\"))))))","v":""},{"$f":"IF(ISBLANK(Table17[[#This Row],[Quantity]]),\"\",IFERROR(Table17[[#This Row],[Rebate]]*Table17[[#This Row],[Quantity]],\"\"))","v":""}]
[null,null,null,{"$f":"SUBSTITUTE(Table17[[#This Row],[Per Unit]],\"Per\", \"\")","v":""},null,{"$f":"IF(ISBLANK(Table17[[#This Row],[Existing Technology]]),\"\",  IFERROR(INDEX('Non-Lighting Index Table'!$N$27:$N$39,MATCH(Table17[[#This Row],[Existing Technology]],'Non-Lighting Index Table'!$C$27:$C$39,0))*Table17[[#This Row],[Quantity]],\"\"))","v":""},null,{"$f":"IFERROR(Table17[[#This Row],[Quantity]]*Table17[[#This Row],[Existing Demand Per Unit (kW)]],\"\")","v":0},{"$f":"IF(ISBLANK(Table17[[#This Row],[Existing Technology]]),\"\", IFERROR(INDEX('Non-Lighting Index Table'!$D$27:$D$39,MATCH(Table17[[#This Row],[Existing Technology]],'Non-Lighting Index Table'!$C$27:$C$39,0)),\"\"))","v":""},{"$f":"IF(ISBLANK(Table17[[#This Row],[Existing Technology]]),\"\", IFERROR(INDEX('Non-Lighting Index Table'!$J$27:$J$39,MATCH(Table17[[#This Row],[Existing Technology]],'Non-Lighting Index Table'!$C$27:$C$39,0)),\"\"))","v":""},{"$f":"IF(ISBLANK(Table17[[#This Row],[Existing Technology]]),\"\", IFERROR(INDEX('Non-Lighting Index Table'!$K$27:$K$39,MATCH(Table17[[#This Row],[Existing Technology]],'Non-Lighting Index Table'!$C$27:$C$39,0)),\"\"))","v":""},{"$f":"IF(ISBLANK(Table17[[#This Row],[Existing Technology]]),\"\", IFERROR(INDEX('Non-Lighting Index Table'!$G$27:$G$39,MATCH(Table17[[#This Row],[Existing Technology]],'Non-Lighting Index Table'!$C$27:$C$39,0)),\"\"))","v":""},{"$f":"IF(ISBLANK(Table17[[#This Row],[Existing Technology]]),\"\", IFERROR(INDEX('Non-Lighting Index Table'!$H$27:$H$39,MATCH(Table17[[#This Row],[Existing Technology]],'Non-Lighting Index Table'!$C$27:$C$39,0)),\"\"))","v":""},{"$f":"IF(ISBLANK(Table17[[#This Row],[Existing Technology]]),\"\", IFERROR(INDEX('Non-Lighting Index Table'!$I$27:$I$39,MATCH(Table17[[#This Row],[Existing Technology]],'Non-Lighting Index Table'!$C$27:$C$39,0)),\"\"))","v":""},null,{"$f":"IF(ISBLANK(Table17[[#This Row],[Existing Technology]]),\"\", IFERROR(INDEX('Non-Lighting Index Table'!$O$27:$O$39,MATCH(Table17[[#This Row],[Existing Technology]],'Non-Lighting Index Table'!$C$27:$C$39,0))*Table17[[#This Row],[Quantity]],\"\"))","v":""},null,{"$f":"IFERROR(Table17[[#This Row],[Proposed Demand Per Unit \n(kW)]]*Table17[[#This Row],[Quantity]],\"\")","v":0},{"$f":"IF(ISBLANK(Table17[[#This Row],[Existing Demand Per Unit (kW)]]), \"\", IF(ISBLANK(Table17[[#This Row],[Proposed Demand Per Unit \n(kW)]]),\"\", IFERROR(Table17[[#This Row],[Quantity]]*(Table17[[#This Row],[Existing Demand Per Unit (kW)]]-Table17[[#This Row],[Proposed Demand Per Unit \n(kW)]]),\"\")))","v":""},{"$f":"IF(ISBLANK(Table17[[#This Row],[Existing Technology]]), \"\",  IF(ISNUMBER(SEARCH(\"Energy Star\",Table17[[#This Row],[Existing Technology]])),  IFERROR(Table17[[#This Row],[Existing Consumption (Hidden, kWh)]]-Table17[[#This Row],[Annual Consumption (Hidden, kWh)]], \"\"), IF( OR(ISNUMBER(SEARCH(\"ECM motor\",Table17[[#This Row],[Existing Technology]])), ISNUMBER(SEARCH(\"Anti-sweat\",Table17[[#This Row],[Existing Technology]])), ISNUMBER(SEARCH(\"Multi-deck\",Table17[[#This Row],[Existing Technology]]))), IFERROR(INDEX('Non-Lighting Index Table'!$P$27:$P$32,MATCH(Table17[[#This Row],[Existing Technology]],'Non-Lighting Index Table'!$C$27:$C$32,0))*Table17[[#This Row],[Quantity]],\"\"), IF(ISNUMBER(SEARCH(\"Open vertical\",Table17[[#This Row],[Existing Technology]])), IF(Table17[[#This Row],[Configuration of Display Case]]=\"Vertical\", IFERROR(Table17[[#This Row],[Quantity]]*148.2,\"\"), IF( Table17[[#This Row],[Configuration of Display Case]]=\"Horizontal\", IFERROR(Table17[[#This Row],[Quantity]]*57,\"\"),\"\"))))))","v":""},{"$f":"IF(ISBLANK(Table17[[#This Row],[Quantity]]),\"\",IFERROR(Table17[[#This Row],[Rebate]]*Table17[[#This Row],[Quantity]],\"\"))","v":""}]
[null,null,null,{"$f":"SUBSTITUTE(Table17[[#This Row],[Per Unit]],\"Per\", \"\")","v":""},null,{"$f":"IF(ISBLANK(Table17[[#This Row],[Existing Technology]]),\"\",  IFERROR(INDEX('Non-Lighting Index Table'!$N$27:$N$39,MATCH(Table17[[#This Row],[Existing Technology]],'Non-Lighting Index Table'!$C$27:$C$39,0))*Table17[[#This Row],[Quantity]],\"\"))","v":""},null,{"$f":"IFERROR(Table17[[#This Row],[Quantity]]*Table17[[#This Row],[Existing Demand Per Unit (kW)]],\"\")","v":0},{"$f":"IF(ISBLANK(Table17[[#This Row],[Existing Technology]]),\"\", IFERROR(INDEX('Non-Lighting Index Table'!$D$27:$D$39,MATCH(Table17[[#This Row],[Existing Technology]],'Non-Lighting Index Table'!$C$27:$C$39,0)),\"\"))","v":""},{"$f":"IF(ISBLANK(Table17[[#This Row],[Existing Technology]]),\"\", IFERROR(INDEX('Non-Lighting Index Table'!$J$27:$J$39,MATCH(Table17[[#This Row],[Existing Technology]],'Non-Lighting Index Table'!$C$27:$C$39,0)),\"\"))","v":""},{"$f":"IF(ISBLANK(Table17[[#This Row],[Existing Technology]]),\"\", IFERROR(INDEX('Non-Lighting Index Table'!$K$27:$K$39,MATCH(Table17[[#This Row],[Existing Technology]],'Non-Lighting Index Table'!$C$27:$C$39,0)),\"\"))","v":""},{"$f":"IF(ISBLANK(Table17[[#This Row],[Existing Technology]]),\"\", IFERROR(INDEX('Non-Lighting Index Table'!$G$27:$G$39,MATCH(Table17[[#This Row],[Existing Technology]],'Non-Lighting Index Table'!$C$27:$C$39,0)),\"\"))","v":""},{"$f":"IF(ISBLANK(Table17[[#This Row],[Existing Technology]]),\"\", IFERROR(INDEX('Non-Lighting Index Table'!$H$27:$H$39,MATCH(Table17[[#This Row],[Existing Technology]],'Non-Lighting Index Table'!$C$27:$C$39,0)),\"\"))","v":""},{"$f":"IF(ISBLANK(Table17[[#This Row],[Existing Technology]]),\"\", IFERROR(INDEX('Non-Lighting Index Table'!$I$27:$I$39,MATCH(Table17[[#This Row],[Existing Technology]],'Non-Lighting Index Table'!$C$27:$C$39,0)),\"\"))","v":""},null,{"$f":"IF(ISBLANK(Table17[[#This Row],[Existing Technology]]),\"\", IFERROR(INDEX('Non-Lighting Index Table'!$O$27:$O$39,MATCH(Table17[[#This Row],[Existing Technology]],'Non-Lighting Index Table'!$C$27:$C$39,0))*Table17[[#This Row],[Quantity]],\"\"))","v":""},null,{"$f":"IFERROR(Table17[[#This Row],[Proposed Demand Per Unit \n(kW)]]*Table17[[#This Row],[Quantity]],\"\")","v":0},{"$f":"IF(ISBLANK(Table17[[#This Row],[Existing Demand Per Unit (kW)]]), \"\", IF(ISBLANK(Table17[[#This Row],[Proposed Demand Per Unit \n(kW)]]),\"\", IFERROR(Table17[[#This Row],[Quantity]]*(Table17[[#This Row],[Existing Demand Per Unit (kW)]]-Table17[[#This Row],[Proposed Demand Per Unit \n(kW)]]),\"\")))","v":""},{"$f":"IF(ISBLANK(Table17[[#This Row],[Existing Technology]]), \"\",  IF(ISNUMBER(SEARCH(\"Energy Star\",Table17[[#This Row],[Existing Technology]])),  IFERROR(Table17[[#This Row],[Existing Consumption (Hidden, kWh)]]-Table17[[#This Row],[Annual Consumption (Hidden, kWh)]], \"\"), IF( OR(ISNUMBER(SEARCH(\"ECM motor\",Table17[[#This Row],[Existing Technology]])), ISNUMBER(SEARCH(\"Anti-sweat\",Table17[[#This Row],[Existing Technology]])), ISNUMBER(SEARCH(\"Multi-deck\",Table17[[#This Row],[Existing Technology]]))), IFERROR(INDEX('Non-Lighting Index Table'!$P$27:$P$32,MATCH(Table17[[#This Row],[Existing Technology]],'Non-Lighting Index Table'!$C$27:$C$32,0))*Table17[[#This Row],[Quantity]],\"\"), IF(ISNUMBER(SEARCH(\"Open vertical\",Table17[[#This Row],[Existing Technology]])), IF(Table17[[#This Row],[Configuration of Display Case]]=\"Vertical\", IFERROR(Table17[[#This Row],[Quantity]]*148.2,\"\"), IF( Table17[[#This Row],[Configuration of Display Case]]=\"Horizontal\", IFERROR(Table17[[#This Row],[Quantity]]*57,\"\"),\"\"))))))","v":""},{"$f":"IF(ISBLANK(Table17[[#This Row],[Quantity]]),\"\",IFERROR(Table17[[#This Row],[Rebate]]*Table17[[#This Row],[Quantity]],\"\"))","v":""}]
[null,null,null,{"$f":"SUBSTITUTE(Table17[[#This Row],[Per Unit]],\"Per\", \"\")","v":""},null,{"$f":"IF(ISBLANK(Table17[[#This Row],[Existing Technology]]),\"\",  IFERROR(INDEX('Non-Lighting Index Table'!$N$27:$N$39,MATCH(Table17[[#This Row],[Existing Technology]],'Non-Lighting Index Table'!$C$27:$C$39,0))*Table17[[#This Row],[Quantity]],\"\"))","v":""},null,{"$f":"IFERROR(Table17[[#This Row],[Quantity]]*Table17[[#This Row],[Existing Demand Per Unit (kW)]],\"\")","v":0},{"$f":"IF(ISBLANK(Table17[[#This Row],[Existing Technology]]),\"\", IFERROR(INDEX('Non-Lighting Index Table'!$D$27:$D$39,MATCH(Table17[[#This Row],[Existing Technology]],'Non-Lighting Index Table'!$C$27:$C$39,0)),\"\"))","v":""},{"$f":"IF(ISBLANK(Table17[[#This Row],[Existing Technology]]),\"\", IFERROR(INDEX('Non-Lighting Index Table'!$J$27:$J$39,MATCH(Table17[[#This Row],[Existing Technology]],'Non-Lighting Index Table'!$C$27:$C$39,0)),\"\"))","v":""},{"$f":"IF(ISBLANK(Table17[[#This Row],[Existing Technology]]),\"\", IFERROR(INDEX('Non-Lighting Index Table'!$K$27:$K$39,MATCH(Table17[[#This Row],[Existing Technology]],'Non-Lighting Index Table'!$C$27:$C$39,0)),\"\"))","v":""},{"$f":"IF(ISBLANK(Table17[[#This Row],[Existing Technology]]),\"\", IFERROR(INDEX('Non-Lighting Index Table'!$G$27:$G$39,MATCH(Table17[[#This Row],[Existing Technology]],'Non-Lighting Index Table'!$C$27:$C$39,0)),\"\"))","v":""},{"$f":"IF(ISBLANK(Table17[[#This Row],[Existing Technology]]),\"\", IFERROR(INDEX('Non-Lighting Index Table'!$H$27:$H$39,MATCH(Table17[[#This Row],[Existing Technology]],'Non-Lighting Index Table'!$C$27:$C$39,0)),\"\"))","v":""},{"$f":"IF(ISBLANK(Table17[[#This Row],[Existing Technology]]),\"\", IFERROR(INDEX('Non-Lighting Index Table'!$I$27:$I$39,MATCH(Table17[[#This Row],[Existing Technology]],'Non-Lighting Index Table'!$C$27:$C$39,0)),\"\"))","v":""},null,{"$f":"IF(ISBLANK(Table17[[#This Row],[Existing Technology]]),\"\", IFERROR(INDEX('Non-Lighting Index Table'!$O$27:$O$39,MATCH(Table17[[#This Row],[Existing Technology]],'Non-Lighting Index Table'!$C$27:$C$39,0))*Table17[[#This Row],[Quantity]],\"\"))","v":""},null,{"$f":"IFERROR(Table17[[#This Row],[Proposed Demand Per Unit \n(kW)]]*Table17[[#This Row],[Quantity]],\"\")","v":0},{"$f":"IF(ISBLANK(Table17[[#This Row],[Existing Demand Per Unit (kW)]]), \"\", IF(ISBLANK(Table17[[#This Row],[Proposed Demand Per Unit \n(kW)]]),\"\", IFERROR(Table17[[#This Row],[Quantity]]*(Table17[[#This Row],[Existing Demand Per Unit (kW)]]-Table17[[#This Row],[Proposed Demand Per Unit \n(kW)]]),\"\")))","v":""},{"$f":"IF(ISBLANK(Table17[[#This Row],[Existing Technology]]), \"\",  IF(ISNUMBER(SEARCH(\"Energy Star\",Table17[[#This Row],[Existing Technology]])),  IFERROR(Table17[[#This Row],[Existing Consumption (Hidden, kWh)]]-Table17[[#This Row],[Annual Consumption (Hidden, kWh)]], \"\"), IF( OR(ISNUMBER(SEARCH(\"ECM motor\",Table17[[#This Row],[Existing Technology]])), ISNUMBER(SEARCH(\"Anti-sweat\",Table17[[#This Row],[Existing Technology]])), ISNUMBER(SEARCH(\"Multi-deck\",Table17[[#This Row],[Existing Technology]]))), IFERROR(INDEX('Non-Lighting Index Table'!$P$27:$P$32,MATCH(Table17[[#This Row],[Existing Technology]],'Non-Lighting Index Table'!$C$27:$C$32,0))*Table17[[#This Row],[Quantity]],\"\"), IF(ISNUMBER(SEARCH(\"Open vertical\",Table17[[#This Row],[Existing Technology]])), IF(Table17[[#This Row],[Configuration of Display Case]]=\"Vertical\", IFERROR(Table17[[#This Row],[Quantity]]*148.2,\"\"), IF( Table17[[#This Row],[Configuration of Display Case]]=\"Horizontal\", IFERROR(Table17[[#This Row],[Quantity]]*57,\"\"),\"\"))))))","v":""},{"$f":"IF(ISBLANK(Table17[[#This Row],[Quantity]]),\"\",IFERROR(Table17[[#This Row],[Rebate]]*Table17[[#This Row],[Quantity]],\"\"))","v":""}]
[null,null,null,{"$f":"SUBSTITUTE(Table17[[#This Row],[Per Unit]],\"Per\", \"\")","v":""},null,{"$f":"IF(ISBLANK(Table17[[#This Row],[Existing Technology]]),\"\",  IFERROR(INDEX('Non-Lighting Index Table'!$N$27:$N$39,MATCH(Table17[[#This Row],[Existing Technology]],'Non-Lighting Index Table'!$C$27:$C$39,0))*Table17[[#This Row],[Quantity]],\"\"))","v":""},null,{"$f":"IFERROR(Table17[[#This Row],[Quantity]]*Table17[[#This Row],[Existing Demand Per Unit (kW)]],\"\")","v":0},{"$f":"IF(ISBLANK(Table17[[#This Row],[Existing Technology]]),\"\", IFERROR(INDEX('Non-Lighting Index Table'!$D$27:$D$39,MATCH(Table17[[#This Row],[Existing Technology]],'Non-Lighting Index Table'!$C$27:$C$39,0)),\"\"))","v":""},{"$f":"IF(ISBLANK(Table17[[#This Row],[Existing Technology]]),\"\", IFERROR(INDEX('Non-Lighting Index Table'!$J$27:$J$39,MATCH(Table17[[#This Row],[Existing Technology]],'Non-Lighting Index Table'!$C$27:$C$39,0)),\"\"))","v":""},{"$f":"IF(ISBLANK(Table17[[#This Row],[Existing Technology]]),\"\", IFERROR(INDEX('Non-Lighting Index Table'!$K$27:$K$39,MATCH(Table17[[#This Row],[Existing Technology]],'Non-Lighting Index Table'!$C$27:$C$39,0)),\"\"))","v":""},{"$f":"IF(ISBLANK(Table17[[#This Row],[Existing Technology]]),\"\", IFERROR(INDEX('Non-Lighting Index Table'!$G$27:$G$39,MATCH(Table17[[#This Row],[Existing Technology]],'Non-Lighting Index Table'!$C$27:$C$39,0)),\"\"))","v":""},{"$f":"IF(ISBLANK(Table17[[#This Row],[Existing Technology]]),\"\", IFERROR(INDEX('Non-Lighting Index Table'!$H$27:$H$39,MATCH(Table17[[#This Row],[Existing Technology]],'Non-Lighting Index Table'!$C$27:$C$39,0)),\"\"))","v":""},{"$f":"IF(ISBLANK(Table17[[#This Row],[Existing Technology]]),\"\", IFERROR(INDEX('Non-Lighting Index Table'!$I$27:$I$39,MATCH(Table17[[#This Row],[Existing Technology]],'Non-Lighting Index Table'!$C$27:$C$39,0)),\"\"))","v":""},null,{"$f":"IF(ISBLANK(Table17[[#This Row],[Existing Technology]]),\"\", IFERROR(INDEX('Non-Lighting Index Table'!$O$27:$O$39,MATCH(Table17[[#This Row],[Existing Technology]],'Non-Lighting Index Table'!$C$27:$C$39,0))*Table17[[#This Row],[Quantity]],\"\"))","v":""},null,{"$f":"IFERROR(Table17[[#This Row],[Proposed Demand Per Unit \n(kW)]]*Table17[[#This Row],[Quantity]],\"\")","v":0},{"$f":"IF(ISBLANK(Table17[[#This Row],[Existing Demand Per Unit (kW)]]), \"\", IF(ISBLANK(Table17[[#This Row],[Proposed Demand Per Unit \n(kW)]]),\"\", IFERROR(Table17[[#This Row],[Quantity]]*(Table17[[#This Row],[Existing Demand Per Unit (kW)]]-Table17[[#This Row],[Proposed Demand Per Unit \n(kW)]]),\"\")))","v":""},{"$f":"IF(ISBLANK(Table17[[#This Row],[Existing Technology]]), \"\",  IF(ISNUMBER(SEARCH(\"Energy Star\",Table17[[#This Row],[Existing Technology]])),  IFERROR(Table17[[#This Row],[Existing Consumption (Hidden, kWh)]]-Table17[[#This Row],[Annual Consumption (Hidden, kWh)]], \"\"), IF( OR(ISNUMBER(SEARCH(\"ECM motor\",Table17[[#This Row],[Existing Technology]])), ISNUMBER(SEARCH(\"Anti-sweat\",Table17[[#This Row],[Existing Technology]])), ISNUMBER(SEARCH(\"Multi-deck\",Table17[[#This Row],[Existing Technology]]))), IFERROR(INDEX('Non-Lighting Index Table'!$P$27:$P$32,MATCH(Table17[[#This Row],[Existing Technology]],'Non-Lighting Index Table'!$C$27:$C$32,0))*Table17[[#This Row],[Quantity]],\"\"), IF(ISNUMBER(SEARCH(\"Open vertical\",Table17[[#This Row],[Existing Technology]])), IF(Table17[[#This Row],[Configuration of Display Case]]=\"Vertical\", IFERROR(Table17[[#This Row],[Quantity]]*148.2,\"\"), IF( Table17[[#This Row],[Configuration of Display Case]]=\"Horizontal\", IFERROR(Table17[[#This Row],[Quantity]]*57,\"\"),\"\"))))))","v":""},{"$f":"IF(ISBLANK(Table17[[#This Row],[Quantity]]),\"\",IFERROR(Table17[[#This Row],[Rebate]]*Table17[[#This Row],[Quantity]],\"\"))","v":""}]
[null,null,null,{"$f":"SUBSTITUTE(Table17[[#This Row],[Per Unit]],\"Per\", \"\")","v":""},null,{"$f":"IF(ISBLANK(Table17[[#This Row],[Existing Technology]]),\"\",  IFERROR(INDEX('Non-Lighting Index Table'!$N$27:$N$39,MATCH(Table17[[#This Row],[Existing Technology]],'Non-Lighting Index Table'!$C$27:$C$39,0))*Table17[[#This Row],[Quantity]],\"\"))","v":""},null,{"$f":"IFERROR(Table17[[#This Row],[Quantity]]*Table17[[#This Row],[Existing Demand Per Unit (kW)]],\"\")","v":0},{"$f":"IF(ISBLANK(Table17[[#This Row],[Existing Technology]]),\"\", IFERROR(INDEX('Non-Lighting Index Table'!$D$27:$D$39,MATCH(Table17[[#This Row],[Existing Technology]],'Non-Lighting Index Table'!$C$27:$C$39,0)),\"\"))","v":""},{"$f":"IF(ISBLANK(Table17[[#This Row],[Existing Technology]]),\"\", IFERROR(INDEX('Non-Lighting Index Table'!$J$27:$J$39,MATCH(Table17[[#This Row],[Existing Technology]],'Non-Lighting Index Table'!$C$27:$C$39,0)),\"\"))","v":""},{"$f":"IF(ISBLANK(Table17[[#This Row],[Existing Technology]]),\"\", IFERROR(INDEX('Non-Lighting Index Table'!$K$27:$K$39,MATCH(Table17[[#This Row],[Existing Technology]],'Non-Lighting Index Table'!$C$27:$C$39,0)),\"\"))","v":""},{"$f":"IF(ISBLANK(Table17[[#This Row],[Existing Technology]]),\"\", IFERROR(INDEX('Non-Lighting Index Table'!$G$27:$G$39,MATCH(Table17[[#This Row],[Existing Technology]],'Non-Lighting Index Table'!$C$27:$C$39,0)),\"\"))","v":""},{"$f":"IF(ISBLANK(Table17[[#This Row],[Existing Technology]]),\"\", IFERROR(INDEX('Non-Lighting Index Table'!$H$27:$H$39,MATCH(Table17[[#This Row],[Existing Technology]],'Non-Lighting Index Table'!$C$27:$C$39,0)),\"\"))","v":""},{"$f":"IF(ISBLANK(Table17[[#This Row],[Existing Technology]]),\"\", IFERROR(INDEX('Non-Lighting Index Table'!$I$27:$I$39,MATCH(Table17[[#This Row],[Existing Technology]],'Non-Lighting Index Table'!$C$27:$C$39,0)),\"\"))","v":""},null,{"$f":"IF(ISBLANK(Table17[[#This Row],[Existing Technology]]),\"\", IFERROR(INDEX('Non-Lighting Index Table'!$O$27:$O$39,MATCH(Table17[[#This Row],[Existing Technology]],'Non-Lighting Index Table'!$C$27:$C$39,0))*Table17[[#This Row],[Quantity]],\"\"))","v":""},null,{"$f":"IFERROR(Table17[[#This Row],[Proposed Demand Per Unit \n(kW)]]*Table17[[#This Row],[Quantity]],\"\")","v":0},{"$f":"IF(ISBLANK(Table17[[#This Row],[Existing Demand Per Unit (kW)]]), \"\", IF(ISBLANK(Table17[[#This Row],[Proposed Demand Per Unit \n(kW)]]),\"\", IFERROR(Table17[[#This Row],[Quantity]]*(Table17[[#This Row],[Existing Demand Per Unit (kW)]]-Table17[[#This Row],[Proposed Demand Per Unit \n(kW)]]),\"\")))","v":""},{"$f":"IF(ISBLANK(Table17[[#This Row],[Existing Technology]]), \"\",  IF(ISNUMBER(SEARCH(\"Energy Star\",Table17[[#This Row],[Existing Technology]])),  IFERROR(Table17[[#This Row],[Existing Consumption (Hidden, kWh)]]-Table17[[#This Row],[Annual Consumption (Hidden, kWh)]], \"\"), IF( OR(ISNUMBER(SEARCH(\"ECM motor\",Table17[[#This Row],[Existing Technology]])), ISNUMBER(SEARCH(\"Anti-sweat\",Table17[[#This Row],[Existing Technology]])), ISNUMBER(SEARCH(\"Multi-deck\",Table17[[#This Row],[Existing Technology]]))), IFERROR(INDEX('Non-Lighting Index Table'!$P$27:$P$32,MATCH(Table17[[#This Row],[Existing Technology]],'Non-Lighting Index Table'!$C$27:$C$32,0))*Table17[[#This Row],[Quantity]],\"\"), IF(ISNUMBER(SEARCH(\"Open vertical\",Table17[[#This Row],[Existing Technology]])), IF(Table17[[#This Row],[Configuration of Display Case]]=\"Vertical\", IFERROR(Table17[[#This Row],[Quantity]]*148.2,\"\"), IF( Table17[[#This Row],[Configuration of Display Case]]=\"Horizontal\", IFERROR(Table17[[#This Row],[Quantity]]*57,\"\"),\"\"))))))","v":""},{"$f":"IF(ISBLANK(Table17[[#This Row],[Quantity]]),\"\",IFERROR(Table17[[#This Row],[Rebate]]*Table17[[#This Row],[Quantity]],\"\"))","v":""}]
[null,null,null,{"$f":"SUBSTITUTE(Table17[[#This Row],[Per Unit]],\"Per\", \"\")","v":""},null,{"$f":"IF(ISBLANK(Table17[[#This Row],[Existing Technology]]),\"\",  IFERROR(INDEX('Non-Lighting Index Table'!$N$27:$N$39,MATCH(Table17[[#This Row],[Existing Technology]],'Non-Lighting Index Table'!$C$27:$C$39,0))*Table17[[#This Row],[Quantity]],\"\"))","v":""},null,{"$f":"IFERROR(Table17[[#This Row],[Quantity]]*Table17[[#This Row],[Existing Demand Per Unit (kW)]],\"\")","v":0},{"$f":"IF(ISBLANK(Table17[[#This Row],[Existing Technology]]),\"\", IFERROR(INDEX('Non-Lighting Index Table'!$D$27:$D$39,MATCH(Table17[[#This Row],[Existing Technology]],'Non-Lighting Index Table'!$C$27:$C$39,0)),\"\"))","v":""},{"$f":"IF(ISBLANK(Table17[[#This Row],[Existing Technology]]),\"\", IFERROR(INDEX('Non-Lighting Index Table'!$J$27:$J$39,MATCH(Table17[[#This Row],[Existing Technology]],'Non-Lighting Index Table'!$C$27:$C$39,0)),\"\"))","v":""},{"$f":"IF(ISBLANK(Table17[[#This Row],[Existing Technology]]),\"\", IFERROR(INDEX('Non-Lighting Index Table'!$K$27:$K$39,MATCH(Table17[[#This Row],[Existing Technology]],'Non-Lighting Index Table'!$C$27:$C$39,0)),\"\"))","v":""},{"$f":"IF(ISBLANK(Table17[[#This Row],[Existing Technology]]),\"\", IFERROR(INDEX('Non-Lighting Index Table'!$G$27:$G$39,MATCH(Table17[[#This Row],[Existing Technology]],'Non-Lighting Index Table'!$C$27:$C$39,0)),\"\"))","v":""},{"$f":"IF(ISBLANK(Table17[[#This Row],[Existing Technology]]),\"\", IFERROR(INDEX('Non-Lighting Index Table'!$H$27:$H$39,MATCH(Table17[[#This Row],[Existing Technology]],'Non-Lighting Index Table'!$C$27:$C$39,0)),\"\"))","v":""},{"$f":"IF(ISBLANK(Table17[[#This Row],[Existing Technology]]),\"\", IFERROR(INDEX('Non-Lighting Index Table'!$I$27:$I$39,MATCH(Table17[[#This Row],[Existing Technology]],'Non-Lighting Index Table'!$C$27:$C$39,0)),\"\"))","v":""},null,{"$f":"IF(ISBLANK(Table17[[#This Row],[Existing Technology]]),\"\", IFERROR(INDEX('Non-Lighting Index Table'!$O$27:$O$39,MATCH(Table17[[#This Row],[Existing Technology]],'Non-Lighting Index Table'!$C$27:$C$39,0))*Table17[[#This Row],[Quantity]],\"\"))","v":""},null,{"$f":"IFERROR(Table17[[#This Row],[Proposed Demand Per Unit \n(kW)]]*Table17[[#This Row],[Quantity]],\"\")","v":0},{"$f":"IF(ISBLANK(Table17[[#This Row],[Existing Demand Per Unit (kW)]]), \"\", IF(ISBLANK(Table17[[#This Row],[Proposed Demand Per Unit \n(kW)]]),\"\", IFERROR(Table17[[#This Row],[Quantity]]*(Table17[[#This Row],[Existing Demand Per Unit (kW)]]-Table17[[#This Row],[Proposed Demand Per Unit \n(kW)]]),\"\")))","v":""},{"$f":"IF(ISBLANK(Table17[[#This Row],[Existing Technology]]), \"\",  IF(ISNUMBER(SEARCH(\"Energy Star\",Table17[[#This Row],[Existing Technology]])),  IFERROR(Table17[[#This Row],[Existing Consumption (Hidden, kWh)]]-Table17[[#This Row],[Annual Consumption (Hidden, kWh)]], \"\"), IF( OR(ISNUMBER(SEARCH(\"ECM motor\",Table17[[#This Row],[Existing Technology]])), ISNUMBER(SEARCH(\"Anti-sweat\",Table17[[#This Row],[Existing Technology]])), ISNUMBER(SEARCH(\"Multi-deck\",Table17[[#This Row],[Existing Technology]]))), IFERROR(INDEX('Non-Lighting Index Table'!$P$27:$P$32,MATCH(Table17[[#This Row],[Existing Technology]],'Non-Lighting Index Table'!$C$27:$C$32,0))*Table17[[#This Row],[Quantity]],\"\"), IF(ISNUMBER(SEARCH(\"Open vertical\",Table17[[#This Row],[Existing Technology]])), IF(Table17[[#This Row],[Configuration of Display Case]]=\"Vertical\", IFERROR(Table17[[#This Row],[Quantity]]*148.2,\"\"), IF( Table17[[#This Row],[Configuration of Display Case]]=\"Horizontal\", IFERROR(Table17[[#This Row],[Quantity]]*57,\"\"),\"\"))))))","v":""},{"$f":"IF(ISBLANK(Table17[[#This Row],[Quantity]]),\"\",IFERROR(Table17[[#This Row],[Rebate]]*Table17[[#This Row],[Quantity]],\"\"))","v":""}]
[null,null,null,{"$f":"SUBSTITUTE(Table17[[#This Row],[Per Unit]],\"Per\", \"\")","v":""},null,{"$f":"IF(ISBLANK(Table17[[#This Row],[Existing Technology]]),\"\",  IFERROR(INDEX('Non-Lighting Index Table'!$N$27:$N$39,MATCH(Table17[[#This Row],[Existing Technology]],'Non-Lighting Index Table'!$C$27:$C$39,0))*Table17[[#This Row],[Quantity]],\"\"))","v":""},null,{"$f":"IFERROR(Table17[[#This Row],[Quantity]]*Table17[[#This Row],[Existing Demand Per Unit (kW)]],\"\")","v":0},{"$f":"IF(ISBLANK(Table17[[#This Row],[Existing Technology]]),\"\", IFERROR(INDEX('Non-Lighting Index Table'!$D$27:$D$39,MATCH(Table17[[#This Row],[Existing Technology]],'Non-Lighting Index Table'!$C$27:$C$39,0)),\"\"))","v":""},{"$f":"IF(ISBLANK(Table17[[#This Row],[Existing Technology]]),\"\", IFERROR(INDEX('Non-Lighting Index Table'!$J$27:$J$39,MATCH(Table17[[#This Row],[Existing Technology]],'Non-Lighting Index Table'!$C$27:$C$39,0)),\"\"))","v":""},{"$f":"IF(ISBLANK(Table17[[#This Row],[Existing Technology]]),\"\", IFERROR(INDEX('Non-Lighting Index Table'!$K$27:$K$39,MATCH(Table17[[#This Row],[Existing Technology]],'Non-Lighting Index Table'!$C$27:$C$39,0)),\"\"))","v":""},{"$f":"IF(ISBLANK(Table17[[#This Row],[Existing Technology]]),\"\", IFERROR(INDEX('Non-Lighting Index Table'!$G$27:$G$39,MATCH(Table17[[#This Row],[Existing Technology]],'Non-Lighting Index Table'!$C$27:$C$39,0)),\"\"))","v":""},{"$f":"IF(ISBLANK(Table17[[#This Row],[Existing Technology]]),\"\", IFERROR(INDEX('Non-Lighting Index Table'!$H$27:$H$39,MATCH(Table17[[#This Row],[Existing Technology]],'Non-Lighting Index Table'!$C$27:$C$39,0)),\"\"))","v":""},{"$f":"IF(ISBLANK(Table17[[#This Row],[Existing Technology]]),\"\", IFERROR(INDEX('Non-Lighting Index Table'!$I$27:$I$39,MATCH(Table17[[#This Row],[Existing Technology]],'Non-Lighting Index Table'!$C$27:$C$39,0)),\"\"))","v":""},null,{"$f":"IF(ISBLANK(Table17[[#This Row],[Existing Technology]]),\"\", IFERROR(INDEX('Non-Lighting Index Table'!$O$27:$O$39,MATCH(Table17[[#This Row],[Existing Technology]],'Non-Lighting Index Table'!$C$27:$C$39,0))*Table17[[#This Row],[Quantity]],\"\"))","v":""},null,{"$f":"IFERROR(Table17[[#This Row],[Proposed Demand Per Unit \n(kW)]]*Table17[[#This Row],[Quantity]],\"\")","v":0},{"$f":"IF(ISBLANK(Table17[[#This Row],[Existing Demand Per Unit (kW)]]), \"\", IF(ISBLANK(Table17[[#This Row],[Proposed Demand Per Unit \n(kW)]]),\"\", IFERROR(Table17[[#This Row],[Quantity]]*(Table17[[#This Row],[Existing Demand Per Unit (kW)]]-Table17[[#This Row],[Proposed Demand Per Unit \n(kW)]]),\"\")))","v":""},{"$f":"IF(ISBLANK(Table17[[#This Row],[Existing Technology]]), \"\",  IF(ISNUMBER(SEARCH(\"Energy Star\",Table17[[#This Row],[Existing Technology]])),  IFERROR(Table17[[#This Row],[Existing Consumption (Hidden, kWh)]]-Table17[[#This Row],[Annual Consumption (Hidden, kWh)]], \"\"), IF( OR(ISNUMBER(SEARCH(\"ECM motor\",Table17[[#This Row],[Existing Technology]])), ISNUMBER(SEARCH(\"Anti-sweat\",Table17[[#This Row],[Existing Technology]])), ISNUMBER(SEARCH(\"Multi-deck\",Table17[[#This Row],[Existing Technology]]))), IFERROR(INDEX('Non-Lighting Index Table'!$P$27:$P$32,MATCH(Table17[[#This Row],[Existing Technology]],'Non-Lighting Index Table'!$C$27:$C$32,0))*Table17[[#This Row],[Quantity]],\"\"), IF(ISNUMBER(SEARCH(\"Open vertical\",Table17[[#This Row],[Existing Technology]])), IF(Table17[[#This Row],[Configuration of Display Case]]=\"Vertical\", IFERROR(Table17[[#This Row],[Quantity]]*148.2,\"\"), IF( Table17[[#This Row],[Configuration of Display Case]]=\"Horizontal\", IFERROR(Table17[[#This Row],[Quantity]]*57,\"\"),\"\"))))))","v":""},{"$f":"IF(ISBLANK(Table17[[#This Row],[Quantity]]),\"\",IFERROR(Table17[[#This Row],[Rebate]]*Table17[[#This Row],[Quantity]],\"\"))","v":""}]
[null,null,null,{"$f":"SUBSTITUTE(Table17[[#This Row],[Per Unit]],\"Per\", \"\")","v":""},null,{"$f":"IF(ISBLANK(Table17[[#This Row],[Existing Technology]]),\"\",  IFERROR(INDEX('Non-Lighting Index Table'!$N$27:$N$39,MATCH(Table17[[#This Row],[Existing Technology]],'Non-Lighting Index Table'!$C$27:$C$39,0))*Table17[[#This Row],[Quantity]],\"\"))","v":""},null,{"$f":"IFERROR(Table17[[#This Row],[Quantity]]*Table17[[#This Row],[Existing Demand Per Unit (kW)]],\"\")","v":0},{"$f":"IF(ISBLANK(Table17[[#This Row],[Existing Technology]]),\"\", IFERROR(INDEX('Non-Lighting Index Table'!$D$27:$D$39,MATCH(Table17[[#This Row],[Existing Technology]],'Non-Lighting Index Table'!$C$27:$C$39,0)),\"\"))","v":""},{"$f":"IF(ISBLANK(Table17[[#This Row],[Existing Technology]]),\"\", IFERROR(INDEX('Non-Lighting Index Table'!$J$27:$J$39,MATCH(Table17[[#This Row],[Existing Technology]],'Non-Lighting Index Table'!$C$27:$C$39,0)),\"\"))","v":""},{"$f":"IF(ISBLANK(Table17[[#This Row],[Existing Technology]]),\"\", IFERROR(INDEX('Non-Lighting Index Table'!$K$27:$K$39,MATCH(Table17[[#This Row],[Existing Technology]],'Non-Lighting Index Table'!$C$27:$C$39,0)),\"\"))","v":""},{"$f":"IF(ISBLANK(Table17[[#This Row],[Existing Technology]]),\"\", IFERROR(INDEX('Non-Lighting Index Table'!$G$27:$G$39,MATCH(Table17[[#This Row],[Existing Technology]],'Non-Lighting Index Table'!$C$27:$C$39,0)),\"\"))","v":""},{"$f":"IF(ISBLANK(Table17[[#This Row],[Existing Technology]]),\"\", IFERROR(INDEX('Non-Lighting Index Table'!$H$27:$H$39,MATCH(Table17[[#This Row],[Existing Technology]],'Non-Lighting Index Table'!$C$27:$C$39,0)),\"\"))","v":""},{"$f":"IF(ISBLANK(Table17[[#This Row],[Existing Technology]]),\"\", IFERROR(INDEX('Non-Lighting Index Table'!$I$27:$I$39,MATCH(Table17[[#This Row],[Existing Technology]],'Non-Lighting Index Table'!$C$27:$C$39,0)),\"\"))","v":""},null,{"$f":"IF(ISBLANK(Table17[[#This Row],[Existing Technology]]),\"\", IFERROR(INDEX('Non-Lighting Index Table'!$O$27:$O$39,MATCH(Table17[[#This Row],[Existing Technology]],'Non-Lighting Index Table'!$C$27:$C$39,0))*Table17[[#This Row],[Quantity]],\"\"))","v":""},null,{"$f":"IFERROR(Table17[[#This Row],[Proposed Demand Per Unit \n(kW)]]*Table17[[#This Row],[Quantity]],\"\")","v":0},{"$f":"IF(ISBLANK(Table17[[#This Row],[Existing Demand Per Unit (kW)]]), \"\", IF(ISBLANK(Table17[[#This Row],[Proposed Demand Per Unit \n(kW)]]),\"\", IFERROR(Table17[[#This Row],[Quantity]]*(Table17[[#This Row],[Existing Demand Per Unit (kW)]]-Table17[[#This Row],[Proposed Demand Per Unit \n(kW)]]),\"\")))","v":""},{"$f":"IF(ISBLANK(Table17[[#This Row],[Existing Technology]]), \"\",  IF(ISNUMBER(SEARCH(\"Energy Star\",Table17[[#This Row],[Existing Technology]])),  IFERROR(Table17[[#This Row],[Existing Consumption (Hidden, kWh)]]-Table17[[#This Row],[Annual Consumption (Hidden, kWh)]], \"\"), IF( OR(ISNUMBER(SEARCH(\"ECM motor\",Table17[[#This Row],[Existing Technology]])), ISNUMBER(SEARCH(\"Anti-sweat\",Table17[[#This Row],[Existing Technology]])), ISNUMBER(SEARCH(\"Multi-deck\",Table17[[#This Row],[Existing Technology]]))), IFERROR(INDEX('Non-Lighting Index Table'!$P$27:$P$32,MATCH(Table17[[#This Row],[Existing Technology]],'Non-Lighting Index Table'!$C$27:$C$32,0))*Table17[[#This Row],[Quantity]],\"\"), IF(ISNUMBER(SEARCH(\"Open vertical\",Table17[[#This Row],[Existing Technology]])), IF(Table17[[#This Row],[Configuration of Display Case]]=\"Vertical\", IFERROR(Table17[[#This Row],[Quantity]]*148.2,\"\"), IF( Table17[[#This Row],[Configuration of Display Case]]=\"Horizontal\", IFERROR(Table17[[#This Row],[Quantity]]*57,\"\"),\"\"))))))","v":""},{"$f":"IF(ISBLANK(Table17[[#This Row],[Quantity]]),\"\",IFERROR(Table17[[#This Row],[Rebate]]*Table17[[#This Row],[Quantity]],\"\"))","v":""}]
[null,null,null,{"$f":"SUBSTITUTE(Table17[[#This Row],[Per Unit]],\"Per\", \"\")","v":""},null,{"$f":"IF(ISBLANK(Table17[[#This Row],[Existing Technology]]),\"\",  IFERROR(INDEX('Non-Lighting Index Table'!$N$27:$N$39,MATCH(Table17[[#This Row],[Existing Technology]],'Non-Lighting Index Table'!$C$27:$C$39,0))*Table17[[#This Row],[Quantity]],\"\"))","v":""},null,{"$f":"IFERROR(Table17[[#This Row],[Quantity]]*Table17[[#This Row],[Existing Demand Per Unit (kW)]],\"\")","v":0},{"$f":"IF(ISBLANK(Table17[[#This Row],[Existing Technology]]),\"\", IFERROR(INDEX('Non-Lighting Index Table'!$D$27:$D$39,MATCH(Table17[[#This Row],[Existing Technology]],'Non-Lighting Index Table'!$C$27:$C$39,0)),\"\"))","v":""},{"$f":"IF(ISBLANK(Table17[[#This Row],[Existing Technology]]),\"\", IFERROR(INDEX('Non-Lighting Index Table'!$J$27:$J$39,MATCH(Table17[[#This Row],[Existing Technology]],'Non-Lighting Index Table'!$C$27:$C$39,0)),\"\"))","v":""},{"$f":"IF(ISBLANK(Table17[[#This Row],[Existing Technology]]),\"\", IFERROR(INDEX('Non-Lighting Index Table'!$K$27:$K$39,MATCH(Table17[[#This Row],[Existing Technology]],'Non-Lighting Index Table'!$C$27:$C$39,0)),\"\"))","v":""},{"$f":"IF(ISBLANK(Table17[[#This Row],[Existing Technology]]),\"\", IFERROR(INDEX('Non-Lighting Index Table'!$G$27:$G$39,MATCH(Table17[[#This Row],[Existing Technology]],'Non-Lighting Index Table'!$C$27:$C$39,0)),\"\"))","v":""},{"$f":"IF(ISBLANK(Table17[[#This Row],[Existing Technology]]),\"\", IFERROR(INDEX('Non-Lighting Index Table'!$H$27:$H$39,MATCH(Table17[[#This Row],[Existing Technology]],'Non-Lighting Index Table'!$C$27:$C$39,0)),\"\"))","v":""},{"$f":"IF(ISBLANK(Table17[[#This Row],[Existing Technology]]),\"\", IFERROR(INDEX('Non-Lighting Index Table'!$I$27:$I$39,MATCH(Table17[[#This Row],[Existing Technology]],'Non-Lighting Index Table'!$C$27:$C$39,0)),\"\"))","v":""},null,{"$f":"IF(ISBLANK(Table17[[#This Row],[Existing Technology]]),\"\", IFERROR(INDEX('Non-Lighting Index Table'!$O$27:$O$39,MATCH(Table17[[#This Row],[Existing Technology]],'Non-Lighting Index Table'!$C$27:$C$39,0))*Table17[[#This Row],[Quantity]],\"\"))","v":""},null,{"$f":"IFERROR(Table17[[#This Row],[Proposed Demand Per Unit \n(kW)]]*Table17[[#This Row],[Quantity]],\"\")","v":0},{"$f":"IF(ISBLANK(Table17[[#This Row],[Existing Demand Per Unit (kW)]]), \"\", IF(ISBLANK(Table17[[#This Row],[Proposed Demand Per Unit \n(kW)]]),\"\", IFERROR(Table17[[#This Row],[Quantity]]*(Table17[[#This Row],[Existing Demand Per Unit (kW)]]-Table17[[#This Row],[Proposed Demand Per Unit \n(kW)]]),\"\")))","v":""},{"$f":"IF(ISBLANK(Table17[[#This Row],[Existing Technology]]), \"\",  IF(ISNUMBER(SEARCH(\"Energy Star\",Table17[[#This Row],[Existing Technology]])),  IFERROR(Table17[[#This Row],[Existing Consumption (Hidden, kWh)]]-Table17[[#This Row],[Annual Consumption (Hidden, kWh)]], \"\"), IF( OR(ISNUMBER(SEARCH(\"ECM motor\",Table17[[#This Row],[Existing Technology]])), ISNUMBER(SEARCH(\"Anti-sweat\",Table17[[#This Row],[Existing Technology]])), ISNUMBER(SEARCH(\"Multi-deck\",Table17[[#This Row],[Existing Technology]]))), IFERROR(INDEX('Non-Lighting Index Table'!$P$27:$P$32,MATCH(Table17[[#This Row],[Existing Technology]],'Non-Lighting Index Table'!$C$27:$C$32,0))*Table17[[#This Row],[Quantity]],\"\"), IF(ISNUMBER(SEARCH(\"Open vertical\",Table17[[#This Row],[Existing Technology]])), IF(Table17[[#This Row],[Configuration of Display Case]]=\"Vertical\", IFERROR(Table17[[#This Row],[Quantity]]*148.2,\"\"), IF( Table17[[#This Row],[Configuration of Display Case]]=\"Horizontal\", IFERROR(Table17[[#This Row],[Quantity]]*57,\"\"),\"\"))))))","v":""},{"$f":"IF(ISBLANK(Table17[[#This Row],[Quantity]]),\"\",IFERROR(Table17[[#This Row],[Rebate]]*Table17[[#This Row],[Quantity]],\"\"))","v":""}]

{"sheet":"HVAC","index":5,"n_rows":99,"n_cols":42,"rows_kept":99,"cut":false,"hidden":false,"merged":[[3,36,3,37],[3,0,3,7],[4,28,4,29],[4,30,4,31],[2,21,2,22],[3,8,3,20],[3,34,3,35]]}
["Energy Savings Calculator for HVAC ECMs"]
[{"$f":"Summary!A9","v":"Electrical Rebate Calculator, version 4.0  -  2018.08.22"}]
[null,null,null,null,null,null,null,null,null,null,null,null,null,null,null,null,null,null,null,null,null,"Savings",null,"Rebate"]
["Existing System ",null,null,null,null,null,null,null,"Proposed System",null,null,null,null,null,null,null,null,null,null,null,null,"Total ","Total","Total",null,null,null,null,null,null,null,null,null,null,"Existing",null,"Proposed"]
["Space Description","Existing Technology","Equivalent Full Load Heating hours\n(hrs)","Total Existing Heating Energy Consumption\n(kWh)","Equivalent Full Load Cooling hours\n(hrs)","Total Existing Cooling Energy Consumption\n(kWh)","Total Existing Consumption\n(kWh)","Total Existing Demand\n(kW)","Retrofit Technology","Quantity","Tons","Rebate (CAD)","Per Unit","Equivalent BC Hydro End Use (Hidden)","BC Hydro ECM (Hidden)","Persistence (Hidden, yrs.)","Total Capital Cost (CAD)","Total Proposed Heating Energy Consumption\n(kWh)","Total Proposed Cooling Energy Consumption\n(kWh)","Total Proposed Consumption\n(kWh)","Total Proposed Demand\n(kW)","Demand Savings\n(kW)","Energy Savings\n(kWh)","Rebate Amount\n(CAD)",null,null,null,null,"Estimated Demand Savings (kW) Site vs BCH Peak",null,"Estimated Energy Savings (kWh) Site vs Potentially Incentable",null,"Estimated Measure Life (yrs.)","Estimated GHG Savings (tons of CO2e/yr.)","Demand (kW)","Energy (kWh)","Demand (kW)","Energy (kWh)","Estimated Rebate ($)","Estimated Annual Electrical Cost Savings  ($/yr.)","Cost ($)","Simple Payback (yrs.)"]
[null,null,null,null,null,null,{"$f":"Table14[[#This Row],[Total Existing Heating Energy Consumption\n(kWh)]]+Table14[[#This Row],[Total Existing Cooling Energy Consumption\n(kWh)]]","v":0},null,null,null,null,{"$f":"IF(ISBLANK(Table14[[#This Row],[Existing Technology]]),\"\", IFERROR(INDEX('Non-Lighting Index Table'!$J$20:$J$23,MATCH(Table14[[#This Row],[Retrofit Technology]],'Non-Lighting Index Table'!$D$20:$D$23,0)),\"\"))","v":""},{"$f":"IF(ISBLANK(Table14[[#This Row],[Existing Technology]]),\"\", IFERROR(INDEX('Non-Lighting Index Table'!$K$20:$K$23,MATCH(Table14[[#This Row],[Retrofit Technology]],'Non-Lighting Index Table'!$D$20:$D$23,0)),\"\"))","v":""},{"$f":"IF(ISBLANK(Table14[[#This Row],[Existing Technology]]),\"\", IFERROR(INDEX('Non-Lighting Index Table'!$G$20:$G$23,MATCH(Table14[[#This Row],[Existing Technology]],'Non-Lighting Index Table'!$C$20:$C$23,0)),\"\"))","v":""},{"$f":"IF(ISBLANK(Table14[[#This Row],[Retrofit Technology]]),\"\", IFERROR(INDEX('Non-Lighting Index Table'!$H$20:$H$23,MATCH(Table14[[#This Row],[Retrofit Technology]],'Non-Lighting Index Table'!$D$20:$D$23,0)),\"\"))","v":""},{"$f":"IF(ISBLANK(Table14[[#This Row],[Retrofit Technology]]),\"\", IFERROR(INDEX('Non-Lighting Index Table'!$I$20:$I$23,MATCH(Table14[[#This Row],[Retrofit Technology]],'Non-Lighting Index Table'!$D$20:$D$23,0)),\"\"))","v":""},null,null,null,{"$f":"Table14[[#This Row],[Total Proposed Heating Energy Consumption\n(kWh)]]+Table14[[#This Row],[Total Proposed Cooling Energy Consumption\n(kWh)]]","v":0},null,{"$f":"IF(ISBLANK(Table14[[#This Row],[Total Existing Demand\n(kW)]]),\"\", IF(ISBLANK(Table14[[#This Row],[Total Proposed Demand\n(kW)]]),\"\", IFERROR(Table14[[#This Row],[Total Existing Demand\n(kW)]]-Table14[[#This Row],[Total Proposed Demand\n(kW)]],\"\")))","v":""},{"$f":"IF(ISBLANK(Table14[[#This Row],[Total Existing Consumption\n(kWh)]]),\"\", IF(ISBLANK(Table14[[#This Row],[Total Proposed Consumption\n(kWh)]]),\"\", IFERROR(Table14[[#This Row],[Total Existing Consumption\n(kWh)]]-Table14[[#This Row],[Total Proposed Consumption\n(kWh)]],\"\")))","v":0},{"$f":"IF(Table14[[#This Row],[Energy Savings\n(kWh)]]<=0,\"NA\",IF(OR(ISNUMBER(SEARCH(\"Terminal\",I6)),ISNUMBER(SEARCH(\"Ductless\",I6))),  IF( ISBLANK(Table14[[#This Row],[Quantity]]),\"\", IFERROR(Table14[[#This Row],[Quantity]]*Table14[[#This Row],[Rebate (CAD)]],\"\")),\n                      IF( OR(ISBLANK(Table14[[#This Row],[Quantity]]),ISBLANK(Table14[[#This Row],[Tons]])),\"\", IFERROR(Table14[[#This Row],[Quantity]]*Table14[[#This Row],[Tons]]*Table14[[#This Row],[Rebate (CAD)]],\"\"))))","v":"NA"},null,"HVAC","Heating equipment upgrade including heat pumps and packaged HVAC",null,{"$f":"SUMIFS($V$6:$V$99,$O$6:$O$99,AA6)","v":0},0,{"$f":"SUMIFS($W$6:$W$99,$O$6:$O$99,AA6)","v":0},{"$f":"SUMIFS($W$6:$W$99,$O$6:$O$99,AA6)","v":0},15,{"$f":"IFERROR(AE6*(10.67/10^6),0)","v":0},{"$f":"SUMIFS($H$6:$H$99,$O$6:$O$99,AA6)","v":0},{"$f":"SUMIFS($G$6:$G$99,$O$6:$O$99,AA6)","v":0},{"$f":"SUMIFS($U$6:$U$99,$O$6:$O$99,AA6)","v":0},{"$f":"SUMIFS($T$6:$T$99,$O$6:$O$99,AA6)","v":0},{"$f":"SUMIFS($X$6:$X$99,$O$6:$O$99,AA6)","v":0},{"$f":"IFERROR(AE6*0.088,0)","v":0},{"$f":"SUMIFS($Q$6:$Q$99,$O$6:$O$99,AA6)","v":0},{"$f":"IFERROR((AO6)/AN6,0)","v":0}]
[null,null,null,null,null,null,{"$f":"Table14[[#This Row],[Total Existing Heating Energy Consumption\n(kWh)]]+Table14[[#This Row],[Total Existing Cooling Energy Consumption\n(kWh)]]","v":0},null,null,null,null,{"$f":"IF(ISBLANK(Table14[[#This Row],[Existing Technology]]),\"\", IFERROR(INDEX('Non-Lighting Index Table'!$J$20:$J$23,MATCH(Table14[[#This Row],[Retrofit Technology]],'Non-Lighting Index Table'!$D$20:$D$23,0)),\"\"))","v":""},{"$f":"IF(ISBLANK(Table14[[#This Row],[Existing Technology]]),\"\", IFERROR(INDEX('Non-Lighting Index Table'!$K$20:$K$23,MATCH(Table14[[#This Row],[Retrofit Technology]],'Non-Lighting Index Table'!$D$20:$D$23,0)),\"\"))","v":""},{"$f":"IF(ISBLANK(Table14[[#This Row],[Existing Technology]]),\"\", IFERROR(INDEX('Non-Lighting Index Table'!$G$20:$G$23,MATCH(Table14[[#This Row],[Existing Technology]],'Non-Lighting Index Table'!$C$20:$C$23,0)),\"\"))","v":""},{"$f":"IF(ISBLANK(Table14[[#This Row],[Retrofit Technology]]),\"\", IFERROR(INDEX('Non-Lighting Index Table'!$H$20:$H$23,MATCH(Table14[[#This Row],[Retrofit Technology]],'Non-Lighting Index Table'!$D$20:$D$23,0)),\"\"))","v":""},{"$f":"IF(ISBLANK(Table14[[#This Row],[Retrofit Technology]]),\"\", IFERROR(INDEX('Non-Lighting Index Table'!$I$20:$I$23,MATCH(Table14[[#This Row],[Retrofit Technology]],'Non-Lighting Index Table'!$D$20:$D$23,0)),\"\"))","v":""},null,null,null,{"$f":"Table14[[#This Row],[Total Proposed Heating Energy Consumption\n(kWh)]]+Table14[[#This Row],[Total Proposed Cooling Energy Consumption\n(kWh)]]","v":0},null,{"$f":"IF(ISBLANK(Table14[[#This Row],[Total Existing Demand\n(kW)]]),\"\", IF(ISBLANK(Table14[[#This Row],[Total Proposed Demand\n(kW)]]),\"\", IFERROR(Table14[[#This Row],[Total Existing Demand\n(kW)]]-Table14[[#This Row],[Total Proposed Demand\n(kW)]],\"\")))","v":""},{"$f":"IF(ISBLANK(Table14[[#This Row],[Total Existing Consumption\n(kWh)]]),\"\", IF(ISBLANK(Table14[[#This Row],[Total Proposed Consumption\n(kWh)]]),\"\", IFERROR(Table14[[#This Row],[Total Existing Consumption\n(kWh)]]-Table14[[#This Row],[Total Proposed Consumption\n(kWh)]],\"\")))","v":0},{"$f":"IF(Table14[[#This Row],[Energy Savings\n(kWh)]]<=0,\"NA\",IF(OR(ISNUMBER(SEARCH(\"Terminal\",I7)),ISNUMBER(SEARCH(\"Ductless\",I7))),  IF( ISBLANK(Table14[[#This Row],[Quantity]]),\"\", IFERROR(Table14[[#This Row],[Quantity]]*Table14[[#This Row],[Rebate (CAD)]],\"\")),\n                      IF( OR(ISBLANK(Table14[[#This Row],[Quantity]]),ISBLANK(Table14[[#This Row],[Tons]])),\"\", IFERROR(Table14[[#This Row],[Quantity]]*Table14[[#This Row],[Tons]]*Table14[[#This Row],[Rebate (CAD)]],\"\"))))","v":"NA"},null,null,null,"Sub-Total",{"$f":"IFERROR(SUM(AC6),0)","v":0},{"$f":"IFERROR(SUM(AD6),0)","v":0},0,0,0,0,0,0,0,0,0,0,0,{"$f":"IFERROR((AO7)/AN7,0)","v":0}]
[null,null,null,null,null,null,{"$f":"Table14[[#This Row],[Total Existing Heating Energy Consumption\n(kWh)]]+Table14[[#This Row],[Total Existing Cooling Energy Consumption\n(kWh)]]","v":0},null,null,null,null,{"$f":"IF(ISBLANK(Table14[[#This Row],[Existing Technology]]),\"\", IFERROR(INDEX('Non-Lighting Index Table'!$J$20:$J$23,MATCH(Table14[[#This Row],[Retrofit Technology]],'Non-Lighting Index Table'!$D$20:$D$23,0)),\"\"))","v":""},{"$f":"IF(ISBLANK(Table14[[#This Row],[Existing Technology]]),\"\", IFERROR(INDEX('Non-Lighting Index Table'!$K$20:$K$23,MATCH(Table14[[#This Row],[Retrofit Technology]],'Non-Lighting Index Table'!$D$20:$D$23,0)),\"\"))","v":""},{"$f":"IF(ISBLANK(Table14[[#This Row],[Existing Technology]]),\"\", IFERROR(INDEX('Non-Lighting Index Table'!$G$20:$G$23,MATCH(Table14[[#This Row],[Existing Technology]],'Non-Lighting Index Table'!$C$20:$C$23,0)),\"\"))","v":""},{"$f":"IF(ISBLANK(Table14[[#This Row],[Retrofit Technology]]),\"\", IFERROR(INDEX('Non-Lighting Index Table'!$H$20:$H$23,MATCH(Table14[[#This Row],[Retrofit Technology]],'Non-Lighting Index Table'!$D$20:$D$23,0)),\"\"))","v":""},{"$f":"IF(ISBLANK(Table14[[#This Row],[Retrofit Technology]]),\"\", IFERROR(INDEX('Non-Lighting Index Table'!$I$20:$I$23,MATCH(Table14[[#This Row],[Retrofit Technology]],'Non-Lighting Index Table'!$D$20:$D$23,0)),\"\"))","v":""},null,null,null,{"$f":"Table14[[#This Row],[Total Proposed Heating Energy Consumption\n(kWh)]]+Table14[[#This Row],[Total Proposed Cooling Energy Consumption\n(kWh)]]","v":0},null,{"$f":"IF(ISBLANK(Table14[[#This Row],[Total Existing Demand\n(kW)]]),\"\", IF(ISBLANK(Table14[[#This Row],[Total Proposed Demand\n(kW)]]),\"\", IFERROR(Table14[[#This Row],[Total Existing Demand\n(kW)]]-Table14[[#This Row],[Total Proposed Demand\n(kW)]],\"\")))","v":""},{"$f":"IF(ISBLANK(Table14[[#This Row],[Total Existing Consumption\n(kWh)]]),\"\", IF(ISBLANK(Table14[[#This Row],[Total Proposed Consumption\n(kWh)]]),\"\", IFERROR(Table14[[#This Row],[Total Existing Consumption\n(kWh)]]-Table14[[#This Row],[Total Proposed Consumption\n(kWh)]],\"\")))","v":0},{"$f":"IF(Table14[[#This Row],[Energy Savings\n(kWh)]]<=0,\"NA\",IF(OR(ISNUMBER(SEARCH(\"Terminal\",I8)),ISNUMBER(SEARCH(\"Ductless\",I8))),  IF( ISBLANK(Table14[[#This Row],[Quantity]]),\"\", IFERROR(Table14[[#This Row],[Quantity]]*Table14[[#This Row],[Rebate (CAD)]],\"\")),\n                      IF( OR(ISBLANK(Table14[[#This Row],[Quantity]]),ISBLANK(Table14[[#This Row],[Tons]])),\"\", IFERROR(Table14[[#This Row],[Quantity]]*Table14[[#This Row],[Tons]]*Table14[[#This Row],[Rebate (CAD)]],\"\"))))","v":"NA"}]
[null,null,null,null,null,null,{"$f":"Table14[[#This Row],[Total Existing Heating Energy Consumption\n(kWh)]]+Table14[[#This Row],[Total Existing Cooling Energy Consumption\n(kWh)]]","v":0},null,null,null,null,{"$f":"IF(ISBLANK(Table14[[#This Row],[Existing Technology]]),\"\", IFERROR(INDEX('Non-Lighting Index Table'!$J$20:$J$23,MATCH(Table14[[#This Row],[Retrofit Technology]],'Non-Lighting Index Table'!$D$20:$D$23,0)),\"\"))","v":""},{"$f":"IF(ISBLANK(Table14[[#This Row],[Existing Technology]]),\"\", IFERROR(INDEX('Non-Lighting Index Table'!$K$20:$K$23,MATCH(Table14[[#This Row],[Retrofit Technology]],'Non-Lighting Index Table'!$D$20:$D$23,0)),\"\"))","v":""},{"$f":"IF(ISBLANK(Table14[[#This Row],[Existing Technology]]),\"\", IFERROR(INDEX('Non-Lighting Index Table'!$G$20:$G$23,MATCH(Table14[[#This Row],[Existing Technology]],'Non-Lighting Index Table'!$C$20:$C$23,0)),\"\"))","v":""},{"$f":"IF(ISBLANK(Table14[[#This Row],[Retrofit Technology]]),\"\", IFERROR(INDEX('Non-Lighting Index Table'!$H$20:$H$23,MATCH(Table14[[#This Row],[Retrofit Technology]],'Non-Lighting Index Table'!$D$20:$D$23,0)),\"\"))","v":""},{"$f":"IF(ISBLANK(Table14[[#This Row],[Retrofit Technology]]),\"\", IFERROR(INDEX('Non-Lighting Index Table'!$I$20:$I$23,MATCH(Table14[[#This Row],[Retrofit Technology]],'Non-Lighting Index Table'!$D$20:$D$23,0)),\"\"))","v":""},null,null,null,{"$f":"Table14[[#This Row],[Total Proposed Heating Energy Consumption\n(kWh)]]+Table14[[#This Row],[Total Proposed Cooling Energy Consumption\n(kWh)]]","v":0},null,{"$f":"IF(ISBLANK(Table14[[#This Row],[Total Existing Demand\n(kW)]]),\"\", IF(ISBLANK(Table14[[#This Row],[Total Proposed Demand\n(kW)]]),\"\", IFERROR(Table14[[#This Row],[Total Existing Demand\n(kW)]]-Table14[[#This Row],[Total Proposed Demand\n(kW)]],\"\")))","v":""},{"$f":"IF(ISBLANK(Table14[[#This Row],[Total Existing Consumption\n(kWh)]]),\"\", IF(ISBLANK(Table14[[#This Row],[Total Proposed Consumption\n(kWh)]]),\"\", IFERROR(Table14[[#This Row],[Total Existing Consumption\n(kWh)]]-Table14[[#This Row],[Total Proposed Consumption\n(kWh)]],\"\")))","v":0},{"$f":"IF(Table14[[#This Row],[Energy Savings\n(kWh)]]<=0,\"NA\",IF(OR(ISNUMBER(SEARCH(\"Terminal\",I9)),ISNUMBER(SEARCH(\"Ductless\",I9))),  IF( ISBLANK(Table14[[#This Row],[Quantity]]),\"\", IFERROR(Table14[[#This Row],[Quantity]]*Table14[[#This Row],[Rebate (CAD)]],\"\")),\n                      IF( OR(ISBLANK(Table14[[#This Row],[Quantity]]),ISBLANK(Table14[[#This Row],[Tons]])),\"\", IFERROR(Table14[[#This Row],[Quantity]]*Table14[[#This Row],[Tons]]*Table14[[#This Row],[Rebate (CAD)]],\"\"))))","v":"NA"}]
[null,null,null,null,null,null,{"$f":"Table14[[#This Row],[Total Existing Heating Energy Consumption\n(kWh)]]+Table14[[#This Row],[Total Existing Cooling Energy Consumption\n(kWh)]]","v":0},null,null,null,null,{"$f":"IF(ISBLANK(Table14[[#This Row],[Existing Technology]]),\"\", IFERROR(INDEX('Non-Lighting Index Table'!$J$20:$J$23,MATCH(Table14[[#This Row],[Retrofit Technology]],'Non-Lighting Index Table'!$D$20:$D$23,0)),\"\"))","v":""},{"$f":"IF(ISBLANK(Table14[[#This Row],[Existing Technology]]),\"\", IFERROR(INDEX('Non-Lighting Index Table'!$K$20:$K$23,MATCH(Table14[[#This Row],[Retrofit Technology]],'Non-Lighting Index Table'!$D$20:$D$23,0)),\"\"))","v":""},{"$f":"IF(ISBLANK(Table14[[#This Row],[Existing Technology]]),\"\", IFERROR(INDEX('Non-Lighting Index Table'!$G$20:$G$23,MATCH(Table14[[#This Row],[Existing Technology]],'Non-Lighting Index Table'!$C$20:$C$23,0)),\"\"))","v":""},{"$f":"IF(ISBLANK(Table14[[#This Row],[Retrofit Technology]]),\"\", IFERROR(INDEX('Non-Lighting Index Table'!$H$20:$H$23,MATCH(Table14[[#This Row],[Retrofit Technology]],'Non-Lighting Index Table'!$D$20:$D$23,0)),\"\"))","v":""},{"$f":"IF(ISBLANK(Table14[[#This Row],[Retrofit Technology]]),\"\", IFERROR(INDEX('Non-Lighting Index Table'!$I$20:$I$23,MATCH(Table14[[#This Row],[Retrofit Technology]],'Non-Lighting Index Table'!$D$20:$D$23,0)),\"\"))","v":""},null,null,null,{"$f":"Table14[[#This Row],[Total Proposed Heating Energy Consumption\n(kWh)]]+Table14[[#This Row],[Total Proposed Cooling Energy Consumption\n(kWh)]]","v":0},null,{"$f":"IF(ISBLANK(Table14[[#This Row],[Total Existing Demand\n(kW)]]),\"\", IF(ISBLANK(Table14[[#This Row],[Total Proposed Demand\n(kW)]]),\"\", IFERROR(Table14[[#This Row],[Total Existing Demand\n(kW)]]-Table14[[#This Row],[Total Proposed Demand\n(kW)]],\"\")))","v":""},{"$f":"IF(ISBLANK(Table14[[#This Row],[Total Existing Consumption\n(kWh)]]),\"\", IF(ISBLANK(Table14[[#This Row],[Total Proposed Consumption\n(kWh)]]),\"\", IFERROR(Table14[[#This Row],[Total Existing Consumption\n(kWh)]]-Table14[[#This Row],[Total Proposed Consumption\n(kWh)]],\"\")))","v":0},{"$f":"IF(Table14[[#This Row],[Energy Savings\n(kWh)]]<=0,\"NA\",IF(OR(ISNUMBER(SEARCH(\"Terminal\",I10)),ISNUMBER(SEARCH(\"Ductless\",I10))),  IF( ISBLANK(Table14[[#This Row],[Quantity]]),\"\", IFERROR(Table14[[#This Row],[Quantity]]*Table14[[#This Row],[Rebate (CAD)]],\"\")),\n                      IF( OR(ISBLANK(Table14[[#This Row],[Quantity]]),ISBLANK(Table14[[#This Row],[Tons]])),\"\", IFERROR(Table14[[#This Row],[Quantity]]*Table14[[#This Row],[Tons]]*Table14[[#This Row],[Rebate (CAD)]],\"\"))))","v":"NA"}]
[null,null,null,null,null,null,{"$f":"Table14[[#This Row],[Total Existing Heating Energy Consumption\n(kWh)]]+Table14[[#This Row],[Total Existing Cooling Energy Consumption\n(kWh)]]","v":0},null,null,null,null,{"$f":"IF(ISBLANK(Table14[[#This Row],[Existing Technology]]),\"\", IFERROR(INDEX('Non-Lighting Index Table'!$J$20:$J$23,MATCH(Table14[[#This Row],[Retrofit Technology]],'Non-Lighting Index Table'!$D$20:$D$23,0)),\"\"))","v":""},{"$f":"IF(ISBLANK(Table14[[#This Row],[Existing Technology]]),\"\", IFERROR(INDEX('Non-Lighting Index Table'!$K$20:$K$23,MATCH(Table14[[#This Row],[Retrofit Technology]],'Non-Lighting Index Table'!$D$20:$D$23,0)),\"\"))","v":""},{"$f":"IF(ISBLANK(Table14[[#This Row],[Existing Technology]]),\"\", IFERROR(INDEX('Non-Lighting Index Table'!$G$20:$G$23,MATCH(Table14[[#This Row],[Existing Technology]],'Non-Lighting Index Table'!$C$20:$C$23,0)),\"\"))","v":""},{"$f":"IF(ISBLANK(Table14[[#This Row],[Retrofit Technology]]),\"\", IFERROR(INDEX('Non-Lighting Index Table'!$H$20:$H$23,MATCH(Table14[[#This Row],[Retrofit Technology]],'Non-Lighting Index Table'!$D$20:$D$23,0)),\"\"))","v":""},{"$f":"IF(ISBLANK(Table14[[#This Row],[Retrofit Technology]]),\"\", IFERROR(INDEX('Non-Lighting Index Table'!$I$20:$I$23,MATCH(Table14[[#This Row],[Retrofit Technology]],'Non-Lighting Index Table'!$D$20:$D$23,0)),\"\"))","v":""},null,null,null,{"$f":"Table14[[#This Row],[Total Proposed Heating Energy Consumption\n(kWh)]]+Table14[[#This Row],[Total Proposed Cooling Energy Consumption\n(kWh)]]","v":0},null,{"$f":"IF(ISBLANK(Table14[[#This Row],[Total Existing Demand\n(kW)]]),\"\", IF(ISBLANK(Table14[[#This Row],[Total Proposed Demand\n(kW)]]),\"\", IFERROR(Table14[[#This Row],[Total Existing Demand\n(kW)]]-Table14[[#This Row],[Total Proposed Demand\n(kW)]],\"\")))","v":""},{"$f":"IF(ISBLANK(Table14[[#This Row],[Total Existing Consumption\n(kWh)]]),\"\", IF(ISBLANK(Table14[[#This Row],[Total Proposed Consumption\n(kWh)]]),\"\", IFERROR(Table14[[#This Row],[Total Existing Consumption\n(kWh)]]-Table14[[#This Row],[Total Proposed Consumption\n(kWh)]],\"\")))","v":0},{"$f":"IF(Table14[[#This Row],[Energy Savings\n(kWh)]]<=0,\"NA\",IF(OR(ISNUMBER(SEARCH(\"Terminal\",I11)),ISNUMBER(SEARCH(\"Ductless\",I11))),  IF( ISBLANK(Table14[[#This Row],[Quantity]]),\"\", IFERROR(Table14[[#This Row],[Quantity]]*Table14[[#This Row],[Rebate (CAD)]],\"\")),\n                      IF( OR(ISBLANK(Table14[[#This Row],[Quantity]]),ISBLANK(Table14[[#This Row],[Tons]])),\"\", IFERROR(Table14[[#This Row],[Quantity]]*Table14[[#This Row],[Tons]]*Table14[[#This Row],[Rebate (CAD)]],\"\"))))","v":"NA"}]
[null,null,null,null,null,null,{"$f":"Table14[[#This Row],[Total Existing Heating Energy Consumption\n(kWh)]]+Table14[[#This Row],[Total Existing Cooling Energy Consumption\n(kWh)]]","v":0},null,null,null,null,{"$f":"IF(ISBLANK(Table14[[#This Row],[Existing Technology]]),\"\", IFERROR(INDEX('Non-Lighting Index Table'!$J$20:$J$23,MATCH(Table14[[#This Row],[Retrofit Technology]],'Non-Lighting Index Table'!$D$20:$D$23,0)),\"\"))","v":""},{"$f":"IF(ISBLANK(Table14[[#This Row],[Existing Technology]]),\"\", IFERROR(INDEX('Non-Lighting Index Table'!$K$20:$K$23,MATCH(Table14[[#This Row],[Retrofit Technology]],'Non-Lighting Index Table'!$D$20:$D$23,0)),\"\"))","v":""},{"$f":"IF(ISBLANK(Table14[[#This Row],[Existing Technology]]),\"\", IFERROR(INDEX('Non-Lighting Index Table'!$G$20:$G$23,MATCH(Table14[[#This Row],[Existing Technology]],'Non-Lighting Index Table'!$C$20:$C$23,0)),\"\"))","v":""},{"$f":"IF(ISBLANK(Table14[[#This Row],[Retrofit Technology]]),\"\", IFERROR(INDEX('Non-Lighting Index Table'!$H$20:$H$23,MATCH(Table14[[#This Row],[Retrofit Technology]],'Non-Lighting Index Table'!$D$20:$D$23,0)),\"\"))","v":""},{"$f":"IF(ISBLANK(Table14[[#This Row],[Retrofit Technology]]),\"\", IFERROR(INDEX('Non-Lighting Index Table'!$I$20:$I$23,MATCH(Table14[[#This Row],[Retrofit Technology]],'Non-Lighting Index Table'!$D$20:$D$23,0)),\"\"))","v":""},null,null,null,{"$f":"Table14[[#This Row],[Total Proposed Heating Energy Consumption\n(kWh)]]+Table14[[#This Row],[Total Proposed Cooling Energy Consumption\n(kWh)]]","v":0},null,{"$f":"IF(ISBLANK(Table14[[#This Row],[Total Existing Demand\n(kW)]]),\"\", IF(ISBLANK(Table14[[#This Row],[Total Proposed Demand\n(kW)]]),\"\", IFERROR(Table14[[#This Row],[Total Existing Demand\n(kW)]]-Table14[[#This Row],[Total Proposed Demand\n(kW)]],\"\")))","v":""},{"$f":"IF(ISBLANK(Table14[[#This Row],[Total Existing Consumption\n(kWh)]]),\"\", IF(ISBLANK(Table14[[#This Row],[Total Proposed Consumption\n(kWh)]]),\"\", IFERROR(Table14[[#This Row],[Total Existing Consumption\n(kWh)]]-Table14[[#This Row],[Total Proposed Consumption\n(kWh)]],\"\")))","v":0},{"$f":"IF(Table14[[#This Row],[Energy Savings\n(kWh)]]<=0,\"NA\",IF(OR(ISNUMBER(SEARCH(\"Terminal\",I12)),ISNUMBER(SEARCH(\"Ductless\",I12))),  IF( ISBLANK(Table14[[#This Row],[Quantity]]),\"\", IFERROR(Table14[[#This Row],[Quantity]]*Table14[[#This Row],[Rebate (CAD)]],\"\")),\n                      IF( OR(ISBLANK(Table14[[#This Row],[Quantity]]),ISBLANK(Table14[[#This Row],[Tons]])),\"\", IFERROR(Table14[[#This Row],[Quantity]]*Table14[[#This Row],[Tons]]*Table14[[#This Row],[Rebate (CAD)]],\"\"))))","v":"NA"}]
[null,null,null,null,null,null,{"$f":"Table14[[#This Row],[Total Existing Heating Energy Consumption\n(kWh)]]+Table14[[#This Row],[Total Existing Cooling Energy Consumption\n(kWh)]]","v":0},null,null,null,null,{"$f":"IF(ISBLANK(Table14[[#This Row],[Existing Technology]]),\"\", IFERROR(INDEX('Non-Lighting Index Table'!$J$20:$J$23,MATCH(Table14[[#This Row],[Retrofit Technology]],'Non-Lighting Index Table'!$D$20:$D$23,0)),\"\"))","v":""},{"$f":"IF(ISBLANK(Table14[[#This Row],[Existing Technology]]),\"\", IFERROR(INDEX('Non-Lighting Index Table'!$K$20:$K$23,MATCH(Table14[[#This Row],[Retrofit Technology]],'Non-Lighting Index Table'!$D$20:$D$23,0)),\"\"))","v":""},{"$f":"IF(ISBLANK(Table14[[#This Row],[Existing Technology]]),\"\", IFERROR(INDEX('Non-Lighting Index Table'!$G$20:$G$23,MATCH(Table14[[#This Row],[Existing Technology]],'Non-Lighting Index Table'!$C$20:$C$23,0)),\"\"))","v":""},{"$f":"IF(ISBLANK(Table14[[#This Row],[Retrofit Technology]]),\"\", IFERROR(INDEX('Non-Lighting Index Table'!$H$20:$H$23,MATCH(Table14[[#This Row],[Retrofit Technology]],'Non-Lighting Index Table'!$D$20:$D$23,0)),\"\"))","v":""},{"$f":"IF(ISBLANK(Table14[[#This Row],[Retrofit Technology]]),\"\", IFERROR(INDEX('Non-Lighting Index Table'!$I$20:$I$23,MATCH(Table14[[#This Row],[Retrofit Technology]],'Non-Lighting Index Table'!$D$20:$D$23,0)),\"\"))","v":""},null,null,null,{"$f":"Table14[[#This Row],[Total Proposed Heating Energy Consumption\n(kWh)]]+Table14[[#This Row],[Total Proposed Cooling Energy Consumption\n(kWh)]]","v":0},null,{"$f":"IF(ISBLANK(Table14[[#This Row],[Total Existing Demand\n(kW)]]),\"\", IF(ISBLANK(Table14[[#This Row],[Total Proposed Demand\n(kW)]]),\"\", IFERROR(Table14[[#This Row],[Total Existing Demand\n(kW)]]-Table14[[#This Row],[Total Proposed Demand\n(kW)]],\"\")))","v":""},{"$f":"IF(ISBLANK(Table14[[#This Row],[Total Existing Consumption\n(kWh)]]),\"\", IF(ISBLANK(Table14[[#This Row],[Total Proposed Consumption\n(kWh)]]),\"\", IFERROR(Table14[[#This Row],[Total Existing Consumption\n(kWh)]]-Table14[[#This Row],[Total Proposed Consumption\n(kWh)]],\"\")))","v":0},{"$f":"IF(Table14[[#This Row],[Energy Savings\n(kWh)]]<=0,\"NA\",IF(OR(ISNUMBER(SEARCH(\"Terminal\",I13)),ISNUMBER(SEARCH(\"Ductless\",I13))),  IF( ISBLANK(Table14[[#This Row],[Quantity]]),\"\", IFERROR(Table14[[#This Row],[Quantity]]*Table14[[#This Row],[Rebate (CAD)]],\"\")),\n                      IF( OR(ISBLANK(Table14[[#This Row],[Quantity]]),ISBLANK(Table14[[#This Row],[Tons]])),\"\", IFERROR(Table14[[#This Row],[Quantity]]*Table14[[#This Row],[Tons]]*Table14[[#This Row],[Rebate (CAD)]],\"\"))))","v":"NA"}]
[null,null,null,null,null,null,{"$f":"Table14[[#This Row],[Total Existing Heating Energy Consumption\n(kWh)]]+Table14[[#This Row],[Total Existing Cooling Energy Consumption\n(kWh)]]","v":0},null,null,null,null,{"$f":"IF(ISBLANK(Table14[[#This Row],[Existing Technology]]),\"\", IFERROR(INDEX('Non-Lighting Index Table'!$J$20:$J$23,MATCH(Table14[[#This Row],[Retrofit Technology]],'Non-Lighting Index Table'!$D$20:$D$23,0)),\"\"))","v":""},{"$f":"IF(ISBLANK(Table14[[#This Row],[Existing Technology]]),\"\", IFERROR(INDEX('Non-Lighting Index Table'!$K$20:$K$23,MATCH(Table14[[#This Row],[Retrofit Technology]],'Non-Lighting Index Table'!$D$20:$D$23,0)),\"\"))","v":""},{"$f":"IF(ISBLANK(Table14[[#This Row],[Existing Technology]]),\"\", IFERROR(INDEX('Non-Lighting Index Table'!$G$20:$G$23,MATCH(Table14[[#This Row],[Existing Technology]],'Non-Lighting Index Table'!$C$20:$C$23,0)),\"\"))","v":""},{"$f":"IF(ISBLANK(Table14[[#This Row],[Retrofit Technology]]),\"\", IFERROR(INDEX('Non-Lighting Index Table'!$H$20:$H$23,MATCH(Table14[[#This Row],[Retrofit Technology]],'Non-Lighting Index Table'!$D$20:$D$23,0)),\"\"))","v":""},{"$f":"IF(ISBLANK(Table14[[#This Row],[Retrofit Technology]]),\"\", IFERROR(INDEX('Non-Lighting Index Table'!$I$20:$I$23,MATCH(Table14[[#This Row],[Retrofit Technology]],'Non-Lighting Index Table'!$D$20:$D$23,0)),\"\"))","v":""},null,null,null,{"$f":"Table14[[#This Row],[Total Proposed Heating Energy Consumption\n(kWh)]]+Table14[[#This Row],[Total Proposed Cooling Energy Consumption\n(kWh)]]","v":0},null,{"$f":"IF(ISBLANK(Table14[[#This Row],[Total Existing Demand\n(kW)]]),\"\", IF(ISBLANK(Table14[[#This Row],[Total Proposed Demand\n(kW)]]),\"\", IFERROR(Table14[[#This Row],[Total Existing Demand\n(kW)]]-Table14[[#This Row],[Total Proposed Demand\n(kW)]],\"\")))","v":""},{"$f":"IF(ISBLANK(Table14[[#This Row],[Total Existing Consumption\n(kWh)]]),\"\", IF(ISBLANK(Table14[[#This Row],[Total Proposed Consumption\n(kWh)]]),\"\", IFERROR(Table14[[#This Row],[Total Existing Consumption\n(kWh)]]-Table14[[#This Row],[Total Proposed Consumption\n(kWh)]],\"\")))","v":0},{"$f":"IF(Table14[[#This Row],[Energy Savings\n(kWh)]]<=0,\"NA\",IF(OR(ISNUMBER(SEARCH(\"Terminal\",I14)),ISNUMBER(SEARCH(\"Ductless\",I14))),  IF( ISBLANK(Table14[[#This Row],[Quantity]]),\"\", IFERROR(Table14[[#This Row],[Quantity]]*Table14[[#This Row],[Rebate (CAD)]],\"\")),\n                      IF( OR(ISBLANK(Table14[[#This Row],[Quantity]]),ISBLANK(Table14[[#This Row],[Tons]])),\"\", IFERROR(Table14[[#This Row],[Quantity]]*Table14[[#This Row],[Tons]]*Table14[[#This Row],[Rebate (CAD)]],\"\"))))","v":"NA"}]
[null,null,null,null,null,null,{"$f":"Table14[[#This Row],[Total Existing Heating Energy Consumption\n(kWh)]]+Table14[[#This Row],[Total Existing Cooling Energy Consumption\n(kWh)]]","v":0},null,null,null,null,{"$f":"IF(ISBLANK(Table14[[#This Row],[Existing Technology]]),\"\", IFERROR(INDEX('Non-Lighting Index Table'!$J$20:$J$23,MATCH(Table14[[#This Row],[Retrofit Technology]],'Non-Lighting Index Table'!$D$20:$D$23,0)),\"\"))","v":""},{"$f":"IF(ISBLANK(Table14[[#This Row],[Existing Technology]]),\"\", IFERROR(INDEX('Non-Lighting Index Table'!$K$20:$K$23,MATCH(Table14[[#This Row],[Retrofit Technology]],'Non-Lighting Index Table'!$D$20:$D$23,0)),\"\"))","v":""},{"$f":"IF(ISBLANK(Table14[[#This Row],[Existing Technology]]),\"\", IFERROR(INDEX('Non-Lighting Index Table'!$G$20:$G$23,MATCH(Table14[[#This Row],[Existing Technology]],'Non-Lighting Index Table'!$C$20:$C$23,0)),\"\"))","v":""},{"$f":"IF(ISBLANK(Table14[[#This Row],[Retrofit Technology]]),\"\", IFERROR(INDEX('Non-Lighting Index Table'!$H$20:$H$23,MATCH(Table14[[#This Row],[Retrofit Technology]],'Non-Lighting Index Table'!$D$20:$D$23,0)),\"\"))","v":""},{"$f":"IF(ISBLANK(Table14[[#This Row],[Retrofit Technology]]),\"\", IFERROR(INDEX('Non-Lighting Index Table'!$I$20:$I$23,MATCH(Table14[[#This Row],[Retrofit Technology]],'Non-Lighting Index Table'!$D$20:$D$23,0)),\"\"))","v":""},null,null,null,{"$f":"Table14[[#This Row],[Total Proposed Heating Energy Consumption\n(kWh)]]+Table14[[#This Row],[Total Proposed Cooling Energy Consumption\n(kWh)]]","v":0},null,{"$f":"IF(ISBLANK(Table14[[#This Row],[Total Existing Demand\n(kW)]]),\"\", IF(ISBLANK(Table14[[#This Row],[Total Proposed Demand\n(kW)]]),\"\", IFERROR(Table14[[#This Row],[Total Existing Demand\n(kW)]]-Table14[[#This Row],[Total Proposed Demand\n(kW)]],\"\")))","v":""},{"$f":"IF(ISBLANK(Table14[[#This Row],[Total Existing Consumption\n(kWh)]]),\"\", IF(ISBLANK(Table14[[#This Row],[Total Proposed Consumption\n(kWh)]]),\"\", IFERROR(Table14[[#This Row],[Total Existing Consumption\n(kWh)]]-Table14[[#This Row],[Total Proposed Consumption\n(kWh)]],\"\")))","v":0},{"$f":"IF(Table14[[#This Row],[Energy Savings\n(kWh)]]<=0,\"NA\",IF(OR(ISNUMBER(SEARCH(\"Terminal\",I15)),ISNUMBER(SEARCH(\"Ductless\",I15))),  IF( ISBLANK(Table14[[#This Row],[Quantity]]),\"\", IFERROR(Table14[[#This Row],[Quantity]]*Table14[[#This Row],[Rebate (CAD)]],\"\")),\n                      IF( OR(ISBLANK(Table14[[#This Row],[Quantity]]),ISBLANK(Table14[[#This Row],[Tons]])),\"\", IFERROR(Table14[[#This Row],[Quantity]]*Table14[[#This Row],[Tons]]*Table14[[#This Row],[Rebate (CAD)]],\"\"))))","v":"NA"}]
[null,null,null,null,null,null,{"$f":"Table14[[#This Row],[Total Existing Heating Energy Consumption\n(kWh)]]+Table14[[#This Row],[Total Existing Cooling Energy Consumption\n(kWh)]]","v":0},null,null,null,null,{"$f":"IF(ISBLANK(Table14[[#This Row],[Existing Technology]]),\"\", IFERROR(INDEX('Non-Lighting Index Table'!$J$20:$J$23,MATCH(Table14[[#This Row],[Retrofit Technology]],'Non-Lighting Index Table'!$D$20:$D$23,0)),\"\"))","v":""},{"$f":"IF(ISBLANK(Table14[[#This Row],[Existing Technology]]),\"\", IFERROR(INDEX('Non-Lighting Index Table'!$K$20:$K$23,MATCH(Table14[[#This Row],[Retrofit Technology]],'Non-Lighting Index Table'!$D$20:$D$23,0)),\"\"))","v":""},{"$f":"IF(ISBLANK(Table14[[#This Row],[Existing Technology]]),\"\", IFERROR(INDEX('Non-Lighting Index Table'!$G$20:$G$23,MATCH(Table14[[#This Row],[Existing Technology]],'Non-Lighting Index Table'!$C$20:$C$23,0)),\"\"))","v":""},{"$f":"IF(ISBLANK(Table14[[#This Row],[Retrofit Technology]]),\"\", IFERROR(INDEX('Non-Lighting Index Table'!$H$20:$H$23,MATCH(Table14[[#This Row],[Retrofit Technology]],'Non-Lighting Index Table'!$D$20:$D$23,0)),\"\"))","v":""},{"$f":"IF(ISBLANK(Table14[[#This Row],[Retrofit Technology]]),\"\", IFERROR(INDEX('Non-Lighting Index Table'!$I$20:$I$23,MATCH(Table14[[#This Row],[Retrofit Technology]],'Non-Lighting Index Table'!$D$20:$D$23,0)),\"\"))","v":""},null,null,null,{"$f":"Table14[[#This Row],[Total Proposed Heating Energy Consumption\n(kWh)]]+Table14[[#This Row],[Total Proposed Cooling Energy Consumption\n(kWh)]]","v":0},null,{"$f":"IF(ISBLANK(Table14[[#This Row],[Total Existing Demand\n(kW)]]),\"\", IF(ISBLANK(Table14[[#This Row],[Total Proposed Demand\n(kW)]]),\"\", IFERROR(Table14[[#This Row],[Total Existing Demand\n(kW)]]-Table14[[#This Row],[Total Proposed Demand\n(kW)]],\"\")))","v":""},{"$f":"IF(ISBLANK(Table14[[#This Row],[Total Existing Consumption\n(kWh)]]),\"\", IF(ISBLANK(Table14[[#This Row],[Total Proposed Consumption\n(kWh)]]),\"\", IFERROR(Table14[[#This Row],[Total Existing Consumption\n(kWh)]]-Table14[[#This Row],[Total Proposed Consumption\n(kWh)]],\"\")))","v":0},{"$f":"IF(Table14[[#This Row],[Energy Savings\n(kWh)]]<=0,\"NA\",IF(OR(ISNUMBER(SEARCH(\"Terminal\",I16)),ISNUMBER(SEARCH(\"Ductless\",I16))),  IF( ISBLANK(Table14[[#This Row],[Quantity]]),\"\", IFERROR(Table14[[#This Row],[Quantity]]*Table14[[#This Row],[Rebate (CAD)]],\"\")),\n                      IF( OR(ISBLANK(Table14[[#This Row],[Quantity]]),ISBLANK(Table14[[#This Row],[Tons]])),\"\", IFERROR(Table14[[#This Row],[Quantity]]*Table14[[#This Row],[Tons]]*Table14[[#This Row],[Rebate (CAD)]],\"\"))))","v":"NA"}]
[null,null,null,null,null,null,{"$f":"Table14[[#This Row],[Total Existing Heating Energy Consumption\n(kWh)]]+Table14[[#This Row],[Total Existing Cooling Energy Consumption\n(kWh)]]","v":0},null,null,null,null,{"$f":"IF(ISBLANK(Table14[[#This Row],[Existing Technology]]),\"\", IFERROR(INDEX('Non-Lighting Index Table'!$J$20:$J$23,MATCH(Table14[[#This Row],[Retrofit Technology]],'Non-Lighting Index Table'!$D$20:$D$23,0)),\"\"))","v":""},{"$f":"IF(ISBLANK(Table14[[#This Row],[Existing Technology]]),\"\", IFERROR(INDEX('Non-Lighting Index Table'!$K$20:$K$23,MATCH(Table14[[#This Row],[Retrofit Technology]],'Non-Lighting Index Table'!$D$20:$D$23,0)),\"\"))","v":""},{"$f":"IF(ISBLANK(Table14[[#This Row],[Existing Technology]]),\"\", IFERROR(INDEX('Non-Lighting Index Table'!$G$20:$G$23,MATCH(Table14[[#This Row],[Existing Technology]],'Non-Lighting Index Table'!$C$20:$C$23,0)),\"\"))","v":""},{"$f":"IF(ISBLANK(Table14[[#This Row],[Retrofit Technology]]),\"\", IFERROR(INDEX('Non-Lighting Index Table'!$H$20:$H$23,MATCH(Table14[[#This Row],[Retrofit Technology]],'Non-Lighting Index Table'!$D$20:$D$23,0)),\"\"))","v":""},{"$f":"IF(ISBLANK(Table14[[#This Row],[Retrofit Technology]]),\"\", IFERROR(INDEX('Non-Lighting Index Table'!$I$20:$I$23,MATCH(Table14[[#This Row],[Retrofit Technology]],'Non-Lighting Index Table'!$D$20:$D$23,0)),\"\"))","v":""},null,null,null,{"$f":"Table14[[#This Row],[Total Proposed Heating Energy Consumption\n(kWh)]]+Table14[[#This Row],[Total Proposed Cooling Energy Consumption\n(kWh)]]","v":0},null,{"$f":"IF(ISBLANK(Table14[[#This Row],[Total Existing Demand\n(kW)]]),\"\", IF(ISBLANK(Table14[[#This Row],[Total Proposed Demand\n(kW)]]),\"\", IFERROR(Table14[[#This Row],[Total Existing Demand\n(kW)]]-Table14[[#This Row],[Total Proposed Demand\n(kW)]],\"\")))","v":""},{"$f":"IF(ISBLANK(Table14[[#This Row],[Total Existing Consumption\n(kWh)]]),\"\", IF(ISBLANK(Table14[[#This Row],[Total Proposed Consumption\n(kWh)]]),\"\", IFERROR(Table14[[#This Row],[Total Existing Consumption\n(kWh)]]-Table14[[#This Row],[Total Proposed Consumption\n(kWh)]],\"\")))","v":0},{"$f":"IF(Table14[[#This Row],[Energy Savings\n(kWh)]]<=0,\"NA\",IF(OR(ISNUMBER(SEARCH(\"Terminal\",I17)),ISNUMBER(SEARCH(\"Ductless\",I17))),  IF( ISBLANK(Table14[[#This Row],[Quantity]]),\"\", IFERROR(Table14[[#This Row],[Quantity]]*Table14[[#This Row],[Rebate (CAD)]],\"\")),\n                      IF( OR(ISBLANK(Table14[[#This Row],[Quantity]]),ISBLANK(Table14[[#This Row],[Tons]])),\"\", IFERROR(Table14[[#This Row],[Quantity]]*Table14[[#This Row],[Tons]]*Table14[[#This Row],[Rebate (CAD)]],\"\"))))","v":"NA"}]
[null,null,null,null,null,null,{"$f":"Table14[[#This Row],[Total Existing Heating Energy Consumption\n(kWh)]]+Table14[[#This Row],[Total Existing Cooling Energy Consumption\n(kWh)]]","v":0},null,null,null,null,{"$f":"IF(ISBLANK(Table14[[#This Row],[Existing Technology]]),\"\", IFERROR(INDEX('Non-Lighting Index Table'!$J$20:$J$23,MATCH(Table14[[#This Row],[Retrofit Technology]],'Non-Lighting Index Table'!$D$20:$D$23,0)),\"\"))","v":""},{"$f":"IF(ISBLANK(Table14[[#This Row],[Existing Technology]]),\"\", IFERROR(INDEX('Non-Lighting Index Table'!$K$20:$K$23,MATCH(Table14[[#This Row],[Retrofit Technology]],'Non-Lighting Index Table'!$D$20:$D$23,0)),\"\"))","v":""},{"$f":"IF(ISBLANK(Table14[[#This Row],[Existing Technology]]),\"\", IFERROR(INDEX('Non-Lighting Index Table'!$G$20:$G$23,MATCH(Table14[[#This Row],[Existing Technology]],'Non-Lighting Index Table'!$C$20:$C$23,0)),\"\"))","v":""},{"$f":"IF(ISBLANK(Table14[[#This Row],[Retrofit Technology]]),\"\", IFERROR(INDEX('Non-Lighting Index Table'!$H$20:$H$23,MATCH(Table14[[#This Row],[Retrofit Technology]],'Non-Lighting Index Table'!$D$20:$D$23,0)),\"\"))","v":""},{"$f":"IF(ISBLANK(Table14[[#This Row],[Retrofit Technology]]),\"\", IFERROR(INDEX('Non-Lighting Index Table'!$I$20:$I$23,MATCH(Table14[[#This Row],[Retrofit Technology]],'Non-Lighting Index Table'!$D$20:$D$23,0)),\"\"))","v":""},null,null,null,{"$f":"Table14[[#This Row],[Total Proposed Heating Energy Consumption\n(kWh)]]+Table14[[#This Row],[Total Proposed Cooling Energy Consumption\n(kWh)]]","v":0},null,{"$f":"IF(ISBLANK(Table14[[#This Row],[Total Existing Demand\n(kW)]]),\"\", IF(ISBLANK(Table14[[#This Row],[Total Proposed Demand\n(kW)]]),\"\", IFERROR(Table14[[#This Row],[Total Existing Demand\n(kW)]]-Table14[[#This Row],[Total Proposed Demand\n(kW)]],\"\")))","v":""},{"$f":"IF(ISBLANK(Table14[[#This Row],[Total Existing Consumption\n(kWh)]]),\"\", IF(ISBLANK(Table14[[#This Row],[Total Proposed Consumption\n(kWh)]]),\"\", IFERROR(Table14[[#This Row],[Total Existing Consumption\n(kWh)]]-Table14[[#This Row],[Total Proposed Consumption\n(kWh)]],\"\")))","v":0},{"$f":"IF(Table14[[#This Row],[Energy Savings\n(kWh)]]<=0,\"NA\",IF(OR(ISNUMBER(SEARCH(\"Terminal\",I18)),ISNUMBER(SEARCH(\"Ductless\",I18))),  IF( ISBLANK(Table14[[#This Row],[Quantity]]),\"\", IFERROR(Table14[[#This Row],[Quantity]]*Table14[[#This Row],[Rebate (CAD)]],\"\")),\n                      IF( OR(ISBLANK(Table14[[#This Row],[Quantity]]),ISBLANK(Table14[[#This Row],[Tons]])),\"\", IFERROR(Table14[[#This Row],[Quantity]]*Table14[[#This Row],[Tons]]*Table14[[#This Row],[Rebate (CAD)]],\"\"))))","v":"NA"}]
[null,null,null,null,null,null,{"$f":"Table14[[#This Row],[Total Existing Heating Energy Consumption\n(kWh)]]+Table14[[#This Row],[Total Existing Cooling Energy Consumption\n(kWh)]]","v":0},null,null,null,null,{"$f":"IF(ISBLANK(Table14[[#This Row],[Existing Technology]]),\"\", IFERROR(INDEX('Non-Lighting Index Table'!$J$20:$J$23,MATCH(Table14[[#This Row],[Retrofit Technology]],'Non-Lighting Index Table'!$D$20:$D$23,0)),\"\"))","v":""},{"$f":"IF(ISBLANK(Table14[[#This Row],[Existing Technology]]),\"\", IFERROR(INDEX('Non-Lighting Index Table'!$K$20:$K$23,MATCH(Table14[[#This Row],[Retrofit Technology]],'Non-Lighting Index Table'!$D$20:$D$23,0)),\"\"))","v":""},{"$f":"IF(ISBLANK(Table14[[#This Row],[Existing Technology]]),\"\", IFERROR(INDEX('Non-Lighting Index Table'!$G$20:$G$23,MATCH(Table14[[#This Row],[Existing Technology]],'Non-Lighting Index Table'!$C$20:$C$23,0)),\"\"))","v":""},{"$f":"IF(ISBLANK(Table14[[#This Row],[Retrofit Technology]]),\"\", IFERROR(INDEX('Non-Lighting Index Table'!$H$20:$H$23,MATCH(Table14[[#This Row],[Retrofit Technology]],'Non-Lighting Index Table'!$D$20:$D$23,0)),\"\"))","v":""},{"$f":"IF(ISBLANK(Table14[[#This Row],[Retrofit Technology]]),\"\", IFERROR(INDEX('Non-Lighting Index Table'!$I$20:$I$23,MATCH(Table14[[#This Row],[Retrofit Technology]],'Non-Lighting Index Table'!$D$20:$D$23,0)),\"\"))","v":""},null,null,null,{"$f":"Table14[[#This Row],[Total Proposed Heating Energy Consumption\n(kWh)]]+Table14[[#This Row],[Total Proposed Cooling Energy Consumption\n(kWh)]]","v":0},null,{"$f":"IF(ISBLANK(Table14[[#This Row],[Total Existing Demand\n(kW)]]),\"\", IF(ISBLANK(Table14[[#This Row],[Total Proposed Demand\n(kW)]]),\"\", IFERROR(Table14[[#This Row],[Total Existing Demand\n(kW)]]-Table14[[#This Row],[Total Proposed Demand\n(kW)]],\"\")))","v":""},{"$f":"IF(ISBLANK(Table14[[#This Row],[Total Existing Consumption\n(kWh)]]),\"\", IF(ISBLANK(Table14[[#This Row],[Total Proposed Consumption\n(kWh)]]),\"\", IFERROR(Table14[[#This Row],[Total Existing Consumption\n(kWh)]]-Table14[[#This Row],[Total Proposed Consumption\n(kWh)]],\"\")))","v":0},{"$f":"IF(Table14[[#This Row],[Energy Savings\n(kWh)]]<=0,\"NA\",IF(OR(ISNUMBER(SEARCH(\"Terminal\",I19)),ISNUMBER(SEARCH(\"Ductless\",I19))),  IF( ISBLANK(Table14[[#This Row],[Quantity]]),\"\", IFERROR(Table14[[#This Row],[Quantity]]*Table14[[#This Row],[Rebate (CAD)]],\"\")),\n                      IF( OR(ISBLANK(Table14[[#This Row],[Quantity]]),ISBLANK(Table14[[#This Row],[Tons]])),\"\", IFERROR(Table14[[#This Row],[Quantity]]*Table14[[#This Row],[Tons]]*Table14[[#This Row],[Rebate (CAD)]],\"\"))))","v":"NA"}]
[null,null,null,null,null,null,{"$f":"Table14[[#This Row],[Total Existing Heating Energy Consumption\n(kWh)]]+Table14[[#This Row],[Total Existing Cooling Energy Consumption\n(kWh)]]","v":0},null,null,null,null,{"$f":"IF(ISBLANK(Table14[[#This Row],[Existing Technology]]),\"\", IFERROR(INDEX('Non-Lighting Index Table'!$J$20:$J$23,MATCH(Table14[[#This Row],[Retrofit Technology]],'Non-Lighting Index Table'!$D$20:$D$23,0)),\"\"))","v":""},{"$f":"IF(ISBLANK(Table14[[#This Row],[Existing Technology]]),\"\", IFERROR(INDEX('Non-Lighting Index Table'!$K$20:$K$23,MATCH(Table14[[#This Row],[Retrofit Technology]],'Non-Lighting Index Table'!$D$20:$D$23,0)),\"\"))","v":""},{"$f":"IF(ISBLANK(Table14[[#This Row],[Existing Technology]]),\"\", IFERROR(INDEX('Non-Lighting Index Table'!$G$20:$G$23,MATCH(Table14[[#This Row],[Existing Technology]],'Non-Lighting Index Table'!$C$20:$C$23,0)),\"\"))","v":""},{"$f":"IF(ISBLANK(Table14[[#This Row],[Retrofit Technology]]),\"\", IFERROR(INDEX('Non-Lighting Index Table'!$H$20:$H$23,MATCH(Table14[[#This Row],[Retrofit Technology]],'Non-Lighting Index Table'!$D$20:$D$23,0)),\"\"))","v":""},{"$f":"IF(ISBLANK(Table14[[#This Row],[Retrofit Technology]]),\"\", IFERROR(INDEX('Non-Lighting Index Table'!$I$20:$I$23,MATCH(Table14[[#This Row],[Retrofit Technology]],'Non-Lighting Index Table'!$D$20:$D$23,0)),\"\"))","v":""},null,null,null,{"$f":"Table14[[#This Row],[Total Proposed Heating Energy Consumption\n(kWh)]]+Table14[[#This Row],[Total Proposed Cooling Energy Consumption\n(kWh)]]","v":0},null,{"$f":"IF(ISBLANK(Table14[[#This Row],[Total Existing Demand\n(kW)]]),\"\", IF(ISBLANK(Table14[[#This Row],[Total Proposed Demand\n(kW)]]),\"\", IFERROR(Table14[[#This Row],[Total Existing Demand\n(kW)]]-Table14[[#This Row],[Total Proposed Demand\n(kW)]],\"\")))","v":""},{"$f":"IF(ISBLANK(Table14[[#This Row],[Total Existing Consumption\n(kWh)]]),\"\", IF(ISBLANK(Table14[[#This Row],[Total Proposed Consumption\n(kWh)]]),\"\", IFERROR(Table14[[#This Row],[Total Existing Consumption\n(kWh)]]-Table14[[#This Row],[Total Proposed Consumption\n(kWh)]],\"\")))","v":0},{"$f":"IF(Table14[[#This Row],[Energy Savings\n(kWh)]]<=0,\"NA\",IF(OR(ISNUMBER(SEARCH(\"Terminal\",I20)),ISNUMBER(SEARCH(\"Ductless\",I20))),  IF( ISBLANK(Table14[[#This Row],[Quantity]]),\"\", IFERROR(Table14[[#This Row],[Quantity]]*Table14[[#This Row],[Rebate (CAD)]],\"\")),\n                      IF( OR(ISBLANK(Table14[[#This Row],[Quantity]]),ISBLANK(Table14[[#This Row],[Tons]])),\"\", IFERROR(Table14[[#This Row],[Quantity]]*Table14[[#This Row],[Tons]]*Table14[[#This Row],[Rebate (CAD)]],\"\"))))","v":"NA"}]
[null,null,null,null,null,null,{"$f":"Table14[[#This Row],[Total Existing Heating Energy Consumption\n(kWh)]]+Table14[[#This Row],[Total Existing Cooling Energy Consumption\n(kWh)]]","v":0},null,null,null,null,{"$f":"IF(ISBLANK(Table14[[#This Row],[Existing Technology]]),\"\", IFERROR(INDEX('Non-Lighting Index Table'!$J$20:$J$23,MATCH(Table14[[#This Row],[Retrofit Technology]],'Non-Lighting Index Table'!$D$20:$D$23,0)),\"\"))","v":""},{"$f":"IF(ISBLANK(Table14[[#This Row],[Existing Technology]]),\"\", IFERROR(INDEX('Non-Lighting Index Table'!$K$20:$K$23,MATCH(Table14[[#This Row],[Retrofit Technology]],'Non-Lighting Index Table'!$D$20:$D$23,0)),\"\"))","v":""},{"$f":"IF(ISBLANK(Table14[[#This Row],[Existing Technology]]),\"\", IFERROR(INDEX('Non-Lighting Index Table'!$G$20:$G$23,MATCH(Table14[[#This Row],[Existing Technology]],'Non-Lighting Index Table'!$C$20:$C$23,0)),\"\"))","v":""},{"$f":"IF(ISBLANK(Table14[[#This Row],[Retrofit Technology]]),\"\", IFERROR(INDEX('Non-Lighting Index Table'!$H$20:$H$23,MATCH(Table14[[#This Row],[Retrofit Technology]],'Non-Lighting Index Table'!$D$20:$D$23,0)),\"\"))","v":""},{"$f":"IF(ISBLANK(Table14[[#This Row],[Retrofit Technology]]),\"\", IFERROR(INDEX('Non-Lighting Index Table'!$I$20:$I$23,MATCH(Table14[[#This Row],[Retrofit Technology]],'Non-Lighting Index Table'!$D$20:$D$23,0)),\"\"))","v":""},null,null,null,{"$f":"Table14[[#This Row],[Total Proposed Heating Energy Consumption\n(kWh)]]+Table14[[#This Row],[Total Proposed Cooling Energy Consumption\n(kWh)]]","v":0},null,{"$f":"IF(ISBLANK(Table14[[#This Row],[Total Existing Demand\n(kW)]]),\"\", IF(ISBLANK(Table14[[#This Row],[Total Proposed Demand\n(kW)]]),\"\", IFERROR(Table14[[#This Row],[Total Existing Demand\n(kW)]]-Table14[[#This Row],[Total Proposed Demand\n(kW)]],\"\")))","v":""},{"$f":"IF(ISBLANK(Table14[[#This Row],[Total Existing Consumption\n(kWh)]]),\"\", IF(ISBLANK(Table14[[#This Row],[Total Proposed Consumption\n(kWh)]]),\"\", IFERROR(Table14[[#This Row],[Total Existing Consumption\n(kWh)]]-Table14[[#This Row],[Total Proposed Consumption\n(kWh)]],\"\")))","v":0},{"$f":"IF(Table14[[#This Row],[Energy Savings\n(kWh)]]<=0,\"NA\",IF(OR(ISNUMBER(SEARCH(\"Terminal\",I21)),ISNUMBER(SEARCH(\"Ductless\",I21))),  IF( ISBLANK(Table14[[#This Row],[Quantity]]),\"\", IFERROR(Table14[[#This Row],[Quantity]]*Table14[[#This Row],[Rebate (CAD)]],\"\")),\n                      IF( OR(ISBLANK(Table14[[#This Row],[Quantity]]),ISBLANK(Table14[[#This Row],[Tons]])),\"\", IFERROR(Table14[[#This Row],[Quantity]]*Table14[[#This Row],[Tons]]*Table14[[#This Row],[Rebate (CAD)]],\"\"))))","v":"NA"}]
[null,null,null,null,null,null,{"$f":"Table14[[#This Row],[Total Existing Heating Energy Consumption\n(kWh)]]+Table14[[#This Row],[Total Existing Cooling Energy Consumption\n(kWh)]]","v":0},null,null,null,null,{"$f":"IF(ISBLANK(Table14[[#This Row],[Existing Technology]]),\"\", IFERROR(INDEX('Non-Lighting Index Table'!$J$20:$J$23,MATCH(Table14[[#This Row],[Retrofit Technology]],'Non-Lighting Index Table'!$D$20:$D$23,0)),\"\"))","v":""},{"$f":"IF(ISBLANK(Table14[[#This Row],[Existing Technology]]),\"\", IFERROR(INDEX('Non-Lighting Index Table'!$K$20:$K$23,MATCH(Table14[[#This Row],[Retrofit Technology]],'Non-Lighting Index Table'!$D$20:$D$23,0)),\"\"))","v":""},{"$f":"IF(ISBLANK(Table14[[#This Row],[Existing Technology]]),\"\", IFERROR(INDEX('Non-Lighting Index Table'!$G$20:$G$23,MATCH(Table14[[#This Row],[Existing Technology]],'Non-Lighting Index Table'!$C$20:$C$23,0)),\"\"))","v":""},{"$f":"IF(ISBLANK(Table14[[#This Row],[Retrofit Technology]]),\"\", IFERROR(INDEX('Non-Lighting Index Table'!$H$20:$H$23,MATCH(Table14[[#This Row],[Retrofit Technology]],'Non-Lighting Index Table'!$D$20:$D$23,0)),\"\"))","v":""},{"$f":"IF(ISBLANK(Table14[[#This Row],[Retrofit Technology]]),\"\", IFERROR(INDEX('Non-Lighting Index Table'!$I$20:$I$23,MATCH(Table14[[#This Row],[Retrofit Technology]],'Non-Lighting Index Table'!$D$20:$D$23,0)),\"\"))","v":""},null,null,null,{"$f":"Table14[[#This Row],[Total Proposed Heating Energy Consumption\n(kWh)]]+Table14[[#This Row],[Total Proposed Cooling Energy Consumption\n(kWh)]]","v":0},null,{"$f":"IF(ISBLANK(Table14[[#This Row],[Total Existing Demand\n(kW)]]),\"\", IF(ISBLANK(Table14[[#This Row],[Total Proposed Demand\n(kW)]]),\"\", IFERROR(Table14[[#This Row],[Total Existing Demand\n(kW)]]-Table14[[#This Row],[Total Proposed Demand\n(kW)]],\"\")))","v":""},{"$f":"IF(ISBLANK(Table14[[#This Row],[Total Existing Consumption\n(kWh)]]),\"\", IF(ISBLANK(Table14[[#This Row],[Total Proposed Consumption\n(kWh)]]),\"\", IFERROR(Table14[[#This Row],[Total Existing Consumption\n(kWh)]]-Table14[[#This Row],[Total Proposed Consumption\n(kWh)]],\"\")))","v":0},{"$f":"IF(Table14[[#This Row],[Energy Savings\n(kWh)]]<=0,\"NA\",IF(OR(ISNUMBER(SEARCH(\"Terminal\",I22)),ISNUMBER(SEARCH(\"Ductless\",I22))),  IF( ISBLANK(Table14[[#This Row],[Quantity]]),\"\", IFERROR(Table14[[#This Row],[Quantity]]*Table14[[#This Row],[Rebate (CAD)]],\"\")),\n                      IF( OR(ISBLANK(Table14[[#This Row],[Quantity]]),ISBLANK(Table14[[#This Row],[Tons]])),\"\", IFERROR(Table14[[#This Row],[Quantity]]*Table14[[#This Row],[Tons]]*Table14[[#This Row],[Rebate (CAD)]],\"\"))))","v":"NA"}]
[null,null,null,null,null,null,{"$f":"Table14[[#This Row],[Total Existing Heating Energy Consumption\n(kWh)]]+Table14[[#This Row],[Total Existing Cooling Energy Consumption\n(kWh)]]","v":0},null,null,null,null,{"$f":"IF(ISBLANK(Table14[[#This Row],[Existing Technology]]),\"\", IFERROR(INDEX('Non-Lighting Index Table'!$J$20:$J$23,MATCH(Table14[[#This Row],[Retrofit Technology]],'Non-Lighting Index Table'!$D$20:$D$23,0)),\"\"))","v":""},{"$f":"IF(ISBLANK(Table14[[#This Row],[Existing Technology]]),\"\", IFERROR(INDEX('Non-Lighting Index Table'!$K$20:$K$23,MATCH(Table14[[#This Row],[Retrofit Technology]],'Non-Lighting Index Table'!$D$20:$D$23,0)),\"\"))","v":""},{"$f":"IF(ISBLANK(Table14[[#This Row],[Existing Technology]]),\"\", IFERROR(INDEX('Non-Lighting Index Table'!$G$20:$G$23,MATCH(Table14[[#This Row],[Existing Technology]],'Non-Lighting Index Table'!$C$20:$C$23,0)),\"\"))","v":""},{"$f":"IF(ISBLANK(Table14[[#This Row],[Retrofit Technology]]),\"\", IFERROR(INDEX('Non-Lighting Index Table'!$H$20:$H$23,MATCH(Table14[[#This Row],[Retrofit Technology]],'Non-Lighting Index Table'!$D$20:$D$23,0)),\"\"))","v":""},{"$f":"IF(ISBLANK(Table14[[#This Row],[Retrofit Technology]]),\"\", IFERROR(INDEX('Non-Lighting Index Table'!$I$20:$I$23,MATCH(Table14[[#This Row],[Retrofit Technology]],'Non-Lighting Index Table'!$D$20:$D$23,0)),\"\"))","v":""},null,null,null,{"$f":"Table14[[#This Row],[Total Proposed Heating Energy Consumption\n(kWh)]]+Table14[[#This Row],[Total Proposed Cooling Energy Consumption\n(kWh)]]","v":0},null,{"$f":"IF(ISBLANK(Table14[[#This Row],[Total Existing Demand\n(kW)]]),\"\", IF(ISBLANK(Table14[[#This Row],[Total Proposed Demand\n(kW)]]),\"\", IFERROR(Table14[[#This Row],[Total Existing Demand\n(kW)]]-Table14[[#This Row],[Total Proposed Demand\n(kW)]],\"\")))","v":""},{"$f":"IF(ISBLANK(Table14[[#This Row],[Total Existing Consumption\n(kWh)]]),\"\", IF(ISBLANK(Table14[[#This Row],[Total Proposed Consumption\n(kWh)]]),\"\", IFERROR(Table14[[#This Row],[Total Existing Consumption\n(kWh)]]-Table14[[#This Row],[Total Proposed Consumption\n(kWh)]],\"\")))","v":0},{"$f":"IF(Table14[[#This Row],[Energy Savings\n(kWh)]]<=0,\"NA\",IF(OR(ISNUMBER(SEARCH(\"Terminal\",I23)),ISNUMBER(SEARCH(\"Ductless\",I23))),  IF( ISBLANK(Table14[[#This Row],[Quantity]]),\"\", IFERROR(Table14[[#This Row],[Quantity]]*Table14[[#This Row],[Rebate (CAD)]],\"\")),\n                      IF( OR(ISBLANK(Table14[[#This Row],[Quantity]]),ISBLANK(Table14[[#This Row],[Tons]])),\"\", IFERROR(Table14[[#This Row],[Quantity]]*Table14[[#This Row],[Tons]]*Table14[[#This Row],[Rebate (CAD)]],\"\"))))","v":"NA"}]
[null,null,null,null,null,null,{"$f":"Table14[[#This Row],[Total Existing Heating Energy Consumption\n(kWh)]]+Table14[[#This Row],[Total Existing Cooling Energy Consumption\n(kWh)]]","v":0},null,null,null,null,{"$f":"IF(ISBLANK(Table14[[#This Row],[Existing Technology]]),\"\", IFERROR(INDEX('Non-Lighting Index Table'!$J$20:$J$23,MATCH(Table14[[#This Row],[Retrofit Technology]],'Non-Lighting Index Table'!$D$20:$D$23,0)),\"\"))","v":""},{"$f":"IF(ISBLANK(Table14[[#This Row],[Existing Technology]]),\"\", IFERROR(INDEX('Non-Lighting Index Table'!$K$20:$K$23,MATCH(Table14[[#This Row],[Retrofit Technology]],'Non-Lighting Index Table'!$D$20:$D$23,0)),\"\"))","v":""},{"$f":"IF(ISBLANK(Table14[[#This Row],[Existing Technology]]),\"\", IFERROR(INDEX('Non-Lighting Index Table'!$G$20:$G$23,MATCH(Table14[[#This Row],[Existing Technology]],'Non-Lighting Index Table'!$C$20:$C$23,0)),\"\"))","v":""},{"$f":"IF(ISBLANK(Table14[[#This Row],[Retrofit Technology]]),\"\", IFERROR(INDEX('Non-Lighting Index Table'!$H$20:$H$23,MATCH(Table14[[#This Row],[Retrofit Technology]],'Non-Lighting Index Table'!$D$20:$D$23,0)),\"\"))","v":""},{"$f":"IF(ISBLANK(Table14[[#This Row],[Retrofit Technology]]),\"\", IFERROR(INDEX('Non-Lighting Index Table'!$I$20:$I$23,MATCH(Table14[[#This Row],[Retrofit Technology]],'Non-Lighting Index Table'!$D$20:$D$23,0)),\"\"))","v":""},null,null,null,{"$f":"Table14[[#This Row],[Total Proposed Heating Energy Consumption\n(kWh)]]+Table14[[#This Row],[Total Proposed Cooling Energy Consumption\n(kWh)]]","v":0},null,{"$f":"IF(ISBLANK(Table14[[#This Row],[Total Existing Demand\n(kW)]]),\"\", IF(ISBLANK(Table14[[#This Row],[Total Proposed Demand\n(kW)]]),\"\", IFERROR(Table14[[#This Row],[Total Existing Demand\n(kW)]]-Table14[[#This Row],[Total Proposed Demand\n(kW)]],\"\")))","v":""},{"$f":"IF(ISBLANK(Table14[[#This Row],[Total Existing Consumption\n(kWh)]]),\"\", IF(ISBLANK(Table14[[#This Row],[Total Proposed Consumption\n(kWh)]]),\"\", IFERROR(Table14[[#This Row],[Total Existing Consumption\n(kWh)]]-Table14[[#This Row],[Total Proposed Consumption\n(kWh)]],\"\")))","v":0},{"$f":"IF(Table14[[#This Row],[Energy Savings\n(kWh)]]<=0,\"NA\",IF(OR(ISNUMBER(SEARCH(\"Terminal\",I24)),ISNUMBER(SEARCH(\"Ductless\",I24))),  IF( ISBLANK(Table14[[#This Row],[Quantity]]),\"\", IFERROR(Table14[[#This Row],[Quantity]]*Table14[[#This Row],[Rebate (CAD)]],\"\")),\n                      IF( OR(ISBLANK(Table14[[#This Row],[Quantity]]),ISBLANK(Table14[[#This Row],[Tons]])),\"\", IFERROR(Table14[[#This Row],[Quantity]]*Table14[[#This Row],[Tons]]*Table14[[#This Row],[Rebate (CAD)]],\"\"))))","v":"NA"}]
[null,null,null,null,null,null,{"$f":"Table14[[#This Row],[Total Existing Heating Energy Consumption\n(kWh)]]+Table14[[#This Row],[Total Existing Cooling Energy Consumption\n(kWh)]]","v":0},null,null,null,null,{"$f":"IF(ISBLANK(Table14[[#This Row],[Existing Technology]]),\"\", IFERROR(INDEX('Non-Lighting Index Table'!$J$20:$J$23,MATCH(Table14[[#This Row],[Retrofit Technology]],'Non-Lighting Index Table'!$D$20:$D$23,0)),\"\"))","v":""},{"$f":"IF(ISBLANK(Table14[[#This Row],[Existing Technology]]),\"\", IFERROR(INDEX('Non-Lighting Index Table'!$K$20:$K$23,MATCH(Table14[[#This Row],[Retrofit Technology]],'Non-Lighting Index Table'!$D$20:$D$23,0)),\"\"))","v":""},{"$f":"IF(ISBLANK(Table14[[#This Row],[Existing Technology]]),\"\", IFERROR(INDEX('Non-Lighting Index Table'!$G$20:$G$23,MATCH(Table14[[#This Row],[Existing Technology]],'Non-Lighting Index Table'!$C$20:$C$23,0)),\"\"))","v":""},{"$f":"IF(ISBLANK(Table14[[#This Row],[Retrofit Technology]]),\"\", IFERROR(INDEX('Non-Lighting Index Table'!$H$20:$H$23,MATCH(Table14[[#This Row],[Retrofit Technology]],'Non-Lighting Index Table'!$D$20:$D$23,0)),\"\"))","v":""},{"$f":"IF(ISBLANK(Table14[[#This Row],[Retrofit Technology]]),\"\", IFERROR(INDEX('Non-Lighting Index Table'!$I$20:$I$23,MATCH(Table14[[#This Row],[Retrofit Technology]],'Non-Lighting Index Table'!$D$20:$D$23,0)),\"\"))","v":""},null,null,null,{"$f":"Table14[[#This Row],[Total Proposed Heating Energy Consumption\n(kWh)]]+Table14[[#This Row],[Total Proposed Cooling Energy Consumption\n(kWh)]]","v":0},null,{"$f":"IF(ISBLANK(Table14[[#This Row],[Total Existing Demand\n(kW)]]),\"\", IF(ISBLANK(Table14[[#This Row],[Total Proposed Demand\n(kW)]]),\"\", IFERROR(Table14[[#This Row],[Total Existing Demand\n(kW)]]-Table14[[#This Row],[Total Proposed Demand\n(kW)]],\"\")))","v":""},{"$f":"IF(ISBLANK(Table14[[#This Row],[Total Existing Consumption\n(kWh)]]),\"\", IF(ISBLANK(Table14[[#This Row],[Total Proposed Consumption\n(kWh)]]),\"\", IFERROR(Table14[[#This Row],[Total Existing Consumption\n(kWh)]]-Table14[[#This Row],[Total Proposed Consumption\n(kWh)]],\"\")))","v":0},{"$f":"IF(Table14[[#This Row],[Energy Savings\n(kWh)]]<=0,\"NA\",IF(OR(ISNUMBER(SEARCH(\"Terminal\",I25)),ISNUMBER(SEARCH(\"Ductless\",I25))),  IF( ISBLANK(Table14[[#This Row],[Quantity]]),\"\", IFERROR(Table14[[#This Row],[Quantity]]*Table14[[#This Row],[Rebate (CAD)]],\"\")),\n                      IF( OR(ISBLANK(Table14[[#This Row],[Quantity]]),ISBLANK(Table14[[#This Row],[Tons]])),\"\", IFERROR(Table14[[#This Row],[Quantity]]*Table14[[#This Row],[Tons]]*Table14[[#This Row],[Rebate (CAD)]],\"\"))))","v":"NA"}]
[null,null,null,null,null,null,{"$f":"Table14[[#This Row],[Total Existing Heating Energy Consumption\n(kWh)]]+Table14[[#This Row],[Total Existing Cooling Energy Consumption\n(kWh)]]","v":0},null,null,null,null,{"$f":"IF(ISBLANK(Table14[[#This Row],[Existing Technology]]),\"\", IFERROR(INDEX('Non-Lighting Index Table'!$J$20:$J$23,MATCH(Table14[[#This Row],[Retrofit Technology]],'Non-Lighting Index Table'!$D$20:$D$23,0)),\"\"))","v":""},{"$f":"IF(ISBLANK(Table14[[#This Row],[Existing Technology]]),\"\", IFERROR(INDEX('Non-Lighting Index Table'!$K$20:$K$23,MATCH(Table14[[#This Row],[Retrofit Technology]],'Non-Lighting Index Table'!$D$20:$D$23,0)),\"\"))","v":""},{"$f":"IF(ISBLANK(Table14[[#This Row],[Existing Technology]]),\"\", IFERROR(INDEX('Non-Lighting Index Table'!$G$20:$G$23,MATCH(Table14[[#This Row],[Existing Technology]],'Non-Lighting Index Table'!$C$20:$C$23,0)),\"\"))","v":""},{"$f":"IF(ISBLANK(Table14[[#This Row],[Retrofit Technology]]),\"\", IFERROR(INDEX('Non-Lighting Index Table'!$H$20:$H$23,MATCH(Table14[[#This Row],[Retrofit Technology]],'Non-Lighting Index Table'!$D$20:$D$23,0)),\"\"))","v":""},{"$f":"IF(ISBLANK(Table14[[#This Row],[Retrofit Technology]]),\"\", IFERROR(INDEX('Non-Lighting Index Table'!$I$20:$I$23,MATCH(Table14[[#This Row],[Retrofit Technology]],'Non-Lighting Index Table'!$D$20:$D$23,0)),\"\"))","v":""},null,null,null,{"$f":"Table14[[#This Row],[Total Proposed Heating Energy Consumption\n(kWh)]]+Table14[[#This Row],[Total Proposed Cooling Energy Consumption\n(kWh)]]","v":0},null,{"$f":"IF(ISBLANK(Table14[[#This Row],[Total Existing Demand\n(kW)]]),\"\", IF(ISBLANK(Table14[[#This Row],[Total Proposed Demand\n(kW)]]),\"\", IFERROR(Table14[[#This Row],[Total Existing Demand\n(kW)]]-Table14[[#This Row],[Total Proposed Demand\n(kW)]],\"\")))","v":""},{"$f":"IF(ISBLANK(Table14[[#This Row],[Total Existing Consumption\n(kWh)]]),\"\", IF(ISBLANK(Table14[[#This Row],[Total Proposed Consumption\n(kWh)]]),\"\", IFERROR(Table14[[#This Row],[Total Existing Consumption\n(kWh)]]-Table14[[#This Row],[Total Proposed Consumption\n(kWh)]],\"\")))","v":0},{"$f":"IF(Table14[[#This Row],[Energy Savings\n(kWh)]]<=0,\"NA\",IF(OR(ISNUMBER(SEARCH(\"Terminal\",I26)),ISNUMBER(SEARCH(\"Ductless\",I26))),  IF( ISBLANK(Table14[[#This Row],[Quantity]]),\"\", IFERROR(Table14[[#This Row],[Quantity]]*Table14[[#This Row],[Rebate (CAD)]],\"\")),\n                      IF( OR(ISBLANK(Table14[[#This Row],[Quantity]]),ISBLANK(Table14[[#This Row],[Tons]])),\"\", IFERROR(Table14[[#This Row],[Quantity]]*Table14[[#This Row],[Tons]]*Table14[[#This Row],[Rebate (CAD)]],\"\"))))","v":"NA"}]
[null,null,null,null,null,null,{"$f":"Table14[[#This Row],[Total Existing Heating Energy Consumption\n(kWh)]]+Table14[[#This Row],[Total Existing Cooling Energy Consumption\n(kWh)]]","v":0},null,null,null,null,{"$f":"IF(ISBLANK(Table14[[#This Row],[Existing Technology]]),\"\", IFERROR(INDEX('Non-Lighting Index Table'!$J$20:$J$23,MATCH(Table14[[#This Row],[Retrofit Technology]],'Non-Lighting Index Table'!$D$20:$D$23,0)),\"\"))","v":""},{"$f":"IF(ISBLANK(Table14[[#This Row],[Existing Technology]]),\"\", IFERROR(INDEX('Non-Lighting Index Table'!$K$20:$K$23,MATCH(Table14[[#This Row],[Retrofit Technology]],'Non-Lighting Index Table'!$D$20:$D$23,0)),\"\"))","v":""},{"$f":"IF(ISBLANK(Table14[[#This Row],[Existing Technology]]),\"\", IFERROR(INDEX('Non-Lighting Index Table'!$G$20:$G$23,MATCH(Table14[[#This Row],[Existing Technology]],'Non-Lighting Index Table'!$C$20:$C$23,0)),\"\"))","v":""},{"$f":"IF(ISBLANK(Table14[[#This Row],[Retrofit Technology]]),\"\", IFERROR(INDEX('Non-Lighting Index Table'!$H$20:$H$23,MATCH(Table14[[#This Row],[Retrofit Technology]],'Non-Lighting Index Table'!$D$20:$D$23,0)),\"\"))","v":""},{"$f":"IF(ISBLANK(Table14[[#This Row],[Retrofit Technology]]),\"\", IFERROR(INDEX('Non-Lighting Index Table'!$I$20:$I$23,MATCH(Table14[[#This Row],[Retrofit Technology]],'Non-Lighting Index Table'!$D$20:$D$23,0)),\"\"))","v":""},null,null,null,{"$f":"Table14[[#This Row],[Total Proposed Heating Energy Consumption\n(kWh)]]+Table14[[#This Row],[Total Proposed Cooling Energy Consumption\n(kWh)]]","v":0},null,{"$f":"IF(ISBLANK(Table14[[#This Row],[Total Existing Demand\n(kW)]]),\"\", IF(ISBLANK(Table14[[#This Row],[Total Proposed Demand\n(kW)]]),\"\", IFERROR(Table14[[#This Row],[Total Existing Demand\n(kW)]]-Table14[[#This Row],[Total Proposed Demand\n(kW)]],\"\")))","v":""},{"$f":"IF(ISBLANK(Table14[[#This Row],[Total Existing Consumption\n(kWh)]]),\"\", IF(ISBLANK(Table14[[#This Row],[Total Proposed Consumption\n(kWh)]]),\"\", IFERROR(Table14[[#This Row],[Total Existing Consumption\n(kWh)]]-Table14[[#This Row],[Total Proposed Consumption\n(kWh)]],\"\")))","v":0},{"$f":"IF(Table14[[#This Row],[Energy Savings\n(kWh)]]<=0,\"NA\",IF(OR(ISNUMBER(SEARCH(\"Terminal\",I27)),ISNUMBER(SEARCH(\"Ductless\",I27))),  IF( ISBLANK(Table14[[#This Row],[Quantity]]),\"\", IFERROR(Table14[[#This Row],[Quantity]]*Table14[[#This Row],[Rebate (CAD)]],\"\")),\n                      IF( OR(ISBLANK(Table14[[#This Row],[Quantity]]),ISBLANK(Table14[[#This Row],[Tons]])),\"\", IFERROR(Table14[[#This Row],[Quantity]]*Table14[[#This Row],[Tons]]*Table14[[#This Row],[Rebate (CAD)]],\"\"))))","v":"NA"}]
[null,null,null,null,null,null,{"$f":"Table14[[#This Row],[Total Existing Heating Energy Consumption\n(kWh)]]+Table14[[#This Row],[Total Existing Cooling Energy Consumption\n(kWh)]]","v":0},null,null,null,null,{"$f":"IF(ISBLANK(Table14[[#This Row],[Existing Technology]]),\"\", IFERROR(INDEX('Non-Lighting Index Table'!$J$20:$J$23,MATCH(Table14[[#This Row],[Retrofit Technology]],'Non-Lighting Index Table'!$D$20:$D$23,0)),\"\"))","v":""},{"$f":"IF(ISBLANK(Table14[[#This Row],[Existing Technology]]),\"\", IFERROR(INDEX('Non-Lighting Index Table'!$K$20:$K$23,MATCH(Table14[[#This Row],[Retrofit Technology]],'Non-Lighting Index Table'!$D$20:$D$23,0)),\"\"))","v":""},{"$f":"IF(ISBLANK(Table14[[#This Row],[Existing Technology]]),\"\", IFERROR(INDEX('Non-Lighting Index Table'!$G$20:$G$23,MATCH(Table14[[#This Row],[Existing Technology]],'Non-Lighting Index Table'!$C$20:$C$23,0)),\"\"))","v":""},{"$f":"IF(ISBLANK(Table14[[#This Row],[Retrofit Technology]]),\"\", IFERROR(INDEX('Non-Lighting Index Table'!$H$20:$H$23,MATCH(Table14[[#This Row],[Retrofit Technology]],'Non-Lighting Index Table'!$D$20:$D$23,0)),\"\"))","v":""},{"$f":"IF(ISBLANK(Table14[[#This Row],[Retrofit Technology]]),\"\", IFERROR(INDEX('Non-Lighting Index Table'!$I$20:$I$23,MATCH(Table14[[#This Row],[Retrofit Technology]],'Non-Lighting Index Table'!$D$20:$D$23,0)),\"\"))","v":""},null,null,null,{"$f":"Table14[[#This Row],[Total Proposed Heating Energy Consumption\n(kWh)]]+Table14[[#This Row],[Total Proposed Cooling Energy Consumption\n(kWh)]]","v":0},null,{"$f":"IF(ISBLANK(Table14[[#This Row],[Total Existing Demand\n(kW)]]),\"\", IF(ISBLANK(Table14[[#This Row],[Total Proposed Demand\n(kW)]]),\"\", IFERROR(Table14[[#This Row],[Total Existing Demand\n(kW)]]-Table14[[#This Row],[Total Proposed Demand\n(kW)]],\"\")))","v":""},{"$f":"IF(ISBLANK(Table14[[#This Row],[Total Existing Consumption\n(kWh)]]),\"\", IF(ISBLANK(Table14[[#This Row],[Total Proposed Consumption\n(kWh)]]),\"\", IFERROR(Table14[[#This Row],[Total Existing Consumption\n(kWh)]]-Table14[[#This Row],[Total Proposed Consumption\n(kWh)]],\"\")))","v":0},{"$f":"IF(Table14[[#This Row],[Energy Savings\n(kWh)]]<=0,\"NA\",IF(OR(ISNUMBER(SEARCH(\"Terminal\",I28)),ISNUMBER(SEARCH(\"Ductless\",I28))),  IF( ISBLANK(Table14[[#This Row],[Quantity]]),\"\", IFERROR(Table14[[#This Row],[Quantity]]*Table14[[#This Row],[Rebate (CAD)]],\"\")),\n                      IF( OR(ISBLANK(Table14[[#This Row],[Quantity]]),ISBLANK(Table14[[#This Row],[Tons]])),\"\", IFERROR(Table14[[#This Row],[Quantity]]*Table14[[#This Row],[Tons]]*Table14[[#This Row],[Rebate (CAD)]],\"\"))))","v":"NA"}]
[null,null,null,null,null,null,{"$f":"Table14[[#This Row],[Total Existing Heating Energy Consumption\n(kWh)]]+Table14[[#This Row],[Total Existing Cooling Energy Consumption\n(kWh)]]","v":0},null,null,null,null,{"$f":"IF(ISBLANK(Table14[[#This Row],[Existing Technology]]),\"\", IFERROR(INDEX('Non-Lighting Index Table'!$J$20:$J$23,MATCH(Table14[[#This Row],[Retrofit Technology]],'Non-Lighting Index Table'!$D$20:$D$23,0)),\"\"))","v":""},{"$f":"IF(ISBLANK(Table14[[#This Row],[Existing Technology]]),\"\", IFERROR(INDEX('Non-Lighting Index Table'!$K$20:$K$23,MATCH(Table14[[#This Row],[Retrofit Technology]],'Non-Lighting Index Table'!$D$20:$D$23,0)),\"\"))","v":""},{"$f":"IF(ISBLANK(Table14[[#This Row],[Existing Technology]]),\"\", IFERROR(INDEX('Non-Lighting Index Table'!$G$20:$G$23,MATCH(Table14[[#This Row],[Existing Technology]],'Non-Lighting Index Table'!$C$20:$C$23,0)),\"\"))","v":""},{"$f":"IF(ISBLANK(Table14[[#This Row],[Retrofit Technology]]),\"\", IFERROR(INDEX('Non-Lighting Index Table'!$H$20:$H$23,MATCH(Table14[[#This Row],[Retrofit Technology]],'Non-Lighting Index Table'!$D$20:$D$23,0)),\"\"))","v":""},{"$f":"IF(ISBLANK(Table14[[#This Row],[Retrofit Technology]]),\"\", IFERROR(INDEX('Non-Lighting Index Table'!$I$20:$I$23,MATCH(Table14[[#This Row],[Retrofit Technology]],'Non-Lighting Index Table'!$D$20:$D$23,0)),\"\"))","v":""},null,null,null,{"$f":"Table14[[#This Row],[Total Proposed Heating Energy Consumption\n(kWh)]]+Table14[[#This Row],[Total Proposed Cooling Energy Consumption\n(kWh)]]","v":0},null,{"$f":"IF(ISBLANK(Table14[[#This Row],[Total Existing Demand\n(kW)]]),\"\", IF(ISBLANK(Table14[[#This Row],[Total Proposed Demand\n(kW)]]),\"\", IFERROR(Table14[[#This Row],[Total Existing Demand\n(kW)]]-Table14[[#This Row],[Total Proposed Demand\n(kW)]],\"\")))","v":""},{"$f":"IF(ISBLANK(Table14[[#This Row],[Total Existing Consumption\n(kWh)]]),\"\", IF(ISBLANK(Table14[[#This Row],[Total Proposed Consumption\n(kWh)]]),\"\", IFERROR(Table14[[#This Row],[Total Existing Consumption\n(kWh)]]-Table14[[#This Row],[Total Proposed Consumption\n(kWh)]],\"\")))","v":0},{"$f":"IF(Table14[[#This Row],[Energy Savings\n(kWh)]]<=0,\"NA\",IF(OR(ISNUMBER(SEARCH(\"Terminal\",I29)),ISNUMBER(SEARCH(\"Ductless\",I29))),  IF( ISBLANK(Table14[[#This Row],[Quantity]]),\"\", IFERROR(Table14[[#This Row],[Quantity]]*Table14[[#This Row],[Rebate (CAD)]],\"\")),\n                      IF( OR(ISBLANK(Table14[[#This Row],[Quantity]]),ISBLANK(Table14[[#This Row],[Tons]])),\"\", IFERROR(Table14[[#This Row],[Quantity]]*Table14[[#This Row],[Tons]]*Table14[[#This Row],[Rebate (CAD)]],\"\"))))","v":"NA"}]
[null,null,null,null,null,null,{"$f":"Table14[[#This Row],[Total Existing Heating Energy Consumption\n(kWh)]]+Table14[[#This Row],[Total Existing Cooling Energy Consumption\n(kWh)]]","v":0},null,null,null,null,{"$f":"IF(ISBLANK(Table14[[#This Row],[Existing Technology]]),\"\", IFERROR(INDEX('Non-Lighting Index Table'!$J$20:$J$23,MATCH(Table14[[#This Row],[Retrofit Technology]],'Non-Lighting Index Table'!$D$20:$D$23,0)),\"\"))","v":""},{"$f":"IF(ISBLANK(Table14[[#This Row],[Existing Technology]]),\"\", IFERROR(INDEX('Non-Lighting Index Table'!$K$20:$K$23,MATCH(Table14[[#This Row],[Retrofit Technology]],'Non-Lighting Index Table'!$D$20:$D$23,0)),\"\"))","v":""},{"$f":"IF(ISBLANK(Table14[[#This Row],[Existing Technology]]),\"\", IFERROR(INDEX('Non-Lighting Index Table'!$G$20:$G$23,MATCH(Table14[[#This Row],[Existing Technology]],'Non-Lighting Index Table'!$C$20:$C$23,0)),\"\"))","v":""},{"$f":"IF(ISBLANK(Table14[[#This Row],[Retrofit Technology]]),\"\", IFERROR(INDEX('Non-Lighting Index Table'!$H$20:$H$23,MATCH(Table14[[#This Row],[Retrofit Technology]],'Non-Lighting Index Table'!$D$20:$D$23,0)),\"\"))","v":""},{"$f":"IF(ISBLANK(Table14[[#This Row],[Retrofit Technology]]),\"\", IFERROR(INDEX('Non-Lighting Index Table'!$I$20:$I$23,MATCH(Table14[[#This Row],[Retrofit Technology]],'Non-Lighting Index Table'!$D$20:$D$23,0)),\"\"))","v":""},null,null,null,{"$f":"Table14[[#This Row],[Total Proposed Heating Energy Consumption\n(kWh)]]+Table14[[#This Row],[Total Proposed Cooling Energy Consumption\n(kWh)]]","v":0},null,{"$f":"IF(ISBLANK(Table14[[#This Row],[Total Existing Demand\n(kW)]]),\"\", IF(ISBLANK(Table14[[#This Row],[Total Proposed Demand\n(kW)]]),\"\", IFERROR(Table14[[#This Row],[Total Existing Demand\n(kW)]]-Table14[[#This Row],[Total Proposed Demand\n(kW)]],\"\")))","v":""},{"$f":"IF(ISBLANK(Table14[[#This Row],[Total Existing Consumption\n(kWh)]]),\"\", IF(ISBLANK(Table14[[#This Row],[Total Proposed Consumption\n(kWh)]]),\"\", IFERROR(Table14[[#This Row],[Total Existing Consumption\n(kWh)]]-Table14[[#This Row],[Total Proposed Consumption\n(kWh)]],\"\")))","v":0},{"$f":"IF(Table14[[#This Row],[Energy Savings\n(kWh)]]<=0,\"NA\",IF(OR(ISNUMBER(SEARCH(\"Terminal\",I30)),ISNUMBER(SEARCH(\"Ductless\",I30))),  IF( ISBLANK(Table14[[#This Row],[Quantity]]),\"\", IFERROR(Table14[[#This Row],[Quantity]]*Table14[[#This Row],[Rebate (CAD)]],\"\")),\n                      IF( OR(ISBLANK(Table14[[#This Row],[Quantity]]),ISBLANK(Table14[[#This Row],[Tons]])),\"\", IFERROR(Table14[[#This Row],[Quantity]]*Table14[[#This Row],[Tons]]*Table14[[#This Row],[Rebate (CAD)]],\"\"))))","v":"NA"}]
[null,null,null,null,null,null,{"$f":"Table14[[#This Row],[Total Existing Heating Energy Consumption\n(kWh)]]+Table14[[#This Row],[Total Existing Cooling Energy Consumption\n(kWh)]]","v":0},null,null,null,null,{"$f":"IF(ISBLANK(Table14[[#This Row],[Existing Technology]]),\"\", IFERROR(INDEX('Non-Lighting Index Table'!$J$20:$J$23,MATCH(Table14[[#This Row],[Retrofit Technology]],'Non-Lighting Index Table'!$D$20:$D$23,0)),\"\"))","v":""},{"$f":"IF(ISBLANK(Table14[[#This Row],[Existing Technology]]),\"\", IFERROR(INDEX('Non-Lighting Index Table'!$K$20:$K$23,MATCH(Table14[[#This Row],[Retrofit Technology]],'Non-Lighting Index Table'!$D$20:$D$23,0)),\"\"))","v":""},{"$f":"IF(ISBLANK(Table14[[#This Row],[Existing Technology]]),\"\", IFERROR(INDEX('Non-Lighting Index Table'!$G$20:$G$23,MATCH(Table14[[#This Row],[Existing Technology]],'Non-Lighting Index Table'!$C$20:$C$23,0)),\"\"))","v":""},{"$f":"IF(ISBLANK(Table14[[#This Row],[Retrofit Technology]]),\"\", IFERROR(INDEX('Non-Lighting Index Table'!$H$20:$H$23,MATCH(Table14[[#This Row],[Retrofit Technology]],'Non-Lighting Index Table'!$D$20:$D$23,0)),\"\"))","v":""},{"$f":"IF(ISBLANK(Table14[[#This Row],[Retrofit Technology]]),\"\", IFERROR(INDEX('Non-Lighting Index Table'!$I$20:$I$23,MATCH(Table14[[#This Row],[Retrofit Technology]],'Non-Lighting Index Table'!$D$20:$D$23,0)),\"\"))","v":""},null,null,null,{"$f":"Table14[[#This Row],[Total Proposed Heating Energy Consumption\n(kWh)]]+Table14[[#This Row],[Total Proposed Cooling Energy Consumption\n(kWh)]]","v":0},null,{"$f":"IF(ISBLANK(Table14[[#This Row],[Total Existing Demand\n(kW)]]),\"\", IF(ISBLANK(Table14[[#This Row],[Total Proposed Demand\n(kW)]]),\"\", IFERROR(Table14[[#This Row],[Total Existing Demand\n(kW)]]-Table14[[#This Row],[Total Proposed Demand\n(kW)]],\"\")))","v":""},{"$f":"IF(ISBLANK(Table14[[#This Row],[Total Existing Consumption\n(kWh)]]),\"\", IF(ISBLANK(Table14[[#This Row],[Total Proposed Consumption\n(kWh)]]),\"\", IFERROR(Table14[[#This Row],[Total Existing Consumption\n(kWh)]]-Table14[[#This Row],[Total Proposed Consumption\n(kWh)]],\"\")))","v":0},{"$f":"IF(Table14[[#This Row],[Energy Savings\n(kWh)]]<=0,\"NA\",IF(OR(ISNUMBER(SEARCH(\"Terminal\",I31)),ISNUMBER(SEARCH(\"Ductless\",I31))),  IF( ISBLANK(Table14[[#This Row],[Quantity]]),\"\", IFERROR(Table14[[#This Row],[Quantity]]*Table14[[#This Row],[Rebate (CAD)]],\"\")),\n                      IF( OR(ISBLANK(Table14[[#This Row],[Quantity]]),ISBLANK(Table14[[#This Row],[Tons]])),\"\", IFERROR(Table14[[#This Row],[Quantity]]*Table14[[#This Row],[Tons]]*Table14[[#This Row],[Rebate (CAD)]],\"\"))))","v":"NA"}]
[null,null,null,null,null,null,{"$f":"Table14[[#This Row],[Total Existing Heating Energy Consumption\n(kWh)]]+Table14[[#This Row],[Total Existing Cooling Energy Consumption\n(kWh)]]","v":0},null,null,null,null,{"$f":"IF(ISBLANK(Table14[[#This Row],[Existing Technology]]),\"\", IFERROR(INDEX('Non-Lighting Index Table'!$J$20:$J$23,MATCH(Table14[[#This Row],[Retrofit Technology]],'Non-Lighting Index Table'!$D$20:$D$23,0)),\"\"))","v":""},{"$f":"IF(ISBLANK(Table14[[#This Row],[Existing Technology]]),\"\", IFERROR(INDEX('Non-Lighting Index Table'!$K$20:$K$23,MATCH(Table14[[#This Row],[Retrofit Technology]],'Non-Lighting Index Table'!$D$20:$D$23,0)),\"\"))","v":""},{"$f":"IF(ISBLANK(Table14[[#This Row],[Existing Technology]]),\"\", IFERROR(INDEX('Non-Lighting Index Table'!$G$20:$G$23,MATCH(Table14[[#This Row],[Existing Technology]],'Non-Lighting Index Table'!$C$20:$C$23,0)),\"\"))","v":""},{"$f":"IF(ISBLANK(Table14[[#This Row],[Retrofit Technology]]),\"\", IFERROR(INDEX('Non-Lighting Index Table'!$H$20:$H$23,MATCH(Table14[[#This Row],[Retrofit Technology]],'Non-Lighting Index Table'!$D$20:$D$23,0)),\"\"))","v":""},{"$f":"IF(ISBLANK(Table14[[#This Row],[Retrofit Technology]]),\"\", IFERROR(INDEX('Non-Lighting Index Table'!$I$20:$I$23,MATCH(Table14[[#This Row],[Retrofit Technology]],'Non-Lighting Index Table'!$D$20:$D$23,0)),\"\"))","v":""},null,null,null,{"$f":"Table14[[#This Row],[Total Proposed Heating Energy Consumption\n(kWh)]]+Table14[[#This Row],[Total Proposed Cooling Energy Consumption\n(kWh)]]","v":0},null,{"$f":"IF(ISBLANK(Table14[[#This Row],[Total Existing Demand\n(kW)]]),\"\", IF(ISBLANK(Table14[[#This Row],[Total Proposed Demand\n(kW)]]),\"\", IFERROR(Table14[[#This Row],[Total Existing Demand\n(kW)]]-Table14[[#This Row],[Total Proposed Demand\n(kW)]],\"\")))","v":""},{"$f":"IF(ISBLANK(Table14[[#This Row],[Total Existing Consumption\n(kWh)]]),\"\", IF(ISBLANK(Table14[[#This Row],[Total Proposed Consumption\n(kWh)]]),\"\", IFERROR(Table14[[#This Row],[Total Existing Consumption\n(kWh)]]-Table14[[#This Row],[Total Proposed Consumption\n(kWh)]],\"\")))","v":0},{"$f":"IF(Table14[[#This Row],[Energy Savings\n(kWh)]]<=0,\"NA\",IF(OR(ISNUMBER(SEARCH(\"Terminal\",I32)),ISNUMBER(SEARCH(\"Ductless\",I32))),  IF( ISBLANK(Table14[[#This Row],[Quantity]]),\"\", IFERROR(Table14[[#This Row],[Quantity]]*Table14[[#This Row],[Rebate (CAD)]],\"\")),\n                      IF( OR(ISBLANK(Table14[[#This Row],[Quantity]]),ISBLANK(Table14[[#This Row],[Tons]])),\"\", IFERROR(Table14[[#This Row],[Quantity]]*Table14[[#This Row],[Tons]]*Table14[[#This Row],[Rebate (CAD)]],\"\"))))","v":"NA"}]
[null,null,null,null,null,null,{"$f":"Table14[[#This Row],[Total Existing Heating Energy Consumption\n(kWh)]]+Table14[[#This Row],[Total Existing Cooling Energy Consumption\n(kWh)]]","v":0},null,null,null,null,{"$f":"IF(ISBLANK(Table14[[#This Row],[Existing Technology]]),\"\", IFERROR(INDEX('Non-Lighting Index Table'!$J$20:$J$23,MATCH(Table14[[#This Row],[Retrofit Technology]],'Non-Lighting Index Table'!$D$20:$D$23,0)),\"\"))","v":""},{"$f":"IF(ISBLANK(Table14[[#This Row],[Existing Technology]]),\"\", IFERROR(INDEX('Non-Lighting Index Table'!$K$20:$K$23,MATCH(Table14[[#This Row],[Retrofit Technology]],'Non-Lighting Index Table'!$D$20:$D$23,0)),\"\"))","v":""},{"$f":"IF(ISBLANK(Table14[[#This Row],[Existing Technology]]),\"\", IFERROR(INDEX('Non-Lighting Index Table'!$G$20:$G$23,MATCH(Table14[[#This Row],[Existing Technology]],'Non-Lighting Index Table'!$C$20:$C$23,0)),\"\"))","v":""},{"$f":"IF(ISBLANK(Table14[[#This Row],[Retrofit Technology]]),\"\", IFERROR(INDEX('Non-Lighting Index Table'!$H$20:$H$23,MATCH(Table14[[#This Row],[Retrofit Technology]],'Non-Lighting Index Table'!$D$20:$D$23,0)),\"\"))","v":""},{"$f":"IF(ISBLANK(Table14[[#This Row],[Retrofit Technology]]),\"\", IFERROR(INDEX('Non-Lighting Index Table'!$I$20:$I$23,MATCH(Table14[[#This Row],[Retrofit Technology]],'Non-Lighting Index Table'!$D$20:$D$23,0)),\"\"))","v":""},null,null,null,{"$f":"Table14[[#This Row],[Total Proposed Heating Energy Consumption\n(kWh)]]+Table14[[#This Row],[Total Proposed Cooling Energy Consumption\n(kWh)]]","v":0},null,{"$f":"IF(ISBLANK(Table14[[#This Row],[Total Existing Demand\n(kW)]]),\"\", IF(ISBLANK(Table14[[#This Row],[Total Proposed Demand\n(kW)]]),\"\", IFERROR(Table14[[#This Row],[Total Existing Demand\n(kW)]]-Table14[[#This Row],[Total Proposed Demand\n(kW)]],\"\")))","v":""},{"$f":"IF(ISBLANK(Table14[[#This Row],[Total Existing Consumption\n(kWh)]]),\"\", IF(ISBLANK(Table14[[#This Row],[Total Proposed Consumption\n(kWh)]]),\"\", IFERROR(Table14[[#This Row],[Total Existing Consumption\n(kWh)]]-Table14[[#This Row],[Total Proposed Consumption\n(kWh)]],\"\")))","v":0},{"$f":"IF(Table14[[#This Row],[Energy Savings\n(kWh)]]<=0,\"NA\",IF(OR(ISNUMBER(SEARCH(\"Terminal\",I33)),ISNUMBER(SEARCH(\"Ductless\",I33))),  IF( ISBLANK(Table14[[#This Row],[Quantity]]),\"\", IFERROR(Table14[[#This Row],[Quantity]]*Table14[[#This Row],[Rebate (CAD)]],\"\")),\n                      IF( OR(ISBLANK(Table14[[#This Row],[Quantity]]),ISBLANK(Table14[[#This Row],[Tons]])),\"\", IFERROR(Table14[[#This Row],[Quantity]]*Table14[[#This Row],[Tons]]*Table14[[#This Row],[Rebate (CAD)]],\"\"))))","v":"NA"}]
[null,null,null,null,null,null,{"$f":"Table14[[#This Row],[Total Existing Heating Energy Consumption\n(kWh)]]+Table14[[#This Row],[Total Existing Cooling Energy Consumption\n(kWh)]]","v":0},null,null,null,null,{"$f":"IF(ISBLANK(Table14[[#This Row],[Existing Technology]]),\"\", IFERROR(INDEX('Non-Lighting Index Table'!$J$20:$J$23,MATCH(Table14[[#This Row],[Retrofit Technology]],'Non-Lighting Index Table'!$D$20:$D$23,0)),\"\"))","v":""},{"$f":"IF(ISBLANK(Table14[[#This Row],[Existing Technology]]),\"\", IFERROR(INDEX('Non-Lighting Index Table'!$K$20:$K$23,MATCH(Table14[[#This Row],[Retrofit Technology]],'Non-Lighting Index Table'!$D$20:$D$23,0)),\"\"))","v":""},{"$f":"IF(ISBLANK(Table14[[#This Row],[Existing Technology]]),\"\", IFERROR(INDEX('Non-Lighting Index Table'!$G$20:$G$23,MATCH(Table14[[#This Row],[Existing Technology]],'Non-Lighting Index Table'!$C$20:$C$23,0)),\"\"))","v":""},{"$f":"IF(ISBLANK(Table14[[#This Row],[Retrofit Technology]]),\"\", IFERROR(INDEX('Non-Lighting Index Table'!$H$20:$H$23,MATCH(Table14[[#This Row],[Retrofit Technology]],'Non-Lighting Index Table'!$D$20:$D$23,0)),\"\"))","v":""},{"$f":"IF(ISBLANK(Table14[[#This Row],[Retrofit Technology]]),\"\", IFERROR(INDEX('Non-Lighting Index Table'!$I$20:$I$23,MATCH(Table14[[#This Row],[Retrofit Technology]],'Non-Lighting Index Table'!$D$20:$D$23,0)),\"\"))","v":""},null,null,null,{"$f":"Table14[[#This Row],[Total Proposed Heating Energy Consumption\n(kWh)]]+Table14[[#This Row],[Total Proposed Cooling Energy Consumption\n(kWh)]]","v":0},null,{"$f":"IF(ISBLANK(Table14[[#This Row],[Total Existing Demand\n(kW)]]),\"\", IF(ISBLANK(Table14[[#This Row],[Total Proposed Demand\n(kW)]]),\"\", IFERROR(Table14[[#This Row],[Total Existing Demand\n(kW)]]-Table14[[#This Row],[Total Proposed Demand\n(kW)]],\"\")))","v":""},{"$f":"IF(ISBLANK(Table14[[#This Row],[Total Existing Consumption\n(kWh)]]),\"\", IF(ISBLANK(Table14[[#This Row],[Total Proposed Consumption\n(kWh)]]),\"\", IFERROR(Table14[[#This Row],[Total Existing Consumption\n(kWh)]]-Table14[[#This Row],[Total Proposed Consumption\n(kWh)]],\"\")))","v":0},{"$f":"IF(Table14[[#This Row],[Energy Savings\n(kWh)]]<=0,\"NA\",IF(OR(ISNUMBER(SEARCH(\"Terminal\",I34)),ISNUMBER(SEARCH(\"Ductless\",I34))),  IF( ISBLANK(Table14[[#This Row],[Quantity]]),\"\", IFERROR(Table14[[#This Row],[Quantity]]*Table14[[#This Row],[Rebate (CAD)]],\"\")),\n                      IF( OR(ISBLANK(Table14[[#This Row],[Quantity]]),ISBLANK(Table14[[#This Row],[Tons]])),\"\", IFERROR(Table14[[#This Row],[Quantity]]*Table14[[#This Row],[Tons]]*Table14[[#This Row],[Rebate (CAD)]],\"\"))))","v":"NA"}]
[null,null,null,null,null,null,{"$f":"Table14[[#This Row],[Total Existing Heating Energy Consumption\n(kWh)]]+Table14[[#This Row],[Total Existing Cooling Energy Consumption\n(kWh)]]","v":0},null,null,null,null,{"$f":"IF(ISBLANK(Table14[[#This Row],[Existing Technology]]),\"\", IFERROR(INDEX('Non-Lighting Index Table'!$J$20:$J$23,MATCH(Table14[[#This Row],[Retrofit Technology]],'Non-Lighting Index Table'!$D$20:$D$23,0)),\"\"))","v":""},{"$f":"IF(ISBLANK(Table14[[#This Row],[Existing Technology]]),\"\", IFERROR(INDEX('Non-Lighting Index Table'!$K$20:$K$23,MATCH(Table14[[#This Row],[Retrofit Technology]],'Non-Lighting Index Table'!$D$20:$D$23,0)),\"\"))","v":""},{"$f":"IF(ISBLANK(Table14[[#This Row],[Existing Technology]]),\"\", IFERROR(INDEX('Non-Lighting Index Table'!$G$20:$G$23,MATCH(Table14[[#This Row],[Existing Technology]],'Non-Lighting Index Table'!$C$20:$C$23,0)),\"\"))","v":""},{"$f":"IF(ISBLANK(Table14[[#This Row],[Retrofit Technology]]),\"\", IFERROR(INDEX('Non-Lighting Index Table'!$H$20:$H$23,MATCH(Table14[[#This Row],[Retrofit Technology]],'Non-Lighting Index Table'!$D$20:$D$23,0)),\"\"))","v":""},{"$f":"IF(ISBLANK(Table14[[#This Row],[Retrofit Technology]]),\"\", IFERROR(INDEX('Non-Lighting Index Table'!$I$20:$I$23,MATCH(Table14[[#This Row],[Retrofit Technology]],'Non-Lighting Index Table'!$D$20:$D$23,0)),\"\"))","v":""},null,null,null,{"$f":"Table14[[#This Row],[Total Proposed Heating Energy Consumption\n(kWh)]]+Table14[[#This Row],[Total Proposed Cooling Energy Consumption\n(kWh)]]","v":0},null,{"$f":"IF(ISBLANK(Table14[[#This Row],[Total Existing Demand\n(kW)]]),\"\", IF(ISBLANK(Table14[[#This Row],[Total Proposed Demand\n(kW)]]),\"\", IFERROR(Table14[[#This Row],[Total Existing Demand\n(kW)]]-Table14[[#This Row],[Total Proposed Demand\n(kW)]],\"\")))","v":""},{"$f":"IF(ISBLANK(Table14[[#This Row],[Total Existing Consumption\n(kWh)]]),\"\", IF(ISBLANK(Table14[[#This Row],[Total Proposed Consumption\n(kWh)]]),\"\", IFERROR(Table14[[#This Row],[Total Existing Consumption\n(kWh)]]-Table14[[#This Row],[Total Proposed Consumption\n(kWh)]],\"\")))","v":0},{"$f":"IF(Table14[[#This Row],[Energy Savings\n(kWh)]]<=0,\"NA\",IF(OR(ISNUMBER(SEARCH(\"Terminal\",I35)),ISNUMBER(SEARCH(\"Ductless\",I35))),  IF( ISBLANK(Table14[[#This Row],[Quantity]]),\"\", IFERROR(Table14[[#This Row],[Quantity]]*Table14[[#This Row],[Rebate (CAD)]],\"\")),\n                      IF( OR(ISBLANK(Table14[[#This Row],[Quantity]]),ISBLANK(Table14[[#This Row],[Tons]])),\"\", IFERROR(Table14[[#This Row],[Quantity]]*Table14[[#This Row],[Tons]]*Table14[[#This Row],[Rebate (CAD)]],\"\"))))","v":"NA"}]
[null,null,null,null,null,null,{"$f":"Table14[[#This Row],[Total Existing Heating Energy Consumption\n(kWh)]]+Table14[[#This Row],[Total Existing Cooling Energy Consumption\n(kWh)]]","v":0},null,null,null,null,{"$f":"IF(ISBLANK(Table14[[#This Row],[Existing Technology]]),\"\", IFERROR(INDEX('Non-Lighting Index Table'!$J$20:$J$23,MATCH(Table14[[#This Row],[Retrofit Technology]],'Non-Lighting Index Table'!$D$20:$D$23,0)),\"\"))","v":""},{"$f":"IF(ISBLANK(Table14[[#This Row],[Existing Technology]]),\"\", IFERROR(INDEX('Non-Lighting Index Table'!$K$20:$K$23,MATCH(Table14[[#This Row],[Retrofit Technology]],'Non-Lighting Index Table'!$D$20:$D$23,0)),\"\"))","v":""},{"$f":"IF(ISBLANK(Table14[[#This Row],[Existing Technology]]),\"\", IFERROR(INDEX('Non-Lighting Index Table'!$G$20:$G$23,MATCH(Table14[[#This Row],[Existing Technology]],'Non-Lighting Index Table'!$C$20:$C$23,0)),\"\"))","v":""},{"$f":"IF(ISBLANK(Table14[[#This Row],[Retrofit Technology]]),\"\", IFERROR(INDEX('Non-Lighting Index Table'!$H$20:$H$23,MATCH(Table14[[#This Row],[Retrofit Technology]],'Non-Lighting Index Table'!$D$20:$D$23,0)),\"\"))","v":""},{"$f":"IF(ISBLANK(Table14[[#This Row],[Retrofit Technology]]),\"\", IFERROR(INDEX('Non-Lighting Index Table'!$I$20:$I$23,MATCH(Table14[[#This Row],[Retrofit Technology]],'Non-Lighting Index Table'!$D$20:$D$23,0)),\"\"))","v":""},null,null,null,{"$f":"Table14[[#This Row],[Total Proposed Heating Energy Consumption\n(kWh)]]+Table14[[#This Row],[Total Proposed Cooling Energy Consumption\n(kWh)]]","v":0},null,{"$f":"IF(ISBLANK(Table14[[#This Row],[Total Existing Demand\n(kW)]]),\"\", IF(ISBLANK(Table14[[#This Row],[Total Proposed Demand\n(kW)]]),\"\", IFERROR(Table14[[#This Row],[Total Existing Demand\n(kW)]]-Table14[[#This Row],[Total Proposed Demand\n(kW)]],\"\")))","v":""},{"$f":"IF(ISBLANK(Table14[[#This Row],[Total Existing Consumption\n(kWh)]]),\"\", IF(ISBLANK(Table14[[#This Row],[Total Proposed Consumption\n(kWh)]]),\"\", IFERROR(Table14[[#This Row],[Total Existing Consumption\n(kWh)]]-Table14[[#This Row],[Total Proposed Consumption\n(kWh)]],\"\")))","v":0},{"$f":"IF(Table14[[#This Row],[Energy Savings\n(kWh)]]<=0,\"NA\",IF(OR(ISNUMBER(SEARCH(\"Terminal\",I36)),ISNUMBER(SEARCH(\"Ductless\",I36))),  IF( ISBLANK(Table14[[#This Row],[Quantity]]),\"\", IFERROR(Table14[[#This Row],[Quantity]]*Table14[[#This Row],[Rebate (CAD)]],\"\")),\n                      IF( OR(ISBLANK(Table14[[#This Row],[Quantity]]),ISBLANK(Table14[[#This Row],[Tons]])),\"\", IFERROR(Table14[[#This Row],[Quantity]]*Table14[[#This Row],[Tons]]*Table14[[#This Row],[Rebate (CAD)]],\"\"))))","v":"NA"}]
[null,null,null,null,null,null,{"$f":"Table14[[#This Row],[Total Existing Heating Energy Consumption\n(kWh)]]+Table14[[#This Row],[Total Existing Cooling Energy Consumption\n(kWh)]]","v":0},null,null,null,null,{"$f":"IF(ISBLANK(Table14[[#This Row],[Existing Technology]]),\"\", IFERROR(INDEX('Non-Lighting Index Table'!$J$20:$J$23,MATCH(Table14[[#This Row],[Retrofit Technology]],'Non-Lighting Index Table'!$D$20:$D$23,0)),\"\"))","v":""},{"$f":"IF(ISBLANK(Table14[[#This Row],[Existing Technology]]),\"\", IFERROR(INDEX('Non-Lighting Index Table'!$K$20:$K$23,MATCH(Table14[[#This Row],[Retrofit Technology]],'Non-Lighting Index Table'!$D$20:$D$23,0)),\"\"))","v":""},{"$f":"IF(ISBLANK(Table14[[#This Row],[Existing Technology]]),\"\", IFERROR(INDEX('Non-Lighting Index Table'!$G$20:$G$23,MATCH(Table14[[#This Row],[Existing Technology]],'Non-Lighting Index Table'!$C$20:$C$23,0)),\"\"))","v":""},{"$f":"IF(ISBLANK(Table14[[#This Row],[Retrofit Technology]]),\"\", IFERROR(INDEX('Non-Lighting Index Table'!$H$20:$H$23,MATCH(Table14[[#This Row],[Retrofit Technology]],'Non-Lighting Index Table'!$D$20:$D$23,0)),\"\"))","v":""},{"$f":"IF(ISBLANK(Table14[[#This Row],[Retrofit Technology]]),\"\", IFERROR(INDEX('Non-Lighting Index Table'!$I$20:$I$23,MATCH(Table14[[#This Row],[Retrofit Technology]],'Non-Lighting Index Table'!$D$20:$D$23,0)),\"\"))","v":""},null,null,null,{"$f":"Table14[[#This Row],[Total Proposed Heating Energy Consumption\n(kWh)]]+Table14[[#This Row],[Total Proposed Cooling Energy Consumption\n(kWh)]]","v":0},null,{"$f":"IF(ISBLANK(Table14[[#This Row],[Total Existing Demand\n(kW)]]),\"\", IF(ISBLANK(Table14[[#This Row],[Total Proposed Demand\n(kW)]]),\"\", IFERROR(Table14[[#This Row],[Total Existing Demand\n(kW)]]-Table14[[#This Row],[Total Proposed Demand\n(kW)]],\"\")))","v":""},{"$f":"IF(ISBLANK(Table14[[#This Row],[Total Existing Consumption\n(kWh)]]),\"\", IF(ISBLANK(Table14[[#This Row],[Total Proposed Consumption\n(kWh)]]),\"\", IFERROR(Table14[[#This Row],[Total Existing Consumption\n(kWh)]]-Table14[[#This Row],[Total Proposed Consumption\n(kWh)]],\"\")))","v":0},{"$f":"IF(Table14[[#This Row],[Energy Savings\n(kWh)]]<=0,\"NA\",IF(OR(ISNUMBER(SEARCH(\"Terminal\",I37)),ISNUMBER(SEARCH(\"Ductless\",I37))),  IF( ISBLANK(Table14[[#This Row],[Quantity]]),\"\", IFERROR(Table14[[#This Row],[Quantity]]*Table14[[#This Row],[Rebate (CAD)]],\"\")),\n                      IF( OR(ISBLANK(Table14[[#This Row],[Quantity]]),ISBLANK(Table14[[#This Row],[Tons]])),\"\", IFERROR(Table14[[#This Row],[Quantity]]*Table14[[#This Row],[Tons]]*Table14[[#This Row],[Rebate (CAD)]],\"\"))))","v":"NA"}]
[null,null,null,null,null,null,{"$f":"Table14[[#This Row],[Total Existing Heating Energy Consumption\n(kWh)]]+Table14[[#This Row],[Total Existing Cooling Energy Consumption\n(kWh)]]","v":0},null,null,null,null,{"$f":"IF(ISBLANK(Table14[[#This Row],[Existing Technology]]),\"\", IFERROR(INDEX('Non-Lighting Index Table'!$J$20:$J$23,MATCH(Table14[[#This Row],[Retrofit Technology]],'Non-Lighting Index Table'!$D$20:$D$23,0)),\"\"))","v":""},{"$f":"IF(ISBLANK(Table14[[#This Row],[Existing Technology]]),\"\", IFERROR(INDEX('Non-Lighting Index Table'!$K$20:$K$23,MATCH(Table14[[#This Row],[Retrofit Technology]],'Non-Lighting Index Table'!$D$20:$D$23,0)),\"\"))","v":""},{"$f":"IF(ISBLANK(Table14[[#This Row],[Existing Technology]]),\"\", IFERROR(INDEX('Non-Lighting Index Table'!$G$20:$G$23,MATCH(Table14[[#This Row],[Existing Technology]],'Non-Lighting Index Table'!$C$20:$C$23,0)),\"\"))","v":""},{"$f":"IF(ISBLANK(Table14[[#This Row],[Retrofit Technology]]),\"\", IFERROR(INDEX('Non-Lighting Index Table'!$H$20:$H$23,MATCH(Table14[[#This Row],[Retrofit Technology]],'Non-Lighting Index Table'!$D$20:$D$23,0)),\"\"))","v":""},{"$f":"IF(ISBLANK(Table14[[#This Row],[Retrofit Technology]]),\"\", IFERROR(INDEX('Non-Lighting Index Table'!$I$20:$I$23,MATCH(Table14[[#This Row],[Retrofit Technology]],'Non-Lighting Index Table'!$D$20:$D$23,0)),\"\"))","v":""},null,null,null,{"$f":"Table14[[#This Row],[Total Proposed Heating Energy Consumption\n(kWh)]]+Table14[[#This Row],[Total Proposed Cooling Energy Consumption\n(kWh)]]","v":0},null,{"$f":"IF(ISBLANK(Table14[[#This Row],[Total Existing Demand\n(kW)]]),\"\", IF(ISBLANK(Table14[[#This Row],[Total Proposed Demand\n(kW)]]),\"\", IFERROR(Table14[[#This Row],[Total Existing Demand\n(kW)]]-Table14[[#This Row],[Total Proposed Demand\n(kW)]],\"\")))","v":""},{"$f":"IF(ISBLANK(Table14[[#This Row],[Total Existing Consumption\n(kWh)]]),\"\", IF(ISBLANK(Table14[[#This Row],[Total Proposed Consumption\n(kWh)]]),\"\", IFERROR(Table14[[#This Row],[Total Existing Consumption\n(kWh)]]-Table14[[#This Row],[Total Proposed Consumption\n(kWh)]],\"\")))","v":0},{"$f":"IF(Table14[[#This Row],[Energy Savings\n(kWh)]]<=0,\"NA\",IF(OR(ISNUMBER(SEARCH(\"Terminal\",I38)),ISNUMBER(SEARCH(\"Ductless\",I38))),  IF( ISBLANK(Table14[[#This Row],[Quantity]]),\"\", IFERROR(Table14[[#This Row],[Quantity]]*Table14[[#This Row],[Rebate (CAD)]],\"\")),\n                      IF( OR(ISBLANK(Table14[[#This Row],[Quantity]]),ISBLANK(Table14[[#This Row],[Tons]])),\"\", IFERROR(Table14[[#This Row],[Quantity]]*Table14[[#This Row],[Tons]]*Table14[[#This Row],[Rebate (CAD)]],\"\"))))","v":"NA"}]
[null,null,null,null,null,null,{"$f":"Table14[[#This Row],[Total Existing Heating Energy Consumption\n(kWh)]]+Table14[[#This Row],[Total Existing Cooling Energy Consumption\n(kWh)]]","v":0},null,null,null,null,{"$f":"IF(ISBLANK(Table14[[#This Row],[Existing Technology]]),\"\", IFERROR(INDEX('Non-Lighting Index Table'!$J$20:$J$23,MATCH(Table14[[#This Row],[Retrofit Technology]],'Non-Lighting Index Table'!$D$20:$D$23,0)),\"\"))","v":""},{"$f":"IF(ISBLANK(Table14[[#This Row],[Existing Technology]]),\"\", IFERROR(INDEX('Non-Lighting Index Table'!$K$20:$K$23,MATCH(Table14[[#This Row],[Retrofit Technology]],'Non-Lighting Index Table'!$D$20:$D$23,0)),\"\"))","v":""},{"$f":"IF(ISBLANK(Table14[[#This Row],[Existing Technology]]),\"\", IFERROR(INDEX('Non-Lighting Index Table'!$G$20:$G$23,MATCH(Table14[[#This Row],[Existing Technology]],'Non-Lighting Index Table'!$C$20:$C$23,0)),\"\"))","v":""},{"$f":"IF(ISBLANK(Table14[[#This Row],[Retrofit Technology]]),\"\", IFERROR(INDEX('Non-Lighting Index Table'!$H$20:$H$23,MATCH(Table14[[#This Row],[Retrofit Technology]],'Non-Lighting Index Table'!$D$20:$D$23,0)),\"\"))","v":""},{"$f":"IF(ISBLANK(Table14[[#This Row],[Retrofit Technology]]),\"\", IFERROR(INDEX('Non-Lighting Index Table'!$I$20:$I$23,MATCH(Table14[[#This Row],[Retrofit Technology]],'Non-Lighting Index Table'!$D$20:$D$23,0)),\"\"))","v":""},null,null,null,{"$f":"Table14[[#This Row],[Total Proposed Heating Energy Consumption\n(kWh)]]+Table14[[#This Row],[Total Proposed Cooling Energy Consumption\n(kWh)]]","v":0},null,{"$f":"IF(ISBLANK(Table14[[#This Row],[Total Existing Demand\n(kW)]]),\"\", IF(ISBLANK(Table14[[#This Row],[Total Proposed Demand\n(kW)]]),\"\", IFERROR(Table14[[#This Row],[Total Existing Demand\n(kW)]]-Table14[[#This Row],[Total Proposed Demand\n(kW)]],\"\")))","v":""},{"$f":"IF(ISBLANK(Table14[[#This Row],[Total Existing Consumption\n(kWh)]]),\"\", IF(ISBLANK(Table14[[#This Row],[Total Proposed Consumption\n(kWh)]]),\"\", IFERROR(Table14[[#This Row],[Total Existing Consumption\n(kWh)]]-Table14[[#This Row],[Total Proposed Consumption\n(kWh)]],\"\")))","v":0},{"$f":"IF(Table14[[#This Row],[Energy Savings\n(kWh)]]<=0,\"NA\",IF(OR(ISNUMBER(SEARCH(\"Terminal\",I39)),ISNUMBER(SEARCH(\"Ductless\",I39))),  IF( ISBLANK(Table14[[#This Row],[Quantity]]),\"\", IFERROR(Table14[[#This Row],[Quantity]]*Table14[[#This Row],[Rebate (CAD)]],\"\")),\n                      IF( OR(ISBLANK(Table14[[#This Row],[Quantity]]),ISBLANK(Table14[[#This Row],[Tons]])),\"\", IFERROR(Table14[[#This Row],[Quantity]]*Table14[[#This Row],[Tons]]*Table14[[#This Row],[Rebate (CAD)]],\"\"))))","v":"NA"}]
[null,null,null,null,null,null,{"$f":"Table14[[#This Row],[Total Existing Heating Energy Consumption\n(kWh)]]+Table14[[#This Row],[Total Existing Cooling Energy Consumption\n(kWh)]]","v":0},null,null,null,null,{"$f":"IF(ISBLANK(Table14[[#This Row],[Existing Technology]]),\"\", IFERROR(INDEX('Non-Lighting Index Table'!$J$20:$J$23,MATCH(Table14[[#This Row],[Retrofit Technology]],'Non-Lighting Index Table'!$D$20:$D$23,0)),\"\"))","v":""},{"$f":"IF(ISBLANK(Table14[[#This Row],[Existing Technology]]),\"\", IFERROR(INDEX('Non-Lighting Index Table'!$K$20:$K$23,MATCH(Table14[[#This Row],[Retrofit Technology]],'Non-Lighting Index Table'!$D$20:$D$23,0)),\"\"))","v":""},{"$f":"IF(ISBLANK(Table14[[#This Row],[Existing Technology]]),\"\", IFERROR(INDEX('Non-Lighting Index Table'!$G$20:$G$23,MATCH(Table14[[#This Row],[Existing Technology]],'Non-Lighting Index Table'!$C$20:$C$23,0)),\"\"))","v":""},{"$f":"IF(ISBLANK(Table14[[#This Row],[Retrofit Technology]]),\"\", IFERROR(INDEX('Non-Lighting Index Table'!$H$20:$H$23,MATCH(Table14[[#This Row],[Retrofit Technology]],'Non-Lighting Index Table'!$D$20:$D$23,0)),\"\"))","v":""},{"$f":"IF(ISBLANK(Table14[[#This Row],[Retrofit Technology]]),\"\", IFERROR(INDEX('Non-Lighting Index Table'!$I$20:$I$23,MATCH(Table14[[#This Row],[Retrofit Technology]],'Non-Lighting Index Table'!$D$20:$D$23,0)),\"\"))","v":""},null,null,null,{"$f":"Table14[[#This Row],[Total Proposed Heating Energy Consumption\n(kWh)]]+Table14[[#This Row],[Total Proposed Cooling Energy Consumption\n(kWh)]]","v":0},null,{"$f":"IF(ISBLANK(Table14[[#This Row],[Total Existing Demand\n(kW)]]),\"\", IF(ISBLANK(Table14[[#This Row],[Total Proposed Demand\n(kW)]]),\"\", IFERROR(Table14[[#This Row],[Total Existing Demand\n(kW)]]-Table14[[#This Row],[Total Proposed Demand\n(kW)]],\"\")))","v":""},{"$f":"IF(ISBLANK(Table14[[#This Row],[Total Existing Consumption\n(kWh)]]),\"\", IF(ISBLANK(Table14[[#This Row],[Total Proposed Consumption\n(kWh)]]),\"\", IFERROR(Table14[[#This Row],[Total Existing Consumption\n(kWh)]]-Table14[[#This Row],[Total Proposed Consumption\n(kWh)]],\"\")))","v":0},{"$f":"IF(Table14[[#This Row],[Energy Savings\n(kWh)]]<=0,\"NA\",IF(OR(ISNUMBER(SEARCH(\"Terminal\",I40)),ISNUMBER(SEARCH(\"Ductless\",I40))),  IF( ISBLANK(Table14[[#This Row],[Quantity]]),\"\", IFERROR(Table14[[#This Row],[Quantity]]*Table14[[#This Row],[Rebate (CAD)]],\"\")),\n                      IF( OR(ISBLANK(Table14[[#This Row],[Quantity]]),ISBLANK(Table14[[#This Row],[Tons]])),\"\", IFERROR(Table14[[#This Row],[Quantity]]*Table14[[#This Row],[Tons]]*Table14[[#This Row],[Rebate (CAD)]],\"\"))))","v":"NA"}]
[null,null,null,null,null,null,{"$f":"Table14[[#This Row],[Total Existing Heating Energy Consumption\n(kWh)]]+Table14[[#This Row],[Total Existing Cooling Energy Consumption\n(kWh)]]","v":0},null,null,null,null,{"$f":"IF(ISBLANK(Table14[[#This Row],[Existing Technology]]),\"\", IFERROR(INDEX('Non-Lighting Index Table'!$J$20:$J$23,MATCH(Table14[[#This Row],[Retrofit Technology]],'Non-Lighting Index Table'!$D$20:$D$23,0)),\"\"))","v":""},{"$f":"IF(ISBLANK(Table14[[#This Row],[Existing Technology]]),\"\", IFERROR(INDEX('Non-Lighting Index Table'!$K$20:$K$23,MATCH(Table14[[#This Row],[Retrofit Technology]],'Non-Lighting Index Table'!$D$20:$D$23,0)),\"\"))","v":""},{"$f":"IF(ISBLANK(Table14[[#This Row],[Existing Technology]]),\"\", IFERROR(INDEX('Non-Lighting Index Table'!$G$20:$G$23,MATCH(Table14[[#This Row],[Existing Technology]],'Non-Lighting Index Table'!$C$20:$C$23,0)),\"\"))","v":""},{"$f":"IF(ISBLANK(Table14[[#This Row],[Retrofit Technology]]),\"\", IFERROR(INDEX('Non-Lighting Index Table'!$H$20:$H$23,MATCH(Table14[[#This Row],[Retrofit Technology]],'Non-Lighting Index Table'!$D$20:$D$23,0)),\"\"))","v":""},{"$f":"IF(ISBLANK(Table14[[#This Row],[Retrofit Technology]]),\"\", IFERROR(INDEX('Non-Lighting Index Table'!$I$20:$I$23,MATCH(Table14[[#This Row],[Retrofit Technology]],'Non-Lighting Index Table'!$D$20:$D$23,0)),\"\"))","v":""},null,null,null,{"$f":"Table14[[#This Row],[Total Proposed Heating Energy Consumption\n(kWh)]]+Table14[[#This Row],[Total Proposed Cooling Energy Consumption\n(kWh)]]","v":0},null,{"$f":"IF(ISBLANK(Table14[[#This Row],[Total Existing Demand\n(kW)]]),\"\", IF(ISBLANK(Table14[[#This Row],[Total Proposed Demand\n(kW)]]),\"\", IFERROR(Table14[[#This Row],[Total Existing Demand\n(kW)]]-Table14[[#This Row],[Total Proposed Demand\n(kW)]],\"\")))","v":""},{"$f":"IF(ISBLANK(Table14[[#This Row],[Total Existing Consumption\n(kWh)]]),\"\", IF(ISBLANK(Table14[[#This Row],[Total Proposed Consumption\n(kWh)]]),\"\", IFERROR(Table14[[#This Row],[Total Existing Consumption\n(kWh)]]-Table14[[#This Row],[Total Proposed Consumption\n(kWh)]],\"\")))","v":0},{"$f":"IF(Table14[[#This Row],[Energy Savings\n(kWh)]]<=0,\"NA\",IF(OR(ISNUMBER(SEARCH(\"Terminal\",I41)),ISNUMBER(SEARCH(\"Ductless\",I41))),  IF( ISBLANK(Table14[[#This Row],[Quantity]]),\"\", IFERROR(Table14[[#This Row],[Quantity]]*Table14[[#This Row],[Rebate (CAD)]],\"\")),\n                      IF( OR(ISBLANK(Table14[[#This Row],[Quantity]]),ISBLANK(Table14[[#This Row],[Tons]])),\"\", IFERROR(Table14[[#This Row],[Quantity]]*Table14[[#This Row],[Tons]]*Table14[[#This Row],[Rebate (CAD)]],\"\"))))","v":"NA"}]
[null,null,null,null,null,null,{"$f":"Table14[[#This Row],[Total Existing Heating Energy Consumption\n(kWh)]]+Table14[[#This Row],[Total Existing Cooling Energy Consumption\n(kWh)]]","v":0},null,null,null,null,{"$f":"IF(ISBLANK(Table14[[#This Row],[Existing Technology]]),\"\", IFERROR(INDEX('Non-Lighting Index Table'!$J$20:$J$23,MATCH(Table14[[#This Row],[Retrofit Technology]],'Non-Lighting Index Table'!$D$20:$D$23,0)),\"\"))","v":""},{"$f":"IF(ISBLANK(Table14[[#This Row],[Existing Technology]]),\"\", IFERROR(INDEX('Non-Lighting Index Table'!$K$20:$K$23,MATCH(Table14[[#This Row],[Retrofit Technology]],'Non-Lighting Index Table'!$D$20:$D$23,0)),\"\"))","v":""},{"$f":"IF(ISBLANK(Table14[[#This Row],[Existing Technology]]),\"\", IFERROR(INDEX('Non-Lighting Index Table'!$G$20:$G$23,MATCH(Table14[[#This Row],[Existing Technology]],'Non-Lighting Index Table'!$C$20:$C$23,0)),\"\"))","v":""},{"$f":"IF(ISBLANK(Table14[[#This Row],[Retrofit Technology]]),\"\", IFERROR(INDEX('Non-Lighting Index Table'!$H$20:$H$23,MATCH(Table14[[#This Row],[Retrofit Technology]],'Non-Lighting Index Table'!$D$20:$D$23,0)),\"\"))","v":""},{"$f":"IF(ISBLANK(Table14[[#This Row],[Retrofit Technology]]),\"\", IFERROR(INDEX('Non-Lighting Index Table'!$I$20:$I$23,MATCH(Table14[[#This Row],[Retrofit Technology]],'Non-Lighting Index Table'!$D$20:$D$23,0)),\"\"))","v":""},null,null,null,{"$f":"Table14[[#This Row],[Total Proposed Heating Energy Consumption\n(kWh)]]+Table14[[#This Row],[Total Proposed Cooling Energy Consumption\n(kWh)]]","v":0},null,{"$f":"IF(ISBLANK(Table14[[#This Row],[Total Existing Demand\n(kW)]]),\"\", IF(ISBLANK(Table14[[#This Row],[Total Proposed Demand\n(kW)]]),\"\", IFERROR(Table14[[#This Row],[Total Existing Demand\n(kW)]]-Table14[[#This Row],[Total Proposed Demand\n(kW)]],\"\")))","v":""},{"$f":"IF(ISBLANK(Table14[[#This Row],[Total Existing Consumption\n(kWh)]]),\"\", IF(ISBLANK(Table14[[#This Row],[Total Proposed Consumption\n(kWh)]]),\"\", IFERROR(Table14[[#This Row],[Total Existing Consumption\n(kWh)]]-Table14[[#This Row],[Total Proposed Consumption\n(kWh)]],\"\")))","v":0},{"$f":"IF(Table14[[#This Row],[Energy Savings\n(kWh)]]<=0,\"NA\",IF(OR(ISNUMBER(SEARCH(\"Terminal\",I42)),ISNUMBER(SEARCH(\"Ductless\",I42))),  IF( ISBLANK(Table14[[#This Row],[Quantity]]),\"\", IFERROR(Table14[[#This Row],[Quantity]]*Table14[[#This Row],[Rebate (CAD)]],\"\")),\n                      IF( OR(ISBLANK(Table14[[#This Row],[Quantity]]),ISBLANK(Table14[[#This Row],[Tons]])),\"\", IFERROR(Table14[[#This Row],[Quantity]]*Table14[[#This Row],[Tons]]*Table14[[#This Row],[Rebate (CAD)]],\"\"))))","v":"NA"}]
[null,null,null,null,null,null,{"$f":"Table14[[#This Row],[Total Existing Heating Energy Consumption\n(kWh)]]+Table14[[#This Row],[Total Existing Cooling Energy Consumption\n(kWh)]]","v":0},null,null,null,null,{"$f":"IF(ISBLANK(Table14[[#This Row],[Existing Technology]]),\"\", IFERROR(INDEX('Non-Lighting Index Table'!$J$20:$J$23,MATCH(Table14[[#This Row],[Retrofit Technology]],'Non-Lighting Index Table'!$D$20:$D$23,0)),\"\"))","v":""},{"$f":"IF(ISBLANK(Table14[[#This Row],[Existing Technology]]),\"\", IFERROR(INDEX('Non-Lighting Index Table'!$K$20:$K$23,MATCH(Table14[[#This Row],[Retrofit Technology]],'Non-Lighting Index Table'!$D$20:$D$23,0)),\"\"))","v":""},{"$f":"IF(ISBLANK(Table14[[#This Row],[Existing Technology]]),\"\", IFERROR(INDEX('Non-Lighting Index Table'!$G$20:$G$23,MATCH(Table14[[#This Row],[Existing Technology]],'Non-Lighting Index Table'!$C$20:$C$23,0)),\"\"))","v":""},{"$f":"IF(ISBLANK(Table14[[#This Row],[Retrofit Technology]]),\"\", IFERROR(INDEX('Non-Lighting Index Table'!$H$20:$H$23,MATCH(Table14[[#This Row],[Retrofit Technology]],'Non-Lighting Index Table'!$D$20:$D$23,0)),\"\"))","v":""},{"$f":"IF(ISBLANK(Table14[[#This Row],[Retrofit Technology]]),\"\", IFERROR(INDEX('Non-Lighting Index Table'!$I$20:$I$23,MATCH(Table14[[#This Row],[Retrofit Technology]],'Non-Lighting Index Table'!$D$20:$D$23,0)),\"\"))","v":""},null,null,null,{"$f":"Table14[[#This Row],[Total Proposed Heating Energy Consumption\n(kWh)]]+Table14[[#This Row],[Total Proposed Cooling Energy Consumption\n(kWh)]]","v":0},null,{"$f":"IF(ISBLANK(Table14[[#This Row],[Total Existing Demand\n(kW)]]),\"\", IF(ISBLANK(Table14[[#This Row],[Total Proposed Demand\n(kW)]]),\"\", IFERROR(Table14[[#This Row],[Total Existing Demand\n(kW)]]-Table14[[#This Row],[Total Proposed Demand\n(kW)]],\"\")))","v":""},{"$f":"IF(ISBLANK(Table14[[#This Row],[Total Existing Consumption\n(kWh)]]),\"\", IF(ISBLANK(Table14[[#This Row],[Total Proposed Consumption\n(kWh)]]),\"\", IFERROR(Table14[[#This Row],[Total Existing Consumption\n(kWh)]]-Table14[[#This Row],[Total Proposed Consumption\n(kWh)]],\"\")))","v":0},{"$f":"IF(Table14[[#This Row],[Energy Savings\n(kWh)]]<=0,\"NA\",IF(OR(ISNUMBER(SEARCH(\"Terminal\",I43)),ISNUMBER(SEARCH(\"Ductless\",I43))),  IF( ISBLANK(Table14[[#This Row],[Quantity]]),\"\", IFERROR(Table14[[#This Row],[Quantity]]*Table14[[#This Row],[Rebate (CAD)]],\"\")),\n                      IF( OR(ISBLANK(Table14[[#This Row],[Quantity]]),ISBLANK(Table14[[#This Row],[Tons]])),\"\", IFERROR(Table14[[#This Row],[Quantity]]*Table14[[#This Row],[Tons]]*Table14[[#This Row],[Rebate (CAD)]],\"\"))))","v":"NA"}]
[null,null,null,null,null,null,{"$f":"Table14[[#This Row],[Total Existing Heating Energy Consumption\n(kWh)]]+Table14[[#This Row],[Total Existing Cooling Energy Consumption\n(kWh)]]","v":0},null,null,null,null,{"$f":"IF(ISBLANK(Table14[[#This Row],[Existing Technology]]),\"\", IFERROR(INDEX('Non-Lighting Index Table'!$J$20:$J$23,MATCH(Table14[[#This Row],[Retrofit Technology]],'Non-Lighting Index Table'!$D$20:$D$23,0)),\"\"))","v":""},{"$f":"IF(ISBLANK(Table14[[#This Row],[Existing Technology]]),\"\", IFERROR(INDEX('Non-Lighting Index Table'!$K$20:$K$23,MATCH(Table14[[#This Row],[Retrofit Technology]],'Non-Lighting Index Table'!$D$20:$D$23,0)),\"\"))","v":""},{"$f":"IF(ISBLANK(Table14[[#This Row],[Existing Technology]]),\"\", IFERROR(INDEX('Non-Lighting Index Table'!$G$20:$G$23,MATCH(Table14[[#This Row],[Existing Technology]],'Non-Lighting Index Table'!$C$20:$C$23,0)),\"\"))","v":""},{"$f":"IF(ISBLANK(Table14[[#This Row],[Retrofit Technology]]),\"\", IFERROR(INDEX('Non-Lighting Index Table'!$H$20:$H$23,MATCH(Table14[[#This Row],[Retrofit Technology]],'Non-Lighting Index Table'!$D$20:$D$23,0)),\"\"))","v":""},{"$f":"IF(ISBLANK(Table14[[#This Row],[Retrofit Technology]]),\"\", IFERROR(INDEX('Non-Lighting Index Table'!$I$20:$I$23,MATCH(Table14[[#This Row],[Retrofit Technology]],'Non-Lighting Index Table'!$D$20:$D$23,0)),\"\"))","v":""},null,null,null,{"$f":"Table14[[#This Row],[Total Proposed Heating Energy Consumption\n(kWh)]]+Table14[[#This Row],[Total Proposed Cooling Energy Consumption\n(kWh)]]","v":0},null,{"$f":"IF(ISBLANK(Table14[[#This Row],[Total Existing Demand\n(kW)]]),\"\", IF(ISBLANK(Table14[[#This Row],[Total Proposed Demand\n(kW)]]),\"\", IFERROR(Table14[[#This Row],[Total Existing Demand\n(kW)]]-Table14[[#This Row],[Total Proposed Demand\n(kW)]],\"\")))","v":""},{"$f":"IF(ISBLANK(Table14[[#This Row],[Total Existing Consumption\n(kWh)]]),\"\", IF(ISBLANK(Table14[[#This Row],[Total Proposed Consumption\n(kWh)]]),\"\", IFERROR(Table14[[#This Row],[Total Existing Consumption\n(kWh)]]-Table14[[#This Row],[Total Proposed Consumption\n(kWh)]],\"\")))","v":0},{"$f":"IF(Table14[[#This Row],[Energy Savings\n(kWh)]]<=0,\"NA\",IF(OR(ISNUMBER(SEARCH(\"Terminal\",I44)),ISNUMBER(SEARCH(\"Ductless\",I44))),  IF( ISBLANK(Table14[[#This Row],[Quantity]]),\"\", IFERROR(Table14[[#This Row],[Quantity]]*Table14[[#This Row],[Rebate (CAD)]],\"\")),\n                      IF( OR(ISBLANK(Table14[[#This Row],[Quantity]]),ISBLANK(Table14[[#This Row],[Tons]])),\"\", IFERROR(Table14[[#This Row],[Quantity]]*Table14[[#This Row],[Tons]]*Table14[[#This Row],[Rebate (CAD)]],\"\"))))","v":"NA"}]
[null,null,null,null,null,null,{"$f":"Table14[[#This Row],[Total Existing Heating Energy Consumption\n(kWh)]]+Table14[[#This Row],[Total Existing Cooling Energy Consumption\n(kWh)]]","v":0},null,null,null,null,{"$f":"IF(ISBLANK(Table14[[#This Row],[Existing Technology]]),\"\", IFERROR(INDEX('Non-Lighting Index Table'!$J$20:$J$23,MATCH(Table14[[#This Row],[Retrofit Technology]],'Non-Lighting Index Table'!$D$20:$D$23,0)),\"\"))","v":""},{"$f":"IF(ISBLANK(Table14[[#This Row],[Existing Technology]]),\"\", IFERROR(INDEX('Non-Lighting Index Table'!$K$20:$K$23,MATCH(Table14[[#This Row],[Retrofit Technology]],'Non-Lighting Index Table'!$D$20:$D$23,0)),\"\"))","v":""},{"$f":"IF(ISBLANK(Table14[[#This Row],[Existing Technology]]),\"\", IFERROR(INDEX('Non-Lighting Index Table'!$G$20:$G$23,MATCH(Table14[[#This Row],[Existing Technology]],'Non-Lighting Index Table'!$C$20:$C$23,0)),\"\"))","v":""},{"$f":"IF(ISBLANK(Table14[[#This Row],[Retrofit Technology]]),\"\", IFERROR(INDEX('Non-Lighting Index Table'!$H$20:$H$23,MATCH(Table14[[#This Row],[Retrofit Technology]],'Non-Lighting Index Table'!$D$20:$D$23,0)),\"\"))","v":""},{"$f":"IF(ISBLANK(Table14[[#This Row],[Retrofit Technology]]),\"\", IFERROR(INDEX('Non-Lighting Index Table'!$I$20:$I$23,MATCH(Table14[[#This Row],[Retrofit Technology]],'Non-Lighting Index Table'!$D$20:$D$23,0)),\"\"))","v":""},null,null,null,{"$f":"Table14[[#This Row],[Total Proposed Heating Energy Consumption\n(kWh)]]+Table14[[#This Row],[Total Proposed Cooling Energy Consumption\n(kWh)]]","v":0},null,{"$f":"IF(ISBLANK(Table14[[#This Row],[Total Existing Demand\n(kW)]]),\"\", IF(ISBLANK(Table14[[#This Row],[Total Proposed Demand\n(kW)]]),\"\", IFERROR(Table14[[#This Row],[Total Existing Demand\n(kW)]]-Table14[[#This Row],[Total Proposed Demand\n(kW)]],\"\")))","v":""},{"$f":"IF(ISBLANK(Table14[[#This Row],[Total Existing Consumption\n(kWh)]]),\"\", IF(ISBLANK(Table14[[#This Row],[Total Proposed Consumption\n(kWh)]]),\"\", IFERROR(Table14[[#This Row],[Total Existing Consumption\n(kWh)]]-Table14[[#This Row],[Total Proposed Consumption\n(kWh)]],\"\")))","v":0},{"$f":"IF(Table14[[#This Row],[Energy Savings\n(kWh)]]<=0,\"NA\",IF(OR(ISNUMBER(SEARCH(\"Terminal\",I45)),ISNUMBER(SEARCH(\"Ductless\",I45))),  IF( ISBLANK(Table14[[#This Row],[Quantity]]),\"\", IFERROR(Table14[[#This Row],[Quantity]]*Table14[[#This Row],[Rebate (CAD)]],\"\")),\n                      IF( OR(ISBLANK(Table14[[#This Row],[Quantity]]),ISBLANK(Table14[[#This Row],[Tons]])),\"\", IFERROR(Table14[[#This Row],[Quantity]]*Table14[[#This Row],[Tons]]*Table14[[#This Row],[Rebate (CAD)]],\"\"))))","v":"NA"}]
[null,null,null,null,null,null,{"$f":"Table14[[#This Row],[Total Existing Heating Energy Consumption\n(kWh)]]+Table14[[#This Row],[Total Existing Cooling Energy Consumption\n(kWh)]]","v":0},null,null,null,null,{"$f":"IF(ISBLANK(Table14[[#This Row],[Existing Technology]]),\"\", IFERROR(INDEX('Non-Lighting Index Table'!$J$20:$J$23,MATCH(Table14[[#This Row],[Retrofit Technology]],'Non-Lighting Index Table'!$D$20:$D$23,0)),\"\"))","v":""},{"$f":"IF(ISBLANK(Table14[[#This Row],[Existing Technology]]),\"\", IFERROR(INDEX('Non-Lighting Index Table'!$K$20:$K$23,MATCH(Table14[[#This Row],[Retrofit Technology]],'Non-Lighting Index Table'!$D$20:$D$23,0)),\"\"))","v":""},{"$f":"IF(ISBLANK(Table14[[#This Row],[Existing Technology]]),\"\", IFERROR(INDEX('Non-Lighting Index Table'!$G$20:$G$23,MATCH(Table14[[#This Row],[Existing Technology]],'Non-Lighting Index Table'!$C$20:$C$23,0)),\"\"))","v":""},{"$f":"IF(ISBLANK(Table14[[#This Row],[Retrofit Technology]]),\"\", IFERROR(INDEX('Non-Lighting Index Table'!$H$20:$H$23,MATCH(Table14[[#This Row],[Retrofit Technology]],'Non-Lighting Index Table'!$D$20:$D$23,0)),\"\"))","v":""},{"$f":"IF(ISBLANK(Table14[[#This Row],[Retrofit Technology]]),\"\", IFERROR(INDEX('Non-Lighting Index Table'!$I$20:$I$23,MATCH(Table14[[#This Row],[Retrofit Technology]],'Non-Lighting Index Table'!$D$20:$D$23,0)),\"\"))","v":""},null,null,null,{"$f":"Table14[[#This Row],[Total Proposed Heating Energy Consumption\n(kWh)]]+Table14[[#This Row],[Total Proposed Cooling Energy Consumption\n(kWh)]]","v":0},null,{"$f":"IF(ISBLANK(Table14[[#This Row],[Total Existing Demand\n(kW)]]),\"\", IF(ISBLANK(Table14[[#This Row],[Total Proposed Demand\n(kW)]]),\"\", IFERROR(Table14[[#This Row],[Total Existing Demand\n(kW)]]-Table14[[#This Row],[Total Proposed Demand\n(kW)]],\"\")))","v":""},{"$f":"IF(ISBLANK(Table14[[#This Row],[Total Existing Consumption\n(kWh)]]),\"\", IF(ISBLANK(Table14[[#This Row],[Total Proposed Consumption\n(kWh)]]),\"\", IFERROR(Table14[[#This Row],[Total Existing Consumption\n(kWh)]]-Table14[[#This Row],[Total Proposed Consumption\n(kWh)]],\"\")))","v":0},{"$f":"IF(Table14[[#This Row],[Energy Savings\n(kWh)]]<=0,\"NA\",IF(OR(ISNUMBER(SEARCH(\"Terminal\",I46)),ISNUMBER(SEARCH(\"Ductless\",I46))),  IF( ISBLANK(Table14[[#This Row],[Quantity]]),\"\", IFERROR(Table14[[#This Row],[Quantity]]*Table14[[#This Row],[Rebate (CAD)]],\"\")),\n                      IF( OR(ISBLANK(Table14[[#This Row],[Quantity]]),ISBLANK(Table14[[#This Row],[Tons]])),\"\", IFERROR(Table14[[#This Row],[Quantity]]*Table14[[#This Row],[Tons]]*Table14[[#This Row],[Rebate (CAD)]],\"\"))))","v":"NA"}]
[null,null,null,null,null,null,{"$f":"Table14[[#This Row],[Total Existing Heating Energy Consumption\n(kWh)]]+Table14[[#This Row],[Total Existing Cooling Energy Consumption\n(kWh)]]","v":0},null,null,null,null,{"$f":"IF(ISBLANK(Table14[[#This Row],[Existing Technology]]),\"\", IFERROR(INDEX('Non-Lighting Index Table'!$J$20:$J$23,MATCH(Table14[[#This Row],[Retrofit Technology]],'Non-Lighting Index Table'!$D$20:$D$23,0)),\"\"))","v":""},{"$f":"IF(ISBLANK(Table14[[#This Row],[Existing Technology]]),\"\", IFERROR(INDEX('Non-Lighting Index Table'!$K$20:$K$23,MATCH(Table14[[#This Row],[Retrofit Technology]],'Non-Lighting Index Table'!$D$20:$D$23,0)),\"\"))","v":""},{"$f":"IF(ISBLANK(Table14[[#This Row],[Existing Technology]]),\"\", IFERROR(INDEX('Non-Lighting Index Table'!$G$20:$G$23,MATCH(Table14[[#This Row],[Existing Technology]],'Non-Lighting Index Table'!$C$20:$C$23,0)),\"\"))","v":""},{"$f":"IF(ISBLANK(Table14[[#This Row],[Retrofit Technology]]),\"\", IFERROR(INDEX('Non-Lighting Index Table'!$H$20:$H$23,MATCH(Table14[[#This Row],[Retrofit Technology]],'Non-Lighting Index Table'!$D$20:$D$23,0)),\"\"))","v":""},{"$f":"IF(ISBLANK(Table14[[#This Row],[Retrofit Technology]]),\"\", IFERROR(INDEX('Non-Lighting Index Table'!$I$20:$I$23,MATCH(Table14[[#This Row],[Retrofit Technology]],'Non-Lighting Index Table'!$D$20:$D$23,0)),\"\"))","v":""},null,null,null,{"$f":"Table14[[#This Row],[Total Proposed Heating Energy Consumption\n(kWh)]]+Table14[[#This Row],[Total Proposed Cooling Energy Consumption\n(kWh)]]","v":0},null,{"$f":"IF(ISBLANK(Table14[[#This Row],[Total Existing Demand\n(kW)]]),\"\", IF(ISBLANK(Table14[[#This Row],[Total Proposed Demand\n(kW)]]),\"\", IFERROR(Table14[[#This Row],[Total Existing Demand\n(kW)]]-Table14[[#This Row],[Total Proposed Demand\n(kW)]],\"\")))","v":""},{"$f":"IF(ISBLANK(Table14[[#This Row],[Total Existing Consumption\n(kWh)]]),\"\", IF(ISBLANK(Table14[[#This Row],[Total Proposed Consumption\n(kWh)]]),\"\", IFERROR(Table14[[#This Row],[Total Existing Consumption\n(kWh)]]-Table14[[#This Row],[Total Proposed Consumption\n(kWh)]],\"\")))","v":0},{"$f":"IF(Table14[[#This Row],[Energy Savings\n(kWh)]]<=0,\"NA\",IF(OR(ISNUMBER(SEARCH(\"Terminal\",I47)),ISNUMBER(SEARCH(\"Ductless\",I47))),  IF( ISBLANK(Table14[[#This Row],[Quantity]]),\"\", IFERROR(Table14[[#This Row],[Quantity]]*Table14[[#This Row],[Rebate (CAD)]],\"\")),\n                      IF( OR(ISBLANK(Table14[[#This Row],[Quantity]]),ISBLANK(Table14[[#This Row],[Tons]])),\"\", IFERROR(Table14[[#This Row],[Quantity]]*Table14[[#This Row],[Tons]]*Table14[[#This Row],[Rebate (CAD)]],\"\"))))","v":"NA"}]
[null,null,null,null,null,null,{"$f":"Table14[[#This Row],[Total Existing Heating Energy Consumption\n(kWh)]]+Table14[[#This Row],[Total Existing Cooling Energy Consumption\n(kWh)]]","v":0},null,null,null,null,{"$f":"IF(ISBLANK(Table14[[#This Row],[Existing Technology]]),\"\", IFERROR(INDEX('Non-Lighting Index Table'!$J$20:$J$23,MATCH(Table14[[#This Row],[Retrofit Technology]],'Non-Lighting Index Table'!$D$20:$D$23,0)),\"\"))","v":""},{"$f":"IF(ISBLANK(Table14[[#This Row],[Existing Technology]]),\"\", IFERROR(INDEX('Non-Lighting Index Table'!$K$20:$K$23,MATCH(Table14[[#This Row],[Retrofit Technology]],'Non-Lighting Index Table'!$D$20:$D$23,0)),\"\"))","v":""},{"$f":"IF(ISBLANK(Table14[[#This Row],[Existing Technology]]),\"\", IFERROR(INDEX('Non-Lighting Index Table'!$G$20:$G$23,MATCH(Table14[[#This Row],[Existing Technology]],'Non-Lighting Index Table'!$C$20:$C$23,0)),\"\"))","v":""},{"$f":"IF(ISBLANK(Table14[[#This Row],[Retrofit Technology]]),\"\", IFERROR(INDEX('Non-Lighting Index Table'!$H$20:$H$23,MATCH(Table14[[#This Row],[Retrofit Technology]],'Non-Lighting Index Table'!$D$20:$D$23,0)),\"\"))","v":""},{"$f":"IF(ISBLANK(Table14[[#This Row],[Retrofit Technology]]),\"\", IFERROR(INDEX('Non-Lighting Index Table'!$I$20:$I$23,MATCH(Table14[[#This Row],[Retrofit Technology]],'Non-Lighting Index Table'!$D$20:$D$23,0)),\"\"))","v":""},null,null,null,{"$f":"Table14[[#This Row],[Total Proposed Heating Energy Consumption\n(kWh)]]+Table14[[#This Row],[Total Proposed Cooling Energy Consumption\n(kWh)]]","v":0},null,{"$f":"IF(ISBLANK(Table14[[#This Row],[Total Existing Demand\n(kW)]]),\"\", IF(ISBLANK(Table14[[#This Row],[Total Proposed Demand\n(kW)]]),\"\", IFERROR(Table14[[#This Row],[Total Existing Demand\n(kW)]]-Table14[[#This Row],[Total Proposed Demand\n(kW)]],\"\")))","v":""},{"$f":"IF(ISBLANK(Table14[[#This Row],[Total Existing Consumption\n(kWh)]]),\"\", IF(ISBLANK(Table14[[#This Row],[Total Proposed Consumption\n(kWh)]]),\"\", IFERROR(Table14[[#This Row],[Total Existing Consumption\n(kWh)]]-Table14[[#This Row],[Total Proposed Consumption\n(kWh)]],\"\")))","v":0},{"$f":"IF(Table14[[#This Row],[Energy Savings\n(kWh)]]<=0,\"NA\",IF(OR(ISNUMBER(SEARCH(\"Terminal\",I48)),ISNUMBER(SEARCH(\"Ductless\",I48))),  IF( ISBLANK(Table14[[#This Row],[Quantity]]),\"\", IFERROR(Table14[[#This Row],[Quantity]]*Table14[[#This Row],[Rebate (CAD)]],\"\")),\n                      IF( OR(ISBLANK(Table14[[#This Row],[Quantity]]),ISBLANK(Table14[[#This Row],[Tons]])),\"\", IFERROR(Table14[[#This Row],[Quantity]]*Table14[[#This Row],[Tons]]*Table14[[#This Row],[Rebate (CAD)]],\"\"))))","v":"NA"}]
[null,null,null,null,null,null,{"$f":"Table14[[#This Row],[Total Existing Heating Energy Consumption\n(kWh)]]+Table14[[#This Row],[Total Existing Cooling Energy Consumption\n(kWh)]]","v":0},null,null,null,null,{"$f":"IF(ISBLANK(Table14[[#This Row],[Existing Technology]]),\"\", IFERROR(INDEX('Non-Lighting Index Table'!$J$20:$J$23,MATCH(Table14[[#This Row],[Retrofit Technology]],'Non-Lighting Index Table'!$D$20:$D$23,0)),\"\"))","v":""},{"$f":"IF(ISBLANK(Table14[[#This Row],[Existing Technology]]),\"\", IFERROR(INDEX('Non-Lighting Index Table'!$K$20:$K$23,MATCH(Table14[[#This Row],[Retrofit Technology]],'Non-Lighting Index Table'!$D$20:$D$23,0)),\"\"))","v":""},{"$f":"IF(ISBLANK(Table14[[#This Row],[Existing Technology]]),\"\", IFERROR(INDEX('Non-Lighting Index Table'!$G$20:$G$23,MATCH(Table14[[#This Row],[Existing Technology]],'Non-Lighting Index Table'!$C$20:$C$23,0)),\"\"))","v":""},{"$f":"IF(ISBLANK(Table14[[#This Row],[Retrofit Technology]]),\"\", IFERROR(INDEX('Non-Lighting Index Table'!$H$20:$H$23,MATCH(Table14[[#This Row],[Retrofit Technology]],'Non-Lighting Index Table'!$D$20:$D$23,0)),\"\"))","v":""},{"$f":"IF(ISBLANK(Table14[[#This Row],[Retrofit Technology]]),\"\", IFERROR(INDEX('Non-Lighting Index Table'!$I$20:$I$23,MATCH(Table14[[#This Row],[Retrofit Technology]],'Non-Lighting Index Table'!$D$20:$D$23,0)),\"\"))","v":""},null,null,null,{"$f":"Table14[[#This Row],[Total Proposed Heating Energy Consumption\n(kWh)]]+Table14[[#This Row],[Total Proposed Cooling Energy Consumption\n(kWh)]]","v":0},null,{"$f":"IF(ISBLANK(Table14[[#This Row],[Total Existing Demand\n(kW)]]),\"\", IF(ISBLANK(Table14[[#This Row],[Total Proposed Demand\n(kW)]]),\"\", IFERROR(Table14[[#This Row],[Total Existing Demand\n(kW)]]-Table14[[#This Row],[Total Proposed Demand\n(kW)]],\"\")))","v":""},{"$f":"IF(ISBLANK(Table14[[#This Row],[Total Existing Consumption\n(kWh)]]),\"\", IF(ISBLANK(Table14[[#This Row],[Total Proposed Consumption\n(kWh)]]),\"\", IFERROR(Table14[[#This Row],[Total Existing Consumption\n(kWh)]]-Table14[[#This Row],[Total Proposed Consumption\n(kWh)]],\"\")))","v":0},{"$f":"IF(Table14[[#This Row],[Energy Savings\n(kWh)]]<=0,\"NA\",IF(OR(ISNUMBER(SEARCH(\"Terminal\",I49)),ISNUMBER(SEARCH(\"Ductless\",I49))),  IF( ISBLANK(Table14[[#This Row],[Quantity]]),\"\", IFERROR(Table14[[#This Row],[Quantity]]*Table14[[#This Row],[Rebate (CAD)]],\"\")),\n                      IF( OR(ISBLANK(Table14[[#This Row],[Quantity]]),ISBLANK(Table14[[#This Row],[Tons]])),\"\", IFERROR(Table14[[#This Row],[Quantity]]*Table14[[#This Row],[Tons]]*Table14[[#This Row],[Rebate (CAD)]],\"\"))))","v":"NA"}]
[null,null,null,null,null,null,{"$f":"Table14[[#This Row],[Total Existing Heating Energy Consumption\n(kWh)]]+Table14[[#This Row],[Total Existing Cooling Energy Consumption\n(kWh)]]","v":0},null,null,null,null,{"$f":"IF(ISBLANK(Table14[[#This Row],[Existing Technology]]),\"\", IFERROR(INDEX('Non-Lighting Index Table'!$J$20:$J$23,MATCH(Table14[[#This Row],[Retrofit Technology]],'Non-Lighting Index Table'!$D$20:$D$23,0)),\"\"))","v":""},{"$f":"IF(ISBLANK(Table14[[#This Row],[Existing Technology]]),\"\", IFERROR(INDEX('Non-Lighting Index Table'!$K$20:$K$23,MATCH(Table14[[#This Row],[Retrofit Technology]],'Non-Lighting Index Table'!$D$20:$D$23,0)),\"\"))","v":""},{"$f":"IF(ISBLANK(Table14[[#This Row],[Existing Technology]]),\"\", IFERROR(INDEX('Non-Lighting Index Table'!$G$20:$G$23,MATCH(Table14[[#This Row],[Existing Technology]],'Non-Lighting Index Table'!$C$20:$C$23,0)),\"\"))","v":""},{"$f":"IF(ISBLANK(Table14[[#This Row],[Retrofit Technology]]),\"\", IFERROR(INDEX('Non-Lighting Index Table'!$H$20:$H$23,MATCH(Table14[[#This Row],[Retrofit Technology]],'Non-Lighting Index Table'!$D$20:$D$23,0)),\"\"))","v":""},{"$f":"IF(ISBLANK(Table14[[#This Row],[Retrofit Technology]]),\"\", IFERROR(INDEX('Non-Lighting Index Table'!$I$20:$I$23,MATCH(Table14[[#This Row],[Retrofit Technology]],'Non-Lighting Index Table'!$D$20:$D$23,0)),\"\"))","v":""},null,null,null,{"$f":"Table14[[#This Row],[Total Proposed Heating Energy Consumption\n(kWh)]]+Table14[[#This Row],[Total Proposed Cooling Energy Consumption\n(kWh)]]","v":0},null,{"$f":"IF(ISBLANK(Table14[[#This Row],[Total Existing Demand\n(kW)]]),\"\", IF(ISBLANK(Table14[[#This Row],[Total Proposed Demand\n(kW)]]),\"\", IFERROR(Table14[[#This Row],[Total Existing Demand\n(kW)]]-Table14[[#This Row],[Total Proposed Demand\n(kW)]],\"\")))","v":""},{"$f":"IF(ISBLANK(Table14[[#This Row],[Total Existing Consumption\n(kWh)]]),\"\", IF(ISBLANK(Table14[[#This Row],[Total Proposed Consumption\n(kWh)]]),\"\", IFERROR(Table14[[#This Row],[Total Existing Consumption\n(kWh)]]-Table14[[#This Row],[Total Proposed Consumption\n(kWh)]],\"\")))","v":0},{"$f":"IF(Table14[[#This Row],[Energy Savings\n(kWh)]]<=0,\"NA\",IF(OR(ISNUMBER(SEARCH(\"Terminal\",I50)),ISNUMBER(SEARCH(\"Ductless\",I50))),  IF( ISBLANK(Table14[[#This Row],[Quantity]]),\"\", IFERROR(Table14[[#This Row],[Quantity]]*Table14[[#This Row],[Rebate (CAD)]],\"\")),\n                      IF( OR(ISBLANK(Table14[[#This Row],[Quantity]]),ISBLANK(Table14[[#This Row],[Tons]])),\"\", IFERROR(Table14[[#This Row],[Quantity]]*Table14[[#This Row],[Tons]]*Table14[[#This Row],[Rebate (CAD)]],\"\"))))","v":"NA"}]
[null,null,null,null,null,null,{"$f":"Table14[[#This Row],[Total Existing Heating Energy Consumption\n(kWh)]]+Table14[[#This Row],[Total Existing Cooling Energy Consumption\n(kWh)]]","v":0},null,null,null,null,{"$f":"IF(ISBLANK(Table14[[#This Row],[Existing Technology]]),\"\", IFERROR(INDEX('Non-Lighting Index Table'!$J$20:$J$23,MATCH(Table14[[#This Row],[Retrofit Technology]],'Non-Lighting Index Table'!$D$20:$D$23,0)),\"\"))","v":""},{"$f":"IF(ISBLANK(Table14[[#This Row],[Existing Technology]]),\"\", IFERROR(INDEX('Non-Lighting Index Table'!$K$20:$K$23,MATCH(Table14[[#This Row],[Retrofit Technology]],'Non-Lighting Index Table'!$D$20:$D$23,0)),\"\"))","v":""},{"$f":"IF(ISBLANK(Table14[[#This Row],[Existing Technology]]),\"\", IFERROR(INDEX('Non-Lighting Index Table'!$G$20:$G$23,MATCH(Table14[[#This Row],[Existing Technology]],'Non-Lighting Index Table'!$C$20:$C$23,0)),\"\"))","v":""},{"$f":"IF(ISBLANK(Table14[[#This Row],[Retrofit Technology]]),\"\", IFERROR(INDEX('Non-Lighting Index Table'!$H$20:$H$23,MATCH(Table14[[#This Row],[Retrofit Technology]],'Non-Lighting Index Table'!$D$20:$D$23,0)),\"\"))","v":""},{"$f":"IF(ISBLANK(Table14[[#This Row],[Retrofit Technology]]),\"\", IFERROR(INDEX('Non-Lighting Index Table'!$I$20:$I$23,MATCH(Table14[[#This Row],[Retrofit Technology]],'Non-Lighting Index Table'!$D$20:$D$23,0)),\"\"))","v":""},null,null,null,{"$f":"Table14[[#This Row],[Total Proposed Heating Energy Consumption\n(kWh)]]+Table14[[#This Row],[Total Proposed Cooling Energy Consumption\n(kWh)]]","v":0},null,{"$f":"IF(ISBLANK(Table14[[#This Row],[Total Existing Demand\n(kW)]]),\"\", IF(ISBLANK(Table14[[#This Row],[Total Proposed Demand\n(kW)]]),\"\", IFERROR(Table14[[#This Row],[Total Existing Demand\n(kW)]]-Table14[[#This Row],[Total Proposed Demand\n(kW)]],\"\")))","v":""},{"$f":"IF(ISBLANK(Table14[[#This Row],[Total Existing Consumption\n(kWh)]]),\"\", IF(ISBLANK(Table14[[#This Row],[Total Proposed Consumption\n(kWh)]]),\"\", IFERROR(Table14[[#This Row],[Total Existing Consumption\n(kWh)]]-Table14[[#This Row],[Total Proposed Consumption\n(kWh)]],\"\")))","v":0},{"$f":"IF(Table14[[#This Row],[Energy Savings\n(kWh)]]<=0,\"NA\",IF(OR(ISNUMBER(SEARCH(\"Terminal\",I51)),ISNUMBER(SEARCH(\"Ductless\",I51))),  IF( ISBLANK(Table14[[#This Row],[Quantity]]),\"\", IFERROR(Table14[[#This Row],[Quantity]]*Table14[[#This Row],[Rebate (CAD)]],\"\")),\n                      IF( OR(ISBLANK(Table14[[#This Row],[Quantity]]),ISBLANK(Table14[[#This Row],[Tons]])),\"\", IFERROR(Table14[[#This Row],[Quantity]]*Table14[[#This Row],[Tons]]*Table14[[#This Row],[Rebate (CAD)]],\"\"))))","v":"NA"}]
[null,null,null,null,null,null,{"$f":"Table14[[#This Row],[Total Existing Heating Energy Consumption\n(kWh)]]+Table14[[#This Row],[Total Existing Cooling Energy Consumption\n(kWh)]]","v":0},null,null,null,null,{"$f":"IF(ISBLANK(Table14[[#This Row],[Existing Technology]]),\"\", IFERROR(INDEX('Non-Lighting Index Table'!$J$20:$J$23,MATCH(Table14[[#This Row],[Retrofit Technology]],'Non-Lighting Index Table'!$D$20:$D$23,0)),\"\"))","v":""},{"$f":"IF(ISBLANK(Table14[[#This Row],[Existing Technology]]),\"\", IFERROR(INDEX('Non-Lighting Index Table'!$K$20:$K$23,MATCH(Table14[[#This Row],[Retrofit Technology]],'Non-Lighting Index Table'!$D$20:$D$23,0)),\"\"))","v":""},{"$f":"IF(ISBLANK(Table14[[#This Row],[Existing Technology]]),\"\", IFERROR(INDEX('Non-Lighting Index Table'!$G$20:$G$23,MATCH(Table14[[#This Row],[Existing Technology]],'Non-Lighting Index Table'!$C$20:$C$23,0)),\"\"))","v":""},{"$f":"IF(ISBLANK(Table14[[#This Row],[Retrofit Technology]]),\"\", IFERROR(INDEX('Non-Lighting Index Table'!$H$20:$H$23,MATCH(Table14[[#This Row],[Retrofit Technology]],'Non-Lighting Index Table'!$D$20:$D$23,0)),\"\"))","v":""},{"$f":"IF(ISBLANK(Table14[[#This Row],[Retrofit Technology]]),\"\", IFERROR(INDEX('Non-Lighting Index Table'!$I$20:$I$23,MATCH(Table14[[#This Row],[Retrofit Technology]],'Non-Lighting Index Table'!$D$20:$D$23,0)),\"\"))","v":""},null,null,null,{"$f":"Table14[[#This Row],[Total Proposed Heating Energy Consumption\n(kWh)]]+Table14[[#This Row],[Total Proposed Cooling Energy Consumption\n(kWh)]]","v":0},null,{"$f":"IF(ISBLANK(Table14[[#This Row],[Total Existing Demand\n(kW)]]),\"\", IF(ISBLANK(Table14[[#This Row],[Total Proposed Demand\n(kW)]]),\"\", IFERROR(Table14[[#This Row],[Total Existing Demand\n(kW)]]-Table14[[#This Row],[Total Proposed Demand\n(kW)]],\"\")))","v":""},{"$f":"IF(ISBLANK(Table14[[#This Row],[Total Existing Consumption\n(kWh)]]),\"\", IF(ISBLANK(Table14[[#This Row],[Total Proposed Consumption\n(kWh)]]),\"\", IFERROR(Table14[[#This Row],[Total Existing Consumption\n(kWh)]]-Table14[[#This Row],[Total Proposed Consumption\n(kWh)]],\"\")))","v":0},{"$f":"IF(Table14[[#This Row],[Energy Savings\n(kWh)]]<=0,\"NA\",IF(OR(ISNUMBER(SEARCH(\"Terminal\",I52)),ISNUMBER(SEARCH(\"Ductless\",I52))),  IF( ISBLANK(Table14[[#This Row],[Quantity]]),\"\", IFERROR(Table14[[#This Row],[Quantity]]*Table14[[#This Row],[Rebate (CAD)]],\"\")),\n                      IF( OR(ISBLANK(Table14[[#This Row],[Quantity]]),ISBLANK(Table14[[#This Row],[Tons]])),\"\", IFERROR(Table14[[#This Row],[Quantity]]*Table14[[#This Row],[Tons]]*Table14[[#This Row],[Rebate (CAD)]],\"\"))))","v":"NA"}]
[null,null,null,null,null,null,{"$f":"Table14[[#This Row],[Total Existing Heating Energy Consumption\n(kWh)]]+Table14[[#This Row],[Total Existing Cooling Energy Consumption\n(kWh)]]","v":0},null,null,null,null,{"$f":"IF(ISBLANK(Table14[[#This Row],[Existing Technology]]),\"\", IFERROR(INDEX('Non-Lighting Index Table'!$J$20:$J$23,MATCH(Table14[[#This Row],[Retrofit Technology]],'Non-Lighting Index Table'!$D$20:$D$23,0)),\"\"))","v":""},{"$f":"IF(ISBLANK(Table14[[#This Row],[Existing Technology]]),\"\", IFERROR(INDEX('Non-Lighting Index Table'!$K$20:$K$23,MATCH(Table14[[#This Row],[Retrofit Technology]],'Non-Lighting Index Table'!$D$20:$D$23,0)),\"\"))","v":""},{"$f":"IF(ISBLANK(Table14[[#This Row],[Existing Technology]]),\"\", IFERROR(INDEX('Non-Lighting Index Table'!$G$20:$G$23,MATCH(Table14[[#This Row],[Existing Technology]],'Non-Lighting Index Table'!$C$20:$C$23,0)),\"\"))","v":""},{"$f":"IF(ISBLANK(Table14[[#This Row],[Retrofit Technology]]),\"\", IFERROR(INDEX('Non-Lighting Index Table'!$H$20:$H$23,MATCH(Table14[[#This Row],[Retrofit Technology]],'Non-Lighting Index Table'!$D$20:$D$23,0)),\"\"))","v":""},{"$f":"IF(ISBLANK(Table14[[#This Row],[Retrofit Technology]]),\"\", IFERROR(INDEX('Non-Lighting Index Table'!$I$20:$I$23,MATCH(Table14[[#This Row],[Retrofit Technology]],'Non-Lighting Index Table'!$D$20:$D$23,0)),\"\"))","v":""},null,null,null,{"$f":"Table14[[#This Row],[Total Proposed Heating Energy Consumption\n(kWh)]]+Table14[[#This Row],[Total Proposed Cooling Energy Consumption\n(kWh)]]","v":0},null,{"$f":"IF(ISBLANK(Table14[[#This Row],[Total Existing Demand\n(kW)]]),\"\", IF(ISBLANK(Table14[[#This Row],[Total Proposed Demand\n(kW)]]),\"\", IFERROR(Table14[[#This Row],[Total Existing Demand\n(kW)]]-Table14[[#This Row],[Total Proposed Demand\n(kW)]],\"\")))","v":""},{"$f":"IF(ISBLANK(Table14[[#This Row],[Total Existing Consumption\n(kWh)]]),\"\", IF(ISBLANK(Table14[[#This Row],[Total Proposed Consumption\n(kWh)]]),\"\", IFERROR(Table14[[#This Row],[Total Existing Consumption\n(kWh)]]-Table14[[#This Row],[Total Proposed Consumption\n(kWh)]],\"\")))","v":0},{"$f":"IF(Table14[[#This Row],[Energy Savings\n(kWh)]]<=0,\"NA\",IF(OR(ISNUMBER(SEARCH(\"Terminal\",I53)),ISNUMBER(SEARCH(\"Ductless\",I53))),  IF( ISBLANK(Table14[[#This Row],[Quantity]]),\"\", IFERROR(Table14[[#This Row],[Quantity]]*Table14[[#This Row],[Rebate (CAD)]],\"\")),\n                      IF( OR(ISBLANK(Table14[[#This Row],[Quantity]]),ISBLANK(Table14[[#This Row],[Tons]])),\"\", IFERROR(Table14[[#This Row],[Quantity]]*Table14[[#This Row],[Tons]]*Table14[[#This Row],[Rebate (CAD)]],\"\"))))","v":"NA"}]
[null,null,null,null,null,null,{"$f":"Table14[[#This Row],[Total Existing Heating Energy Consumption\n(kWh)]]+Table14[[#This Row],[Total Existing Cooling Energy Consumption\n(kWh)]]","v":0},null,null,null,null,{"$f":"IF(ISBLANK(Table14[[#This Row],[Existing Technology]]),\"\", IFERROR(INDEX('Non-Lighting Index Table'!$J$20:$J$23,MATCH(Table14[[#This Row],[Retrofit Technology]],'Non-Lighting Index Table'!$D$20:$D$23,0)),\"\"))","v":""},{"$f":"IF(ISBLANK(Table14[[#This Row],[Existing Technology]]),\"\", IFERROR(INDEX('Non-Lighting Index Table'!$K$20:$K$23,MATCH(Table14[[#This Row],[Retrofit Technology]],'Non-Lighting Index Table'!$D$20:$D$23,0)),\"\"))","v":""},{"$f":"IF(ISBLANK(Table14[[#This Row],[Existing Technology]]),\"\", IFERROR(INDEX('Non-Lighting Index Table'!$G$20:$G$23,MATCH(Table14[[#This Row],[Existing Technology]],'Non-Lighting Index Table'!$C$20:$C$23,0)),\"\"))","v":""},{"$f":"IF(ISBLANK(Table14[[#This Row],[Retrofit Technology]]),\"\", IFERROR(INDEX('Non-Lighting Index Table'!$H$20:$H$23,MATCH(Table14[[#This Row],[Retrofit Technology]],'Non-Lighting Index Table'!$D$20:$D$23,0)),\"\"))","v":""},{"$f":"IF(ISBLANK(Table14[[#This Row],[Retrofit Technology]]),\"\", IFERROR(INDEX('Non-Lighting Index Table'!$I$20:$I$23,MATCH(Table14[[#This Row],[Retrofit Technology]],'Non-Lighting Index Table'!$D$20:$D$23,0)),\"\"))","v":""},null,null,null,{"$f":"Table14[[#This Row],[Total Proposed Heating Energy Consumption\n(kWh)]]+Table14[[#This Row],[Total Proposed Cooling Energy Consumption\n(kWh)]]","v":0},null,{"$f":"IF(ISBLANK(Table14[[#This Row],[Total Existing Demand\n(kW)]]),\"\", IF(ISBLANK(Table14[[#This Row],[Total Proposed Demand\n(kW)]]),\"\", IFERROR(Table14[[#This Row],[Total Existing Demand\n(kW)]]-Table14[[#This Row],[Total Proposed Demand\n(kW)]],\"\")))","v":""},{"$f":"IF(ISBLANK(Table14[[#This Row],[Total Existing Consumption\n(kWh)]]),\"\", IF(ISBLANK(Table14[[#This Row],[Total Proposed Consumption\n(kWh)]]),\"\", IFERROR(Table14[[#This Row],[Total Existing Consumption\n(kWh)]]-Table14[[#This Row],[Total Proposed Consumption\n(kWh)]],\"\")))","v":0},{"$f":"IF(Table14[[#This Row],[Energy Savings\n(kWh)]]<=0,\"NA\",IF(OR(ISNUMBER(SEARCH(\"Terminal\",I54)),ISNUMBER(SEARCH(\"Ductless\",I54))),  IF( ISBLANK(Table14[[#This Row],[Quantity]]),\"\", IFERROR(Table14[[#This Row],[Quantity]]*Table14[[#This Row],[Rebate (CAD)]],\"\")),\n                      IF( OR(ISBLANK(Table14[[#This Row],[Quantity]]),ISBLANK(Table14[[#This Row],[Tons]])),\"\", IFERROR(Table14[[#This Row],[Quantity]]*Table14[[#This Row],[Tons]]*Table14[[#This Row],[Rebate (CAD)]],\"\"))))","v":"NA"}]
[null,null,null,null,null,null,{"$f":"Table14[[#This Row],[Total Existing Heating Energy Consumption\n(kWh)]]+Table14[[#This Row],[Total Existing Cooling Energy Consumption\n(kWh)]]","v":0},null,null,null,null,{"$f":"IF(ISBLANK(Table14[[#This Row],[Existing Technology]]),\"\", IFERROR(INDEX('Non-Lighting Index Table'!$J$20:$J$23,MATCH(Table14[[#This Row],[Retrofit Technology]],'Non-Lighting Index Table'!$D$20:$D$23,0)),\"\"))","v":""},{"$f":"IF(ISBLANK(Table14[[#This Row],[Existing Technology]]),\"\", IFERROR(INDEX('Non-Lighting Index Table'!$K$20:$K$23,MATCH(Table14[[#This Row],[Retrofit Technology]],'Non-Lighting Index Table'!$D$20:$D$23,0)),\"\"))","v":""},{"$f":"IF(ISBLANK(Table14[[#This Row],[Existing Technology]]),\"\", IFERROR(INDEX('Non-Lighting Index Table'!$G$20:$G$23,MATCH(Table14[[#This Row],[Existing Technology]],'Non-Lighting Index Table'!$C$20:$C$23,0)),\"\"))","v":""},{"$f":"IF(ISBLANK(Table14[[#This Row],[Retrofit Technology]]),\"\", IFERROR(INDEX('Non-Lighting Index Table'!$H$20:$H$23,MATCH(Table14[[#This Row],[Retrofit Technology]],'Non-Lighting Index Table'!$D$20:$D$23,0)),\"\"))","v":""},{"$f":"IF(ISBLANK(Table14[[#This Row],[Retrofit Technology]]),\"\", IFERROR(INDEX('Non-Lighting Index Table'!$I$20:$I$23,MATCH(Table14[[#This Row],[Retrofit Technology]],'Non-Lighting Index Table'!$D$20:$D$23,0)),\"\"))","v":""},null,null,null,{"$f":"Table14[[#This Row],[Total Proposed Heating Energy Consumption\n(kWh)]]+Table14[[#This Row],[Total Proposed Cooling Energy Consumption\n(kWh)]]","v":0},null,{"$f":"IF(ISBLANK(Table14[[#This Row],[Total Existing Demand\n(kW)]]),\"\", IF(ISBLANK(Table14[[#This Row],[Total Proposed Demand\n(kW)]]),\"\", IFERROR(Table14[[#This Row],[Total Existing Demand\n(kW)]]-Table14[[#This Row],[Total Proposed Demand\n(kW)]],\"\")))","v":""},{"$f":"IF(ISBLANK(Table14[[#This Row],[Total Existing Consumption\n(kWh)]]),\"\", IF(ISBLANK(Table14[[#This Row],[Total Proposed Consumption\n(kWh)]]),\"\", IFERROR(Table14[[#This Row],[Total Existing Consumption\n(kWh)]]-Table14[[#This Row],[Total Proposed Consumption\n(kWh)]],\"\")))","v":0},{"$f":"IF(Table14[[#This Row],[Energy Savings\n(kWh)]]<=0,\"NA\",IF(OR(ISNUMBER(SEARCH(\"Terminal\",I55)),ISNUMBER(SEARCH(\"Ductless\",I55))),  IF( ISBLANK(Table14[[#This Row],[Quantity]]),\"\", IFERROR(Table14[[#This Row],[Quantity]]*Table14[[#This Row],[Rebate (CAD)]],\"\")),\n                      IF( OR(ISBLANK(Table14[[#This Row],[Quantity]]),ISBLANK(Table14[[#This Row],[Tons]])),\"\", IFERROR(Table14[[#This Row],[Quantity]]*Table14[[#This Row],[Tons]]*Table14[[#This Row],[Rebate (CAD)]],\"\"))))","v":"NA"}]
[null,null,null,null,null,null,{"$f":"Table14[[#This Row],[Total Existing Heating Energy Consumption\n(kWh)]]+Table14[[#This Row],[Total Existing Cooling Energy Consumption\n(kWh)]]","v":0},null,null,null,null,{"$f":"IF(ISBLANK(Table14[[#This Row],[Existing Technology]]),\"\", IFERROR(INDEX('Non-Lighting Index Table'!$J$20:$J$23,MATCH(Table14[[#This Row],[Retrofit Technology]],'Non-Lighting Index Table'!$D$20:$D$23,0)),\"\"))","v":""},{"$f":"IF(ISBLANK(Table14[[#This Row],[Existing Technology]]),\"\", IFERROR(INDEX('Non-Lighting Index Table'!$K$20:$K$23,MATCH(Table14[[#This Row],[Retrofit Technology]],'Non-Lighting Index Table'!$D$20:$D$23,0)),\"\"))","v":""},{"$f":"IF(ISBLANK(Table14[[#This Row],[Existing Technology]]),\"\", IFERROR(INDEX('Non-Lighting Index Table'!$G$20:$G$23,MATCH(Table14[[#This Row],[Existing Technology]],'Non-Lighting Index Table'!$C$20:$C$23,0)),\"\"))","v":""},{"$f":"IF(ISBLANK(Table14[[#This Row],[Retrofit Technology]]),\"\", IFERROR(INDEX('Non-Lighting Index Table'!$H$20:$H$23,MATCH(Table14[[#This Row],[Retrofit Technology]],'Non-Lighting Index Table'!$D$20:$D$23,0)),\"\"))","v":""},{"$f":"IF(ISBLANK(Table14[[#This Row],[Retrofit Technology]]),\"\", IFERROR(INDEX('Non-Lighting Index Table'!$I$20:$I$23,MATCH(Table14[[#This Row],[Retrofit Technology]],'Non-Lighting Index Table'!$D$20:$D$23,0)),\"\"))","v":""},null,null,null,{"$f":"Table14[[#This Row],[Total Proposed Heating Energy Consumption\n(kWh)]]+Table14[[#This Row],[Total Proposed Cooling Energy Consumption\n(kWh)]]","v":0},null,{"$f":"IF(ISBLANK(Table14[[#This Row],[Total Existing Demand\n(kW)]]),\"\", IF(ISBLANK(Table14[[#This Row],[Total Proposed Demand\n(kW)]]),\"\", IFERROR(Table14[[#This Row],[Total Existing Demand\n(kW)]]-Table14[[#This Row],[Total Proposed Demand\n(kW)]],\"\")))","v":""},{"$f":"IF(ISBLANK(Table14[[#This Row],[Total Existing Consumption\n(kWh)]]),\"\", IF(ISBLANK(Table14[[#This Row],[Total Proposed Consumption\n(kWh)]]),\"\", IFERROR(Table14[[#This Row],[Total Existing Consumption\n(kWh)]]-Table14[[#This Row],[Total Proposed Consumption\n(kWh)]],\"\")))","v":0},{"$f":"IF(Table14[[#This Row],[Energy Savings\n(kWh)]]<=0,\"NA\",IF(OR(ISNUMBER(SEARCH(\"Terminal\",I56)),ISNUMBER(SEARCH(\"Ductless\",I56))),  IF( ISBLANK(Table14[[#This Row],[Quantity]]),\"\", IFERROR(Table14[[#This Row],[Quantity]]*Table14[[#This Row],[Rebate (CAD)]],\"\")),\n                      IF( OR(ISBLANK(Table14[[#This Row],[Quantity]]),ISBLANK(Table14[[#This Row],[Tons]])),\"\", IFERROR(Table14[[#This Row],[Quantity]]*Table14[[#This Row],[Tons]]*Table14[[#This Row],[Rebate (CAD)]],\"\"))))","v":"NA"}]
[null,null,null,null,null,null,{"$f":"Table14[[#This Row],[Total Existing Heating Energy Consumption\n(kWh)]]+Table14[[#This Row],[Total Existing Cooling Energy Consumption\n(kWh)]]","v":0},null,null,null,null,{"$f":"IF(ISBLANK(Table14[[#This Row],[Existing Technology]]),\"\", IFERROR(INDEX('Non-Lighting Index Table'!$J$20:$J$23,MATCH(Table14[[#This Row],[Retrofit Technology]],'Non-Lighting Index Table'!$D$20:$D$23,0)),\"\"))","v":""},{"$f":"IF(ISBLANK(Table14[[#This Row],[Existing Technology]]),\"\", IFERROR(INDEX('Non-Lighting Index Table'!$K$20:$K$23,MATCH(Table14[[#This Row],[Retrofit Technology]],'Non-Lighting Index Table'!$D$20:$D$23,0)),\"\"))","v":""},{"$f":"IF(ISBLANK(Table14[[#This Row],[Existing Technology]]),\"\", IFERROR(INDEX('Non-Lighting Index Table'!$G$20:$G$23,MATCH(Table14[[#This Row],[Existing Technology]],'Non-Lighting Index Table'!$C$20:$C$23,0)),\"\"))","v":""},{"$f":"IF(ISBLANK(Table14[[#This Row],[Retrofit Technology]]),\"\", IFERROR(INDEX('Non-Lighting Index Table'!$H$20:$H$23,MATCH(Table14[[#This Row],[Retrofit Technology]],'Non-Lighting Index Table'!$D$20:$D$23,0)),\"\"))","v":""},{"$f":"IF(ISBLANK(Table14[[#This Row],[Retrofit Technology]]),\"\", IFERROR(INDEX('Non-Lighting Index Table'!$I$20:$I$23,MATCH(Table14[[#This Row],[Retrofit Technology]],'Non-Lighting Index Table'!$D$20:$D$23,0)),\"\"))","v":""},null,null,null,{"$f":"Table14[[#This Row],[Total Proposed Heating Energy Consumption\n(kWh)]]+Table14[[#This Row],[Total Proposed Cooling Energy Consumption\n(kWh)]]","v":0},null,{"$f":"IF(ISBLANK(Table14[[#This Row],[Total Existing Demand\n(kW)]]),\"\", IF(ISBLANK(Table14[[#This Row],[Total Proposed Demand\n(kW)]]),\"\", IFERROR(Table14[[#This Row],[Total Existing Demand\n(kW)]]-Table14[[#This Row],[Total Proposed Demand\n(kW)]],\"\")))","v":""},{"$f":"IF(ISBLANK(Table14[[#This Row],[Total Existing Consumption\n(kWh)]]),\"\", IF(ISBLANK(Table14[[#This Row],[Total Proposed Consumption\n(kWh)]]),\"\", IFERROR(Table14[[#This Row],[Total Existing Consumption\n(kWh)]]-Table14[[#This Row],[Total Proposed Consumption\n(kWh)]],\"\")))","v":0},{"$f":"IF(Table14[[#This Row],[Energy Savings\n(kWh)]]<=0,\"NA\",IF(OR(ISNUMBER(SEARCH(\"Terminal\",I57)),ISNUMBER(SEARCH(\"Ductless\",I57))),  IF( ISBLANK(Table14[[#This Row],[Quantity]]),\"\", IFERROR(Table14[[#This Row],[Quantity]]*Table14[[#This Row],[Rebate (CAD)]],\"\")),\n                      IF( OR(ISBLANK(Table14[[#This Row],[Quantity]]),ISBLANK(Table14[[#This Row],[Tons]])),\"\", IFERROR(Table14[[#This Row],[Quantity]]*Table14[[#This Row],[Tons]]*Table14[[#This Row],[Rebate (CAD)]],\"\"))))","v":"NA"}]
[null,null,null,null,null,null,{"$f":"Table14[[#This Row],[Total Existing Heating Energy Consumption\n(kWh)]]+Table14[[#This Row],[Total Existing Cooling Energy Consumption\n(kWh)]]","v":0},null,null,null,null,{"$f":"IF(ISBLANK(Table14[[#This Row],[Existing Technology]]),\"\", IFERROR(INDEX('Non-Lighting Index Table'!$J$20:$J$23,MATCH(Table14[[#This Row],[Retrofit Technology]],'Non-Lighting Index Table'!$D$20:$D$23,0)),\"\"))","v":""},{"$f":"IF(ISBLANK(Table14[[#This Row],[Existing Technology]]),\"\", IFERROR(INDEX('Non-Lighting Index Table'!$K$20:$K$23,MATCH(Table14[[#This Row],[Retrofit Technology]],'Non-Lighting Index Table'!$D$20:$D$23,0)),\"\"))","v":""},{"$f":"IF(ISBLANK(Table14[[#This Row],[Existing Technology]]),\"\", IFERROR(INDEX('Non-Lighting Index Table'!$G$20:$G$23,MATCH(Table14[[#This Row],[Existing Technology]],'Non-Lighting Index Table'!$C$20:$C$23,0)),\"\"))","v":""},{"$f":"IF(ISBLANK(Table14[[#This Row],[Retrofit Technology]]),\"\", IFERROR(INDEX('Non-Lighting Index Table'!$H$20:$H$23,MATCH(Table14[[#This Row],[Retrofit Technology]],'Non-Lighting Index Table'!$D$20:$D$23,0)),\"\"))","v":""},{"$f":"IF(ISBLANK(Table14[[#This Row],[Retrofit Technology]]),\"\", IFERROR(INDEX('Non-Lighting Index Table'!$I$20:$I$23,MATCH(Table14[[#This Row],[Retrofit Technology]],'Non-Lighting Index Table'!$D$20:$D$23,0)),\"\"))","v":""},null,null,null,{"$f":"Table14[[#This Row],[Total Proposed Heating Energy Consumption\n(kWh)]]+Table14[[#This Row],[Total Proposed Cooling Energy Consumption\n(kWh)]]","v":0},null,{"$f":"IF(ISBLANK(Table14[[#This Row],[Total Existing Demand\n(kW)]]),\"\", IF(ISBLANK(Table14[[#This Row],[Total Proposed Demand\n(kW)]]),\"\", IFERROR(Table14[[#This Row],[Total Existing Demand\n(kW)]]-Table14[[#This Row],[Total Proposed Demand\n(kW)]],\"\")))","v":""},{"$f":"IF(ISBLANK(Table14[[#This Row],[Total Existing Consumption\n(kWh)]]),\"\", IF(ISBLANK(Table14[[#This Row],[Total Proposed Consumption\n(kWh)]]),\"\", IFERROR(Table14[[#This Row],[Total Existing Consumption\n(kWh)]]-Table14[[#This Row],[Total Proposed Consumption\n(kWh)]],\"\")))","v":0},{"$f":"IF(Table14[[#This Row],[Energy Savings\n(kWh)]]<=0,\"NA\",IF(OR(ISNUMBER(SEARCH(\"Terminal\",I58)),ISNUMBER(SEARCH(\"Ductless\",I58))),  IF( ISBLANK(Table14[[#This Row],[Quantity]]),\"\", IFERROR(Table14[[#This Row],[Quantity]]*Table14[[#This Row],[Rebate (CAD)]],\"\")),\n                      IF( OR(ISBLANK(Table14[[#This Row],[Quantity]]),ISBLANK(Table14[[#This Row],[Tons]])),\"\", IFERROR(Table14[[#This Row],[Quantity]]*Table14[[#This Row],[Tons]]*Table14[[#This Row],[Rebate (CAD)]],\"\"))))","v":"NA"}]
[null,null,null,null,null,null,{"$f":"Table14[[#This Row],[Total Existing Heating Energy Consumption\n(kWh)]]+Table14[[#This Row],[Total Existing Cooling Energy Consumption\n(kWh)]]","v":0},null,null,null,null,{"$f":"IF(ISBLANK(Table14[[#This Row],[Existing Technology]]),\"\", IFERROR(INDEX('Non-Lighting Index Table'!$J$20:$J$23,MATCH(Table14[[#This Row],[Retrofit Technology]],'Non-Lighting Index Table'!$D$20:$D$23,0)),\"\"))","v":""},{"$f":"IF(ISBLANK(Table14[[#This Row],[Existing Technology]]),\"\", IFERROR(INDEX('Non-Lighting Index Table'!$K$20:$K$23,MATCH(Table14[[#This Row],[Retrofit Technology]],'Non-Lighting Index Table'!$D$20:$D$23,0)),\"\"))","v":""},{"$f":"IF(ISBLANK(Table14[[#This Row],[Existing Technology]]),\"\", IFERROR(INDEX('Non-Lighting Index Table'!$G$20:$G$23,MATCH(Table14[[#This Row],[Existing Technology]],'Non-Lighting Index Table'!$C$20:$C$23,0)),\"\"))","v":""},{"$f":"IF(ISBLANK(Table14[[#This Row],[Retrofit Technology]]),\"\", IFERROR(INDEX('Non-Lighting Index Table'!$H$20:$H$23,MATCH(Table14[[#This Row],[Retrofit Technology]],'Non-Lighting Index Table'!$D$20:$D$23,0)),\"\"))","v":""},{"$f":"IF(ISBLANK(Table14[[#This Row],[Retrofit Technology]]),\"\", IFERROR(INDEX('Non-Lighting Index Table'!$I$20:$I$23,MATCH(Table14[[#This Row],[Retrofit Technology]],'Non-Lighting Index Table'!$D$20:$D$23,0)),\"\"))","v":""},null,null,null,{"$f":"Table14[[#This Row],[Total Proposed Heating Energy Consumption\n(kWh)]]+Table14[[#This Row],[Total Proposed Cooling Energy Consumption\n(kWh)]]","v":0},null,{"$f":"IF(ISBLANK(Table14[[#This Row],[Total Existing Demand\n(kW)]]),\"\", IF(ISBLANK(Table14[[#This Row],[Total Proposed Demand\n(kW)]]),\"\", IFERROR(Table14[[#This Row],[Total Existing Demand\n(kW)]]-Table14[[#This Row],[Total Proposed Demand\n(kW)]],\"\")))","v":""},{"$f":"IF(ISBLANK(Table14[[#This Row],[Total Existing Consumption\n(kWh)]]),\"\", IF(ISBLANK(Table14[[#This Row],[Total Proposed Consumption\n(kWh)]]),\"\", IFERROR(Table14[[#This Row],[Total Existing Consumption\n(kWh)]]-Table14[[#This Row],[Total Proposed Consumption\n(kWh)]],\"\")))","v":0},{"$f":"IF(Table14[[#This Row],[Energy Savings\n(kWh)]]<=0,\"NA\",IF(OR(ISNUMBER(SEARCH(\"Terminal\",I59)),ISNUMBER(SEARCH(\"Ductless\",I59))),  IF( ISBLANK(Table14[[#This Row],[Quantity]]),\"\", IFERROR(Table14[[#This Row],[Quantity]]*Table14[[#This Row],[Rebate (CAD)]],\"\")),\n                      IF( OR(ISBLANK(Table14[[#This Row],[Quantity]]),ISBLANK(Table14[[#This Row],[Tons]])),\"\", IFERROR(Table14[[#This Row],[Quantity]]*Table14[[#This Row],[Tons]]*Table14[[#This Row],[Rebate (CAD)]],\"\"))))","v":"NA"}]
[null,null,null,null,null,null,{"$f":"Table14[[#This Row],[Total Existing Heating Energy Consumption\n(kWh)]]+Table14[[#This Row],[Total Existing Cooling Energy Consumption\n(kWh)]]","v":0},null,null,null,null,{"$f":"IF(ISBLANK(Table14[[#This Row],[Existing Technology]]),\"\", IFERROR(INDEX('Non-Lighting Index Table'!$J$20:$J$23,MATCH(Table14[[#This Row],[Retrofit Technology]],'Non-Lighting Index Table'!$D$20:$D$23,0)),\"\"))","v":""},{"$f":"IF(ISBLANK(Table14[[#This Row],[Existing Technology]]),\"\", IFERROR(INDEX('Non-Lighting Index Table'!$K$20:$K$23,MATCH(Table14[[#This Row],[Retrofit Technology]],'Non-Lighting Index Table'!$D$20:$D$23,0)),\"\"))","v":""},{"$f":"IF(ISBLANK(Table14[[#This Row],[Existing Technology]]),\"\", IFERROR(INDEX('Non-Lighting Index Table'!$G$20:$G$23,MATCH(Table14[[#This Row],[Existing Technology]],'Non-Lighting Index Table'!$C$20:$C$23,0)),\"\"))","v":""},{"$f":"IF(ISBLANK(Table14[[#This Row],[Retrofit Technology]]),\"\", IFERROR(INDEX('Non-Lighting Index Table'!$H$20:$H$23,MATCH(Table14[[#This Row],[Retrofit Technology]],'Non-Lighting Index Table'!$D$20:$D$23,0)),\"\"))","v":""},{"$f":"IF(ISBLANK(Table14[[#This Row],[Retrofit Technology]]),\"\", IFERROR(INDEX('Non-Lighting Index Table'!$I$20:$I$23,MATCH(Table14[[#This Row],[Retrofit Technology]],'Non-Lighting Index Table'!$D$20:$D$23,0)),\"\"))","v":""},null,null,null,{"$f":"Table14[[#This Row],[Total Proposed Heating Energy Consumption\n(kWh)]]+Table14[[#This Row],[Total Proposed Cooling Energy Consumption\n(kWh)]]","v":0},null,{"$f":"IF(ISBLANK(Table14[[#This Row],[Total Existing Demand\n(kW)]]),\"\", IF(ISBLANK(Table14[[#This Row],[Total Proposed Demand\n(kW)]]),\"\", IFERROR(Table14[[#This Row],[Total Existing Demand\n(kW)]]-Table14[[#This Row],[Total Proposed Demand\n(kW)]],\"\")))","v":""},{"$f":"IF(ISBLANK(Table14[[#This Row],[Total Existing Consumption\n(kWh)]]),\"\", IF(ISBLANK(Table14[[#This Row],[Total Proposed Consumption\n(kWh)]]),\"\", IFERROR(Table14[[#This Row],[Total Existing Consumption\n(kWh)]]-Table14[[#This Row],[Total Proposed Consumption\n(kWh)]],\"\")))","v":0},{"$f":"IF(Table14[[#This Row],[Energy Savings\n(kWh)]]<=0,\"NA\",IF(OR(ISNUMBER(SEARCH(\"Terminal\",I60)),ISNUMBER(SEARCH(\"Ductless\",I60))),  IF( ISBLANK(Table14[[#This Row],[Quantity]]),\"\", IFERROR(Table14[[#This Row],[Quantity]]*Table14[[#This Row],[Rebate (CAD)]],\"\")),\n                      IF( OR(ISBLANK(Table14[[#This Row],[Quantity]]),ISBLANK(Table14[[#This Row],[Tons]])),\"\", IFERROR(Table14[[#This Row],[Quantity]]*Table14[[#This Row],[Tons]]*Table14[[#This Row],[Rebate (CAD)]],\"\"))))","v":"NA"}]
[null,null,null,null,null,null,{"$f":"Table14[[#This Row],[Total Existing Heating Energy Consumption\n(kWh)]]+Table14[[#This Row],[Total Existing Cooling Energy Consumption\n(kWh)]]","v":0},null,null,null,null,{"$f":"IF(ISBLANK(Table14[[#This Row],[Existing Technology]]),\"\", IFERROR(INDEX('Non-Lighting Index Table'!$J$20:$J$23,MATCH(Table14[[#This Row],[Retrofit Technology]],'Non-Lighting Index Table'!$D$20:$D$23,0)),\"\"))","v":""},{"$f":"IF(ISBLANK(Table14[[#This Row],[Existing Technology]]),\"\", IFERROR(INDEX('Non-Lighting Index Table'!$K$20:$K$23,MATCH(Table14[[#This Row],[Retrofit Technology]],'Non-Lighting Index Table'!$D$20:$D$23,0)),\"\"))","v":""},{"$f":"IF(ISBLANK(Table14[[#This Row],[Existing Technology]]),\"\", IFERROR(INDEX('Non-Lighting Index Table'!$G$20:$G$23,MATCH(Table14[[#This Row],[Existing Technology]],'Non-Lighting Index Table'!$C$20:$C$23,0)),\"\"))","v":""},{"$f":"IF(ISBLANK(Table14[[#This Row],[Retrofit Technology]]),\"\", IFERROR(INDEX('Non-Lighting Index Table'!$H$20:$H$23,MATCH(Table14[[#This Row],[Retrofit Technology]],'Non-Lighting Index Table'!$D$20:$D$23,0)),\"\"))","v":""},{"$f":"IF(ISBLANK(Table14[[#This Row],[Retrofit Technology]]),\"\", IFERROR(INDEX('Non-Lighting Index Table'!$I$20:$I$23,MATCH(Table14[[#This Row],[Retrofit Technology]],'Non-Lighting Index Table'!$D$20:$D$23,0)),\"\"))","v":""},null,null,null,{"$f":"Table14[[#This Row],[Total Proposed Heating Energy Consumption\n(kWh)]]+Table14[[#This Row],[Total Proposed Cooling Energy Consumption\n(kWh)]]","v":0},null,{"$f":"IF(ISBLANK(Table14[[#This Row],[Total Existing Demand\n(kW)]]),\"\", IF(ISBLANK(Table14[[#This Row],[Total Proposed Demand\n(kW)]]),\"\", IFERROR(Table14[[#This Row],[Total Existing Demand\n(kW)]]-Table14[[#This Row],[Total Proposed Demand\n(kW)]],\"\")))","v":""},{"$f":"IF(ISBLANK(Table14[[#This Row],[Total Existing Consumption\n(kWh)]]),\"\", IF(ISBLANK(Table14[[#This Row],[Total Proposed Consumption\n(kWh)]]),\"\", IFERROR(Table14[[#This Row],[Total Existing Consumption\n(kWh)]]-Table14[[#This Row],[Total Proposed Consumption\n(kWh)]],\"\")))","v":0},{"$f":"IF(Table14[[#This Row],[Energy Savings\n(kWh)]]<=0,\"NA\",IF(OR(ISNUMBER(SEARCH(\"Terminal\",I61)),ISNUMBER(SEARCH(\"Ductless\",I61))),  IF( ISBLANK(Table14[[#This Row],[Quantity]]),\"\", IFERROR(Table14[[#This Row],[Quantity]]*Table14[[#This Row],[Rebate (CAD)]],\"\")),\n                      IF( OR(ISBLANK(Table14[[#This Row],[Quantity]]),ISBLANK(Table14[[#This Row],[Tons]])),\"\", IFERROR(Table14[[#This Row],[Quantity]]*Table14[[#This Row],[Tons]]*Table14[[#This Row],[Rebate (CAD)]],\"\"))))","v":"NA"}]
[null,null,null,null,null,null,{"$f":"Table14[[#This Row],[Total Existing Heating Energy Consumption\n(kWh)]]+Table14[[#This Row],[Total Existing Cooling Energy Consumption\n(kWh)]]","v":0},null,null,null,null,{"$f":"IF(ISBLANK(Table14[[#This Row],[Existing Technology]]),\"\", IFERROR(INDEX('Non-Lighting Index Table'!$J$20:$J$23,MATCH(Table14[[#This Row],[Retrofit Technology]],'Non-Lighting Index Table'!$D$20:$D$23,0)),\"\"))","v":""},{"$f":"IF(ISBLANK(Table14[[#This Row],[Existing Technology]]),\"\", IFERROR(INDEX('Non-Lighting Index Table'!$K$20:$K$23,MATCH(Table14[[#This Row],[Retrofit Technology]],'Non-Lighting Index Table'!$D$20:$D$23,0)),\"\"))","v":""},{"$f":"IF(ISBLANK(Table14[[#This Row],[Existing Technology]]),\"\", IFERROR(INDEX('Non-Lighting Index Table'!$G$20:$G$23,MATCH(Table14[[#This Row],[Existing Technology]],'Non-Lighting Index Table'!$C$20:$C$23,0)),\"\"))","v":""},{"$f":"IF(ISBLANK(Table14[[#This Row],[Retrofit Technology]]),\"\", IFERROR(INDEX('Non-Lighting Index Table'!$H$20:$H$23,MATCH(Table14[[#This Row],[Retrofit Technology]],'Non-Lighting Index Table'!$D$20:$D$23,0)),\"\"))","v":""},{"$f":"IF(ISBLANK(Table14[[#This Row],[Retrofit Technology]]),\"\", IFERROR(INDEX('Non-Lighting Index Table'!$I$20:$I$23,MATCH(Table14[[#This Row],[Retrofit Technology]],'Non-Lighting Index Table'!$D$20:$D$23,0)),\"\"))","v":""},null,null,null,{"$f":"Table14[[#This Row],[Total Proposed Heating Energy Consumption\n(kWh)]]+Table14[[#This Row],[Total Proposed Cooling Energy Consumption\n(kWh)]]","v":0},null,{"$f":"IF(ISBLANK(Table14[[#This Row],[Total Existing Demand\n(kW)]]),\"\", IF(ISBLANK(Table14[[#This Row],[Total Proposed Demand\n(kW)]]),\"\", IFERROR(Table14[[#This Row],[Total Existing Demand\n(kW)]]-Table14[[#This Row],[Total Proposed Demand\n(kW)]],\"\")))","v":""},{"$f":"IF(ISBLANK(Table14[[#This Row],[Total Existing Consumption\n(kWh)]]),\"\", IF(ISBLANK(Table14[[#This Row],[Total Proposed Consumption\n(kWh)]]),\"\", IFERROR(Table14[[#This Row],[Total Existing Consumption\n(kWh)]]-Table14[[#This Row],[Total Proposed Consumption\n(kWh)]],\"\")))","v":0},{"$f":"IF(Table14[[#This Row],[Energy Savings\n(kWh)]]<=0,\"NA\",IF(OR(ISNUMBER(SEARCH(\"Terminal\",I62)),ISNUMBER(SEARCH(\"Ductless\",I62))),  IF( ISBLANK(Table14[[#This Row],[Quantity]]),\"\", IFERROR(Table14[[#This Row],[Quantity]]*Table14[[#This Row],[Rebate (CAD)]],\"\")),\n                      IF( OR(ISBLANK(Table14[[#This Row],[Quantity]]),ISBLANK(Table14[[#This Row],[Tons]])),\"\", IFERROR(Table14[[#This Row],[Quantity]]*Table14[[#This Row],[Tons]]*Table14[[#This Row],[Rebate (CAD)]],\"\"))))","v":"NA"}]
[null,null,null,null,null,null,{"$f":"Table14[[#This Row],[Total Existing Heating Energy Consumption\n(kWh)]]+Table14[[#This Row],[Total Existing Cooling Energy Consumption\n(kWh)]]","v":0},null,null,null,null,{"$f":"IF(ISBLANK(Table14[[#This Row],[Existing Technology]]),\"\", IFERROR(INDEX('Non-Lighting Index Table'!$J$20:$J$23,MATCH(Table14[[#This Row],[Retrofit Technology]],'Non-Lighting Index Table'!$D$20:$D$23,0)),\"\"))","v":""},{"$f":"IF(ISBLANK(Table14[[#This Row],[Existing Technology]]),\"\", IFERROR(INDEX('Non-Lighting Index Table'!$K$20:$K$23,MATCH(Table14[[#This Row],[Retrofit Technology]],'Non-Lighting Index Table'!$D$20:$D$23,0)),\"\"))","v":""},{"$f":"IF(ISBLANK(Table14[[#This Row],[Existing Technology]]),\"\", IFERROR(INDEX('Non-Lighting Index Table'!$G$20:$G$23,MATCH(Table14[[#This Row],[Existing Technology]],'Non-Lighting Index Table'!$C$20:$C$23,0)),\"\"))","v":""},{"$f":"IF(ISBLANK(Table14[[#This Row],[Retrofit Technology]]),\"\", IFERROR(INDEX('Non-Lighting Index Table'!$H$20:$H$23,MATCH(Table14[[#This Row],[Retrofit Technology]],'Non-Lighting Index Table'!$D$20:$D$23,0)),\"\"))","v":""},{"$f":"IF(ISBLANK(Table14[[#This Row],[Retrofit Technology]]),\"\", IFERROR(INDEX('Non-Lighting Index Table'!$I$20:$I$23,MATCH(Table14[[#This Row],[Retrofit Technology]],'Non-Lighting Index Table'!$D$20:$D$23,0)),\"\"))","v":""},null,null,null,{"$f":"Table14[[#This Row],[Total Proposed Heating Energy Consumption\n(kWh)]]+Table14[[#This Row],[Total Proposed Cooling Energy Consumption\n(kWh)]]","v":0},null,{"$f":"IF(ISBLANK(Table14[[#This Row],[Total Existing Demand\n(kW)]]),\"\", IF(ISBLANK(Table14[[#This Row],[Total Proposed Demand\n(kW)]]),\"\", IFERROR(Table14[[#This Row],[Total Existing Demand\n(kW)]]-Table14[[#This Row],[Total Proposed Demand\n(kW)]],\"\")))","v":""},{"$f":"IF(ISBLANK(Table14[[#This Row],[Total Existing Consumption\n(kWh)]]),\"\", IF(ISBLANK(Table14[[#This Row],[Total Proposed Consumption\n(kWh)]]),\"\", IFERROR(Table14[[#This Row],[Total Existing Consumption\n(kWh)]]-Table14[[#This Row],[Total Proposed Consumption\n(kWh)]],\"\")))","v":0},{"$f":"IF(Table14[[#This Row],[Energy Savings\n(kWh)]]<=0,\"NA\",IF(OR(ISNUMBER(SEARCH(\"Terminal\",I63)),ISNUMBER(SEARCH(\"Ductless\",I63))),  IF( ISBLANK(Table14[[#This Row],[Quantity]]),\"\", IFERROR(Table14[[#This Row],[Quantity]]*Table14[[#This Row],[Rebate (CAD)]],\"\")),\n                      IF( OR(ISBLANK(Table14[[#This Row],[Quantity]]),ISBLANK(Table14[[#This Row],[Tons]])),\"\", IFERROR(Table14[[#This Row],[Quantity]]*Table14[[#This Row],[Tons]]*Table14[[#This Row],[Rebate (CAD)]],\"\"))))","v":"NA"}]
[null,null,null,null,null,null,{"$f":"Table14[[#This Row],[Total Existing Heating Energy Consumption\n(kWh)]]+Table14[[#This Row],[Total Existing Cooling Energy Consumption\n(kWh)]]","v":0},null,null,null,null,{"$f":"IF(ISBLANK(Table14[[#This Row],[Existing Technology]]),\"\", IFERROR(INDEX('Non-Lighting Index Table'!$J$20:$J$23,MATCH(Table14[[#This Row],[Retrofit Technology]],'Non-Lighting Index Table'!$D$20:$D$23,0)),\"\"))","v":""},{"$f":"IF(ISBLANK(Table14[[#This Row],[Existing Technology]]),\"\", IFERROR(INDEX('Non-Lighting Index Table'!$K$20:$K$23,MATCH(Table14[[#This Row],[Retrofit Technology]],'Non-Lighting Index Table'!$D$20:$D$23,0)),\"\"))","v":""},{"$f":"IF(ISBLANK(Table14[[#This Row],[Existing Technology]]),\"\", IFERROR(INDEX('Non-Lighting Index Table'!$G$20:$G$23,MATCH(Table14[[#This Row],[Existing Technology]],'Non-Lighting Index Table'!$C$20:$C$23,0)),\"\"))","v":""},{"$f":"IF(ISBLANK(Table14[[#This Row],[Retrofit Technology]]),\"\", IFERROR(INDEX('Non-Lighting Index Table'!$H$20:$H$23,MATCH(Table14[[#This Row],[Retrofit Technology]],'Non-Lighting Index Table'!$D$20:$D$23,0)),\"\"))","v":""},{"$f":"IF(ISBLANK(Table14[[#This Row],[Retrofit Technology]]),\"\", IFERROR(INDEX('Non-Lighting Index Table'!$I$20:$I$23,MATCH(Table14[[#This Row],[Retrofit Technology]],'Non-Lighting Index Table'!$D$20:$D$23,0)),\"\"))","v":""},null,null,null,{"$f":"Table14[[#This Row],[Total Proposed Heating Energy Consumption\n(kWh)]]+Table14[[#This Row],[Total Proposed Cooling Energy Consumption\n(kWh)]]","v":0},null,{"$f":"IF(ISBLANK(Table14[[#This Row],[Total Existing Demand\n(kW)]]),\"\", IF(ISBLANK(Table14[[#This Row],[Total Proposed Demand\n(kW)]]),\"\", IFERROR(Table14[[#This Row],[Total Existing Demand\n(kW)]]-Table14[[#This Row],[Total Proposed Demand\n(kW)]],\"\")))","v":""},{"$f":"IF(ISBLANK(Table14[[#This Row],[Total Existing Consumption\n(kWh)]]),\"\", IF(ISBLANK(Table14[[#This Row],[Total Proposed Consumption\n(kWh)]]),\"\", IFERROR(Table14[[#This Row],[Total Existing Consumption\n(kWh)]]-Table14[[#This Row],[Total Proposed Consumption\n(kWh)]],\"\")))","v":0},{"$f":"IF(Table14[[#This Row],[Energy Savings\n(kWh)]]<=0,\"NA\",IF(OR(ISNUMBER(SEARCH(\"Terminal\",I64)),ISNUMBER(SEARCH(\"Ductless\",I64))),  IF( ISBLANK(Table14[[#This Row],[Quantity]]),\"\", IFERROR(Table14[[#This Row],[Quantity]]*Table14[[#This Row],[Rebate (CAD)]],\"\")),\n                      IF( OR(ISBLANK(Table14[[#This Row],[Quantity]]),ISBLANK(Table14[[#This Row],[Tons]])),\"\", IFERROR(Table14[[#This Row],[Quantity]]*Table14[[#This Row],[Tons]]*Table14[[#This Row],[Rebate (CAD)]],\"\"))))","v":"NA"}]
[null,null,null,null,null,null,{"$f":"Table14[[#This Row],[Total Existing Heating Energy Consumption\n(kWh)]]+Table14[[#This Row],[Total Existing Cooling Energy Consumption\n(kWh)]]","v":0},null,null,null,null,{"$f":"IF(ISBLANK(Table14[[#This Row],[Existing Technology]]),\"\", IFERROR(INDEX('Non-Lighting Index Table'!$J$20:$J$23,MATCH(Table14[[#This Row],[Retrofit Technology]],'Non-Lighting Index Table'!$D$20:$D$23,0)),\"\"))","v":""},{"$f":"IF(ISBLANK(Table14[[#This Row],[Existing Technology]]),\"\", IFERROR(INDEX('Non-Lighting Index Table'!$K$20:$K$23,MATCH(Table14[[#This Row],[Retrofit Technology]],'Non-Lighting Index Table'!$D$20:$D$23,0)),\"\"))","v":""},{"$f":"IF(ISBLANK(Table14[[#This Row],[Existing Technology]]),\"\", IFERROR(INDEX('Non-Lighting Index Table'!$G$20:$G$23,MATCH(Table14[[#This Row],[Existing Technology]],'Non-Lighting Index Table'!$C$20:$C$23,0)),\"\"))","v":""},{"$f":"IF(ISBLANK(Table14[[#This Row],[Retrofit Technology]]),\"\", IFERROR(INDEX('Non-Lighting Index Table'!$H$20:$H$23,MATCH(Table14[[#This Row],[Retrofit Technology]],'Non-Lighting Index Table'!$D$20:$D$23,0)),\"\"))","v":""},{"$f":"IF(ISBLANK(Table14[[#This Row],[Retrofit Technology]]),\"\", IFERROR(INDEX('Non-Lighting Index Table'!$I$20:$I$23,MATCH(Table14[[#This Row],[Retrofit Technology]],'Non-Lighting Index Table'!$D$20:$D$23,0)),\"\"))","v":""},null,null,null,{"$f":"Table14[[#This Row],[Total Proposed Heating Energy Consumption\n(kWh)]]+Table14[[#This Row],[Total Proposed Cooling Energy Consumption\n(kWh)]]","v":0},null,{"$f":"IF(ISBLANK(Table14[[#This Row],[Total Existing Demand\n(kW)]]),\"\", IF(ISBLANK(Table14[[#This Row],[Total Proposed Demand\n(kW)]]),\"\", IFERROR(Table14[[#This Row],[Total Existing Demand\n(kW)]]-Table14[[#This Row],[Total Proposed Demand\n(kW)]],\"\")))","v":""},{"$f":"IF(ISBLANK(Table14[[#This Row],[Total Existing Consumption\n(kWh)]]),\"\", IF(ISBLANK(Table14[[#This Row],[Total Proposed Consumption\n(kWh)]]),\"\", IFERROR(Table14[[#This Row],[Total Existing Consumption\n(kWh)]]-Table14[[#This Row],[Total Proposed Consumption\n(kWh)]],\"\")))","v":0},{"$f":"IF(Table14[[#This Row],[Energy Savings\n(kWh)]]<=0,\"NA\",IF(OR(ISNUMBER(SEARCH(\"Terminal\",I65)),ISNUMBER(SEARCH(\"Ductless\",I65))),  IF( ISBLANK(Table14[[#This Row],[Quantity]]),\"\", IFERROR(Table14[[#This Row],[Quantity]]*Table14[[#This Row],[Rebate (CAD)]],\"\")),\n                      IF( OR(ISBLANK(Table14[[#This Row],[Quantity]]),ISBLANK(Table14[[#This Row],[Tons]])),\"\", IFERROR(Table14[[#This Row],[Quantity]]*Table14[[#This Row],[Tons]]*Table14[[#This Row],[Rebate (CAD)]],\"\"))))","v":"NA"}]
[null,null,null,null,null,null,{"$f":"Table14[[#This Row],[Total Existing Heating Energy Consumption\n(kWh)]]+Table14[[#This Row],[Total Existing Cooling Energy Consumption\n(kWh)]]","v":0},null,null,null,null,{"$f":"IF(ISBLANK(Table14[[#This Row],[Existing Technology]]),\"\", IFERROR(INDEX('Non-Lighting Index Table'!$J$20:$J$23,MATCH(Table14[[#This Row],[Retrofit Technology]],'Non-Lighting Index Table'!$D$20:$D$23,0)),\"\"))","v":""},{"$f":"IF(ISBLANK(Table14[[#This Row],[Existing Technology]]),\"\", IFERROR(INDEX('Non-Lighting Index Table'!$K$20:$K$23,MATCH(Table14[[#This Row],[Retrofit Technology]],'Non-Lighting Index Table'!$D$20:$D$23,0)),\"\"))","v":""},{"$f":"IF(ISBLANK(Table14[[#This Row],[Existing Technology]]),\"\", IFERROR(INDEX('Non-Lighting Index Table'!$G$20:$G$23,MATCH(Table14[[#This Row],[Existing Technology]],'Non-Lighting Index Table'!$C$20:$C$23,0)),\"\"))","v":""},{"$f":"IF(ISBLANK(Table14[[#This Row],[Retrofit Technology]]),\"\", IFERROR(INDEX('Non-Lighting Index Table'!$H$20:$H$23,MATCH(Table14[[#This Row],[Retrofit Technology]],'Non-Lighting Index Table'!$D$20:$D$23,0)),\"\"))","v":""},{"$f":"IF(ISBLANK(Table14[[#This Row],[Retrofit Technology]]),\"\", IFERROR(INDEX('Non-Lighting Index Table'!$I$20:$I$23,MATCH(Table14[[#This Row],[Retrofit Technology]],'Non-Lighting Index Table'!$D$20:$D$23,0)),\"\"))","v":""},null,null,null,{"$f":"Table14[[#This Row],[Total Proposed Heating Energy Consumption\n(kWh)]]+Table14[[#This Row],[Total Proposed Cooling Energy Consumption\n(kWh)]]","v":0},null,{"$f":"IF(ISBLANK(Table14[[#This Row],[Total Existing Demand\n(kW)]]),\"\", IF(ISBLANK(Table14[[#This Row],[Total Proposed Demand\n(kW)]]),\"\", IFERROR(Table14[[#This Row],[Total Existing Demand\n(kW)]]-Table14[[#This Row],[Total Proposed Demand\n(kW)]],\"\")))","v":""},{"$f":"IF(ISBLANK(Table14[[#This Row],[Total Existing Consumption\n(kWh)]]),\"\", IF(ISBLANK(Table14[[#This Row],[Total Proposed Consumption\n(kWh)]]),\"\", IFERROR(Table14[[#This Row],[Total Existing Consumption\n(kWh)]]-Table14[[#This Row],[Total Proposed Consumption\n(kWh)]],\"\")))","v":0},{"$f":"IF(Table14[[#This Row],[Energy Savings\n(kWh)]]<=0,\"NA\",IF(OR(ISNUMBER(SEARCH(\"Terminal\",I66)),ISNUMBER(SEARCH(\"Ductless\",I66))),  IF( ISBLANK(Table14[[#This Row],[Quantity]]),\"\", IFERROR(Table14[[#This Row],[Quantity]]*Table14[[#This Row],[Rebate (CAD)]],\"\")),\n                      IF( OR(ISBLANK(Table14[[#This Row],[Quantity]]),ISBLANK(Table14[[#This Row],[Tons]])),\"\", IFERROR(Table14[[#This Row],[Quantity]]*Table14[[#This Row],[Tons]]*Table14[[#This Row],[Rebate (CAD)]],\"\"))))","v":"NA"}]
[null,null,null,null,null,null,{"$f":"Table14[[#This Row],[Total Existing Heating Energy Consumption\n(kWh)]]+Table14[[#This Row],[Total Existing Cooling Energy Consumption\n(kWh)]]","v":0},null,null,null,null,{"$f":"IF(ISBLANK(Table14[[#This Row],[Existing Technology]]),\"\", IFERROR(INDEX('Non-Lighting Index Table'!$J$20:$J$23,MATCH(Table14[[#This Row],[Retrofit Technology]],'Non-Lighting Index Table'!$D$20:$D$23,0)),\"\"))","v":""},{"$f":"IF(ISBLANK(Table14[[#This Row],[Existing Technology]]),\"\", IFERROR(INDEX('Non-Lighting Index Table'!$K$20:$K$23,MATCH(Table14[[#This Row],[Retrofit Technology]],'Non-Lighting Index Table'!$D$20:$D$23,0)),\"\"))","v":""},{"$f":"IF(ISBLANK(Table14[[#This Row],[Existing Technology]]),\"\", IFERROR(INDEX('Non-Lighting Index Table'!$G$20:$G$23,MATCH(Table14[[#This Row],[Existing Technology]],'Non-Lighting Index Table'!$C$20:$C$23,0)),\"\"))","v":""},{"$f":"IF(ISBLANK(Table14[[#This Row],[Retrofit Technology]]),\"\", IFERROR(INDEX('Non-Lighting Index Table'!$H$20:$H$23,MATCH(Table14[[#This Row],[Retrofit Technology]],'Non-Lighting Index Table'!$D$20:$D$23,0)),\"\"))","v":""},{"$f":"IF(ISBLANK(Table14[[#This Row],[Retrofit Technology]]),\"\", IFERROR(INDEX('Non-Lighting Index Table'!$I$20:$I$23,MATCH(Table14[[#This Row],[Retrofit Technology]],'Non-Lighting Index Table'!$D$20:$D$23,0)),\"\"))","v":""},null,null,null,{"$f":"Table14[[#This Row],[Total Proposed Heating Energy Consumption\n(kWh)]]+Table14[[#This Row],[Total Proposed Cooling Energy Consumption\n(kWh)]]","v":0},null,{"$f":"IF(ISBLANK(Table14[[#This Row],[Total Existing Demand\n(kW)]]),\"\", IF(ISBLANK(Table14[[#This Row],[Total Proposed Demand\n(kW)]]),\"\", IFERROR(Table14[[#This Row],[Total Existing Demand\n(kW)]]-Table14[[#This Row],[Total Proposed Demand\n(kW)]],\"\")))","v":""},{"$f":"IF(ISBLANK(Table14[[#This Row],[Total Existing Consumption\n(kWh)]]),\"\", IF(ISBLANK(Table14[[#This Row],[Total Proposed Consumption\n(kWh)]]),\"\", IFERROR(Table14[[#This Row],[Total Existing Consumption\n(kWh)]]-Table14[[#This Row],[Total Proposed Consumption\n(kWh)]],\"\")))","v":0},{"$f":"IF(Table14[[#This Row],[Energy Savings\n(kWh)]]<=0,\"NA\",IF(OR(ISNUMBER(SEARCH(\"Terminal\",I67)),ISNUMBER(SEARCH(\"Ductless\",I67))),  IF( ISBLANK(Table14[[#This Row],[Quantity]]),\"\", IFERROR(Table14[[#This Row],[Quantity]]*Table14[[#This Row],[Rebate (CAD)]],\"\")),\n                      IF( OR(ISBLANK(Table14[[#This Row],[Quantity]]),ISBLANK(Table14[[#This Row],[Tons]])),\"\", IFERROR(Table14[[#This Row],[Quantity]]*Table14[[#This Row],[Tons]]*Table14[[#This Row],[Rebate (CAD)]],\"\"))))","v":"NA"}]
[null,null,null,null,null,null,{"$f":"Table14[[#This Row],[Total Existing Heating Energy Consumption\n(kWh)]]+Table14[[#This Row],[Total Existing Cooling Energy Consumption\n(kWh)]]","v":0},null,null,null,null,{"$f":"IF(ISBLANK(Table14[[#This Row],[Existing Technology]]),\"\", IFERROR(INDEX('Non-Lighting Index Table'!$J$20:$J$23,MATCH(Table14[[#This Row],[Retrofit Technology]],'Non-Lighting Index Table'!$D$20:$D$23,0)),\"\"))","v":""},{"$f":"IF(ISBLANK(Table14[[#This Row],[Existing Technology]]),\"\", IFERROR(INDEX('Non-Lighting Index Table'!$K$20:$K$23,MATCH(Table14[[#This Row],[Retrofit Technology]],'Non-Lighting Index Table'!$D$20:$D$23,0)),\"\"))","v":""},{"$f":"IF(ISBLANK(Table14[[#This Row],[Existing Technology]]),\"\", IFERROR(INDEX('Non-Lighting Index Table'!$G$20:$G$23,MATCH(Table14[[#This Row],[Existing Technology]],'Non-Lighting Index Table'!$C$20:$C$23,0)),\"\"))","v":""},{"$f":"IF(ISBLANK(Table14[[#This Row],[Retrofit Technology]]),\"\", IFERROR(INDEX('Non-Lighting Index Table'!$H$20:$H$23,MATCH(Table14[[#This Row],[Retrofit Technology]],'Non-Lighting Index Table'!$D$20:$D$23,0)),\"\"))","v":""},{"$f":"IF(ISBLANK(Table14[[#This Row],[Retrofit Technology]]),\"\", IFERROR(INDEX('Non-Lighting Index Table'!$I$20:$I$23,MATCH(Table14[[#This Row],[Retrofit Technology]],'Non-Lighting Index Table'!$D$20:$D$23,0)),\"\"))","v":""},null,null,null,{"$f":"Table14[[#This Row],[Total Proposed Heating Energy Consumption\n(kWh)]]+Table14[[#This Row],[Total Proposed Cooling Energy Consumption\n(kWh)]]","v":0},null,{"$f":"IF(ISBLANK(Table14[[#This Row],[Total Existing Demand\n(kW)]]),\"\", IF(ISBLANK(Table14[[#This Row],[Total Proposed Demand\n(kW)]]),\"\", IFERROR(Table14[[#This Row],[Total Existing Demand\n(kW)]]-Table14[[#This Row],[Total Proposed Demand\n(kW)]],\"\")))","v":""},{"$f":"IF(ISBLANK(Table14[[#This Row],[Total Existing Consumption\n(kWh)]]),\"\", IF(ISBLANK(Table14[[#This Row],[Total Proposed Consumption\n(kWh)]]),\"\", IFERROR(Table14[[#This Row],[Total Existing Consumption\n(kWh)]]-Table14[[#This Row],[Total Proposed Consumption\n(kWh)]],\"\")))","v":0},{"$f":"IF(Table14[[#This Row],[Energy Savings\n(kWh)]]<=0,\"NA\",IF(OR(ISNUMBER(SEARCH(\"Terminal\",I68)),ISNUMBER(SEARCH(\"Ductless\",I68))),  IF( ISBLANK(Table14[[#This Row],[Quantity]]),\"\", IFERROR(Table14[[#This Row],[Quantity]]*Table14[[#This Row],[Rebate (CAD)]],\"\")),\n                      IF( OR(ISBLANK(Table14[[#This Row],[Quantity]]),ISBLANK(Table14[[#This Row],[Tons]])),\"\", IFERROR(Table14[[#This Row],[Quantity]]*Table14[[#This Row],[Tons]]*Table14[[#This Row],[Rebate (CAD)]],\"\"))))","v":"NA"}]
[null,null,null,null,null,null,{"$f":"Table14[[#This Row],[Total Existing Heating Energy Consumption\n(kWh)]]+Table14[[#This Row],[Total Existing Cooling Energy Consumption\n(kWh)]]","v":0},null,null,null,null,{"$f":"IF(ISBLANK(Table14[[#This Row],[Existing Technology]]),\"\", IFERROR(INDEX('Non-Lighting Index Table'!$J$20:$J$23,MATCH(Table14[[#This Row],[Retrofit Technology]],'Non-Lighting Index Table'!$D$20:$D$23,0)),\"\"))","v":""},{"$f":"IF(ISBLANK(Table14[[#This Row],[Existing Technology]]),\"\", IFERROR(INDEX('Non-Lighting Index Table'!$K$20:$K$23,MATCH(Table14[[#This Row],[Retrofit Technology]],'Non-Lighting Index Table'!$D$20:$D$23,0)),\"\"))","v":""},{"$f":"IF(ISBLANK(Table14[[#This Row],[Existing Technology]]),\"\", IFERROR(INDEX('Non-Lighting Index Table'!$G$20:$G$23,MATCH(Table14[[#This Row],[Existing Technology]],'Non-Lighting Index Table'!$C$20:$C$23,0)),\"\"))","v":""},{"$f":"IF(ISBLANK(Table14[[#This Row],[Retrofit Technology]]),\"\", IFERROR(INDEX('Non-Lighting Index Table'!$H$20:$H$23,MATCH(Table14[[#This Row],[Retrofit Technology]],'Non-Lighting Index Table'!$D$20:$D$23,0)),\"\"))","v":""},{"$f":"IF(ISBLANK(Table14[[#This Row],[Retrofit Technology]]),\"\", IFERROR(INDEX('Non-Lighting Index Table'!$I$20:$I$23,MATCH(Table14[[#This Row],[Retrofit Technology]],'Non-Lighting Index Table'!$D$20:$D$23,0)),\"\"))","v":""},null,null,null,{"$f":"Table14[[#This Row],[Total Proposed Heating Energy Consumption\n(kWh)]]+Table14[[#This Row],[Total Proposed Cooling Energy Consumption\n(kWh)]]","v":0},null,{"$f":"IF(ISBLANK(Table14[[#This Row],[Total Existing Demand\n(kW)]]),\"\", IF(ISBLANK(Table14[[#This Row],[Total Proposed Demand\n(kW)]]),\"\", IFERROR(Table14[[#This Row],[Total Existing Demand\n(kW)]]-Table14[[#This Row],[Total Proposed Demand\n(kW)]],\"\")))","v":""},{"$f":"IF(ISBLANK(Table14[[#This Row],[Total Existing Consumption\n(kWh)]]),\"\", IF(ISBLANK(Table14[[#This Row],[Total Proposed Consumption\n(kWh)]]),\"\", IFERROR(Table14[[#This Row],[Total Existing Consumption\n(kWh)]]-Table14[[#This Row],[Total Proposed Consumption\n(kWh)]],\"\")))","v":0},{"$f":"IF(Table14[[#This Row],[Energy Savings\n(kWh)]]<=0,\"NA\",IF(OR(ISNUMBER(SEARCH(\"Terminal\",I69)),ISNUMBER(SEARCH(\"Ductless\",I69))),  IF( ISBLANK(Table14[[#This Row],[Quantity]]),\"\", IFERROR(Table14[[#This Row],[Quantity]]*Table14[[#This Row],[Rebate (CAD)]],\"\")),\n                      IF( OR(ISBLANK(Table14[[#This Row],[Quantity]]),ISBLANK(Table14[[#This Row],[Tons]])),\"\", IFERROR(Table14[[#This Row],[Quantity]]*Table14[[#This Row],[Tons]]*Table14[[#This Row],[Rebate (CAD)]],\"\"))))","v":"NA"}]
[null,null,null,null,null,null,{"$f":"Table14[[#This Row],[Total Existing Heating Energy Consumption\n(kWh)]]+Table14[[#This Row],[Total Existing Cooling Energy Consumption\n(kWh)]]","v":0},null,null,null,null,{"$f":"IF(ISBLANK(Table14[[#This Row],[Existing Technology]]),\"\", IFERROR(INDEX('Non-Lighting Index Table'!$J$20:$J$23,MATCH(Table14[[#This Row],[Retrofit Technology]],'Non-Lighting Index Table'!$D$20:$D$23,0)),\"\"))","v":""},{"$f":"IF(ISBLANK(Table14[[#This Row],[Existing Technology]]),\"\", IFERROR(INDEX('Non-Lighting Index Table'!$K$20:$K$23,MATCH(Table14[[#This Row],[Retrofit Technology]],'Non-Lighting Index Table'!$D$20:$D$23,0)),\"\"))","v":""},{"$f":"IF(ISBLANK(Table14[[#This Row],[Existing Technology]]),\"\", IFERROR(INDEX('Non-Lighting Index Table'!$G$20:$G$23,MATCH(Table14[[#This Row],[Existing Technology]],'Non-Lighting Index Table'!$C$20:$C$23,0)),\"\"))","v":""},{"$f":"IF(ISBLANK(Table14[[#This Row],[Retrofit Technology]]),\"\", IFERROR(INDEX('Non-Lighting Index Table'!$H$20:$H$23,MATCH(Table14[[#This Row],[Retrofit Technology]],'Non-Lighting Index Table'!$D$20:$D$23,0)),\"\"))","v":""},{"$f":"IF(ISBLANK(Table14[[#This Row],[Retrofit Technology]]),\"\", IFERROR(INDEX('Non-Lighting Index Table'!$I$20:$I$23,MATCH(Table14[[#This Row],[Retrofit Technology]],'Non-Lighting Index Table'!$D$20:$D$23,0)),\"\"))","v":""},null,null,null,{"$f":"Table14[[#This Row],[Total Proposed Heating Energy Consumption\n(kWh)]]+Table14[[#This Row],[Total Proposed Cooling Energy Consumption\n(kWh)]]","v":0},null,{"$f":"IF(ISBLANK(Table14[[#This Row],[Total Existing Demand\n(kW)]]),\"\", IF(ISBLANK(Table14[[#This Row],[Total Proposed Demand\n(kW)]]),\"\", IFERROR(Table14[[#This Row],[Total Existing Demand\n(kW)]]-Table14[[#This Row],[Total Proposed Demand\n(kW)]],\"\")))","v":""},{"$f":"IF(ISBLANK(Table14[[#This Row],[Total Existing Consumption\n(kWh)]]),\"\", IF(ISBLANK(Table14[[#This Row],[Total Proposed Consumption\n(kWh)]]),\"\", IFERROR(Table14[[#This Row],[Total Existing Consumption\n(kWh)]]-Table14[[#This Row],[Total Proposed Consumption\n(kWh)]],\"\")))","v":0},{"$f":"IF(Table14[[#This Row],[Energy Savings\n(kWh)]]<=0,\"NA\",IF(OR(ISNUMBER(SEARCH(\"Terminal\",I70)),ISNUMBER(SEARCH(\"Ductless\",I70))),  IF( ISBLANK(Table14[[#This Row],[Quantity]]),\"\", IFERROR(Table14[[#This Row],[Quantity]]*Table14[[#This Row],[Rebate (CAD)]],\"\")),\n                      IF( OR(ISBLANK(Table14[[#This Row],[Quantity]]),ISBLANK(Table14[[#This Row],[Tons]])),\"\", IFERROR(Table14[[#This Row],[Quantity]]*Table14[[#This Row],[Tons]]*Table14[[#This Row],[Rebate (CAD)]],\"\"))))","v":"NA"}]
[null,null,null,null,null,null,{"$f":"Table14[[#This Row],[Total Existing Heating Energy Consumption\n(kWh)]]+Table14[[#This Row],[Total Existing Cooling Energy Consumption\n(kWh)]]","v":0},null,null,null,null,{"$f":"IF(ISBLANK(Table14[[#This Row],[Existing Technology]]),\"\", IFERROR(INDEX('Non-Lighting Index Table'!$J$20:$J$23,MATCH(Table14[[#This Row],[Retrofit Technology]],'Non-Lighting Index Table'!$D$20:$D$23,0)),\"\"))","v":""},{"$f":"IF(ISBLANK(Table14[[#This Row],[Existing Technology]]),\"\", IFERROR(INDEX('Non-Lighting Index Table'!$K$20:$K$23,MATCH(Table14[[#This Row],[Retrofit Technology]],'Non-Lighting Index Table'!$D$20:$D$23,0)),\"\"))","v":""},{"$f":"IF(ISBLANK(Table14[[#This Row],[Existing Technology]]),\"\", IFERROR(INDEX('Non-Lighting Index Table'!$G$20:$G$23,MATCH(Table14[[#This Row],[Existing Technology]],'Non-Lighting Index Table'!$C$20:$C$23,0)),\"\"))","v":""},{"$f":"IF(ISBLANK(Table14[[#This Row],[Retrofit Technology]]),\"\", IFERROR(INDEX('Non-Lighting Index Table'!$H$20:$H$23,MATCH(Table14[[#This Row],[Retrofit Technology]],'Non-Lighting Index Table'!$D$20:$D$23,0)),\"\"))","v":""},{"$f":"IF(ISBLANK(Table14[[#This Row],[Retrofit Technology]]),\"\", IFERROR(INDEX('Non-Lighting Index Table'!$I$20:$I$23,MATCH(Table14[[#This Row],[Retrofit Technology]],'Non-Lighting Index Table'!$D$20:$D$23,0)),\"\"))","v":""},null,null,null,{"$f":"Table14[[#This Row],[Total Proposed Heating Energy Consumption\n(kWh)]]+Table14[[#This Row],[Total Proposed Cooling Energy Consumption\n(kWh)]]","v":0},null,{"$f":"IF(ISBLANK(Table14[[#This Row],[Total Existing Demand\n(kW)]]),\"\", IF(ISBLANK(Table14[[#This Row],[Total Proposed Demand\n(kW)]]),\"\", IFERROR(Table14[[#This Row],[Total Existing Demand\n(kW)]]-Table14[[#This Row],[Total Proposed Demand\n(kW)]],\"\")))","v":""},{"$f":"IF(ISBLANK(Table14[[#This Row],[Total Existing Consumption\n(kWh)]]),\"\", IF(ISBLANK(Table14[[#This Row],[Total Proposed Consumption\n(kWh)]]),\"\", IFERROR(Table14[[#This Row],[Total Existing Consumption\n(kWh)]]-Table14[[#This Row],[Total Proposed Consumption\n(kWh)]],\"\")))","v":0},{"$f":"IF(Table14[[#This Row],[Energy Savings\n(kWh)]]<=0,\"NA\",IF(OR(ISNUMBER(SEARCH(\"Terminal\",I71)),ISNUMBER(SEARCH(\"Ductless\",I71))),  IF( ISBLANK(Table14[[#This Row],[Quantity]]),\"\", IFERROR(Table14[[#This Row],[Quantity]]*Table14[[#This Row],[Rebate (CAD)]],\"\")),\n                      IF( OR(ISBLANK(Table14[[#This Row],[Quantity]]),ISBLANK(Table14[[#This Row],[Tons]])),\"\", IFERROR(Table14[[#This Row],[Quantity]]*Table14[[#This Row],[Tons]]*Table14[[#This Row],[Rebate (CAD)]],\"\"))))","v":"NA"}]
[null,null,null,null,null,null,{"$f":"Table14[[#This Row],[Total Existing Heating Energy Consumption\n(kWh)]]+Table14[[#This Row],[Total Existing Cooling Energy Consumption\n(kWh)]]","v":0},null,null,null,null,{"$f":"IF(ISBLANK(Table14[[#This Row],[Existing Technology]]),\"\", IFERROR(INDEX('Non-Lighting Index Table'!$J$20:$J$23,MATCH(Table14[[#This Row],[Retrofit Technology]],'Non-Lighting Index Table'!$D$20:$D$23,0)),\"\"))","v":""},{"$f":"IF(ISBLANK(Table14[[#This Row],[Existing Technology]]),\"\", IFERROR(INDEX('Non-Lighting Index Table'!$K$20:$K$23,MATCH(Table14[[#This Row],[Retrofit Technology]],'Non-Lighting Index Table'!$D$20:$D$23,0)),\"\"))","v":""},{"$f":"IF(ISBLANK(Table14[[#This Row],[Existing Technology]]),\"\", IFERROR(INDEX('Non-Lighting Index Table'!$G$20:$G$23,MATCH(Table14[[#This Row],[Existing Technology]],'Non-Lighting Index Table'!$C$20:$C$23,0)),\"\"))","v":""},{"$f":"IF(ISBLANK(Table14[[#This Row],[Retrofit Technology]]),\"\", IFERROR(INDEX('Non-Lighting Index Table'!$H$20:$H$23,MATCH(Table14[[#This Row],[Retrofit Technology]],'Non-Lighting Index Table'!$D$20:$D$23,0)),\"\"))","v":""},{"$f":"IF(ISBLANK(Table14[[#This Row],[Retrofit Technology]]),\"\", IFERROR(INDEX('Non-Lighting Index Table'!$I$20:$I$23,MATCH(Table14[[#This Row],[Retrofit Technology]],'Non-Lighting Index Table'!$D$20:$D$23,0)),\"\"))","v":""},null,null,null,{"$f":"Table14[[#This Row],[Total Proposed Heating Energy Consumption\n(kWh)]]+Table14[[#This Row],[Total Proposed Cooling Energy Consumption\n(kWh)]]","v":0},null,{"$f":"IF(ISBLANK(Table14[[#This Row],[Total Existing Demand\n(kW)]]),\"\", IF(ISBLANK(Table14[[#This Row],[Total Proposed Demand\n(kW)]]),\"\", IFERROR(Table14[[#This Row],[Total Existing Demand\n(kW)]]-Table14[[#This Row],[Total Proposed Demand\n(kW)]],\"\")))","v":""},{"$f":"IF(ISBLANK(Table14[[#This Row],[Total Existing Consumption\n(kWh)]]),\"\", IF(ISBLANK(Table14[[#This Row],[Total Proposed Consumption\n(kWh)]]),\"\", IFERROR(Table14[[#This Row],[Total Existing Consumption\n(kWh)]]-Table14[[#This Row],[Total Proposed Consumption\n(kWh)]],\"\")))","v":0},{"$f":"IF(Table14[[#This Row],[Energy Savings\n(kWh)]]<=0,\"NA\",IF(OR(ISNUMBER(SEARCH(\"Terminal\",I72)),ISNUMBER(SEARCH(\"Ductless\",I72))),  IF( ISBLANK(Table14[[#This Row],[Quantity]]),\"\", IFERROR(Table14[[#This Row],[Quantity]]*Table14[[#This Row],[Rebate (CAD)]],\"\")),\n                      IF( OR(ISBLANK(Table14[[#This Row],[Quantity]]),ISBLANK(Table14[[#This Row],[Tons]])),\"\", IFERROR(Table14[[#This Row],[Quantity]]*Table14[[#This Row],[Tons]]*Table14[[#This Row],[Rebate (CAD)]],\"\"))))","v":"NA"}]
[null,null,null,null,null,null,{"$f":"Table14[[#This Row],[Total Existing Heating Energy Consumption\n(kWh)]]+Table14[[#This Row],[Total Existing Cooling Energy Consumption\n(kWh)]]","v":0},null,null,null,null,{"$f":"IF(ISBLANK(Table14[[#This Row],[Existing Technology]]),\"\", IFERROR(INDEX('Non-Lighting Index Table'!$J$20:$J$23,MATCH(Table14[[#This Row],[Retrofit Technology]],'Non-Lighting Index Table'!$D$20:$D$23,0)),\"\"))","v":""},{"$f":"IF(ISBLANK(Table14[[#This Row],[Existing Technology]]),\"\", IFERROR(INDEX('Non-Lighting Index Table'!$K$20:$K$23,MATCH(Table14[[#This Row],[Retrofit Technology]],'Non-Lighting Index Table'!$D$20:$D$23,0)),\"\"))","v":""},{"$f":"IF(ISBLANK(Table14[[#This Row],[Existing Technology]]),\"\", IFERROR(INDEX('Non-Lighting Index Table'!$G$20:$G$23,MATCH(Table14[[#This Row],[Existing Technology]],'Non-Lighting Index Table'!$C$20:$C$23,0)),\"\"))","v":""},{"$f":"IF(ISBLANK(Table14[[#This Row],[Retrofit Technology]]),\"\", IFERROR(INDEX('Non-Lighting Index Table'!$H$20:$H$23,MATCH(Table14[[#This Row],[Retrofit Technology]],'Non-Lighting Index Table'!$D$20:$D$23,0)),\"\"))","v":""},{"$f":"IF(ISBLANK(Table14[[#This Row],[Retrofit Technology]]),\"\", IFERROR(INDEX('Non-Lighting Index Table'!$I$20:$I$23,MATCH(Table14[[#This Row],[Retrofit Technology]],'Non-Lighting Index Table'!$D$20:$D$23,0)),\"\"))","v":""},null,null,null,{"$f":"Table14[[#This Row],[Total Proposed Heating Energy Consumption\n(kWh)]]+Table14[[#This Row],[Total Proposed Cooling Energy Consumption\n(kWh)]]","v":0},null,{"$f":"IF(ISBLANK(Table14[[#This Row],[Total Existing Demand\n(kW)]]),\"\", IF(ISBLANK(Table14[[#This Row],[Total Proposed Demand\n(kW)]]),\"\", IFERROR(Table14[[#This Row],[Total Existing Demand\n(kW)]]-Table14[[#This Row],[Total Proposed Demand\n(kW)]],\"\")))","v":""},{"$f":"IF(ISBLANK(Table14[[#This Row],[Total Existing Consumption\n(kWh)]]),\"\", IF(ISBLANK(Table14[[#This Row],[Total Proposed Consumption\n(kWh)]]),\"\", IFERROR(Table14[[#This Row],[Total Existing Consumption\n(kWh)]]-Table14[[#This Row],[Total Proposed Consumption\n(kWh)]],\"\")))","v":0},{"$f":"IF(Table14[[#This Row],[Energy Savings\n(kWh)]]<=0,\"NA\",IF(OR(ISNUMBER(SEARCH(\"Terminal\",I73)),ISNUMBER(SEARCH(\"Ductless\",I73))),  IF( ISBLANK(Table14[[#This Row],[Quantity]]),\"\", IFERROR(Table14[[#This Row],[Quantity]]*Table14[[#This Row],[Rebate (CAD)]],\"\")),\n                      IF( OR(ISBLANK(Table14[[#This Row],[Quantity]]),ISBLANK(Table14[[#This Row],[Tons]])),\"\", IFERROR(Table14[[#This Row],[Quantity]]*Table14[[#This Row],[Tons]]*Table14[[#This Row],[Rebate (CAD)]],\"\"))))","v":"NA"}]
[null,null,null,null,null,null,{"$f":"Table14[[#This Row],[Total Existing Heating Energy Consumption\n(kWh)]]+Table14[[#This Row],[Total Existing Cooling Energy Consumption\n(kWh)]]","v":0},null,null,null,null,{"$f":"IF(ISBLANK(Table14[[#This Row],[Existing Technology]]),\"\", IFERROR(INDEX('Non-Lighting Index Table'!$J$20:$J$23,MATCH(Table14[[#This Row],[Retrofit Technology]],'Non-Lighting Index Table'!$D$20:$D$23,0)),\"\"))","v":""},{"$f":"IF(ISBLANK(Table14[[#This Row],[Existing Technology]]),\"\", IFERROR(INDEX('Non-Lighting Index Table'!$K$20:$K$23,MATCH(Table14[[#This Row],[Retrofit Technology]],'Non-Lighting Index Table'!$D$20:$D$23,0)),\"\"))","v":""},{"$f":"IF(ISBLANK(Table14[[#This Row],[Existing Technology]]),\"\", IFERROR(INDEX('Non-Lighting Index Table'!$G$20:$G$23,MATCH(Table14[[#This Row],[Existing Technology]],'Non-Lighting Index Table'!$C$20:$C$23,0)),\"\"))","v":""},{"$f":"IF(ISBLANK(Table14[[#This Row],[Retrofit Technology]]),\"\", IFERROR(INDEX('Non-Lighting Index Table'!$H$20:$H$23,MATCH(Table14[[#This Row],[Retrofit Technology]],'Non-Lighting Index Table'!$D$20:$D$23,0)),\"\"))","v":""},{"$f":"IF(ISBLANK(Table14[[#This Row],[Retrofit Technology]]),\"\", IFERROR(INDEX('Non-Lighting Index Table'!$I$20:$I$23,MATCH(Table14[[#This Row],[Retrofit Technology]],'Non-Lighting Index Table'!$D$20:$D$23,0)),\"\"))","v":""},null,null,null,{"$f":"Table14[[#This Row],[Total Proposed Heating Energy Consumption\n(kWh)]]+Table14[[#This Row],[Total Proposed Cooling Energy Consumption\n(kWh)]]","v":0},null,{"$f":"IF(ISBLANK(Table14[[#This Row],[Total Existing Demand\n(kW)]]),\"\", IF(ISBLANK(Table14[[#This Row],[Total Proposed Demand\n(kW)]]),\"\", IFERROR(Table14[[#This Row],[Total Existing Demand\n(kW)]]-Table14[[#This Row],[Total Proposed Demand\n(kW)]],\"\")))","v":""},{"$f":"IF(ISBLANK(Table14[[#This Row],[Total Existing Consumption\n(kWh)]]),\"\", IF(ISBLANK(Table14[[#This Row],[Total Proposed Consumption\n(kWh)]]),\"\", IFERROR(Table14[[#This Row],[Total Existing Consumption\n(kWh)]]-Table14[[#This Row],[Total Proposed Consumption\n(kWh)]],\"\")))","v":0},{"$f":"IF(Table14[[#This Row],[Energy Savings\n(kWh)]]<=0,\"NA\",IF(OR(ISNUMBER(SEARCH(\"Terminal\",I74)),ISNUMBER(SEARCH(\"Ductless\",I74))),  IF( ISBLANK(Table14[[#This Row],[Quantity]]),\"\", IFERROR(Table14[[#This Row],[Quantity]]*Table14[[#This Row],[Rebate (CAD)]],\"\")),\n                      IF( OR(ISBLANK(Table14[[#This Row],[Quantity]]),ISBLANK(Table14[[#This Row],[Tons]])),\"\", IFERROR(Table14[[#This Row],[Quantity]]*Table14[[#This Row],[Tons]]*Table14[[#This Row],[Rebate (CAD)]],\"\"))))","v":"NA"}]
[null,null,null,null,null,null,{"$f":"Table14[[#This Row],[Total Existing Heating Energy Consumption\n(kWh)]]+Table14[[#This Row],[Total Existing Cooling Energy Consumption\n(kWh)]]","v":0},null,null,null,null,{"$f":"IF(ISBLANK(Table14[[#This Row],[Existing Technology]]),\"\", IFERROR(INDEX('Non-Lighting Index Table'!$J$20:$J$23,MATCH(Table14[[#This Row],[Retrofit Technology]],'Non-Lighting Index Table'!$D$20:$D$23,0)),\"\"))","v":""},{"$f":"IF(ISBLANK(Table14[[#This Row],[Existing Technology]]),\"\", IFERROR(INDEX('Non-Lighting Index Table'!$K$20:$K$23,MATCH(Table14[[#This Row],[Retrofit Technology]],'Non-Lighting Index Table'!$D$20:$D$23,0)),\"\"))","v":""},{"$f":"IF(ISBLANK(Table14[[#This Row],[Existing Technology]]),\"\", IFERROR(INDEX('Non-Lighting Index Table'!$G$20:$G$23,MATCH(Table14[[#This Row],[Existing Technology]],'Non-Lighting Index Table'!$C$20:$C$23,0)),\"\"))","v":""},{"$f":"IF(ISBLANK(Table14[[#This Row],[Retrofit Technology]]),\"\", IFERROR(INDEX('Non-Lighting Index Table'!$H$20:$H$23,MATCH(Table14[[#This Row],[Retrofit Technology]],'Non-Lighting Index Table'!$D$20:$D$23,0)),\"\"))","v":""},{"$f":"IF(ISBLANK(Table14[[#This Row],[Retrofit Technology]]),\"\", IFERROR(INDEX('Non-Lighting Index Table'!$I$20:$I$23,MATCH(Table14[[#This Row],[Retrofit Technology]],'Non-Lighting Index Table'!$D$20:$D$23,0)),\"\"))","v":""},null,null,null,{"$f":"Table14[[#This Row],[Total Proposed Heating Energy Consumption\n(kWh)]]+Table14[[#This Row],[Total Proposed Cooling Energy Consumption\n(kWh)]]","v":0},null,{"$f":"IF(ISBLANK(Table14[[#This Row],[Total Existing Demand\n(kW)]]),\"\", IF(ISBLANK(Table14[[#This Row],[Total Proposed Demand\n(kW)]]),\"\", IFERROR(Table14[[#This Row],[Total Existing Demand\n(kW)]]-Table14[[#This Row],[Total Proposed Demand\n(kW)]],\"\")))","v":""},{"$f":"IF(ISBLANK(Table14[[#This Row],[Total Existing Consumption\n(kWh)]]),\"\", IF(ISBLANK(Table14[[#This Row],[Total Proposed Consumption\n(kWh)]]),\"\", IFERROR(Table14[[#This Row],[Total Existing Consumption\n(kWh)]]-Table14[[#This Row],[Total Proposed Consumption\n(kWh)]],\"\")))","v":0},{"$f":"IF(Table14[[#This Row],[Energy Savings\n(kWh)]]<=0,\"NA\",IF(OR(ISNUMBER(SEARCH(\"Terminal\",I75)),ISNUMBER(SEARCH(\"Ductless\",I75))),  IF( ISBLANK(Table14[[#This Row],[Quantity]]),\"\", IFERROR(Table14[[#This Row],[Quantity]]*Table14[[#This Row],[Rebate (CAD)]],\"\")),\n                      IF( OR(ISBLANK(Table14[[#This Row],[Quantity]]),ISBLANK(Table14[[#This Row],[Tons]])),\"\", IFERROR(Table14[[#This Row],[Quantity]]*Table14[[#This Row],[Tons]]*Table14[[#This Row],[Rebate (CAD)]],\"\"))))","v":"NA"}]
[null,null,null,null,null,null,{"$f":"Table14[[#This Row],[Total Existing Heating Energy Consumption\n(kWh)]]+Table14[[#This Row],[Total Existing Cooling Energy Consumption\n(kWh)]]","v":0},null,null,null,null,{"$f":"IF(ISBLANK(Table14[[#This Row],[Existing Technology]]),\"\", IFERROR(INDEX('Non-Lighting Index Table'!$J$20:$J$23,MATCH(Table14[[#This Row],[Retrofit Technology]],'Non-Lighting Index Table'!$D$20:$D$23,0)),\"\"))","v":""},{"$f":"IF(ISBLANK(Table14[[#This Row],[Existing Technology]]),\"\", IFERROR(INDEX('Non-Lighting Index Table'!$K$20:$K$23,MATCH(Table14[[#This Row],[Retrofit Technology]],'Non-Lighting Index Table'!$D$20:$D$23,0)),\"\"))","v":""},{"$f":"IF(ISBLANK(Table14[[#This Row],[Existing Technology]]),\"\", IFERROR(INDEX('Non-Lighting Index Table'!$G$20:$G$23,MATCH(Table14[[#This Row],[Existing Technology]],'Non-Lighting Index Table'!$C$20:$C$23,0)),\"\"))","v":""},{"$f":"IF(ISBLANK(Table14[[#This Row],[Retrofit Technology]]),\"\", IFERROR(INDEX('Non-Lighting Index Table'!$H$20:$H$23,MATCH(Table14[[#This Row],[Retrofit Technology]],'Non-Lighting Index Table'!$D$20:$D$23,0)),\"\"))","v":""},{"$f":"IF(ISBLANK(Table14[[#This Row],[Retrofit Technology]]),\"\", IFERROR(INDEX('Non-Lighting Index Table'!$I$20:$I$23,MATCH(Table14[[#This Row],[Retrofit Technology]],'Non-Lighting Index Table'!$D$20:$D$23,0)),\"\"))","v":""},null,null,null,{"$f":"Table14[[#This Row],[Total Proposed Heating Energy Consumption\n(kWh)]]+Table14[[#This Row],[Total Proposed Cooling Energy Consumption\n(kWh)]]","v":0},null,{"$f":"IF(ISBLANK(Table14[[#This Row],[Total Existing Demand\n(kW)]]),\"\", IF(ISBLANK(Table14[[#This Row],[Total Proposed Demand\n(kW)]]),\"\", IFERROR(Table14[[#This Row],[Total Existing Demand\n(kW)]]-Table14[[#This Row],[Total Proposed Demand\n(kW)]],\"\")))","v":""},{"$f":"IF(ISBLANK(Table14[[#This Row],[Total Existing Consumption\n(kWh)]]),\"\", IF(ISBLANK(Table14[[#This Row],[Total Proposed Consumption\n(kWh)]]),\"\", IFERROR(Table14[[#This Row],[Total Existing Consumption\n(kWh)]]-Table14[[#This Row],[Total Proposed Consumption\n(kWh)]],\"\")))","v":0},{"$f":"IF(Table14[[#This Row],[Energy Savings\n(kWh)]]<=0,\"NA\",IF(OR(ISNUMBER(SEARCH(\"Terminal\",I76)),ISNUMBER(SEARCH(\"Ductless\",I76))),  IF( ISBLANK(Table14[[#This Row],[Quantity]]),\"\", IFERROR(Table14[[#This Row],[Quantity]]*Table14[[#This Row],[Rebate (CAD)]],\"\")),\n                      IF( OR(ISBLANK(Table14[[#This Row],[Quantity]]),ISBLANK(Table14[[#This Row],[Tons]])),\"\", IFERROR(Table14[[#This Row],[Quantity]]*Table14[[#This Row],[Tons]]*Table14[[#This Row],[Rebate (CAD)]],\"\"))))","v":"NA"}]
[null,null,null,null,null,null,{"$f":"Table14[[#This Row],[Total Existing Heating Energy Consumption\n(kWh)]]+Table14[[#This Row],[Total Existing Cooling Energy Consumption\n(kWh)]]","v":0},null,null,null,null,{"$f":"IF(ISBLANK(Table14[[#This Row],[Existing Technology]]),\"\", IFERROR(INDEX('Non-Lighting Index Table'!$J$20:$J$23,MATCH(Table14[[#This Row],[Retrofit Technology]],'Non-Lighting Index Table'!$D$20:$D$23,0)),\"\"))","v":""},{"$f":"IF(ISBLANK(Table14[[#This Row],[Existing Technology]]),\"\", IFERROR(INDEX('Non-Lighting Index Table'!$K$20:$K$23,MATCH(Table14[[#This Row],[Retrofit Technology]],'Non-Lighting Index Table'!$D$20:$D$23,0)),\"\"))","v":""},{"$f":"IF(ISBLANK(Table14[[#This Row],[Existing Technology]]),\"\", IFERROR(INDEX('Non-Lighting Index Table'!$G$20:$G$23,MATCH(Table14[[#This Row],[Existing Technology]],'Non-Lighting Index Table'!$C$20:$C$23,0)),\"\"))","v":""},{"$f":"IF(ISBLANK(Table14[[#This Row],[Retrofit Technology]]),\"\", IFERROR(INDEX('Non-Lighting Index Table'!$H$20:$H$23,MATCH(Table14[[#This Row],[Retrofit Technology]],'Non-Lighting Index Table'!$D$20:$D$23,0)),\"\"))","v":""},{"$f":"IF(ISBLANK(Table14[[#This Row],[Retrofit Technology]]),\"\", IFERROR(INDEX('Non-Lighting Index Table'!$I$20:$I$23,MATCH(Table14[[#This Row],[Retrofit Technology]],'Non-Lighting Index Table'!$D$20:$D$23,0)),\"\"))","v":""},null,null,null,{"$f":"Table14[[#This Row],[Total Proposed Heating Energy Consumption\n(kWh)]]+Table14[[#This Row],[Total Proposed Cooling Energy Consumption\n(kWh)]]","v":0},null,{"$f":"IF(ISBLANK(Table14[[#This Row],[Total Existing Demand\n(kW)]]),\"\", IF(ISBLANK(Table14[[#This Row],[Total Proposed Demand\n(kW)]]),\"\", IFERROR(Table14[[#This Row],[Total Existing Demand\n(kW)]]-Table14[[#This Row],[Total Proposed Demand\n(kW)]],\"\")))","v":""},{"$f":"IF(ISBLANK(Table14[[#This Row],[Total Existing Consumption\n(kWh)]]),\"\", IF(ISBLANK(Table14[[#This Row],[Total Proposed Consumption\n(kWh)]]),\"\", IFERROR(Table14[[#This Row],[Total Existing Consumption\n(kWh)]]-Table14[[#This Row],[Total Proposed Consumption\n(kWh)]],\"\")))","v":0},{"$f":"IF(Table14[[#This Row],[Energy Savings\n(kWh)]]<=0,\"NA\",IF(OR(ISNUMBER(SEARCH(\"Terminal\",I77)),ISNUMBER(SEARCH(\"Ductless\",I77))),  IF( ISBLANK(Table14[[#This Row],[Quantity]]),\"\", IFERROR(Table14[[#This Row],[Quantity]]*Table14[[#This Row],[Rebate (CAD)]],\"\")),\n                      IF( OR(ISBLANK(Table14[[#This Row],[Quantity]]),ISBLANK(Table14[[#This Row],[Tons]])),\"\", IFERROR(Table14[[#This Row],[Quantity]]*Table14[[#This Row],[Tons]]*Table14[[#This Row],[Rebate (CAD)]],\"\"))))","v":"NA"}]
[null,null,null,null,null,null,{"$f":"Table14[[#This Row],[Total Existing Heating Energy Consumption\n(kWh)]]+Table14[[#This Row],[Total Existing Cooling Energy Consumption\n(kWh)]]","v":0},null,null,null,null,{"$f":"IF(ISBLANK(Table14[[#This Row],[Existing Technology]]),\"\", IFERROR(INDEX('Non-Lighting Index Table'!$J$20:$J$23,MATCH(Table14[[#This Row],[Retrofit Technology]],'Non-Lighting Index Table'!$D$20:$D$23,0)),\"\"))","v":""},{"$f":"IF(ISBLANK(Table14[[#This Row],[Existing Technology]]),\"\", IFERROR(INDEX('Non-Lighting Index Table'!$K$20:$K$23,MATCH(Table14[[#This Row],[Retrofit Technology]],'Non-Lighting Index Table'!$D$20:$D$23,0)),\"\"))","v":""},{"$f":"IF(ISBLANK(Table14[[#This Row],[Existing Technology]]),\"\", IFERROR(INDEX('Non-Lighting Index Table'!$G$20:$G$23,MATCH(Table14[[#This Row],[Existing Technology]],'Non-Lighting Index Table'!$C$20:$C$23,0)),\"\"))","v":""},{"$f":"IF(ISBLANK(Table14[[#This Row],[Retrofit Technology]]),\"\", IFERROR(INDEX('Non-Lighting Index Table'!$H$20:$H$23,MATCH(Table14[[#This Row],[Retrofit Technology]],'Non-Lighting Index Table'!$D$20:$D$23,0)),\"\"))","v":""},{"$f":"IF(ISBLANK(Table14[[#This Row],[Retrofit Technology]]),\"\", IFERROR(INDEX('Non-Lighting Index Table'!$I$20:$I$23,MATCH(Table14[[#This Row],[Retrofit Technology]],'Non-Lighting Index Table'!$D$20:$D$23,0)),\"\"))","v":""},null,null,null,{"$f":"Table14[[#This Row],[Total Proposed Heating Energy Consumption\n(kWh)]]+Table14[[#This Row],[Total Proposed Cooling Energy Consumption\n(kWh)]]","v":0},null,{"$f":"IF(ISBLANK(Table14[[#This Row],[Total Existing Demand\n(kW)]]),\"\", IF(ISBLANK(Table14[[#This Row],[Total Proposed Demand\n(kW)]]),\"\", IFERROR(Table14[[#This Row],[Total Existing Demand\n(kW)]]-Table14[[#This Row],[Total Proposed Demand\n(kW)]],\"\")))","v":""},{"$f":"IF(ISBLANK(Table14[[#This Row],[Total Existing Consumption\n(kWh)]]),\"\", IF(ISBLANK(Table14[[#This Row],[Total Proposed Consumption\n(kWh)]]),\"\", IFERROR(Table14[[#This Row],[Total Existing Consumption\n(kWh)]]-Table14[[#This Row],[Total Proposed Consumption\n(kWh)]],\"\")))","v":0},{"$f":"IF(Table14[[#This Row],[Energy Savings\n(kWh)]]<=0,\"NA\",IF(OR(ISNUMBER(SEARCH(\"Terminal\",I78)),ISNUMBER(SEARCH(\"Ductless\",I78))),  IF( ISBLANK(Table14[[#This Row],[Quantity]]),\"\", IFERROR(Table14[[#This Row],[Quantity]]*Table14[[#This Row],[Rebate (CAD)]],\"\")),\n                      IF( OR(ISBLANK(Table14[[#This Row],[Quantity]]),ISBLANK(Table14[[#This Row],[Tons]])),\"\", IFERROR(Table14[[#This Row],[Quantity]]*Table14[[#This Row],[Tons]]*Table14[[#This Row],[Rebate (CAD)]],\"\"))))","v":"NA"}]
[null,null,null,null,null,null,{"$f":"Table14[[#This Row],[Total Existing Heating Energy Consumption\n(kWh)]]+Table14[[#This Row],[Total Existing Cooling Energy Consumption\n(kWh)]]","v":0},null,null,null,null,{"$f":"IF(ISBLANK(Table14[[#This Row],[Existing Technology]]),\"\", IFERROR(INDEX('Non-Lighting Index Table'!$J$20:$J$23,MATCH(Table14[[#This Row],[Retrofit Technology]],'Non-Lighting Index Table'!$D$20:$D$23,0)),\"\"))","v":""},{"$f":"IF(ISBLANK(Table14[[#This Row],[Existing Technology]]),\"\", IFERROR(INDEX('Non-Lighting Index Table'!$K$20:$K$23,MATCH(Table14[[#This Row],[Retrofit Technology]],'Non-Lighting Index Table'!$D$20:$D$23,0)),\"\"))","v":""},{"$f":"IF(ISBLANK(Table14[[#This Row],[Existing Technology]]),\"\", IFERROR(INDEX('Non-Lighting Index Table'!$G$20:$G$23,MATCH(Table14[[#This Row],[Existing Technology]],'Non-Lighting Index Table'!$C$20:$C$23,0)),\"\"))","v":""},{"$f":"IF(ISBLANK(Table14[[#This Row],[Retrofit Technology]]),\"\", IFERROR(INDEX('Non-Lighting Index Table'!$H$20:$H$23,MATCH(Table14[[#This Row],[Retrofit Technology]],'Non-Lighting Index Table'!$D$20:$D$23,0)),\"\"))","v":""},{"$f":"IF(ISBLANK(Table14[[#This Row],[Retrofit Technology]]),\"\", IFERROR(INDEX('Non-Lighting Index Table'!$I$20:$I$23,MATCH(Table14[[#This Row],[Retrofit Technology]],'Non-Lighting Index Table'!$D$20:$D$23,0)),\"\"))","v":""},null,null,null,{"$f":"Table14[[#This Row],[Total Proposed Heating Energy Consumption\n(kWh)]]+Table14[[#This Row],[Total Proposed Cooling Energy Consumption\n(kWh)]]","v":0},null,{"$f":"IF(ISBLANK(Table14[[#This Row],[Total Existing Demand\n(kW)]]),\"\", IF(ISBLANK(Table14[[#This Row],[Total Proposed Demand\n(kW)]]),\"\", IFERROR(Table14[[#This Row],[Total Existing Demand\n(kW)]]-Table14[[#This Row],[Total Proposed Demand\n(kW)]],\"\")))","v":""},{"$f":"IF(ISBLANK(Table14[[#This Row],[Total Existing Consumption\n(kWh)]]),\"\", IF(ISBLANK(Table14[[#This Row],[Total Proposed Consumption\n(kWh)]]),\"\", IFERROR(Table14[[#This Row],[Total Existing Consumption\n(kWh)]]-Table14[[#This Row],[Total Proposed Consumption\n(kWh)]],\"\")))","v":0},{"$f":"IF(Table14[[#This Row],[Energy Savings\n(kWh)]]<=0,\"NA\",IF(OR(ISNUMBER(SEARCH(\"Terminal\",I79)),ISNUMBER(SEARCH(\"Ductless\",I79))),  IF( ISBLANK(Table14[[#This Row],[Quantity]]),\"\", IFERROR(Table14[[#This Row],[Quantity]]*Table14[[#This Row],[Rebate (CAD)]],\"\")),\n                      IF( OR(ISBLANK(Table14[[#This Row],[Quantity]]),ISBLANK(Table14[[#This Row],[Tons]])),\"\", IFERROR(Table14[[#This Row],[Quantity]]*Table14[[#This Row],[Tons]]*Table14[[#This Row],[Rebate (CAD)]],\"\"))))","v":"NA"}]
[null,null,null,null,null,null,{"$f":"Table14[[#This Row],[Total Existing Heating Energy Consumption\n(kWh)]]+Table14[[#This Row],[Total Existing Cooling Energy Consumption\n(kWh)]]","v":0},null,null,null,null,{"$f":"IF(ISBLANK(Table14[[#This Row],[Existing Technology]]),\"\", IFERROR(INDEX('Non-Lighting Index Table'!$J$20:$J$23,MATCH(Table14[[#This Row],[Retrofit Technology]],'Non-Lighting Index Table'!$D$20:$D$23,0)),\"\"))","v":""},{"$f":"IF(ISBLANK(Table14[[#This Row],[Existing Technology]]),\"\", IFERROR(INDEX('Non-Lighting Index Table'!$K$20:$K$23,MATCH(Table14[[#This Row],[Retrofit Technology]],'Non-Lighting Index Table'!$D$20:$D$23,0)),\"\"))","v":""},{"$f":"IF(ISBLANK(Table14[[#This Row],[Existing Technology]]),\"\", IFERROR(INDEX('Non-Lighting Index Table'!$G$20:$G$23,MATCH(Table14[[#This Row],[Existing Technology]],'Non-Lighting Index Table'!$C$20:$C$23,0)),\"\"))","v":""},{"$f":"IF(ISBLANK(Table14[[#This Row],[Retrofit Technology]]),\"\", IFERROR(INDEX('Non-Lighting Index Table'!$H$20:$H$23,MATCH(Table14[[#This Row],[Retrofit Technology]],'Non-Lighting Index Table'!$D$20:$D$23,0)),\"\"))","v":""},{"$f":"IF(ISBLANK(Table14[[#This Row],[Retrofit Technology]]),\"\", IFERROR(INDEX('Non-Lighting Index Table'!$I$20:$I$23,MATCH(Table14[[#This Row],[Retrofit Technology]],'Non-Lighting Index Table'!$D$20:$D$23,0)),\"\"))","v":""},null,null,null,{"$f":"Table14[[#This Row],[Total Proposed Heating Energy Consumption\n(kWh)]]+Table14[[#This Row],[Total Proposed Cooling Energy Consumption\n(kWh)]]","v":0},null,{"$f":"IF(ISBLANK(Table14[[#This Row],[Total Existing Demand\n(kW)]]),\"\", IF(ISBLANK(Table14[[#This Row],[Total Proposed Demand\n(kW)]]),\"\", IFERROR(Table14[[#This Row],[Total Existing Demand\n(kW)]]-Table14[[#This Row],[Total Proposed Demand\n(kW)]],\"\")))","v":""},{"$f":"IF(ISBLANK(Table14[[#This Row],[Total Existing Consumption\n(kWh)]]),\"\", IF(ISBLANK(Table14[[#This Row],[Total Proposed Consumption\n(kWh)]]),\"\", IFERROR(Table14[[#This Row],[Total Existing Consumption\n(kWh)]]-Table14[[#This Row],[Total Proposed Consumption\n(kWh)]],\"\")))","v":0},{"$f":"IF(Table14[[#This Row],[Energy Savings\n(kWh)]]<=0,\"NA\",IF(OR(ISNUMBER(SEARCH(\"Terminal\",I80)),ISNUMBER(SEARCH(\"Ductless\",I80))),  IF( ISBLANK(Table14[[#This Row],[Quantity]]),\"\", IFERROR(Table14[[#This Row],[Quantity]]*Table14[[#This Row],[Rebate (CAD)]],\"\")),\n                      IF( OR(ISBLANK(Table14[[#This Row],[Quantity]]),ISBLANK(Table14[[#This Row],[Tons]])),\"\", IFERROR(Table14[[#This Row],[Quantity]]*Table14[[#This Row],[Tons]]*Table14[[#This Row],[Rebate (CAD)]],\"\"))))","v":"NA"}]
[null,null,null,null,null,null,{"$f":"Table14[[#This Row],[Total Existing Heating Energy Consumption\n(kWh)]]+Table14[[#This Row],[Total Existing Cooling Energy Consumption\n(kWh)]]","v":0},null,null,null,null,{"$f":"IF(ISBLANK(Table14[[#This Row],[Existing Technology]]),\"\", IFERROR(INDEX('Non-Lighting Index Table'!$J$20:$J$23,MATCH(Table14[[#This Row],[Retrofit Technology]],'Non-Lighting Index Table'!$D$20:$D$23,0)),\"\"))","v":""},{"$f":"IF(ISBLANK(Table14[[#This Row],[Existing Technology]]),\"\", IFERROR(INDEX('Non-Lighting Index Table'!$K$20:$K$23,MATCH(Table14[[#This Row],[Retrofit Technology]],'Non-Lighting Index Table'!$D$20:$D$23,0)),\"\"))","v":""},{"$f":"IF(ISBLANK(Table14[[#This Row],[Existing Technology]]),\"\", IFERROR(INDEX('Non-Lighting Index Table'!$G$20:$G$23,MATCH(Table14[[#This Row],[Existing Technology]],'Non-Lighting Index Table'!$C$20:$C$23,0)),\"\"))","v":""},{"$f":"IF(ISBLANK(Table14[[#This Row],[Retrofit Technology]]),\"\", IFERROR(INDEX('Non-Lighting Index Table'!$H$20:$H$23,MATCH(Table14[[#This Row],[Retrofit Technology]],'Non-Lighting Index Table'!$D$20:$D$23,0)),\"\"))","v":""},{"$f":"IF(ISBLANK(Table14[[#This Row],[Retrofit Technology]]),\"\", IFERROR(INDEX('Non-Lighting Index Table'!$I$20:$I$23,MATCH(Table14[[#This Row],[Retrofit Technology]],'Non-Lighting Index Table'!$D$20:$D$23,0)),\"\"))","v":""},null,null,null,{"$f":"Table14[[#This Row],[Total Proposed Heating Energy Consumption\n(kWh)]]+Table14[[#This Row],[Total Proposed Cooling Energy Consumption\n(kWh)]]","v":0},null,{"$f":"IF(ISBLANK(Table14[[#This Row],[Total Existing Demand\n(kW)]]),\"\", IF(ISBLANK(Table14[[#This Row],[Total Proposed Demand\n(kW)]]),\"\", IFERROR(Table14[[#This Row],[Total Existing Demand\n(kW)]]-Table14[[#This Row],[Total Proposed Demand\n(kW)]],\"\")))","v":""},{"$f":"IF(ISBLANK(Table14[[#This Row],[Total Existing Consumption\n(kWh)]]),\"\", IF(ISBLANK(Table14[[#This Row],[Total Proposed Consumption\n(kWh)]]),\"\", IFERROR(Table14[[#This Row],[Total Existing Consumption\n(kWh)]]-Table14[[#This Row],[Total Proposed Consumption\n(kWh)]],\"\")))","v":0},{"$f":"IF(Table14[[#This Row],[Energy Savings\n(kWh)]]<=0,\"NA\",IF(OR(ISNUMBER(SEARCH(\"Terminal\",I81)),ISNUMBER(SEARCH(\"Ductless\",I81))),  IF( ISBLANK(Table14[[#This Row],[Quantity]]),\"\", IFERROR(Table14[[#This Row],[Quantity]]*Table14[[#This Row],[Rebate (CAD)]],\"\")),\n                      IF( OR(ISBLANK(Table14[[#This Row],[Quantity]]),ISBLANK(Table14[[#This Row],[Tons]])),\"\", IFERROR(Table14[[#This Row],[Quantity]]*Table14[[#This Row],[Tons]]*Table14[[#This Row],[Rebate (CAD)]],\"\"))))","v":"NA"}]
[null,null,null,null,null,null,{"$f":"Table14[[#This Row],[Total Existing Heating Energy Consumption\n(kWh)]]+Table14[[#This Row],[Total Existing Cooling Energy Consumption\n(kWh)]]","v":0},null,null,null,null,{"$f":"IF(ISBLANK(Table14[[#This Row],[Existing Technology]]),\"\", IFERROR(INDEX('Non-Lighting Index Table'!$J$20:$J$23,MATCH(Table14[[#This Row],[Retrofit Technology]],'Non-Lighting Index Table'!$D$20:$D$23,0)),\"\"))","v":""},{"$f":"IF(ISBLANK(Table14[[#This Row],[Existing Technology]]),\"\", IFERROR(INDEX('Non-Lighting Index Table'!$K$20:$K$23,MATCH(Table14[[#This Row],[Retrofit Technology]],'Non-Lighting Index Table'!$D$20:$D$23,0)),\"\"))","v":""},{"$f":"IF(ISBLANK(Table14[[#This Row],[Existing Technology]]),\"\", IFERROR(INDEX('Non-Lighting Index Table'!$G$20:$G$23,MATCH(Table14[[#This Row],[Existing Technology]],'Non-Lighting Index Table'!$C$20:$C$23,0)),\"\"))","v":""},{"$f":"IF(ISBLANK(Table14[[#This Row],[Retrofit Technology]]),\"\", IFERROR(INDEX('Non-Lighting Index Table'!$H$20:$H$23,MATCH(Table14[[#This Row],[Retrofit Technology]],'Non-Lighting Index Table'!$D$20:$D$23,0)),\"\"))","v":""},{"$f":"IF(ISBLANK(Table14[[#This Row],[Retrofit Technology]]),\"\", IFERROR(INDEX('Non-Lighting Index Table'!$I$20:$I$23,MATCH(Table14[[#This Row],[Retrofit Technology]],'Non-Lighting Index Table'!$D$20:$D$23,0)),\"\"))","v":""},null,null,null,{"$f":"Table14[[#This Row],[Total Proposed Heating Energy Consumption\n(kWh)]]+Table14[[#This Row],[Total Proposed Cooling Energy Consumption\n(kWh)]]","v":0},null,{"$f":"IF(ISBLANK(Table14[[#This Row],[Total Existing Demand\n(kW)]]),\"\", IF(ISBLANK(Table14[[#This Row],[Total Proposed Demand\n(kW)]]),\"\", IFERROR(Table14[[#This Row],[Total Existing Demand\n(kW)]]-Table14[[#This Row],[Total Proposed Demand\n(kW)]],\"\")))","v":""},{"$f":"IF(ISBLANK(Table14[[#This Row],[Total Existing Consumption\n(kWh)]]),\"\", IF(ISBLANK(Table14[[#This Row],[Total Proposed Consumption\n(kWh)]]),\"\", IFERROR(Table14[[#This Row],[Total Existing Consumption\n(kWh)]]-Table14[[#This Row],[Total Proposed Consumption\n(kWh)]],\"\")))","v":0},{"$f":"IF(Table14[[#This Row],[Energy Savings\n(kWh)]]<=0,\"NA\",IF(OR(ISNUMBER(SEARCH(\"Terminal\",I82)),ISNUMBER(SEARCH(\"Ductless\",I82))),  IF( ISBLANK(Table14[[#This Row],[Quantity]]),\"\", IFERROR(Table14[[#This Row],[Quantity]]*Table14[[#This Row],[Rebate (CAD)]],\"\")),\n                      IF( OR(ISBLANK(Table14[[#This Row],[Quantity]]),ISBLANK(Table14[[#This Row],[Tons]])),\"\", IFERROR(Table14[[#This Row],[Quantity]]*Table14[[#This Row],[Tons]]*Table14[[#This Row],[Rebate (CAD)]],\"\"))))","v":"NA"}]
[null,null,null,null,null,null,{"$f":"Table14[[#This Row],[Total Existing Heating Energy Consumption\n(kWh)]]+Table14[[#This Row],[Total Existing Cooling Energy Consumption\n(kWh)]]","v":0},null,null,null,null,{"$f":"IF(ISBLANK(Table14[[#This Row],[Existing Technology]]),\"\", IFERROR(INDEX('Non-Lighting Index Table'!$J$20:$J$23,MATCH(Table14[[#This Row],[Retrofit Technology]],'Non-Lighting Index Table'!$D$20:$D$23,0)),\"\"))","v":""},{"$f":"IF(ISBLANK(Table14[[#This Row],[Existing Technology]]),\"\", IFERROR(INDEX('Non-Lighting Index Table'!$K$20:$K$23,MATCH(Table14[[#This Row],[Retrofit Technology]],'Non-Lighting Index Table'!$D$20:$D$23,0)),\"\"))","v":""},{"$f":"IF(ISBLANK(Table14[[#This Row],[Existing Technology]]),\"\", IFERROR(INDEX('Non-Lighting Index Table'!$G$20:$G$23,MATCH(Table14[[#This Row],[Existing Technology]],'Non-Lighting Index Table'!$C$20:$C$23,0)),\"\"))","v":""},{"$f":"IF(ISBLANK(Table14[[#This Row],[Retrofit Technology]]),\"\", IFERROR(INDEX('Non-Lighting Index Table'!$H$20:$H$23,MATCH(Table14[[#This Row],[Retrofit Technology]],'Non-Lighting Index Table'!$D$20:$D$23,0)),\"\"))","v":""},{"$f":"IF(ISBLANK(Table14[[#This Row],[Retrofit Technology]]),\"\", IFERROR(INDEX('Non-Lighting Index Table'!$I$20:$I$23,MATCH(Table14[[#This Row],[Retrofit Technology]],'Non-Lighting Index Table'!$D$20:$D$23,0)),\"\"))","v":""},null,null,null,{"$f":"Table14[[#This Row],[Total Proposed Heating Energy Consumption\n(kWh)]]+Table14[[#This Row],[Total Proposed Cooling Energy Consumption\n(kWh)]]","v":0},null,{"$f":"IF(ISBLANK(Table14[[#This Row],[Total Existing Demand\n(kW)]]),\"\", IF(ISBLANK(Table14[[#This Row],[Total Proposed Demand\n(kW)]]),\"\", IFERROR(Table14[[#This Row],[Total Existing Demand\n(kW)]]-Table14[[#This Row],[Total Proposed Demand\n(kW)]],\"\")))","v":""},{"$f":"IF(ISBLANK(Table14[[#This Row],[Total Existing Consumption\n(kWh)]]),\"\", IF(ISBLANK(Table14[[#This Row],[Total Proposed Consumption\n(kWh)]]),\"\", IFERROR(Table14[[#This Row],[Total Existing Consumption\n(kWh)]]-Table14[[#This Row],[Total Proposed Consumption\n(kWh)]],\"\")))","v":0},{"$f":"IF(Table14[[#This Row],[Energy Savings\n(kWh)]]<=0,\"NA\",IF(OR(ISNUMBER(SEARCH(\"Terminal\",I83)),ISNUMBER(SEARCH(\"Ductless\",I83))),  IF( ISBLANK(Table14[[#This Row],[Quantity]]),\"\", IFERROR(Table14[[#This Row],[Quantity]]*Table14[[#This Row],[Rebate (CAD)]],\"\")),\n                      IF( OR(ISBLANK(Table14[[#This Row],[Quantity]]),ISBLANK(Table14[[#This Row],[Tons]])),\"\", IFERROR(Table14[[#This Row],[Quantity]]*Table14[[#This Row],[Tons]]*Table14[[#This Row],[Rebate (CAD)]],\"\"))))","v":"NA"}]
[null,null,null,null,null,null,{"$f":"Table14[[#This Row],[Total Existing Heating Energy Consumption\n(kWh)]]+Table14[[#This Row],[Total Existing Cooling Energy Consumption\n(kWh)]]","v":0},null,null,null,null,{"$f":"IF(ISBLANK(Table14[[#This Row],[Existing Technology]]),\"\", IFERROR(INDEX('Non-Lighting Index Table'!$J$20:$J$23,MATCH(Table14[[#This Row],[Retrofit Technology]],'Non-Lighting Index Table'!$D$20:$D$23,0)),\"\"))","v":""},{"$f":"IF(ISBLANK(Table14[[#This Row],[Existing Technology]]),\"\", IFERROR(INDEX('Non-Lighting Index Table'!$K$20:$K$23,MATCH(Table14[[#This Row],[Retrofit Technology]],'Non-Lighting Index Table'!$D$20:$D$23,0)),\"\"))","v":""},{"$f":"IF(ISBLANK(Table14[[#This Row],[Existing Technology]]),\"\", IFERROR(INDEX('Non-Lighting Index Table'!$G$20:$G$23,MATCH(Table14[[#This Row],[Existing Technology]],'Non-Lighting Index Table'!$C$20:$C$23,0)),\"\"))","v":""},{"$f":"IF(ISBLANK(Table14[[#This Row],[Retrofit Technology]]),\"\", IFERROR(INDEX('Non-Lighting Index Table'!$H$20:$H$23,MATCH(Table14[[#This Row],[Retrofit Technology]],'Non-Lighting Index Table'!$D$20:$D$23,0)),\"\"))","v":""},{"$f":"IF(ISBLANK(Table14[[#This Row],[Retrofit Technology]]),\"\", IFERROR(INDEX('Non-Lighting Index Table'!$I$20:$I$23,MATCH(Table14[[#This Row],[Retrofit Technology]],'Non-Lighting Index Table'!$D$20:$D$23,0)),\"\"))","v":""},null,null,null,{"$f":"Table14[[#This Row],[Total Proposed Heating Energy Consumption\n(kWh)]]+Table14[[#This Row],[Total Proposed Cooling Energy Consumption\n(kWh)]]","v":0},null,{"$f":"IF(ISBLANK(Table14[[#This Row],[Total Existing Demand\n(kW)]]),\"\", IF(ISBLANK(Table14[[#This Row],[Total Proposed Demand\n(kW)]]),\"\", IFERROR(Table14[[#This Row],[Total Existing Demand\n(kW)]]-Table14[[#This Row],[Total Proposed Demand\n(kW)]],\"\")))","v":""},{"$f":"IF(ISBLANK(Table14[[#This Row],[Total Existing Consumption\n(kWh)]]),\"\", IF(ISBLANK(Table14[[#This Row],[Total Proposed Consumption\n(kWh)]]),\"\", IFERROR(Table14[[#This Row],[Total Existing Consumption\n(kWh)]]-Table14[[#This Row],[Total Proposed Consumption\n(kWh)]],\"\")))","v":0},{"$f":"IF(Table14[[#This Row],[Energy Savings\n(kWh)]]<=0,\"NA\",IF(OR(ISNUMBER(SEARCH(\"Terminal\",I84)),ISNUMBER(SEARCH(\"Ductless\",I84))),  IF( ISBLANK(Table14[[#This Row],[Quantity]]),\"\", IFERROR(Table14[[#This Row],[Quantity]]*Table14[[#This Row],[Rebate (CAD)]],\"\")),\n                      IF( OR(ISBLANK(Table14[[#This Row],[Quantity]]),ISBLANK(Table14[[#This Row],[Tons]])),\"\", IFERROR(Table14[[#This Row],[Quantity]]*Table14[[#This Row],[Tons]]*Table14[[#This Row],[Rebate (CAD)]],\"\"))))","v":"NA"}]
[null,null,null,null,null,null,{"$f":"Table14[[#This Row],[Total Existing Heating Energy Consumption\n(kWh)]]+Table14[[#This Row],[Total Existing Cooling Energy Consumption\n(kWh)]]","v":0},null,null,null,null,{"$f":"IF(ISBLANK(Table14[[#This Row],[Existing Technology]]),\"\", IFERROR(INDEX('Non-Lighting Index Table'!$J$20:$J$23,MATCH(Table14[[#This Row],[Retrofit Technology]],'Non-Lighting Index Table'!$D$20:$D$23,0)),\"\"))","v":""},{"$f":"IF(ISBLANK(Table14[[#This Row],[Existing Technology]]),\"\", IFERROR(INDEX('Non-Lighting Index Table'!$K$20:$K$23,MATCH(Table14[[#This Row],[Retrofit Technology]],'Non-Lighting Index Table'!$D$20:$D$23,0)),\"\"))","v":""},{"$f":"IF(ISBLANK(Table14[[#This Row],[Existing Technology]]),\"\", IFERROR(INDEX('Non-Lighting Index Table'!$G$20:$G$23,MATCH(Table14[[#This Row],[Existing Technology]],'Non-Lighting Index Table'!$C$20:$C$23,0)),\"\"))","v":""},{"$f":"IF(ISBLANK(Table14[[#This Row],[Retrofit Technology]]),\"\", IFERROR(INDEX('Non-Lighting Index Table'!$H$20:$H$23,MATCH(Table14[[#This Row],[Retrofit Technology]],'Non-Lighting Index Table'!$D$20:$D$23,0)),\"\"))","v":""},{"$f":"IF(ISBLANK(Table14[[#This Row],[Retrofit Technology]]),\"\", IFERROR(INDEX('Non-Lighting Index Table'!$I$20:$I$23,MATCH(Table14[[#This Row],[Retrofit Technology]],'Non-Lighting Index Table'!$D$20:$D$23,0)),\"\"))","v":""},null,null,null,{"$f":"Table14[[#This Row],[Total Proposed Heating Energy Consumption\n(kWh)]]+Table14[[#This Row],[Total Proposed Cooling Energy Consumption\n(kWh)]]","v":0},null,{"$f":"IF(ISBLANK(Table14[[#This Row],[Total Existing Demand\n(kW)]]),\"\", IF(ISBLANK(Table14[[#This Row],[Total Proposed Demand\n(kW)]]),\"\", IFERROR(Table14[[#This Row],[Total Existing Demand\n(kW)]]-Table14[[#This Row],[Total Proposed Demand\n(kW)]],\"\")))","v":""},{"$f":"IF(ISBLANK(Table14[[#This Row],[Total Existing Consumption\n(kWh)]]),\"\", IF(ISBLANK(Table14[[#This Row],[Total Proposed Consumption\n(kWh)]]),\"\", IFERROR(Table14[[#This Row],[Total Existing Consumption\n(kWh)]]-Table14[[#This Row],[Total Proposed Consumption\n(kWh)]],\"\")))","v":0},{"$f":"IF(Table14[[#This Row],[Energy Savings\n(kWh)]]<=0,\"NA\",IF(OR(ISNUMBER(SEARCH(\"Terminal\",I85)),ISNUMBER(SEARCH(\"Ductless\",I85))),  IF( ISBLANK(Table14[[#This Row],[Quantity]]),\"\", IFERROR(Table14[[#This Row],[Quantity]]*Table14[[#This Row],[Rebate (CAD)]],\"\")),\n                      IF( OR(ISBLANK(Table14[[#This Row],[Quantity]]),ISBLANK(Table14[[#This Row],[Tons]])),\"\", IFERROR(Table14[[#This Row],[Quantity]]*Table14[[#This Row],[Tons]]*Table14[[#This Row],[Rebate (CAD)]],\"\"))))","v":"NA"}]
[null,null,null,null,null,null,{"$f":"Table14[[#This Row],[Total Existing Heating Energy Consumption\n(kWh)]]+Table14[[#This Row],[Total Existing Cooling Energy Consumption\n(kWh)]]","v":0},null,null,null,null,{"$f":"IF(ISBLANK(Table14[[#This Row],[Existing Technology]]),\"\", IFERROR(INDEX('Non-Lighting Index Table'!$J$20:$J$23,MATCH(Table14[[#This Row],[Retrofit Technology]],'Non-Lighting Index Table'!$D$20:$D$23,0)),\"\"))","v":""},{"$f":"IF(ISBLANK(Table14[[#This Row],[Existing Technology]]),\"\", IFERROR(INDEX('Non-Lighting Index Table'!$K$20:$K$23,MATCH(Table14[[#This Row],[Retrofit Technology]],'Non-Lighting Index Table'!$D$20:$D$23,0)),\"\"))","v":""},{"$f":"IF(ISBLANK(Table14[[#This Row],[Existing Technology]]),\"\", IFERROR(INDEX('Non-Lighting Index Table'!$G$20:$G$23,MATCH(Table14[[#This Row],[Existing Technology]],'Non-Lighting Index Table'!$C$20:$C$23,0)),\"\"))","v":""},{"$f":"IF(ISBLANK(Table14[[#This Row],[Retrofit Technology]]),\"\", IFERROR(INDEX('Non-Lighting Index Table'!$H$20:$H$23,MATCH(Table14[[#This Row],[Retrofit Technology]],'Non-Lighting Index Table'!$D$20:$D$23,0)),\"\"))","v":""},{"$f":"IF(ISBLANK(Table14[[#This Row],[Retrofit Technology]]),\"\", IFERROR(INDEX('Non-Lighting Index Table'!$I$20:$I$23,MATCH(Table14[[#This Row],[Retrofit Technology]],'Non-Lighting Index Table'!$D$20:$D$23,0)),\"\"))","v":""},null,null,null,{"$f":"Table14[[#This Row],[Total Proposed Heating Energy Consumption\n(kWh)]]+Table14[[#This Row],[Total Proposed Cooling Energy Consumption\n(kWh)]]","v":0},null,{"$f":"IF(ISBLANK(Table14[[#This Row],[Total Existing Demand\n(kW)]]),\"\", IF(ISBLANK(Table14[[#This Row],[Total Proposed Demand\n(kW)]]),\"\", IFERROR(Table14[[#This Row],[Total Existing Demand\n(kW)]]-Table14[[#This Row],[Total Proposed Demand\n(kW)]],\"\")))","v":""},{"$f":"IF(ISBLANK(Table14[[#This Row],[Total Existing Consumption\n(kWh)]]),\"\", IF(ISBLANK(Table14[[#This Row],[Total Proposed Consumption\n(kWh)]]),\"\", IFERROR(Table14[[#This Row],[Total Existing Consumption\n(kWh)]]-Table14[[#This Row],[Total Proposed Consumption\n(kWh)]],\"\")))","v":0},{"$f":"IF(Table14[[#This Row],[Energy Savings\n(kWh)]]<=0,\"NA\",IF(OR(ISNUMBER(SEARCH(\"Terminal\",I86)),ISNUMBER(SEARCH(\"Ductless\",I86))),  IF( ISBLANK(Table14[[#This Row],[Quantity]]),\"\", IFERROR(Table14[[#This Row],[Quantity]]*Table14[[#This Row],[Rebate (CAD)]],\"\")),\n                      IF( OR(ISBLANK(Table14[[#This Row],[Quantity]]),ISBLANK(Table14[[#This Row],[Tons]])),\"\", IFERROR(Table14[[#This Row],[Quantity]]*Table14[[#This Row],[Tons]]*Table14[[#This Row],[Rebate (CAD)]],\"\"))))","v":"NA"}]
[null,null,null,null,null,null,{"$f":"Table14[[#This Row],[Total Existing Heating Energy Consumption\n(kWh)]]+Table14[[#This Row],[Total Existing Cooling Energy Consumption\n(kWh)]]","v":0},null,null,null,null,{"$f":"IF(ISBLANK(Table14[[#This Row],[Existing Technology]]),\"\", IFERROR(INDEX('Non-Lighting Index Table'!$J$20:$J$23,MATCH(Table14[[#This Row],[Retrofit Technology]],'Non-Lighting Index Table'!$D$20:$D$23,0)),\"\"))","v":""},{"$f":"IF(ISBLANK(Table14[[#This Row],[Existing Technology]]),\"\", IFERROR(INDEX('Non-Lighting Index Table'!$K$20:$K$23,MATCH(Table14[[#This Row],[Retrofit Technology]],'Non-Lighting Index Table'!$D$20:$D$23,0)),\"\"))","v":""},{"$f":"IF(ISBLANK(Table14[[#This Row],[Existing Technology]]),\"\", IFERROR(INDEX('Non-Lighting Index Table'!$G$20:$G$23,MATCH(Table14[[#This Row],[Existing Technology]],'Non-Lighting Index Table'!$C$20:$C$23,0)),\"\"))","v":""},{"$f":"IF(ISBLANK(Table14[[#This Row],[Retrofit Technology]]),\"\", IFERROR(INDEX('Non-Lighting Index Table'!$H$20:$H$23,MATCH(Table14[[#This Row],[Retrofit Technology]],'Non-Lighting Index Table'!$D$20:$D$23,0)),\"\"))","v":""},{"$f":"IF(ISBLANK(Table14[[#This Row],[Retrofit Technology]]),\"\", IFERROR(INDEX('Non-Lighting Index Table'!$I$20:$I$23,MATCH(Table14[[#This Row],[Retrofit Technology]],'Non-Lighting Index Table'!$D$20:$D$23,0)),\"\"))","v":""},null,null,null,{"$f":"Table14[[#This Row],[Total Proposed Heating Energy Consumption\n(kWh)]]+Table14[[#This Row],[Total Proposed Cooling Energy Consumption\n(kWh)]]","v":0},null,{"$f":"IF(ISBLANK(Table14[[#This Row],[Total Existing Demand\n(kW)]]),\"\", IF(ISBLANK(Table14[[#This Row],[Total Proposed Demand\n(kW)]]),\"\", IFERROR(Table14[[#This Row],[Total Existing Demand\n(kW)]]-Table14[[#This Row],[Total Proposed Demand\n(kW)]],\"\")))","v":""},{"$f":"IF(ISBLANK(Table14[[#This Row],[Total Existing Consumption\n(kWh)]]),\"\", IF(ISBLANK(Table14[[#This Row],[Total Proposed Consumption\n(kWh)]]),\"\", IFERROR(Table14[[#This Row],[Total Existing Consumption\n(kWh)]]-Table14[[#This Row],[Total Proposed Consumption\n(kWh)]],\"\")))","v":0},{"$f":"IF(Table14[[#This Row],[Energy Savings\n(kWh)]]<=0,\"NA\",IF(OR(ISNUMBER(SEARCH(\"Terminal\",I87)),ISNUMBER(SEARCH(\"Ductless\",I87))),  IF( ISBLANK(Table14[[#This Row],[Quantity]]),\"\", IFERROR(Table14[[#This Row],[Quantity]]*Table14[[#This Row],[Rebate (CAD)]],\"\")),\n                      IF( OR(ISBLANK(Table14[[#This Row],[Quantity]]),ISBLANK(Table14[[#This Row],[Tons]])),\"\", IFERROR(Table14[[#This Row],[Quantity]]*Table14[[#This Row],[Tons]]*Table14[[#This Row],[Rebate (CAD)]],\"\"))))","v":"NA"}]
[null,null,null,null,null,null,{"$f":"Table14[[#This Row],[Total Existing Heating Energy Consumption\n(kWh)]]+Table14[[#This Row],[Total Existing Cooling Energy Consumption\n(kWh)]]","v":0},null,null,null,null,{"$f":"IF(ISBLANK(Table14[[#This Row],[Existing Technology]]),\"\", IFERROR(INDEX('Non-Lighting Index Table'!$J$20:$J$23,MATCH(Table14[[#This Row],[Retrofit Technology]],'Non-Lighting Index Table'!$D$20:$D$23,0)),\"\"))","v":""},{"$f":"IF(ISBLANK(Table14[[#This Row],[Existing Technology]]),\"\", IFERROR(INDEX('Non-Lighting Index Table'!$K$20:$K$23,MATCH(Table14[[#This Row],[Retrofit Technology]],'Non-Lighting Index Table'!$D$20:$D$23,0)),\"\"))","v":""},{"$f":"IF(ISBLANK(Table14[[#This Row],[Existing Technology]]),\"\", IFERROR(INDEX('Non-Lighting Index Table'!$G$20:$G$23,MATCH(Table14[[#This Row],[Existing Technology]],'Non-Lighting Index Table'!$C$20:$C$23,0)),\"\"))","v":""},{"$f":"IF(ISBLANK(Table14[[#This Row],[Retrofit Technology]]),\"\", IFERROR(INDEX('Non-Lighting Index Table'!$H$20:$H$23,MATCH(Table14[[#This Row],[Retrofit Technology]],'Non-Lighting Index Table'!$D$20:$D$23,0)),\"\"))","v":""},{"$f":"IF(ISBLANK(Table14[[#This Row],[Retrofit Technology]]),\"\", IFERROR(INDEX('Non-Lighting Index Table'!$I$20:$I$23,MATCH(Table14[[#This Row],[Retrofit Technology]],'Non-Lighting Index Table'!$D$20:$D$23,0)),\"\"))","v":""},null,null,null,{"$f":"Table14[[#This Row],[Total Proposed Heating Energy Consumption\n(kWh)]]+Table14[[#This Row],[Total Proposed Cooling Energy Consumption\n(kWh)]]","v":0},null,{"$f":"IF(ISBLANK(Table14[[#This Row],[Total Existing Demand\n(kW)]]),\"\", IF(ISBLANK(Table14[[#This Row],[Total Proposed Demand\n(kW)]]),\"\", IFERROR(Table14[[#This Row],[Total Existing Demand\n(kW)]]-Table14[[#This Row],[Total Proposed Demand\n(kW)]],\"\")))","v":""},{"$f":"IF(ISBLANK(Table14[[#This Row],[Total Existing Consumption\n(kWh)]]),\"\", IF(ISBLANK(Table14[[#This Row],[Total Proposed Consumption\n(kWh)]]),\"\", IFERROR(Table14[[#This Row],[Total Existing Consumption\n(kWh)]]-Table14[[#This Row],[Total Proposed Consumption\n(kWh)]],\"\")))","v":0},{"$f":"IF(Table14[[#This Row],[Energy Savings\n(kWh)]]<=0,\"NA\",IF(OR(ISNUMBER(SEARCH(\"Terminal\",I88)),ISNUMBER(SEARCH(\"Ductless\",I88))),  IF( ISBLANK(Table14[[#This Row],[Quantity]]),\"\", IFERROR(Table14[[#This Row],[Quantity]]*Table14[[#This Row],[Rebate (CAD)]],\"\")),\n                      IF( OR(ISBLANK(Table14[[#This Row],[Quantity]]),ISBLANK(Table14[[#This Row],[Tons]])),\"\", IFERROR(Table14[[#This Row],[Quantity]]*Table14[[#This Row],[Tons]]*Table14[[#This Row],[Rebate (CAD)]],\"\"))))","v":"NA"}]
[null,null,null,null,null,null,{"$f":"Table14[[#This Row],[Total Existing Heating Energy Consumption\n(kWh)]]+Table14[[#This Row],[Total Existing Cooling Energy Consumption\n(kWh)]]","v":0},null,null,null,null,{"$f":"IF(ISBLANK(Table14[[#This Row],[Existing Technology]]),\"\", IFERROR(INDEX('Non-Lighting Index Table'!$J$20:$J$23,MATCH(Table14[[#This Row],[Retrofit Technology]],'Non-Lighting Index Table'!$D$20:$D$23,0)),\"\"))","v":""},{"$f":"IF(ISBLANK(Table14[[#This Row],[Existing Technology]]),\"\", IFERROR(INDEX('Non-Lighting Index Table'!$K$20:$K$23,MATCH(Table14[[#This Row],[Retrofit Technology]],'Non-Lighting Index Table'!$D$20:$D$23,0)),\"\"))","v":""},{"$f":"IF(ISBLANK(Table14[[#This Row],[Existing Technology]]),\"\", IFERROR(INDEX('Non-Lighting Index Table'!$G$20:$G$23,MATCH(Table14[[#This Row],[Existing Technology]],'Non-Lighting Index Table'!$C$20:$C$23,0)),\"\"))","v":""},{"$f":"IF(ISBLANK(Table14[[#This Row],[Retrofit Technology]]),\"\", IFERROR(INDEX('Non-Lighting Index Table'!$H$20:$H$23,MATCH(Table14[[#This Row],[Retrofit Technology]],'Non-Lighting Index Table'!$D$20:$D$23,0)),\"\"))","v":""},{"$f":"IF(ISBLANK(Table14[[#This Row],[Retrofit Technology]]),\"\", IFERROR(INDEX('Non-Lighting Index Table'!$I$20:$I$23,MATCH(Table14[[#This Row],[Retrofit Technology]],'Non-Lighting Index Table'!$D$20:$D$23,0)),\"\"))","v":""},null,null,null,{"$f":"Table14[[#This Row],[Total Proposed Heating Energy Consumption\n(kWh)]]+Table14[[#This Row],[Total Proposed Cooling Energy Consumption\n(kWh)]]","v":0},null,{"$f":"IF(ISBLANK(Table14[[#This Row],[Total Existing Demand\n(kW)]]),\"\", IF(ISBLANK(Table14[[#This Row],[Total Proposed Demand\n(kW)]]),\"\", IFERROR(Table14[[#This Row],[Total Existing Demand\n(kW)]]-Table14[[#This Row],[Total Proposed Demand\n(kW)]],\"\")))","v":""},{"$f":"IF(ISBLANK(Table14[[#This Row],[Total Existing Consumption\n(kWh)]]),\"\", IF(ISBLANK(Table14[[#This Row],[Total Proposed Consumption\n(kWh)]]),\"\", IFERROR(Table14[[#This Row],[Total Existing Consumption\n(kWh)]]-Table14[[#This Row],[Total Proposed Consumption\n(kWh)]],\"\")))","v":0},{"$f":"IF(Table14[[#This Row],[Energy Savings\n(kWh)]]<=0,\"NA\",IF(OR(ISNUMBER(SEARCH(\"Terminal\",I89)),ISNUMBER(SEARCH(\"Ductless\",I89))),  IF( ISBLANK(Table14[[#This Row],[Quantity]]),\"\", IFERROR(Table14[[#This Row],[Quantity]]*Table14[[#This Row],[Rebate (CAD)]],\"\")),\n                      IF( OR(ISBLANK(Table14[[#This Row],[Quantity]]),ISBLANK(Table14[[#This Row],[Tons]])),\"\", IFERROR(Table14[[#This Row],[Quantity]]*Table14[[#This Row],[Tons]]*Table14[[#This Row],[Rebate (CAD)]],\"\"))))","v":"NA"}]
[null,null,null,null,null,null,{"$f":"Table14[[#This Row],[Total Existing Heating Energy Consumption\n(kWh)]]+Table14[[#This Row],[Total Existing Cooling Energy Consumption\n(kWh)]]","v":0},null,null,null,null,{"$f":"IF(ISBLANK(Table14[[#This Row],[Existing Technology]]),\"\", IFERROR(INDEX('Non-Lighting Index Table'!$J$20:$J$23,MATCH(Table14[[#This Row],[Retrofit Technology]],'Non-Lighting Index Table'!$D$20:$D$23,0)),\"\"))","v":""},{"$f":"IF(ISBLANK(Table14[[#This Row],[Existing Technology]]),\"\", IFERROR(INDEX('Non-Lighting Index Table'!$K$20:$K$23,MATCH(Table14[[#This Row],[Retrofit Technology]],'Non-Lighting Index Table'!$D$20:$D$23,0)),\"\"))","v":""},{"$f":"IF(ISBLANK(Table14[[#This Row],[Existing Technology]]),\"\", IFERROR(INDEX('Non-Lighting Index Table'!$G$20:$G$23,MATCH(Table14[[#This Row],[Existing Technology]],'Non-Lighting Index Table'!$C$20:$C$23,0)),\"\"))","v":""},{"$f":"IF(ISBLANK(Table14[[#This Row],[Retrofit Technology]]),\"\", IFERROR(INDEX('Non-Lighting Index Table'!$H$20:$H$23,MATCH(Table14[[#This Row],[Retrofit Technology]],'Non-Lighting Index Table'!$D$20:$D$23,0)),\"\"))","v":""},{"$f":"IF(ISBLANK(Table14[[#This Row],[Retrofit Technology]]),\"\", IFERROR(INDEX('Non-Lighting Index Table'!$I$20:$I$23,MATCH(Table14[[#This Row],[Retrofit Technology]],'Non-Lighting Index Table'!$D$20:$D$23,0)),\"\"))","v":""},null,null,null,{"$f":"Table14[[#This Row],[Total Proposed Heating Energy Consumption\n(kWh)]]+Table14[[#This Row],[Total Proposed Cooling Energy Consumption\n(kWh)]]","v":0},null,{"$f":"IF(ISBLANK(Table14[[#This Row],[Total Existing Demand\n(kW)]]),\"\", IF(ISBLANK(Table14[[#This Row],[Total Proposed Demand\n(kW)]]),\"\", IFERROR(Table14[[#This Row],[Total Existing Demand\n(kW)]]-Table14[[#This Row],[Total Proposed Demand\n(kW)]],\"\")))","v":""},{"$f":"IF(ISBLANK(Table14[[#This Row],[Total Existing Consumption\n(kWh)]]),\"\", IF(ISBLANK(Table14[[#This Row],[Total Proposed Consumption\n(kWh)]]),\"\", IFERROR(Table14[[#This Row],[Total Existing Consumption\n(kWh)]]-Table14[[#This Row],[Total Proposed Consumption\n(kWh)]],\"\")))","v":0},{"$f":"IF(Table14[[#This Row],[Energy Savings\n(kWh)]]<=0,\"NA\",IF(OR(ISNUMBER(SEARCH(\"Terminal\",I90)),ISNUMBER(SEARCH(\"Ductless\",I90))),  IF( ISBLANK(Table14[[#This Row],[Quantity]]),\"\", IFERROR(Table14[[#This Row],[Quantity]]*Table14[[#This Row],[Rebate (CAD)]],\"\")),\n                      IF( OR(ISBLANK(Table14[[#This Row],[Quantity]]),ISBLANK(Table14[[#This Row],[Tons]])),\"\", IFERROR(Table14[[#This Row],[Quantity]]*Table14[[#This Row],[Tons]]*Table14[[#This Row],[Rebate (CAD)]],\"\"))))","v":"NA"}]
[null,null,null,null,null,null,{"$f":"Table14[[#This Row],[Total Existing Heating Energy Consumption\n(kWh)]]+Table14[[#This Row],[Total Existing Cooling Energy Consumption\n(kWh)]]","v":0},null,null,null,null,{"$f":"IF(ISBLANK(Table14[[#This Row],[Existing Technology]]),\"\", IFERROR(INDEX('Non-Lighting Index Table'!$J$20:$J$23,MATCH(Table14[[#This Row],[Retrofit Technology]],'Non-Lighting Index Table'!$D$20:$D$23,0)),\"\"))","v":""},{"$f":"IF(ISBLANK(Table14[[#This Row],[Existing Technology]]),\"\", IFERROR(INDEX('Non-Lighting Index Table'!$K$20:$K$23,MATCH(Table14[[#This Row],[Retrofit Technology]],'Non-Lighting Index Table'!$D$20:$D$23,0)),\"\"))","v":""},{"$f":"IF(ISBLANK(Table14[[#This Row],[Existing Technology]]),\"\", IFERROR(INDEX('Non-Lighting Index Table'!$G$20:$G$23,MATCH(Table14[[#This Row],[Existing Technology]],'Non-Lighting Index Table'!$C$20:$C$23,0)),\"\"))","v":""},{"$f":"IF(ISBLANK(Table14[[#This Row],[Retrofit Technology]]),\"\", IFERROR(INDEX('Non-Lighting Index Table'!$H$20:$H$23,MATCH(Table14[[#This Row],[Retrofit Technology]],'Non-Lighting Index Table'!$D$20:$D$23,0)),\"\"))","v":""},{"$f":"IF(ISBLANK(Table14[[#This Row],[Retrofit Technology]]),\"\", IFERROR(INDEX('Non-Lighting Index Table'!$I$20:$I$23,MATCH(Table14[[#This Row],[Retrofit Technology]],'Non-Lighting Index Table'!$D$20:$D$23,0)),\"\"))","v":""},null,null,null,{"$f":"Table14[[#This Row],[Total Proposed Heating Energy Consumption\n(kWh)]]+Table14[[#This Row],[Total Proposed Cooling Energy Consumption\n(kWh)]]","v":0},null,{"$f":"IF(ISBLANK(Table14[[#This Row],[Total Existing Demand\n(kW)]]),\"\", IF(ISBLANK(Table14[[#This Row],[Total Proposed Demand\n(kW)]]),\"\", IFERROR(Table14[[#This Row],[Total Existing Demand\n(kW)]]-Table14[[#This Row],[Total Proposed Demand\n(kW)]],\"\")))","v":""},{"$f":"IF(ISBLANK(Table14[[#This Row],[Total Existing Consumption\n(kWh)]]),\"\", IF(ISBLANK(Table14[[#This Row],[Total Proposed Consumption\n(kWh)]]),\"\", IFERROR(Table14[[#This Row],[Total Existing Consumption\n(kWh)]]-Table14[[#This Row],[Total Proposed Consumption\n(kWh)]],\"\")))","v":0},{"$f":"IF(Table14[[#This Row],[Energy Savings\n(kWh)]]<=0,\"NA\",IF(OR(ISNUMBER(SEARCH(\"Terminal\",I91)),ISNUMBER(SEARCH(\"Ductless\",I91))),  IF( ISBLANK(Table14[[#This Row],[Quantity]]),\"\", IFERROR(Table14[[#This Row],[Quantity]]*Table14[[#This Row],[Rebate (CAD)]],\"\")),\n                      IF( OR(ISBLANK(Table14[[#This Row],[Quantity]]),ISBLANK(Table14[[#This Row],[Tons]])),\"\", IFERROR(Table14[[#This Row],[Quantity]]*Table14[[#This Row],[Tons]]*Table14[[#This Row],[Rebate (CAD)]],\"\"))))","v":"NA"}]
[null,null,null,null,null,null,{"$f":"Table14[[#This Row],[Total Existing Heating Energy Consumption\n(kWh)]]+Table14[[#This Row],[Total Existing Cooling Energy Consumption\n(kWh)]]","v":0},null,null,null,null,{"$f":"IF(ISBLANK(Table14[[#This Row],[Existing Technology]]),\"\", IFERROR(INDEX('Non-Lighting Index Table'!$J$20:$J$23,MATCH(Table14[[#This Row],[Retrofit Technology]],'Non-Lighting Index Table'!$D$20:$D$23,0)),\"\"))","v":""},{"$f":"IF(ISBLANK(Table14[[#This Row],[Existing Technology]]),\"\", IFERROR(INDEX('Non-Lighting Index Table'!$K$20:$K$23,MATCH(Table14[[#This Row],[Retrofit Technology]],'Non-Lighting Index Table'!$D$20:$D$23,0)),\"\"))","v":""},{"$f":"IF(ISBLANK(Table14[[#This Row],[Existing Technology]]),\"\", IFERROR(INDEX('Non-Lighting Index Table'!$G$20:$G$23,MATCH(Table14[[#This Row],[Existing Technology]],'Non-Lighting Index Table'!$C$20:$C$23,0)),\"\"))","v":""},{"$f":"IF(ISBLANK(Table14[[#This Row],[Retrofit Technology]]),\"\", IFERROR(INDEX('Non-Lighting Index Table'!$H$20:$H$23,MATCH(Table14[[#This Row],[Retrofit Technology]],'Non-Lighting Index Table'!$D$20:$D$23,0)),\"\"))","v":""},{"$f":"IF(ISBLANK(Table14[[#This Row],[Retrofit Technology]]),\"\", IFERROR(INDEX('Non-Lighting Index Table'!$I$20:$I$23,MATCH(Table14[[#This Row],[Retrofit Technology]],'Non-Lighting Index Table'!$D$20:$D$23,0)),\"\"))","v":""},null,null,null,{"$f":"Table14[[#This Row],[Total Proposed Heating Energy Consumption\n(kWh)]]+Table14[[#This Row],[Total Proposed Cooling Energy Consumption\n(kWh)]]","v":0},null,{"$f":"IF(ISBLANK(Table14[[#This Row],[Total Existing Demand\n(kW)]]),\"\", IF(ISBLANK(Table14[[#This Row],[Total Proposed Demand\n(kW)]]),\"\", IFERROR(Table14[[#This Row],[Total Existing Demand\n(kW)]]-Table14[[#This Row],[Total Proposed Demand\n(kW)]],\"\")))","v":""},{"$f":"IF(ISBLANK(Table14[[#This Row],[Total Existing Consumption\n(kWh)]]),\"\", IF(ISBLANK(Table14[[#This Row],[Total Proposed Consumption\n(kWh)]]),\"\", IFERROR(Table14[[#This Row],[Total Existing Consumption\n(kWh)]]-Table14[[#This Row],[Total Proposed Consumption\n(kWh)]],\"\")))","v":0},{"$f":"IF(Table14[[#This Row],[Energy Savings\n(kWh)]]<=0,\"NA\",IF(OR(ISNUMBER(SEARCH(\"Terminal\",I92)),ISNUMBER(SEARCH(\"Ductless\",I92))),  IF( ISBLANK(Table14[[#This Row],[Quantity]]),\"\", IFERROR(Table14[[#This Row],[Quantity]]*Table14[[#This Row],[Rebate (CAD)]],\"\")),\n                      IF( OR(ISBLANK(Table14[[#This Row],[Quantity]]),ISBLANK(Table14[[#This Row],[Tons]])),\"\", IFERROR(Table14[[#This Row],[Quantity]]*Table14[[#This Row],[Tons]]*Table14[[#This Row],[Rebate (CAD)]],\"\"))))","v":"NA"}]
[null,null,null,null,null,null,{"$f":"Table14[[#This Row],[Total Existing Heating Energy Consumption\n(kWh)]]+Table14[[#This Row],[Total Existing Cooling Energy Consumption\n(kWh)]]","v":0},null,null,null,null,{"$f":"IF(ISBLANK(Table14[[#This Row],[Existing Technology]]),\"\", IFERROR(INDEX('Non-Lighting Index Table'!$J$20:$J$23,MATCH(Table14[[#This Row],[Retrofit Technology]],'Non-Lighting Index Table'!$D$20:$D$23,0)),\"\"))","v":""},{"$f":"IF(ISBLANK(Table14[[#This Row],[Existing Technology]]),\"\", IFERROR(INDEX('Non-Lighting Index Table'!$K$20:$K$23,MATCH(Table14[[#This Row],[Retrofit Technology]],'Non-Lighting Index Table'!$D$20:$D$23,0)),\"\"))","v":""},{"$f":"IF(ISBLANK(Table14[[#This Row],[Existing Technology]]),\"\", IFERROR(INDEX('Non-Lighting Index Table'!$G$20:$G$23,MATCH(Table14[[#This Row],[Existing Technology]],'Non-Lighting Index Table'!$C$20:$C$23,0)),\"\"))","v":""},{"$f":"IF(ISBLANK(Table14[[#This Row],[Retrofit Technology]]),\"\", IFERROR(INDEX('Non-Lighting Index Table'!$H$20:$H$23,MATCH(Table14[[#This Row],[Retrofit Technology]],'Non-Lighting Index Table'!$D$20:$D$23,0)),\"\"))","v":""},{"$f":"IF(ISBLANK(Table14[[#This Row],[Retrofit Technology]]),\"\", IFERROR(INDEX('Non-Lighting Index Table'!$I$20:$I$23,MATCH(Table14[[#This Row],[Retrofit Technology]],'Non-Lighting Index Table'!$D$20:$D$23,0)),\"\"))","v":""},null,null,null,{"$f":"Table14[[#This Row],[Total Proposed Heating Energy Consumption\n(kWh)]]+Table14[[#This Row],[Total Proposed Cooling Energy Consumption\n(kWh)]]","v":0},null,{"$f":"IF(ISBLANK(Table14[[#This Row],[Total Existing Demand\n(kW)]]),\"\", IF(ISBLANK(Table14[[#This Row],[Total Proposed Demand\n(kW)]]),\"\", IFERROR(Table14[[#This Row],[Total Existing Demand\n(kW)]]-Table14[[#This Row],[Total Proposed Demand\n(kW)]],\"\")))","v":""},{"$f":"IF(ISBLANK(Table14[[#This Row],[Total Existing Consumption\n(kWh)]]),\"\", IF(ISBLANK(Table14[[#This Row],[Total Proposed Consumption\n(kWh)]]),\"\", IFERROR(Table14[[#This Row],[Total Existing Consumption\n(kWh)]]-Table14[[#This Row],[Total Proposed Consumption\n(kWh)]],\"\")))","v":0},{"$f":"IF(Table14[[#This Row],[Energy Savings\n(kWh)]]<=0,\"NA\",IF(OR(ISNUMBER(SEARCH(\"Terminal\",I93)),ISNUMBER(SEARCH(\"Ductless\",I93))),  IF( ISBLANK(Table14[[#This Row],[Quantity]]),\"\", IFERROR(Table14[[#This Row],[Quantity]]*Table14[[#This Row],[Rebate (CAD)]],\"\")),\n                      IF( OR(ISBLANK(Table14[[#This Row],[Quantity]]),ISBLANK(Table14[[#This Row],[Tons]])),\"\", IFERROR(Table14[[#This Row],[Quantity]]*Table14[[#This Row],[Tons]]*Table14[[#This Row],[Rebate (CAD)]],\"\"))))","v":"NA"}]
[null,null,null,null,null,null,{"$f":"Table14[[#This Row],[Total Existing Heating Energy Consumption\n(kWh)]]+Table14[[#This Row],[Total Existing Cooling Energy Consumption\n(kWh)]]","v":0},null,null,null,null,{"$f":"IF(ISBLANK(Table14[[#This Row],[Existing Technology]]),\"\", IFERROR(INDEX('Non-Lighting Index Table'!$J$20:$J$23,MATCH(Table14[[#This Row],[Retrofit Technology]],'Non-Lighting Index Table'!$D$20:$D$23,0)),\"\"))","v":""},{"$f":"IF(ISBLANK(Table14[[#This Row],[Existing Technology]]),\"\", IFERROR(INDEX('Non-Lighting Index Table'!$K$20:$K$23,MATCH(Table14[[#This Row],[Retrofit Technology]],'Non-Lighting Index Table'!$D$20:$D$23,0)),\"\"))","v":""},{"$f":"IF(ISBLANK(Table14[[#This Row],[Existing Technology]]),\"\", IFERROR(INDEX('Non-Lighting Index Table'!$G$20:$G$23,MATCH(Table14[[#This Row],[Existing Technology]],'Non-Lighting Index Table'!$C$20:$C$23,0)),\"\"))","v":""},{"$f":"IF(ISBLANK(Table14[[#This Row],[Retrofit Technology]]),\"\", IFERROR(INDEX('Non-Lighting Index Table'!$H$20:$H$23,MATCH(Table14[[#This Row],[Retrofit Technology]],'Non-Lighting Index Table'!$D$20:$D$23,0)),\"\"))","v":""},{"$f":"IF(ISBLANK(Table14[[#This Row],[Retrofit Technology]]),\"\", IFERROR(INDEX('Non-Lighting Index Table'!$I$20:$I$23,MATCH(Table14[[#This Row],[Retrofit Technology]],'Non-Lighting Index Table'!$D$20:$D$23,0)),\"\"))","v":""},null,null,null,{"$f":"Table14[[#This Row],[Total Proposed Heating Energy Consumption\n(kWh)]]+Table14[[#This Row],[Total Proposed Cooling Energy Consumption\n(kWh)]]","v":0},null,{"$f":"IF(ISBLANK(Table14[[#This Row],[Total Existing Demand\n(kW)]]),\"\", IF(ISBLANK(Table14[[#This Row],[Total Proposed Demand\n(kW)]]),\"\", IFERROR(Table14[[#This Row],[Total Existing Demand\n(kW)]]-Table14[[#This Row],[Total Proposed Demand\n(kW)]],\"\")))","v":""},{"$f":"IF(ISBLANK(Table14[[#This Row],[Total Existing Consumption\n(kWh)]]),\"\", IF(ISBLANK(Table14[[#This Row],[Total Proposed Consumption\n(kWh)]]),\"\", IFERROR(Table14[[#This Row],[Total Existing Consumption\n(kWh)]]-Table14[[#This Row],[Total Proposed Consumption\n(kWh)]],\"\")))","v":0},{"$f":"IF(Table14[[#This Row],[Energy Savings\n(kWh)]]<=0,\"NA\",IF(OR(ISNUMBER(SEARCH(\"Terminal\",I94)),ISNUMBER(SEARCH(\"Ductless\",I94))),  IF( ISBLANK(Table14[[#This Row],[Quantity]]),\"\", IFERROR(Table14[[#This Row],[Quantity]]*Table14[[#This Row],[Rebate (CAD)]],\"\")),\n                      IF( OR(ISBLANK(Table14[[#This Row],[Quantity]]),ISBLANK(Table14[[#This Row],[Tons]])),\"\", IFERROR(Table14[[#This Row],[Quantity]]*Table14[[#This Row],[Tons]]*Table14[[#This Row],[Rebate (CAD)]],\"\"))))","v":"NA"}]
[null,null,null,null,null,null,{"$f":"Table14[[#This Row],[Total Existing Heating Energy Consumption\n(kWh)]]+Table14[[#This Row],[Total Existing Cooling Energy Consumption\n(kWh)]]","v":0},null,null,null,null,{"$f":"IF(ISBLANK(Table14[[#This Row],[Existing Technology]]),\"\", IFERROR(INDEX('Non-Lighting Index Table'!$J$20:$J$23,MATCH(Table14[[#This Row],[Retrofit Technology]],'Non-Lighting Index Table'!$D$20:$D$23,0)),\"\"))","v":""},{"$f":"IF(ISBLANK(Table14[[#This Row],[Existing Technology]]),\"\", IFERROR(INDEX('Non-Lighting Index Table'!$K$20:$K$23,MATCH(Table14[[#This Row],[Retrofit Technology]],'Non-Lighting Index Table'!$D$20:$D$23,0)),\"\"))","v":""},{"$f":"IF(ISBLANK(Table14[[#This Row],[Existing Technology]]),\"\", IFERROR(INDEX('Non-Lighting Index Table'!$G$20:$G$23,MATCH(Table14[[#This Row],[Existing Technology]],'Non-Lighting Index Table'!$C$20:$C$23,0)),\"\"))","v":""},{"$f":"IF(ISBLANK(Table14[[#This Row],[Retrofit Technology]]),\"\", IFERROR(INDEX('Non-Lighting Index Table'!$H$20:$H$23,MATCH(Table14[[#This Row],[Retrofit Technology]],'Non-Lighting Index Table'!$D$20:$D$23,0)),\"\"))","v":""},{"$f":"IF(ISBLANK(Table14[[#This Row],[Retrofit Technology]]),\"\", IFERROR(INDEX('Non-Lighting Index Table'!$I$20:$I$23,MATCH(Table14[[#This Row],[Retrofit Technology]],'Non-Lighting Index Table'!$D$20:$D$23,0)),\"\"))","v":""},null,null,null,{"$f":"Table14[[#This Row],[Total Proposed Heating Energy Consumption\n(kWh)]]+Table14[[#This Row],[Total Proposed Cooling Energy Consumption\n(kWh)]]","v":0},null,{"$f":"IF(ISBLANK(Table14[[#This Row],[Total Existing Demand\n(kW)]]),\"\", IF(ISBLANK(Table14[[#This Row],[Total Proposed Demand\n(kW)]]),\"\", IFERROR(Table14[[#This Row],[Total Existing Demand\n(kW)]]-Table14[[#This Row],[Total Proposed Demand\n(kW)]],\"\")))","v":""},{"$f":"IF(ISBLANK(Table14[[#This Row],[Total Existing Consumption\n(kWh)]]),\"\", IF(ISBLANK(Table14[[#This Row],[Total Proposed Consumption\n(kWh)]]),\"\", IFERROR(Table14[[#This Row],[Total Existing Consumption\n(kWh)]]-Table14[[#This Row],[Total Proposed Consumption\n(kWh)]],\"\")))","v":0},{"$f":"IF(Table14[[#This Row],[Energy Savings\n(kWh)]]<=0,\"NA\",IF(OR(ISNUMBER(SEARCH(\"Terminal\",I95)),ISNUMBER(SEARCH(\"Ductless\",I95))),  IF( ISBLANK(Table14[[#This Row],[Quantity]]),\"\", IFERROR(Table14[[#This Row],[Quantity]]*Table14[[#This Row],[Rebate (CAD)]],\"\")),\n                      IF( OR(ISBLANK(Table14[[#This Row],[Quantity]]),ISBLANK(Table14[[#This Row],[Tons]])),\"\", IFERROR(Table14[[#This Row],[Quantity]]*Table14[[#This Row],[Tons]]*Table14[[#This Row],[Rebate (CAD)]],\"\"))))","v":"NA"}]
[null,null,null,null,null,null,{"$f":"Table14[[#This Row],[Total Existing Heating Energy Consumption\n(kWh)]]+Table14[[#This Row],[Total Existing Cooling Energy Consumption\n(kWh)]]","v":0},null,null,null,null,{"$f":"IF(ISBLANK(Table14[[#This Row],[Existing Technology]]),\"\", IFERROR(INDEX('Non-Lighting Index Table'!$J$20:$J$23,MATCH(Table14[[#This Row],[Retrofit Technology]],'Non-Lighting Index Table'!$D$20:$D$23,0)),\"\"))","v":""},{"$f":"IF(ISBLANK(Table14[[#This Row],[Existing Technology]]),\"\", IFERROR(INDEX('Non-Lighting Index Table'!$K$20:$K$23,MATCH(Table14[[#This Row],[Retrofit Technology]],'Non-Lighting Index Table'!$D$20:$D$23,0)),\"\"))","v":""},{"$f":"IF(ISBLANK(Table14[[#This Row],[Existing Technology]]),\"\", IFERROR(INDEX('Non-Lighting Index Table'!$G$20:$G$23,MATCH(Table14[[#This Row],[Existing Technology]],'Non-Lighting Index Table'!$C$20:$C$23,0)),\"\"))","v":""},{"$f":"IF(ISBLANK(Table14[[#This Row],[Retrofit Technology]]),\"\", IFERROR(INDEX('Non-Lighting Index Table'!$H$20:$H$23,MATCH(Table14[[#This Row],[Retrofit Technology]],'Non-Lighting Index Table'!$D$20:$D$23,0)),\"\"))","v":""},{"$f":"IF(ISBLANK(Table14[[#This Row],[Retrofit Technology]]),\"\", IFERROR(INDEX('Non-Lighting Index Table'!$I$20:$I$23,MATCH(Table14[[#This Row],[Retrofit Technology]],'Non-Lighting Index Table'!$D$20:$D$23,0)),\"\"))","v":""},null,null,null,{"$f":"Table14[[#This Row],[Total Proposed Heating Energy Consumption\n(kWh)]]+Table14[[#This Row],[Total Proposed Cooling Energy Consumption\n(kWh)]]","v":0},null,{"$f":"IF(ISBLANK(Table14[[#This Row],[Total Existing Demand\n(kW)]]),\"\", IF(ISBLANK(Table14[[#This Row],[Total Proposed Demand\n(kW)]]),\"\", IFERROR(Table14[[#This Row],[Total Existing Demand\n(kW)]]-Table14[[#This Row],[Total Proposed Demand\n(kW)]],\"\")))","v":""},{"$f":"IF(ISBLANK(Table14[[#This Row],[Total Existing Consumption\n(kWh)]]),\"\", IF(ISBLANK(Table14[[#This Row],[Total Proposed Consumption\n(kWh)]]),\"\", IFERROR(Table14[[#This Row],[Total Existing Consumption\n(kWh)]]-Table14[[#This Row],[Total Proposed Consumption\n(kWh)]],\"\")))","v":0},{"$f":"IF(Table14[[#This Row],[Energy Savings\n(kWh)]]<=0,\"NA\",IF(OR(ISNUMBER(SEARCH(\"Terminal\",I96)),ISNUMBER(SEARCH(\"Ductless\",I96))),  IF( ISBLANK(Table14[[#This Row],[Quantity]]),\"\", IFERROR(Table14[[#This Row],[Quantity]]*Table14[[#This Row],[Rebate (CAD)]],\"\")),\n                      IF( OR(ISBLANK(Table14[[#This Row],[Quantity]]),ISBLANK(Table14[[#This Row],[Tons]])),\"\", IFERROR(Table14[[#This Row],[Quantity]]*Table14[[#This Row],[Tons]]*Table14[[#This Row],[Rebate (CAD)]],\"\"))))","v":"NA"}]
[null,null,null,null,null,null,{"$f":"Table14[[#This Row],[Total Existing Heating Energy Consumption\n(kWh)]]+Table14[[#This Row],[Total Existing Cooling Energy Consumption\n(kWh)]]","v":0},null,null,null,null,{"$f":"IF(ISBLANK(Table14[[#This Row],[Existing Technology]]),\"\", IFERROR(INDEX('Non-Lighting Index Table'!$J$20:$J$23,MATCH(Table14[[#This Row],[Retrofit Technology]],'Non-Lighting Index Table'!$D$20:$D$23,0)),\"\"))","v":""},{"$f":"IF(ISBLANK(Table14[[#This Row],[Existing Technology]]),\"\", IFERROR(INDEX('Non-Lighting Index Table'!$K$20:$K$23,MATCH(Table14[[#This Row],[Retrofit Technology]],'Non-Lighting Index Table'!$D$20:$D$23,0)),\"\"))","v":""},{"$f":"IF(ISBLANK(Table14[[#This Row],[Existing Technology]]),\"\", IFERROR(INDEX('Non-Lighting Index Table'!$G$20:$G$23,MATCH(Table14[[#This Row],[Existing Technology]],'Non-Lighting Index Table'!$C$20:$C$23,0)),\"\"))","v":""},{"$f":"IF(ISBLANK(Table14[[#This Row],[Retrofit Technology]]),\"\", IFERROR(INDEX('Non-Lighting Index Table'!$H$20:$H$23,MATCH(Table14[[#This Row],[Retrofit Technology]],'Non-Lighting Index Table'!$D$20:$D$23,0)),\"\"))","v":""},{"$f":"IF(ISBLANK(Table14[[#This Row],[Retrofit Technology]]),\"\", IFERROR(INDEX('Non-Lighting Index Table'!$I$20:$I$23,MATCH(Table14[[#This Row],[Retrofit Technology]],'Non-Lighting Index Table'!$D$20:$D$23,0)),\"\"))","v":""},null,null,null,{"$f":"Table14[[#This Row],[Total Proposed Heating Energy Consumption\n(kWh)]]+Table14[[#This Row],[Total Proposed Cooling Energy Consumption\n(kWh)]]","v":0},null,{"$f":"IF(ISBLANK(Table14[[#This Row],[Total Existing Demand\n(kW)]]),\"\", IF(ISBLANK(Table14[[#This Row],[Total Proposed Demand\n(kW)]]),\"\", IFERROR(Table14[[#This Row],[Total Existing Demand\n(kW)]]-Table14[[#This Row],[Total Proposed Demand\n(kW)]],\"\")))","v":""},{"$f":"IF(ISBLANK(Table14[[#This Row],[Total Existing Consumption\n(kWh)]]),\"\", IF(ISBLANK(Table14[[#This Row],[Total Proposed Consumption\n(kWh)]]),\"\", IFERROR(Table14[[#This Row],[Total Existing Consumption\n(kWh)]]-Table14[[#This Row],[Total Proposed Consumption\n(kWh)]],\"\")))","v":0},{"$f":"IF(Table14[[#This Row],[Energy Savings\n(kWh)]]<=0,\"NA\",IF(OR(ISNUMBER(SEARCH(\"Terminal\",I97)),ISNUMBER(SEARCH(\"Ductless\",I97))),  IF( ISBLANK(Table14[[#This Row],[Quantity]]),\"\", IFERROR(Table14[[#This Row],[Quantity]]*Table14[[#This Row],[Rebate (CAD)]],\"\")),\n                      IF( OR(ISBLANK(Table14[[#This Row],[Quantity]]),ISBLANK(Table14[[#This Row],[Tons]])),\"\", IFERROR(Table14[[#This Row],[Quantity]]*Table14[[#This Row],[Tons]]*Table14[[#This Row],[Rebate (CAD)]],\"\"))))","v":"NA"}]
[null,null,null,null,null,null,{"$f":"Table14[[#This Row],[Total Existing Heating Energy Consumption\n(kWh)]]+Table14[[#This Row],[Total Existing Cooling Energy Consumption\n(kWh)]]","v":0},null,null,null,null,{"$f":"IF(ISBLANK(Table14[[#This Row],[Existing Technology]]),\"\", IFERROR(INDEX('Non-Lighting Index Table'!$J$20:$J$23,MATCH(Table14[[#This Row],[Retrofit Technology]],'Non-Lighting Index Table'!$D$20:$D$23,0)),\"\"))","v":""},{"$f":"IF(ISBLANK(Table14[[#This Row],[Existing Technology]]),\"\", IFERROR(INDEX('Non-Lighting Index Table'!$K$20:$K$23,MATCH(Table14[[#This Row],[Retrofit Technology]],'Non-Lighting Index Table'!$D$20:$D$23,0)),\"\"))","v":""},{"$f":"IF(ISBLANK(Table14[[#This Row],[Existing Technology]]),\"\", IFERROR(INDEX('Non-Lighting Index Table'!$G$20:$G$23,MATCH(Table14[[#This Row],[Existing Technology]],'Non-Lighting Index Table'!$C$20:$C$23,0)),\"\"))","v":""},{"$f":"IF(ISBLANK(Table14[[#This Row],[Retrofit Technology]]),\"\", IFERROR(INDEX('Non-Lighting Index Table'!$H$20:$H$23,MATCH(Table14[[#This Row],[Retrofit Technology]],'Non-Lighting Index Table'!$D$20:$D$23,0)),\"\"))","v":""},{"$f":"IF(ISBLANK(Table14[[#This Row],[Retrofit Technology]]),\"\", IFERROR(INDEX('Non-Lighting Index Table'!$I$20:$I$23,MATCH(Table14[[#This Row],[Retrofit Technology]],'Non-Lighting Index Table'!$D$20:$D$23,0)),\"\"))","v":""},null,null,null,{"$f":"Table14[[#This Row],[Total Proposed Heating Energy Consumption\n(kWh)]]+Table14[[#This Row],[Total Proposed Cooling Energy Consumption\n(kWh)]]","v":0},null,{"$f":"IF(ISBLANK(Table14[[#This Row],[Total Existing Demand\n(kW)]]),\"\", IF(ISBLANK(Table14[[#This Row],[Total Proposed Demand\n(kW)]]),\"\", IFERROR(Table14[[#This Row],[Total Existing Demand\n(kW)]]-Table14[[#This Row],[Total Proposed Demand\n(kW)]],\"\")))","v":""},{"$f":"IF(ISBLANK(Table14[[#This Row],[Total Existing Consumption\n(kWh)]]),\"\", IF(ISBLANK(Table14[[#This Row],[Total Proposed Consumption\n(kWh)]]),\"\", IFERROR(Table14[[#This Row],[Total Existing Consumption\n(kWh)]]-Table14[[#This Row],[Total Proposed Consumption\n(kWh)]],\"\")))","v":0},{"$f":"IF(Table14[[#This Row],[Energy Savings\n(kWh)]]<=0,\"NA\",IF(OR(ISNUMBER(SEARCH(\"Terminal\",I98)),ISNUMBER(SEARCH(\"Ductless\",I98))),  IF( ISBLANK(Table14[[#This Row],[Quantity]]),\"\", IFERROR(Table14[[#This Row],[Quantity]]*Table14[[#This Row],[Rebate (CAD)]],\"\")),\n                      IF( OR(ISBLANK(Table14[[#This Row],[Quantity]]),ISBLANK(Table14[[#This Row],[Tons]])),\"\", IFERROR(Table14[[#This Row],[Quantity]]*Table14[[#This Row],[Tons]]*Table14[[#This Row],[Rebate (CAD)]],\"\"))))","v":"NA"}]
[null,null,null,null,null,null,{"$f":"Table14[[#This Row],[Total Existing Heating Energy Consumption\n(kWh)]]+Table14[[#This Row],[Total Existing Cooling Energy Consumption\n(kWh)]]","v":0},null,null,null,null,{"$f":"IF(ISBLANK(Table14[[#This Row],[Existing Technology]]),\"\", IFERROR(INDEX('Non-Lighting Index Table'!$J$20:$J$23,MATCH(Table14[[#This Row],[Retrofit Technology]],'Non-Lighting Index Table'!$D$20:$D$23,0)),\"\"))","v":""},{"$f":"IF(ISBLANK(Table14[[#This Row],[Existing Technology]]),\"\", IFERROR(INDEX('Non-Lighting Index Table'!$K$20:$K$23,MATCH(Table14[[#This Row],[Retrofit Technology]],'Non-Lighting Index Table'!$D$20:$D$23,0)),\"\"))","v":""},{"$f":"IF(ISBLANK(Table14[[#This Row],[Existing Technology]]),\"\", IFERROR(INDEX('Non-Lighting Index Table'!$G$20:$G$23,MATCH(Table14[[#This Row],[Existing Technology]],'Non-Lighting Index Table'!$C$20:$C$23,0)),\"\"))","v":""},{"$f":"IF(ISBLANK(Table14[[#This Row],[Retrofit Technology]]),\"\", IFERROR(INDEX('Non-Lighting Index Table'!$H$20:$H$23,MATCH(Table14[[#This Row],[Retrofit Technology]],'Non-Lighting Index Table'!$D$20:$D$23,0)),\"\"))","v":""},{"$f":"IF(ISBLANK(Table14[[#This Row],[Retrofit Technology]]),\"\", IFERROR(INDEX('Non-Lighting Index Table'!$I$20:$I$23,MATCH(Table14[[#This Row],[Retrofit Technology]],'Non-Lighting Index Table'!$D$20:$D$23,0)),\"\"))","v":""},null,null,null,{"$f":"Table14[[#This Row],[Total Proposed Heating Energy Consumption\n(kWh)]]+Table14[[#This Row],[Total Proposed Cooling Energy Consumption\n(kWh)]]","v":0},null,{"$f":"IF(ISBLANK(Table14[[#This Row],[Total Existing Demand\n(kW)]]),\"\", IF(ISBLANK(Table14[[#This Row],[Total Proposed Demand\n(kW)]]),\"\", IFERROR(Table14[[#This Row],[Total Existing Demand\n(kW)]]-Table14[[#This Row],[Total Proposed Demand\n(kW)]],\"\")))","v":""},{"$f":"IF(ISBLANK(Table14[[#This Row],[Total Existing Consumption\n(kWh)]]),\"\", IF(ISBLANK(Table14[[#This Row],[Total Proposed Consumption\n(kWh)]]),\"\", IFERROR(Table14[[#This Row],[Total Existing Consumption\n(kWh)]]-Table14[[#This Row],[Total Proposed Consumption\n(kWh)]],\"\")))","v":0},{"$f":"IF(Table14[[#This Row],[Energy Savings\n(kWh)]]<=0,\"NA\",IF(OR(ISNUMBER(SEARCH(\"Terminal\",I99)),ISNUMBER(SEARCH(\"Ductless\",I99))),  IF( ISBLANK(Table14[[#This Row],[Quantity]]),\"\", IFERROR(Table14[[#This Row],[Quantity]]*Table14[[#This Row],[Rebate (CAD)]],\"\")),\n                      IF( OR(ISBLANK(Table14[[#This Row],[Quantity]]),ISBLANK(Table14[[#This Row],[Tons]])),\"\", IFERROR(Table14[[#This Row],[Quantity]]*Table14[[#This Row],[Tons]]*Table14[[#This Row],[Rebate (CAD)]],\"\"))))","v":"NA"}]

{"sheet":"Mechanical","index":6,"n_rows":99,"n_cols":38,"rows_kept":99,"cut":false,"hidden":false,"merged":[[3,0,3,8],[3,30,3,31],[3,32,3,33],[4,24,4,25],[4,26,4,27],[3,9,3,17]]}
["Energy Savings Calculator for Mechanical ECMs"]
[{"$f":"Summary!A9","v":"Electrical Rebate Calculator, version 4.0  -  2018.08.22"}]
[null,null,null,null,null,null,null,null,null,null,null,null,null,null,null,null,null,null,"Savings","Rebate"]
["Existing System",null,null,null,null,null,null,null,null,"Proposed System",null,null,null,null,null,null,null,null,"Total","Total",null,null,null,null,null,null,null,null,null,null,"Existing",null,"Proposed"]
["Space Description","Existing Technology","End Use","System","Quantity","HP","Operating hours \n(hrs)","Number of Occupant","Baseline Consumption (Hidden, kWh)","Retrofit Technology","Energy Factor","Rebate\n(CAD)","Per Unit","Equivalent BC Hydro End Use (Hidden)","BC Hydro ECM (Hidden)","Persistence (Hidden, yrs.)","Total Capital Cost\n(CAD)","Annual Consumption (Hidden, kWh)","Energy Savings\n(kWh)","Rebate Amount\n(CAD)",null,null,null,null,"Estimated Demand Savings (kW) Site vs BCH Peak",null,"Estimated Energy Savings (kWh) Site vs Potentially Incentable",null,"Estimated Measure Life (yrs.)","Estimated GHG Savings (tons of CO2e/yr.)","Demand (kW)","Energy (kWh)","Demand (kW)","Energy (kWh)","Estimated Rebate ($)","Estimated Annual Electrical Cost Savings  ($/yr.)","Cost ($)","Simple Payback (yrs.)"]
[null,null,null,null,null,null,null,null,{"$f":"IF( ISBLANK(Table16[[#This Row],[Existing Technology]]),\"\", IF(ISNUMBER(SEARCH(\"Hot water\",Table16[[#This Row],[Existing Technology]])), IFERROR(Table16[[#This Row],[Number of Occupant]]*1*365*65*8.34/3413/0.85,\"\"), IF(ISNUMBER(SEARCH(\"Fan\",Table16[[#This Row],[Existing Technology]])), IFERROR(Table16[[#This Row],[Quantity]]*Table16[[#This Row],[HP]]*0.746*Table16[[#This Row],[Operating hours \n(hrs)]], \"\"),\"\")))","v":""},{"$f":"IF(ISBLANK(Table16[[#This Row],[Existing Technology]]),\"\", IFERROR(INDEX('Non-Lighting Index Table'!$D$24:$D$26,MATCH(Table16[[#This Row],[Existing Technology]],Table20MechanicalExistingTechnology,0)),\"\"))","v":""},null,{"$f":"IF(ISBLANK(Table16[[#This Row],[Existing Technology]]),\"\", IFERROR(INDEX('Non-Lighting Index Table'!$J$24:$J$26,MATCH(Table16[[#This Row],[Existing Technology]],Table20MechanicalExistingTechnology,0)),\"\"))","v":""},{"$f":"IF(ISBLANK(Table16[[#This Row],[Existing Technology]]),\"\", IFERROR(INDEX('Non-Lighting Index Table'!$K$24:$K$26,MATCH(Table16[[#This Row],[Existing Technology]],Table20MechanicalExistingTechnology,0)),\"\"))","v":""},{"$f":"IF(ISBLANK(Table16[[#This Row],[Existing Technology]]),\"\", IFERROR(INDEX('Non-Lighting Index Table'!$G$24:$G$26,MATCH(Table16[[#This Row],[Existing Technology]],Table20MechanicalExistingTechnology,0)),\"\"))","v":""},{"$f":"IF(ISBLANK(Table16[[#This Row],[Existing Technology]]),\"\", IFERROR(INDEX('Non-Lighting Index Table'!$H$24:$H$26,MATCH(Table16[[#This Row],[Existing Technology]],Table20MechanicalExistingTechnology,0)),\"\"))","v":""},{"$f":"IF(ISBLANK(Table16[[#This Row],[Existing Technology]]),\"\", IFERROR(INDEX('Non-Lighting Index Table'!$I$24:$I$26,MATCH(Table16[[#This Row],[Existing Technology]],Table20MechanicalExistingTechnology,0)),\"\"))","v":""},null,{"$f":"IF(ISNUMBER(Table16[[#This Row],[Baseline Consumption (Hidden, kWh)]]), IF( ISNUMBER(SEARCH(\"Heat Pump\",Table16[[#This Row],[Retrofit Technology]])), IFERROR(Table16[[#This Row],[Baseline Consumption (Hidden, kWh)]]/Table16[[#This Row],[Energy Factor]],\"\"), IFERROR(Table16[[#This Row],[Baseline Consumption (Hidden, kWh)]]*0.8,\"\")), \"\")","v":""},{"$f":"IF(ISBLANK(Table16[[#This Row],[Annual Consumption (Hidden, kWh)]]),\"\", IFERROR(Table16[[#This Row],[Baseline Consumption (Hidden, kWh)]]-Table16[[#This Row],[Annual Consumption (Hidden, kWh)]],\"\"))","v":""},{"$f":"IF(ISBLANK(Table16[[#This Row],[Quantity]]),\"\",IF( Table16[[#This Row],[Per Unit]]=\"Per water heater\", IFERROR(Table16[[#This Row],[Quantity]]*Table16[[#This Row],[Rebate\n(CAD)]],\"\"), IF(Table16[[#This Row],[Per Unit]]=\"Per motor hp\", IFERROR(Table16[[#This Row],[Quantity]]*Table16[[#This Row],[HP]]*Table16[[#This Row],[Rebate\n(CAD)]],\"\"),\"\")))","v":""},null,"Mechanical","Domestic hot water boiler upgrade; Efficient boiler",null,0,0,{"$f":"SUMIFS($S$6:$S$99,$O$6:$O$99,W6)","v":0},{"$f":"SUMIFS($S$6:$S$99,$O$6:$O$99,W6)","v":0},15,{"$f":"IFERROR(AA6*(10.67/10^6),0)","v":0},0,{"$f":"SUMIFS($I$6:$I$99,$O$6:$O$99,W6)","v":0},0,{"$f":"SUMIFS($R$6:$R$99,$O$6:$O$99,W6)","v":0},{"$f":"SUMIFS($T$6:$T$99,$O$6:$O$99,W6)","v":0},{"$f":"IFERROR(AA6*0.088,0)","v":0},{"$f":"SUMIFS($Q$6:$Q$99,$O$6:$O$99,W6)","v":0},{"$f":"IFERROR((AK6)/AJ6,0)","v":0}]
[null,null,null,null,null,null,null,null,{"$f":"IF( ISBLANK(Table16[[#This Row],[Existing Technology]]),\"\", IF(ISNUMBER(SEARCH(\"Hot water\",Table16[[#This Row],[Existing Technology]])), IFERROR(Table16[[#This Row],[Number of Occupant]]*1*365*65*8.34/3413/0.85,\"\"), IF(ISNUMBER(SEARCH(\"Fan\",Table16[[#This Row],[Existing Technology]])), IFERROR(Table16[[#This Row],[Quantity]]*Table16[[#This Row],[HP]]*0.746*Table16[[#This Row],[Operating hours \n(hrs)]], \"\"),\"\")))","v":""},{"$f":"IF(ISBLANK(Table16[[#This Row],[Existing Technology]]),\"\", IFERROR(INDEX('Non-Lighting Index Table'!$D$24:$D$26,MATCH(Table16[[#This Row],[Existing Technology]],Table20MechanicalExistingTechnology,0)),\"\"))","v":""},null,{"$f":"IF(ISBLANK(Table16[[#This Row],[Existing Technology]]),\"\", IFERROR(INDEX('Non-Lighting Index Table'!$J$24:$J$26,MATCH(Table16[[#This Row],[Existing Technology]],Table20MechanicalExistingTechnology,0)),\"\"))","v":""},{"$f":"IF(ISBLANK(Table16[[#This Row],[Existing Technology]]),\"\", IFERROR(INDEX('Non-Lighting Index Table'!$K$24:$K$26,MATCH(Table16[[#This Row],[Existing Technology]],Table20MechanicalExistingTechnology,0)),\"\"))","v":""},{"$f":"IF(ISBLANK(Table16[[#This Row],[Existing Technology]]),\"\", IFERROR(INDEX('Non-Lighting Index Table'!$G$24:$G$26,MATCH(Table16[[#This Row],[Existing Technology]],Table20MechanicalExistingTechnology,0)),\"\"))","v":""},{"$f":"IF(ISBLANK(Table16[[#This Row],[Existing Technology]]),\"\", IFERROR(INDEX('Non-Lighting Index Table'!$H$24:$H$26,MATCH(Table16[[#This Row],[Existing Technology]],Table20MechanicalExistingTechnology,0)),\"\"))","v":""},{"$f":"IF(ISBLANK(Table16[[#This Row],[Existing Technology]]),\"\", IFERROR(INDEX('Non-Lighting Index Table'!$I$24:$I$26,MATCH(Table16[[#This Row],[Existing Technology]],Table20MechanicalExistingTechnology,0)),\"\"))","v":""},null,{"$f":"IF(ISNUMBER(Table16[[#This Row],[Baseline Consumption (Hidden, kWh)]]), IF( ISNUMBER(SEARCH(\"Heat Pump\",Table16[[#This Row],[Retrofit Technology]])), IFERROR(Table16[[#This Row],[Baseline Consumption (Hidden, kWh)]]/Table16[[#This Row],[Energy Factor]],\"\"), IFERROR(Table16[[#This Row],[Baseline Consumption (Hidden, kWh)]]*0.8,\"\")), \"\")","v":""},{"$f":"IF(ISBLANK(Table16[[#This Row],[Annual Consumption (Hidden, kWh)]]),\"\", IFERROR(Table16[[#This Row],[Baseline Consumption (Hidden, kWh)]]-Table16[[#This Row],[Annual Consumption (Hidden, kWh)]],\"\"))","v":""},{"$f":"IF(ISBLANK(Table16[[#This Row],[Quantity]]),\"\",IF( Table16[[#This Row],[Per Unit]]=\"Per water heater\", IFERROR(Table16[[#This Row],[Quantity]]*Table16[[#This Row],[Rebate\n(CAD)]],\"\"), IF(Table16[[#This Row],[Per Unit]]=\"Per motor hp\", IFERROR(Table16[[#This Row],[Quantity]]*Table16[[#This Row],[HP]]*Table16[[#This Row],[Rebate\n(CAD)]],\"\"),\"\")))","v":""},null,null,"Adjustable speed drive on pump or fan",null,0,0,{"$f":"SUMIFS($S$6:$S$99,$O$6:$O$99,W7)","v":0},{"$f":"SUMIFS($S$6:$S$99,$O$6:$O$99,W7)","v":0},10,{"$f":"IFERROR(AA7*(10.67/10^6),0)","v":0},0,{"$f":"SUMIFS($I$6:$I$99,$O$6:$O$99,W7)","v":0},0,{"$f":"SUMIFS($R$6:$R$99,$O$6:$O$99,W7)","v":0},{"$f":"SUMIFS($T$6:$T$99,$O$6:$O$99,W7)","v":0},{"$f":"IFERROR(AA7*0.088,0)","v":0},{"$f":"SUMIFS($Q$6:$Q$99,$O$6:$O$99,W7)","v":0},{"$f":"IFERROR((AK7)/AJ7,0)","v":0}]
[null,null,null,null,null,null,null,null,{"$f":"IF( ISBLANK(Table16[[#This Row],[Existing Technology]]),\"\", IF(ISNUMBER(SEARCH(\"Hot water\",Table16[[#This Row],[Existing Technology]])), IFERROR(Table16[[#This Row],[Number of Occupant]]*1*365*65*8.34/3413/0.85,\"\"), IF(ISNUMBER(SEARCH(\"Fan\",Table16[[#This Row],[Existing Technology]])), IFERROR(Table16[[#This Row],[Quantity]]*Table16[[#This Row],[HP]]*0.746*Table16[[#This Row],[Operating hours \n(hrs)]], \"\"),\"\")))","v":""},{"$f":"IF(ISBLANK(Table16[[#This Row],[Existing Technology]]),\"\", IFERROR(INDEX('Non-Lighting Index Table'!$D$24:$D$26,MATCH(Table16[[#This Row],[Existing Technology]],Table20MechanicalExistingTechnology,0)),\"\"))","v":""},null,{"$f":"IF(ISBLANK(Table16[[#This Row],[Existing Technology]]),\"\", IFERROR(INDEX('Non-Lighting Index Table'!$J$24:$J$26,MATCH(Table16[[#This Row],[Existing Technology]],Table20MechanicalExistingTechnology,0)),\"\"))","v":""},{"$f":"IF(ISBLANK(Table16[[#This Row],[Existing Technology]]),\"\", IFERROR(INDEX('Non-Lighting Index Table'!$K$24:$K$26,MATCH(Table16[[#This Row],[Existing Technology]],Table20MechanicalExistingTechnology,0)),\"\"))","v":""},{"$f":"IF(ISBLANK(Table16[[#This Row],[Existing Technology]]),\"\", IFERROR(INDEX('Non-Lighting Index Table'!$G$24:$G$26,MATCH(Table16[[#This Row],[Existing Technology]],Table20MechanicalExistingTechnology,0)),\"\"))","v":""},{"$f":"IF(ISBLANK(Table16[[#This Row],[Existing Technology]]),\"\", IFERROR(INDEX('Non-Lighting Index Table'!$H$24:$H$26,MATCH(Table16[[#This Row],[Existing Technology]],Table20MechanicalExistingTechnology,0)),\"\"))","v":""},{"$f":"IF(ISBLANK(Table16[[#This Row],[Existing Technology]]),\"\", IFERROR(INDEX('Non-Lighting Index Table'!$I$24:$I$26,MATCH(Table16[[#This Row],[Existing Technology]],Table20MechanicalExistingTechnology,0)),\"\"))","v":""},null,{"$f":"IF(ISNUMBER(Table16[[#This Row],[Baseline Consumption (Hidden, kWh)]]), IF( ISNUMBER(SEARCH(\"Heat Pump\",Table16[[#This Row],[Retrofit Technology]])), IFERROR(Table16[[#This Row],[Baseline Consumption (Hidden, kWh)]]/Table16[[#This Row],[Energy Factor]],\"\"), IFERROR(Table16[[#This Row],[Baseline Consumption (Hidden, kWh)]]*0.8,\"\")), \"\")","v":""},{"$f":"IF(ISBLANK(Table16[[#This Row],[Annual Consumption (Hidden, kWh)]]),\"\", IFERROR(Table16[[#This Row],[Baseline Consumption (Hidden, kWh)]]-Table16[[#This Row],[Annual Consumption (Hidden, kWh)]],\"\"))","v":""},{"$f":"IF(ISBLANK(Table16[[#This Row],[Quantity]]),\"\",IF( Table16[[#This Row],[Per Unit]]=\"Per water heater\", IFERROR(Table16[[#This Row],[Quantity]]*Table16[[#This Row],[Rebate\n(CAD)]],\"\"), IF(Table16[[#This Row],[Per Unit]]=\"Per motor hp\", IFERROR(Table16[[#This Row],[Quantity]]*Table16[[#This Row],[HP]]*Table16[[#This Row],[Rebate\n(CAD)]],\"\"),\"\")))","v":""},null,null,null,"Sub-Total",{"$f":"IFERROR(SUM(Y6:Y7),0)","v":0},0,{"$f":"IFERROR(SUM(AA6:AA7),0)","v":0},0,null,0,0,0,0,0,0,0,0,{"$f":"IFERROR((AK8)/AJ8,0)","v":0}]
[null,null,null,null,null,null,null,null,{"$f":"IF( ISBLANK(Table16[[#This Row],[Existing Technology]]),\"\", IF(ISNUMBER(SEARCH(\"Hot water\",Table16[[#This Row],[Existing Technology]])), IFERROR(Table16[[#This Row],[Number of Occupant]]*1*365*65*8.34/3413/0.85,\"\"), IF(ISNUMBER(SEARCH(\"Fan\",Table16[[#This Row],[Existing Technology]])), IFERROR(Table16[[#This Row],[Quantity]]*Table16[[#This Row],[HP]]*0.746*Table16[[#This Row],[Operating hours \n(hrs)]], \"\"),\"\")))","v":""},{"$f":"IF(ISBLANK(Table16[[#This Row],[Existing Technology]]),\"\", IFERROR(INDEX('Non-Lighting Index Table'!$D$24:$D$26,MATCH(Table16[[#This Row],[Existing Technology]],Table20MechanicalExistingTechnology,0)),\"\"))","v":""},null,{"$f":"IF(ISBLANK(Table16[[#This Row],[Existing Technology]]),\"\", IFERROR(INDEX('Non-Lighting Index Table'!$J$24:$J$26,MATCH(Table16[[#This Row],[Existing Technology]],Table20MechanicalExistingTechnology,0)),\"\"))","v":""},{"$f":"IF(ISBLANK(Table16[[#This Row],[Existing Technology]]),\"\", IFERROR(INDEX('Non-Lighting Index Table'!$K$24:$K$26,MATCH(Table16[[#This Row],[Existing Technology]],Table20MechanicalExistingTechnology,0)),\"\"))","v":""},{"$f":"IF(ISBLANK(Table16[[#This Row],[Existing Technology]]),\"\", IFERROR(INDEX('Non-Lighting Index Table'!$G$24:$G$26,MATCH(Table16[[#This Row],[Existing Technology]],Table20MechanicalExistingTechnology,0)),\"\"))","v":""},{"$f":"IF(ISBLANK(Table16[[#This Row],[Existing Technology]]),\"\", IFERROR(INDEX('Non-Lighting Index Table'!$H$24:$H$26,MATCH(Table16[[#This Row],[Existing Technology]],Table20MechanicalExistingTechnology,0)),\"\"))","v":""},{"$f":"IF(ISBLANK(Table16[[#This Row],[Existing Technology]]),\"\", IFERROR(INDEX('Non-Lighting Index Table'!$I$24:$I$26,MATCH(Table16[[#This Row],[Existing Technology]],Table20MechanicalExistingTechnology,0)),\"\"))","v":""},null,{"$f":"IF(ISNUMBER(Table16[[#This Row],[Baseline Consumption (Hidden, kWh)]]), IF( ISNUMBER(SEARCH(\"Heat Pump\",Table16[[#This Row],[Retrofit Technology]])), IFERROR(Table16[[#This Row],[Baseline Consumption (Hidden, kWh)]]/Table16[[#This Row],[Energy Factor]],\"\"), IFERROR(Table16[[#This Row],[Baseline Consumption (Hidden, kWh)]]*0.8,\"\")), \"\")","v":""},{"$f":"IF(ISBLANK(Table16[[#This Row],[Annual Consumption (Hidden, kWh)]]),\"\", IFERROR(Table16[[#This Row],[Baseline Consumption (Hidden, kWh)]]-Table16[[#This Row],[Annual Consumption (Hidden, kWh)]],\"\"))","v":""},{"$f":"IF(ISBLANK(Table16[[#This Row],[Quantity]]),\"\",IF( Table16[[#This Row],[Per Unit]]=\"Per water heater\", IFERROR(Table16[[#This Row],[Quantity]]*Table16[[#This Row],[Rebate\n(CAD)]],\"\"), IF(Table16[[#This Row],[Per Unit]]=\"Per motor hp\", IFERROR(Table16[[#This Row],[Quantity]]*Table16[[#This Row],[HP]]*Table16[[#This Row],[Rebate\n(CAD)]],\"\"),\"\")))","v":""}]
[null,null,null,null,null,null,null,null,{"$f":"IF( ISBLANK(Table16[[#This Row],[Existing Technology]]),\"\", IF(ISNUMBER(SEARCH(\"Hot water\",Table16[[#This Row],[Existing Technology]])), IFERROR(Table16[[#This Row],[Number of Occupant]]*1*365*65*8.34/3413/0.85,\"\"), IF(ISNUMBER(SEARCH(\"Fan\",Table16[[#This Row],[Existing Technology]])), IFERROR(Table16[[#This Row],[Quantity]]*Table16[[#This Row],[HP]]*0.746*Table16[[#This Row],[Operating hours \n(hrs)]], \"\"),\"\")))","v":""},{"$f":"IF(ISBLANK(Table16[[#This Row],[Existing Technology]]),\"\", IFERROR(INDEX('Non-Lighting Index Table'!$D$24:$D$26,MATCH(Table16[[#This Row],[Existing Technology]],Table20MechanicalExistingTechnology,0)),\"\"))","v":""},null,{"$f":"IF(ISBLANK(Table16[[#This Row],[Existing Technology]]),\"\", IFERROR(INDEX('Non-Lighting Index Table'!$J$24:$J$26,MATCH(Table16[[#This Row],[Existing Technology]],Table20MechanicalExistingTechnology,0)),\"\"))","v":""},{"$f":"IF(ISBLANK(Table16[[#This Row],[Existing Technology]]),\"\", IFERROR(INDEX('Non-Lighting Index Table'!$K$24:$K$26,MATCH(Table16[[#This Row],[Existing Technology]],Table20MechanicalExistingTechnology,0)),\"\"))","v":""},{"$f":"IF(ISBLANK(Table16[[#This Row],[Existing Technology]]),\"\", IFERROR(INDEX('Non-Lighting Index Table'!$G$24:$G$26,MATCH(Table16[[#This Row],[Existing Technology]],Table20MechanicalExistingTechnology,0)),\"\"))","v":""},{"$f":"IF(ISBLANK(Table16[[#This Row],[Existing Technology]]),\"\", IFERROR(INDEX('Non-Lighting Index Table'!$H$24:$H$26,MATCH(Table16[[#This Row],[Existing Technology]],Table20MechanicalExistingTechnology,0)),\"\"))","v":""},{"$f":"IF(ISBLANK(Table16[[#This Row],[Existing Technology]]),\"\", IFERROR(INDEX('Non-Lighting Index Table'!$I$24:$I$26,MATCH(Table16[[#This Row],[Existing Technology]],Table20MechanicalExistingTechnology,0)),\"\"))","v":""},null,{"$f":"IF(ISNUMBER(Table16[[#This Row],[Baseline Consumption (Hidden, kWh)]]), IF( ISNUMBER(SEARCH(\"Heat Pump\",Table16[[#This Row],[Retrofit Technology]])), IFERROR(Table16[[#This Row],[Baseline Consumption (Hidden, kWh)]]/Table16[[#This Row],[Energy Factor]],\"\"), IFERROR(Table16[[#This Row],[Baseline Consumption (Hidden, kWh)]]*0.8,\"\")), \"\")","v":""},{"$f":"IF(ISBLANK(Table16[[#This Row],[Annual Consumption (Hidden, kWh)]]),\"\", IFERROR(Table16[[#This Row],[Baseline Consumption (Hidden, kWh)]]-Table16[[#This Row],[Annual Consumption (Hidden, kWh)]],\"\"))","v":""},{"$f":"IF(ISBLANK(Table16[[#This Row],[Quantity]]),\"\",IF( Table16[[#This Row],[Per Unit]]=\"Per water heater\", IFERROR(Table16[[#This Row],[Quantity]]*Table16[[#This Row],[Rebate\n(CAD)]],\"\"), IF(Table16[[#This Row],[Per Unit]]=\"Per motor hp\", IFERROR(Table16[[#This Row],[Quantity]]*Table16[[#This Row],[HP]]*Table16[[#This Row],[Rebate\n(CAD)]],\"\"),\"\")))","v":""}]
[null,null,null,null,null,null,null,null,{"$f":"IF( ISBLANK(Table16[[#This Row],[Existing Technology]]),\"\", IF(ISNUMBER(SEARCH(\"Hot water\",Table16[[#This Row],[Existing Technology]])), IFERROR(Table16[[#This Row],[Number of Occupant]]*1*365*65*8.34/3413/0.85,\"\"), IF(ISNUMBER(SEARCH(\"Fan\",Table16[[#This Row],[Existing Technology]])), IFERROR(Table16[[#This Row],[Quantity]]*Table16[[#This Row],[HP]]*0.746*Table16[[#This Row],[Operating hours \n(hrs)]], \"\"),\"\")))","v":""},{"$f":"IF(ISBLANK(Table16[[#This Row],[Existing Technology]]),\"\", IFERROR(INDEX('Non-Lighting Index Table'!$D$24:$D$26,MATCH(Table16[[#This Row],[Existing Technology]],Table20MechanicalExistingTechnology,0)),\"\"))","v":""},null,{"$f":"IF(ISBLANK(Table16[[#This Row],[Existing Technology]]),\"\", IFERROR(INDEX('Non-Lighting Index Table'!$J$24:$J$26,MATCH(Table16[[#This Row],[Existing Technology]],Table20MechanicalExistingTechnology,0)),\"\"))","v":""},{"$f":"IF(ISBLANK(Table16[[#This Row],[Existing Technology]]),\"\", IFERROR(INDEX('Non-Lighting Index Table'!$K$24:$K$26,MATCH(Table16[[#This Row],[Existing Technology]],Table20MechanicalExistingTechnology,0)),\"\"))","v":""},{"$f":"IF(ISBLANK(Table16[[#This Row],[Existing Technology]]),\"\", IFERROR(INDEX('Non-Lighting Index Table'!$G$24:$G$26,MATCH(Table16[[#This Row],[Existing Technology]],Table20MechanicalExistingTechnology,0)),\"\"))","v":""},{"$f":"IF(ISBLANK(Table16[[#This Row],[Existing Technology]]),\"\", IFERROR(INDEX('Non-Lighting Index Table'!$H$24:$H$26,MATCH(Table16[[#This Row],[Existing Technology]],Table20MechanicalExistingTechnology,0)),\"\"))","v":""},{"$f":"IF(ISBLANK(Table16[[#This Row],[Existing Technology]]),\"\", IFERROR(INDEX('Non-Lighting Index Table'!$I$24:$I$26,MATCH(Table16[[#This Row],[Existing Technology]],Table20MechanicalExistingTechnology,0)),\"\"))","v":""},null,{"$f":"IF(ISNUMBER(Table16[[#This Row],[Baseline Consumption (Hidden, kWh)]]), IF( ISNUMBER(SEARCH(\"Heat Pump\",Table16[[#This Row],[Retrofit Technology]])), IFERROR(Table16[[#This Row],[Baseline Consumption (Hidden, kWh)]]/Table16[[#This Row],[Energy Factor]],\"\"), IFERROR(Table16[[#This Row],[Baseline Consumption (Hidden, kWh)]]*0.8,\"\")), \"\")","v":""},{"$f":"IF(ISBLANK(Table16[[#This Row],[Annual Consumption (Hidden, kWh)]]),\"\", IFERROR(Table16[[#This Row],[Baseline Consumption (Hidden, kWh)]]-Table16[[#This Row],[Annual Consumption (Hidden, kWh)]],\"\"))","v":""},{"$f":"IF(ISBLANK(Table16[[#This Row],[Quantity]]),\"\",IF( Table16[[#This Row],[Per Unit]]=\"Per water heater\", IFERROR(Table16[[#This Row],[Quantity]]*Table16[[#This Row],[Rebate\n(CAD)]],\"\"), IF(Table16[[#This Row],[Per Unit]]=\"Per motor hp\", IFERROR(Table16[[#This Row],[Quantity]]*Table16[[#This Row],[HP]]*Table16[[#This Row],[Rebate\n(CAD)]],\"\"),\"\")))","v":""}]
[null,null,null,null,null,null,null,null,{"$f":"IF( ISBLANK(Table16[[#This Row],[Existing Technology]]),\"\", IF(ISNUMBER(SEARCH(\"Hot water\",Table16[[#This Row],[Existing Technology]])), IFERROR(Table16[[#This Row],[Number of Occupant]]*1*365*65*8.34/3413/0.85,\"\"), IF(ISNUMBER(SEARCH(\"Fan\",Table16[[#This Row],[Existing Technology]])), IFERROR(Table16[[#This Row],[Quantity]]*Table16[[#This Row],[HP]]*0.746*Table16[[#This Row],[Operating hours \n(hrs)]], \"\"),\"\")))","v":""},{"$f":"IF(ISBLANK(Table16[[#This Row],[Existing Technology]]),\"\", IFERROR(INDEX('Non-Lighting Index Table'!$D$24:$D$26,MATCH(Table16[[#This Row],[Existing Technology]],Table20MechanicalExistingTechnology,0)),\"\"))","v":""},null,{"$f":"IF(ISBLANK(Table16[[#This Row],[Existing Technology]]),\"\", IFERROR(INDEX('Non-Lighting Index Table'!$J$24:$J$26,MATCH(Table16[[#This Row],[Existing Technology]],Table20MechanicalExistingTechnology,0)),\"\"))","v":""},{"$f":"IF(ISBLANK(Table16[[#This Row],[Existing Technology]]),\"\", IFERROR(INDEX('Non-Lighting Index Table'!$K$24:$K$26,MATCH(Table16[[#This Row],[Existing Technology]],Table20MechanicalExistingTechnology,0)),\"\"))","v":""},{"$f":"IF(ISBLANK(Table16[[#This Row],[Existing Technology]]),\"\", IFERROR(INDEX('Non-Lighting Index Table'!$G$24:$G$26,MATCH(Table16[[#This Row],[Existing Technology]],Table20MechanicalExistingTechnology,0)),\"\"))","v":""},{"$f":"IF(ISBLANK(Table16[[#This Row],[Existing Technology]]),\"\", IFERROR(INDEX('Non-Lighting Index Table'!$H$24:$H$26,MATCH(Table16[[#This Row],[Existing Technology]],Table20MechanicalExistingTechnology,0)),\"\"))","v":""},{"$f":"IF(ISBLANK(Table16[[#This Row],[Existing Technology]]),\"\", IFERROR(INDEX('Non-Lighting Index Table'!$I$24:$I$26,MATCH(Table16[[#This Row],[Existing Technology]],Table20MechanicalExistingTechnology,0)),\"\"))","v":""},null,{"$f":"IF(ISNUMBER(Table16[[#This Row],[Baseline Consumption (Hidden, kWh)]]), IF( ISNUMBER(SEARCH(\"Heat Pump\",Table16[[#This Row],[Retrofit Technology]])), IFERROR(Table16[[#This Row],[Baseline Consumption (Hidden, kWh)]]/Table16[[#This Row],[Energy Factor]],\"\"), IFERROR(Table16[[#This Row],[Baseline Consumption (Hidden, kWh)]]*0.8,\"\")), \"\")","v":""},{"$f":"IF(ISBLANK(Table16[[#This Row],[Annual Consumption (Hidden, kWh)]]),\"\", IFERROR(Table16[[#This Row],[Baseline Consumption (Hidden, kWh)]]-Table16[[#This Row],[Annual Consumption (Hidden, kWh)]],\"\"))","v":""},{"$f":"IF(ISBLANK(Table16[[#This Row],[Quantity]]),\"\",IF( Table16[[#This Row],[Per Unit]]=\"Per water heater\", IFERROR(Table16[[#This Row],[Quantity]]*Table16[[#This Row],[Rebate\n(CAD)]],\"\"), IF(Table16[[#This Row],[Per Unit]]=\"Per motor hp\", IFERROR(Table16[[#This Row],[Quantity]]*Table16[[#This Row],[HP]]*Table16[[#This Row],[Rebate\n(CAD)]],\"\"),\"\")))","v":""}]
[null,null,null,null,null,null,null,null,{"$f":"IF( ISBLANK(Table16[[#This Row],[Existing Technology]]),\"\", IF(ISNUMBER(SEARCH(\"Hot water\",Table16[[#This Row],[Existing Technology]])), IFERROR(Table16[[#This Row],[Number of Occupant]]*1*365*65*8.34/3413/0.85,\"\"), IF(ISNUMBER(SEARCH(\"Fan\",Table16[[#This Row],[Existing Technology]])), IFERROR(Table16[[#This Row],[Quantity]]*Table16[[#This Row],[HP]]*0.746*Table16[[#This Row],[Operating hours \n(hrs)]], \"\"),\"\")))","v":""},{"$f":"IF(ISBLANK(Table16[[#This Row],[Existing Technology]]),\"\", IFERROR(INDEX('Non-Lighting Index Table'!$D$24:$D$26,MATCH(Table16[[#This Row],[Existing Technology]],Table20MechanicalExistingTechnology,0)),\"\"))","v":""},null,{"$f":"IF(ISBLANK(Table16[[#This Row],[Existing Technology]]),\"\", IFERROR(INDEX('Non-Lighting Index Table'!$J$24:$J$26,MATCH(Table16[[#This Row],[Existing Technology]],Table20MechanicalExistingTechnology,0)),\"\"))","v":""},{"$f":"IF(ISBLANK(Table16[[#This Row],[Existing Technology]]),\"\", IFERROR(INDEX('Non-Lighting Index Table'!$K$24:$K$26,MATCH(Table16[[#This Row],[Existing Technology]],Table20MechanicalExistingTechnology,0)),\"\"))","v":""},{"$f":"IF(ISBLANK(Table16[[#This Row],[Existing Technology]]),\"\", IFERROR(INDEX('Non-Lighting Index Table'!$G$24:$G$26,MATCH(Table16[[#This Row],[Existing Technology]],Table20MechanicalExistingTechnology,0)),\"\"))","v":""},{"$f":"IF(ISBLANK(Table16[[#This Row],[Existing Technology]]),\"\", IFERROR(INDEX('Non-Lighting Index Table'!$H$24:$H$26,MATCH(Table16[[#This Row],[Existing Technology]],Table20MechanicalExistingTechnology,0)),\"\"))","v":""},{"$f":"IF(ISBLANK(Table16[[#This Row],[Existing Technology]]),\"\", IFERROR(INDEX('Non-Lighting Index Table'!$I$24:$I$26,MATCH(Table16[[#This Row],[Existing Technology]],Table20MechanicalExistingTechnology,0)),\"\"))","v":""},null,{"$f":"IF(ISNUMBER(Table16[[#This Row],[Baseline Consumption (Hidden, kWh)]]), IF( ISNUMBER(SEARCH(\"Heat Pump\",Table16[[#This Row],[Retrofit Technology]])), IFERROR(Table16[[#This Row],[Baseline Consumption (Hidden, kWh)]]/Table16[[#This Row],[Energy Factor]],\"\"), IFERROR(Table16[[#This Row],[Baseline Consumption (Hidden, kWh)]]*0.8,\"\")), \"\")","v":""},{"$f":"IF(ISBLANK(Table16[[#This Row],[Annual Consumption (Hidden, kWh)]]),\"\", IFERROR(Table16[[#This Row],[Baseline Consumption (Hidden, kWh)]]-Table16[[#This Row],[Annual Consumption (Hidden, kWh)]],\"\"))","v":""},{"$f":"IF(ISBLANK(Table16[[#This Row],[Quantity]]),\"\",IF( Table16[[#This Row],[Per Unit]]=\"Per water heater\", IFERROR(Table16[[#This Row],[Quantity]]*Table16[[#This Row],[Rebate\n(CAD)]],\"\"), IF(Table16[[#This Row],[Per Unit]]=\"Per motor hp\", IFERROR(Table16[[#This Row],[Quantity]]*Table16[[#This Row],[HP]]*Table16[[#This Row],[Rebate\n(CAD)]],\"\"),\"\")))","v":""}]
[null,null,null,null,null,null,null,null,{"$f":"IF( ISBLANK(Table16[[#This Row],[Existing Technology]]),\"\", IF(ISNUMBER(SEARCH(\"Hot water\",Table16[[#This Row],[Existing Technology]])), IFERROR(Table16[[#This Row],[Number of Occupant]]*1*365*65*8.34/3413/0.85,\"\"), IF(ISNUMBER(SEARCH(\"Fan\",Table16[[#This Row],[Existing Technology]])), IFERROR(Table16[[#This Row],[Quantity]]*Table16[[#This Row],[HP]]*0.746*Table16[[#This Row],[Operating hours \n(hrs)]], \"\"),\"\")))","v":""},{"$f":"IF(ISBLANK(Table16[[#This Row],[Existing Technology]]),\"\", IFERROR(INDEX('Non-Lighting Index Table'!$D$24:$D$26,MATCH(Table16[[#This Row],[Existing Technology]],Table20MechanicalExistingTechnology,0)),\"\"))","v":""},null,{"$f":"IF(ISBLANK(Table16[[#This Row],[Existing Technology]]),\"\", IFERROR(INDEX('Non-Lighting Index Table'!$J$24:$J$26,MATCH(Table16[[#This Row],[Existing Technology]],Table20MechanicalExistingTechnology,0)),\"\"))","v":""},{"$f":"IF(ISBLANK(Table16[[#This Row],[Existing Technology]]),\"\", IFERROR(INDEX('Non-Lighting Index Table'!$K$24:$K$26,MATCH(Table16[[#This Row],[Existing Technology]],Table20MechanicalExistingTechnology,0)),\"\"))","v":""},{"$f":"IF(ISBLANK(Table16[[#This Row],[Existing Technology]]),\"\", IFERROR(INDEX('Non-Lighting Index Table'!$G$24:$G$26,MATCH(Table16[[#This Row],[Existing Technology]],Table20MechanicalExistingTechnology,0)),\"\"))","v":""},{"$f":"IF(ISBLANK(Table16[[#This Row],[Existing Technology]]),\"\", IFERROR(INDEX('Non-Lighting Index Table'!$H$24:$H$26,MATCH(Table16[[#This Row],[Existing Technology]],Table20MechanicalExistingTechnology,0)),\"\"))","v":""},{"$f":"IF(ISBLANK(Table16[[#This Row],[Existing Technology]]),\"\", IFERROR(INDEX('Non-Lighting Index Table'!$I$24:$I$26,MATCH(Table16[[#This Row],[Existing Technology]],Table20MechanicalExistingTechnology,0)),\"\"))","v":""},null,{"$f":"IF(ISNUMBER(Table16[[#This Row],[Baseline Consumption (Hidden, kWh)]]), IF( ISNUMBER(SEARCH(\"Heat Pump\",Table16[[#This Row],[Retrofit Technology]])), IFERROR(Table16[[#This Row],[Baseline Consumption (Hidden, kWh)]]/Table16[[#This Row],[Energy Factor]],\"\"), IFERROR(Table16[[#This Row],[Baseline Consumption (Hidden, kWh)]]*0.8,\"\")), \"\")","v":""},{"$f":"IF(ISBLANK(Table16[[#This Row],[Annual Consumption (Hidden, kWh)]]),\"\", IFERROR(Table16[[#This Row],[Baseline Consumption (Hidden, kWh)]]-Table16[[#This Row],[Annual Consumption (Hidden, kWh)]],\"\"))","v":""},{"$f":"IF(ISBLANK(Table16[[#This Row],[Quantity]]),\"\",IF( Table16[[#This Row],[Per Unit]]=\"Per water heater\", IFERROR(Table16[[#This Row],[Quantity]]*Table16[[#This Row],[Rebate\n(CAD)]],\"\"), IF(Table16[[#This Row],[Per Unit]]=\"Per motor hp\", IFERROR(Table16[[#This Row],[Quantity]]*Table16[[#This Row],[HP]]*Table16[[#This Row],[Rebate\n(CAD)]],\"\"),\"\")))","v":""}]
[null,null,null,null,null,null,null,null,{"$f":"IF( ISBLANK(Table16[[#This Row],[Existing Technology]]),\"\", IF(ISNUMBER(SEARCH(\"Hot water\",Table16[[#This Row],[Existing Technology]])), IFERROR(Table16[[#This Row],[Number of Occupant]]*1*365*65*8.34/3413/0.85,\"\"), IF(ISNUMBER(SEARCH(\"Fan\",Table16[[#This Row],[Existing Technology]])), IFERROR(Table16[[#This Row],[Quantity]]*Table16[[#This Row],[HP]]*0.746*Table16[[#This Row],[Operating hours \n(hrs)]], \"\"),\"\")))","v":""},{"$f":"IF(ISBLANK(Table16[[#This Row],[Existing Technology]]),\"\", IFERROR(INDEX('Non-Lighting Index Table'!$D$24:$D$26,MATCH(Table16[[#This Row],[Existing Technology]],Table20MechanicalExistingTechnology,0)),\"\"))","v":""},null,{"$f":"IF(ISBLANK(Table16[[#This Row],[Existing Technology]]),\"\", IFERROR(INDEX('Non-Lighting Index Table'!$J$24:$J$26,MATCH(Table16[[#This Row],[Existing Technology]],Table20MechanicalExistingTechnology,0)),\"\"))","v":""},{"$f":"IF(ISBLANK(Table16[[#This Row],[Existing Technology]]),\"\", IFERROR(INDEX('Non-Lighting Index Table'!$K$24:$K$26,MATCH(Table16[[#This Row],[Existing Technology]],Table20MechanicalExistingTechnology,0)),\"\"))","v":""},{"$f":"IF(ISBLANK(Table16[[#This Row],[Existing Technology]]),\"\", IFERROR(INDEX('Non-Lighting Index Table'!$G$24:$G$26,MATCH(Table16[[#This Row],[Existing Technology]],Table20MechanicalExistingTechnology,0)),\"\"))","v":""},{"$f":"IF(ISBLANK(Table16[[#This Row],[Existing Technology]]),\"\", IFERROR(INDEX('Non-Lighting Index Table'!$H$24:$H$26,MATCH(Table16[[#This Row],[Existing Technology]],Table20MechanicalExistingTechnology,0)),\"\"))","v":""},{"$f":"IF(ISBLANK(Table16[[#This Row],[Existing Technology]]),\"\", IFERROR(INDEX('Non-Lighting Index Table'!$I$24:$I$26,MATCH(Table16[[#This Row],[Existing Technology]],Table20MechanicalExistingTechnology,0)),\"\"))","v":""},null,{"$f":"IF(ISNUMBER(Table16[[#This Row],[Baseline Consumption (Hidden, kWh)]]), IF( ISNUMBER(SEARCH(\"Heat Pump\",Table16[[#This Row],[Retrofit Technology]])), IFERROR(Table16[[#This Row],[Baseline Consumption (Hidden, kWh)]]/Table16[[#This Row],[Energy Factor]],\"\"), IFERROR(Table16[[#This Row],[Baseline Consumption (Hidden, kWh)]]*0.8,\"\")), \"\")","v":""},{"$f":"IF(ISBLANK(Table16[[#This Row],[Annual Consumption (Hidden, kWh)]]),\"\", IFERROR(Table16[[#This Row],[Baseline Consumption (Hidden, kWh)]]-Table16[[#This Row],[Annual Consumption (Hidden, kWh)]],\"\"))","v":""},{"$f":"IF(ISBLANK(Table16[[#This Row],[Quantity]]),\"\",IF( Table16[[#This Row],[Per Unit]]=\"Per water heater\", IFERROR(Table16[[#This Row],[Quantity]]*Table16[[#This Row],[Rebate\n(CAD)]],\"\"), IF(Table16[[#This Row],[Per Unit]]=\"Per motor hp\", IFERROR(Table16[[#This Row],[Quantity]]*Table16[[#This Row],[HP]]*Table16[[#This Row],[Rebate\n(CAD)]],\"\"),\"\")))","v":""}]
[null,null,null,null,null,null,null,null,{"$f":"IF( ISBLANK(Table16[[#This Row],[Existing Technology]]),\"\", IF(ISNUMBER(SEARCH(\"Hot water\",Table16[[#This Row],[Existing Technology]])), IFERROR(Table16[[#This Row],[Number of Occupant]]*1*365*65*8.34/3413/0.85,\"\"), IF(ISNUMBER(SEARCH(\"Fan\",Table16[[#This Row],[Existing Technology]])), IFERROR(Table16[[#This Row],[Quantity]]*Table16[[#This Row],[HP]]*0.746*Table16[[#This Row],[Operating hours \n(hrs)]], \"\"),\"\")))","v":""},{"$f":"IF(ISBLANK(Table16[[#This Row],[Existing Technology]]),\"\", IFERROR(INDEX('Non-Lighting Index Table'!$D$24:$D$26,MATCH(Table16[[#This Row],[Existing Technology]],Table20MechanicalExistingTechnology,0)),\"\"))","v":""},null,{"$f":"IF(ISBLANK(Table16[[#This Row],[Existing Technology]]),\"\", IFERROR(INDEX('Non-Lighting Index Table'!$J$24:$J$26,MATCH(Table16[[#This Row],[Existing Technology]],Table20MechanicalExistingTechnology,0)),\"\"))","v":""},{"$f":"IF(ISBLANK(Table16[[#This Row],[Existing Technology]]),\"\", IFERROR(INDEX('Non-Lighting Index Table'!$K$24:$K$26,MATCH(Table16[[#This Row],[Existing Technology]],Table20MechanicalExistingTechnology,0)),\"\"))","v":""},{"$f":"IF(ISBLANK(Table16[[#This Row],[Existing Technology]]),\"\", IFERROR(INDEX('Non-Lighting Index Table'!$G$24:$G$26,MATCH(Table16[[#This Row],[Existing Technology]],Table20MechanicalExistingTechnology,0)),\"\"))","v":""},{"$f":"IF(ISBLANK(Table16[[#This Row],[Existing Technology]]),\"\", IFERROR(INDEX('Non-Lighting Index Table'!$H$24:$H$26,MATCH(Table16[[#This Row],[Existing Technology]],Table20MechanicalExistingTechnology,0)),\"\"))","v":""},{"$f":"IF(ISBLANK(Table16[[#This Row],[Existing Technology]]),\"\", IFERROR(INDEX('Non-Lighting Index Table'!$I$24:$I$26,MATCH(Table16[[#This Row],[Existing Technology]],Table20MechanicalExistingTechnology,0)),\"\"))","v":""},null,{"$f":"IF(ISNUMBER(Table16[[#This Row],[Baseline Consumption (Hidden, kWh)]]), IF( ISNUMBER(SEARCH(\"Heat Pump\",Table16[[#This Row],[Retrofit Technology]])), IFERROR(Table16[[#This Row],[Baseline Consumption (Hidden, kWh)]]/Table16[[#This Row],[Energy Factor]],\"\"), IFERROR(Table16[[#This Row],[Baseline Consumption (Hidden, kWh)]]*0.8,\"\")), \"\")","v":""},{"$f":"IF(ISBLANK(Table16[[#This Row],[Annual Consumption (Hidden, kWh)]]),\"\", IFERROR(Table16[[#This Row],[Baseline Consumption (Hidden, kWh)]]-Table16[[#This Row],[Annual Consumption (Hidden, kWh)]],\"\"))","v":""},{"$f":"IF(ISBLANK(Table16[[#This Row],[Quantity]]),\"\",IF( Table16[[#This Row],[Per Unit]]=\"Per water heater\", IFERROR(Table16[[#This Row],[Quantity]]*Table16[[#This Row],[Rebate\n(CAD)]],\"\"), IF(Table16[[#This Row],[Per Unit]]=\"Per motor hp\", IFERROR(Table16[[#This Row],[Quantity]]*Table16[[#This Row],[HP]]*Table16[[#This Row],[Rebate\n(CAD)]],\"\"),\"\")))","v":""}]
[null,null,null,null,null,null,null,null,{"$f":"IF( ISBLANK(Table16[[#This Row],[Existing Technology]]),\"\", IF(ISNUMBER(SEARCH(\"Hot water\",Table16[[#This Row],[Existing Technology]])), IFERROR(Table16[[#This Row],[Number of Occupant]]*1*365*65*8.34/3413/0.85,\"\"), IF(ISNUMBER(SEARCH(\"Fan\",Table16[[#This Row],[Existing Technology]])), IFERROR(Table16[[#This Row],[Quantity]]*Table16[[#This Row],[HP]]*0.746*Table16[[#This Row],[Operating hours \n(hrs)]], \"\"),\"\")))","v":""},{"$f":"IF(ISBLANK(Table16[[#This Row],[Existing Technology]]),\"\", IFERROR(INDEX('Non-Lighting Index Table'!$D$24:$D$26,MATCH(Table16[[#This Row],[Existing Technology]],Table20MechanicalExistingTechnology,0)),\"\"))","v":""},null,{"$f":"IF(ISBLANK(Table16[[#This Row],[Existing Technology]]),\"\", IFERROR(INDEX('Non-Lighting Index Table'!$J$24:$J$26,MATCH(Table16[[#This Row],[Existing Technology]],Table20MechanicalExistingTechnology,0)),\"\"))","v":""},{"$f":"IF(ISBLANK(Table16[[#This Row],[Existing Technology]]),\"\", IFERROR(INDEX('Non-Lighting Index Table'!$K$24:$K$26,MATCH(Table16[[#This Row],[Existing Technology]],Table20MechanicalExistingTechnology,0)),\"\"))","v":""},{"$f":"IF(ISBLANK(Table16[[#This Row],[Existing Technology]]),\"\", IFERROR(INDEX('Non-Lighting Index Table'!$G$24:$G$26,MATCH(Table16[[#This Row],[Existing Technology]],Table20MechanicalExistingTechnology,0)),\"\"))","v":""},{"$f":"IF(ISBLANK(Table16[[#This Row],[Existing Technology]]),\"\", IFERROR(INDEX('Non-Lighting Index Table'!$H$24:$H$26,MATCH(Table16[[#This Row],[Existing Technology]],Table20MechanicalExistingTechnology,0)),\"\"))","v":""},{"$f":"IF(ISBLANK(Table16[[#This Row],[Existing Technology]]),\"\", IFERROR(INDEX('Non-Lighting Index Table'!$I$24:$I$26,MATCH(Table16[[#This Row],[Existing Technology]],Table20MechanicalExistingTechnology,0)),\"\"))","v":""},null,{"$f":"IF(ISNUMBER(Table16[[#This Row],[Baseline Consumption (Hidden, kWh)]]), IF( ISNUMBER(SEARCH(\"Heat Pump\",Table16[[#This Row],[Retrofit Technology]])), IFERROR(Table16[[#This Row],[Baseline Consumption (Hidden, kWh)]]/Table16[[#This Row],[Energy Factor]],\"\"), IFERROR(Table16[[#This Row],[Baseline Consumption (Hidden, kWh)]]*0.8,\"\")), \"\")","v":""},{"$f":"IF(ISBLANK(Table16[[#This Row],[Annual Consumption (Hidden, kWh)]]),\"\", IFERROR(Table16[[#This Row],[Baseline Consumption (Hidden, kWh)]]-Table16[[#This Row],[Annual Consumption (Hidden, kWh)]],\"\"))","v":""},{"$f":"IF(ISBLANK(Table16[[#This Row],[Quantity]]),\"\",IF( Table16[[#This Row],[Per Unit]]=\"Per water heater\", IFERROR(Table16[[#This Row],[Quantity]]*Table16[[#This Row],[Rebate\n(CAD)]],\"\"), IF(Table16[[#This Row],[Per Unit]]=\"Per motor hp\", IFERROR(Table16[[#This Row],[Quantity]]*Table16[[#This Row],[HP]]*Table16[[#This Row],[Rebate\n(CAD)]],\"\"),\"\")))","v":""}]
[null,null,null,null,null,null,null,null,{"$f":"IF( ISBLANK(Table16[[#This Row],[Existing Technology]]),\"\", IF(ISNUMBER(SEARCH(\"Hot water\",Table16[[#This Row],[Existing Technology]])), IFERROR(Table16[[#This Row],[Number of Occupant]]*1*365*65*8.34/3413/0.85,\"\"), IF(ISNUMBER(SEARCH(\"Fan\",Table16[[#This Row],[Existing Technology]])), IFERROR(Table16[[#This Row],[Quantity]]*Table16[[#This Row],[HP]]*0.746*Table16[[#This Row],[Operating hours \n(hrs)]], \"\"),\"\")))","v":""},{"$f":"IF(ISBLANK(Table16[[#This Row],[Existing Technology]]),\"\", IFERROR(INDEX('Non-Lighting Index Table'!$D$24:$D$26,MATCH(Table16[[#This Row],[Existing Technology]],Table20MechanicalExistingTechnology,0)),\"\"))","v":""},null,{"$f":"IF(ISBLANK(Table16[[#This Row],[Existing Technology]]),\"\", IFERROR(INDEX('Non-Lighting Index Table'!$J$24:$J$26,MATCH(Table16[[#This Row],[Existing Technology]],Table20MechanicalExistingTechnology,0)),\"\"))","v":""},{"$f":"IF(ISBLANK(Table16[[#This Row],[Existing Technology]]),\"\", IFERROR(INDEX('Non-Lighting Index Table'!$K$24:$K$26,MATCH(Table16[[#This Row],[Existing Technology]],Table20MechanicalExistingTechnology,0)),\"\"))","v":""},{"$f":"IF(ISBLANK(Table16[[#This Row],[Existing Technology]]),\"\", IFERROR(INDEX('Non-Lighting Index Table'!$G$24:$G$26,MATCH(Table16[[#This Row],[Existing Technology]],Table20MechanicalExistingTechnology,0)),\"\"))","v":""},{"$f":"IF(ISBLANK(Table16[[#This Row],[Existing Technology]]),\"\", IFERROR(INDEX('Non-Lighting Index Table'!$H$24:$H$26,MATCH(Table16[[#This Row],[Existing Technology]],Table20MechanicalExistingTechnology,0)),\"\"))","v":""},{"$f":"IF(ISBLANK(Table16[[#This Row],[Existing Technology]]),\"\", IFERROR(INDEX('Non-Lighting Index Table'!$I$24:$I$26,MATCH(Table16[[#This Row],[Existing Technology]],Table20MechanicalExistingTechnology,0)),\"\"))","v":""},null,{"$f":"IF(ISNUMBER(Table16[[#This Row],[Baseline Consumption (Hidden, kWh)]]), IF( ISNUMBER(SEARCH(\"Heat Pump\",Table16[[#This Row],[Retrofit Technology]])), IFERROR(Table16[[#This Row],[Baseline Consumption (Hidden, kWh)]]/Table16[[#This Row],[Energy Factor]],\"\"), IFERROR(Table16[[#This Row],[Baseline Consumption (Hidden, kWh)]]*0.8,\"\")), \"\")","v":""},{"$f":"IF(ISBLANK(Table16[[#This Row],[Annual Consumption (Hidden, kWh)]]),\"\", IFERROR(Table16[[#This Row],[Baseline Consumption (Hidden, kWh)]]-Table16[[#This Row],[Annual Consumption (Hidden, kWh)]],\"\"))","v":""},{"$f":"IF(ISBLANK(Table16[[#This Row],[Quantity]]),\"\",IF( Table16[[#This Row],[Per Unit]]=\"Per water heater\", IFERROR(Table16[[#This Row],[Quantity]]*Table16[[#This Row],[Rebate\n(CAD)]],\"\"), IF(Table16[[#This Row],[Per Unit]]=\"Per motor hp\", IFERROR(Table16[[#This Row],[Quantity]]*Table16[[#This Row],[HP]]*Table16[[#This Row],[Rebate\n(CAD)]],\"\"),\"\")))","v":""}]
[null,null,null,null,null,null,null,null,{"$f":"IF( ISBLANK(Table16[[#This Row],[Existing Technology]]),\"\", IF(ISNUMBER(SEARCH(\"Hot water\",Table16[[#This Row],[Existing Technology]])), IFERROR(Table16[[#This Row],[Number of Occupant]]*1*365*65*8.34/3413/0.85,\"\"), IF(ISNUMBER(SEARCH(\"Fan\",Table16[[#This Row],[Existing Technology]])), IFERROR(Table16[[#This Row],[Quantity]]*Table16[[#This Row],[HP]]*0.746*Table16[[#This Row],[Operating hours \n(hrs)]], \"\"),\"\")))","v":""},{"$f":"IF(ISBLANK(Table16[[#This Row],[Existing Technology]]),\"\", IFERROR(INDEX('Non-Lighting Index Table'!$D$24:$D$26,MATCH(Table16[[#This Row],[Existing Technology]],Table20MechanicalExistingTechnology,0)),\"\"))","v":""},null,{"$f":"IF(ISBLANK(Table16[[#This Row],[Existing Technology]]),\"\", IFERROR(INDEX('Non-Lighting Index Table'!$J$24:$J$26,MATCH(Table16[[#This Row],[Existing Technology]],Table20MechanicalExistingTechnology,0)),\"\"))","v":""},{"$f":"IF(ISBLANK(Table16[[#This Row],[Existing Technology]]),\"\", IFERROR(INDEX('Non-Lighting Index Table'!$K$24:$K$26,MATCH(Table16[[#This Row],[Existing Technology]],Table20MechanicalExistingTechnology,0)),\"\"))","v":""},{"$f":"IF(ISBLANK(Table16[[#This Row],[Existing Technology]]),\"\", IFERROR(INDEX('Non-Lighting Index Table'!$G$24:$G$26,MATCH(Table16[[#This Row],[Existing Technology]],Table20MechanicalExistingTechnology,0)),\"\"))","v":""},{"$f":"IF(ISBLANK(Table16[[#This Row],[Existing Technology]]),\"\", IFERROR(INDEX('Non-Lighting Index Table'!$H$24:$H$26,MATCH(Table16[[#This Row],[Existing Technology]],Table20MechanicalExistingTechnology,0)),\"\"))","v":""},{"$f":"IF(ISBLANK(Table16[[#This Row],[Existing Technology]]),\"\", IFERROR(INDEX('Non-Lighting Index Table'!$I$24:$I$26,MATCH(Table16[[#This Row],[Existing Technology]],Table20MechanicalExistingTechnology,0)),\"\"))","v":""},null,{"$f":"IF(ISNUMBER(Table16[[#This Row],[Baseline Consumption (Hidden, kWh)]]), IF( ISNUMBER(SEARCH(\"Heat Pump\",Table16[[#This Row],[Retrofit Technology]])), IFERROR(Table16[[#This Row],[Baseline Consumption (Hidden, kWh)]]/Table16[[#This Row],[Energy Factor]],\"\"), IFERROR(Table16[[#This Row],[Baseline Consumption (Hidden, kWh)]]*0.8,\"\")), \"\")","v":""},{"$f":"IF(ISBLANK(Table16[[#This Row],[Annual Consumption (Hidden, kWh)]]),\"\", IFERROR(Table16[[#This Row],[Baseline Consumption (Hidden, kWh)]]-Table16[[#This Row],[Annual Consumption (Hidden, kWh)]],\"\"))","v":""},{"$f":"IF(ISBLANK(Table16[[#This Row],[Quantity]]),\"\",IF( Table16[[#This Row],[Per Unit]]=\"Per water heater\", IFERROR(Table16[[#This Row],[Quantity]]*Table16[[#This Row],[Rebate\n(CAD)]],\"\"), IF(Table16[[#This Row],[Per Unit]]=\"Per motor hp\", IFERROR(Table16[[#This Row],[Quantity]]*Table16[[#This Row],[HP]]*Table16[[#This Row],[Rebate\n(CAD)]],\"\"),\"\")))","v":""}]
[null,null,null,null,null,null,null,null,{"$f":"IF( ISBLANK(Table16[[#This Row],[Existing Technology]]),\"\", IF(ISNUMBER(SEARCH(\"Hot water\",Table16[[#This Row],[Existing Technology]])), IFERROR(Table16[[#This Row],[Number of Occupant]]*1*365*65*8.34/3413/0.85,\"\"), IF(ISNUMBER(SEARCH(\"Fan\",Table16[[#This Row],[Existing Technology]])), IFERROR(Table16[[#This Row],[Quantity]]*Table16[[#This Row],[HP]]*0.746*Table16[[#This Row],[Operating hours \n(hrs)]], \"\"),\"\")))","v":""},{"$f":"IF(ISBLANK(Table16[[#This Row],[Existing Technology]]),\"\", IFERROR(INDEX('Non-Lighting Index Table'!$D$24:$D$26,MATCH(Table16[[#This Row],[Existing Technology]],Table20MechanicalExistingTechnology,0)),\"\"))","v":""},null,{"$f":"IF(ISBLANK(Table16[[#This Row],[Existing Technology]]),\"\", IFERROR(INDEX('Non-Lighting Index Table'!$J$24:$J$26,MATCH(Table16[[#This Row],[Existing Technology]],Table20MechanicalExistingTechnology,0)),\"\"))","v":""},{"$f":"IF(ISBLANK(Table16[[#This Row],[Existing Technology]]),\"\", IFERROR(INDEX('Non-Lighting Index Table'!$K$24:$K$26,MATCH(Table16[[#This Row],[Existing Technology]],Table20MechanicalExistingTechnology,0)),\"\"))","v":""},{"$f":"IF(ISBLANK(Table16[[#This Row],[Existing Technology]]),\"\", IFERROR(INDEX('Non-Lighting Index Table'!$G$24:$G$26,MATCH(Table16[[#This Row],[Existing Technology]],Table20MechanicalExistingTechnology,0)),\"\"))","v":""},{"$f":"IF(ISBLANK(Table16[[#This Row],[Existing Technology]]),\"\", IFERROR(INDEX('Non-Lighting Index Table'!$H$24:$H$26,MATCH(Table16[[#This Row],[Existing Technology]],Table20MechanicalExistingTechnology,0)),\"\"))","v":""},{"$f":"IF(ISBLANK(Table16[[#This Row],[Existing Technology]]),\"\", IFERROR(INDEX('Non-Lighting Index Table'!$I$24:$I$26,MATCH(Table16[[#This Row],[Existing Technology]],Table20MechanicalExistingTechnology,0)),\"\"))","v":""},null,{"$f":"IF(ISNUMBER(Table16[[#This Row],[Baseline Consumption (Hidden, kWh)]]), IF( ISNUMBER(SEARCH(\"Heat Pump\",Table16[[#This Row],[Retrofit Technology]])), IFERROR(Table16[[#This Row],[Baseline Consumption (Hidden, kWh)]]/Table16[[#This Row],[Energy Factor]],\"\"), IFERROR(Table16[[#This Row],[Baseline Consumption (Hidden, kWh)]]*0.8,\"\")), \"\")","v":""},{"$f":"IF(ISBLANK(Table16[[#This Row],[Annual Consumption (Hidden, kWh)]]),\"\", IFERROR(Table16[[#This Row],[Baseline Consumption (Hidden, kWh)]]-Table16[[#This Row],[Annual Consumption (Hidden, kWh)]],\"\"))","v":""},{"$f":"IF(ISBLANK(Table16[[#This Row],[Quantity]]),\"\",IF( Table16[[#This Row],[Per Unit]]=\"Per water heater\", IFERROR(Table16[[#This Row],[Quantity]]*Table16[[#This Row],[Rebate\n(CAD)]],\"\"), IF(Table16[[#This Row],[Per Unit]]=\"Per motor hp\", IFERROR(Table16[[#This Row],[Quantity]]*Table16[[#This Row],[HP]]*Table16[[#This Row],[Rebate\n(CAD)]],\"\"),\"\")))","v":""}]
[null,null,null,null,null,null,null,null,{"$f":"IF( ISBLANK(Table16[[#This Row],[Existing Technology]]),\"\", IF(ISNUMBER(SEARCH(\"Hot water\",Table16[[#This Row],[Existing Technology]])), IFERROR(Table16[[#This Row],[Number of Occupant]]*1*365*65*8.34/3413/0.85,\"\"), IF(ISNUMBER(SEARCH(\"Fan\",Table16[[#This Row],[Existing Technology]])), IFERROR(Table16[[#This Row],[Quantity]]*Table16[[#This Row],[HP]]*0.746*Table16[[#This Row],[Operating hours \n(hrs)]], \"\"),\"\")))","v":""},{"$f":"IF(ISBLANK(Table16[[#This Row],[Existing Technology]]),\"\", IFERROR(INDEX('Non-Lighting Index Table'!$D$24:$D$26,MATCH(Table16[[#This Row],[Existing Technology]],Table20MechanicalExistingTechnology,0)),\"\"))","v":""},null,{"$f":"IF(ISBLANK(Table16[[#This Row],[Existing Technology]]),\"\", IFERROR(INDEX('Non-Lighting Index Table'!$J$24:$J$26,MATCH(Table16[[#This Row],[Existing Technology]],Table20MechanicalExistingTechnology,0)),\"\"))","v":""},{"$f":"IF(ISBLANK(Table16[[#This Row],[Existing Technology]]),\"\", IFERROR(INDEX('Non-Lighting Index Table'!$K$24:$K$26,MATCH(Table16[[#This Row],[Existing Technology]],Table20MechanicalExistingTechnology,0)),\"\"))","v":""},{"$f":"IF(ISBLANK(Table16[[#This Row],[Existing Technology]]),\"\", IFERROR(INDEX('Non-Lighting Index Table'!$G$24:$G$26,MATCH(Table16[[#This Row],[Existing Technology]],Table20MechanicalExistingTechnology,0)),\"\"))","v":""},{"$f":"IF(ISBLANK(Table16[[#This Row],[Existing Technology]]),\"\", IFERROR(INDEX('Non-Lighting Index Table'!$H$24:$H$26,MATCH(Table16[[#This Row],[Existing Technology]],Table20MechanicalExistingTechnology,0)),\"\"))","v":""},{"$f":"IF(ISBLANK(Table16[[#This Row],[Existing Technology]]),\"\", IFERROR(INDEX('Non-Lighting Index Table'!$I$24:$I$26,MATCH(Table16[[#This Row],[Existing Technology]],Table20MechanicalExistingTechnology,0)),\"\"))","v":""},null,{"$f":"IF(ISNUMBER(Table16[[#This Row],[Baseline Consumption (Hidden, kWh)]]), IF( ISNUMBER(SEARCH(\"Heat Pump\",Table16[[#This Row],[Retrofit Technology]])), IFERROR(Table16[[#This Row],[Baseline Consumption (Hidden, kWh)]]/Table16[[#This Row],[Energy Factor]],\"\"), IFERROR(Table16[[#This Row],[Baseline Consumption (Hidden, kWh)]]*0.8,\"\")), \"\")","v":""},{"$f":"IF(ISBLANK(Table16[[#This Row],[Annual Consumption (Hidden, kWh)]]),\"\", IFERROR(Table16[[#This Row],[Baseline Consumption (Hidden, kWh)]]-Table16[[#This Row],[Annual Consumption (Hidden, kWh)]],\"\"))","v":""},{"$f":"IF(ISBLANK(Table16[[#This Row],[Quantity]]),\"\",IF( Table16[[#This Row],[Per Unit]]=\"Per water heater\", IFERROR(Table16[[#This Row],[Quantity]]*Table16[[#This Row],[Rebate\n(CAD)]],\"\"), IF(Table16[[#This Row],[Per Unit]]=\"Per motor hp\", IFERROR(Table16[[#This Row],[Quantity]]*Table16[[#This Row],[HP]]*Table16[[#This Row],[Rebate\n(CAD)]],\"\"),\"\")))","v":""}]
[null,null,null,null,null,null,null,null,{"$f":"IF( ISBLANK(Table16[[#This Row],[Existing Technology]]),\"\", IF(ISNUMBER(SEARCH(\"Hot water\",Table16[[#This Row],[Existing Technology]])), IFERROR(Table16[[#This Row],[Number of Occupant]]*1*365*65*8.34/3413/0.85,\"\"), IF(ISNUMBER(SEARCH(\"Fan\",Table16[[#This Row],[Existing Technology]])), IFERROR(Table16[[#This Row],[Quantity]]*Table16[[#This Row],[HP]]*0.746*Table16[[#This Row],[Operating hours \n(hrs)]], \"\"),\"\")))","v":""},{"$f":"IF(ISBLANK(Table16[[#This Row],[Existing Technology]]),\"\", IFERROR(INDEX('Non-Lighting Index Table'!$D$24:$D$26,MATCH(Table16[[#This Row],[Existing Technology]],Table20MechanicalExistingTechnology,0)),\"\"))","v":""},null,{"$f":"IF(ISBLANK(Table16[[#This Row],[Existing Technology]]),\"\", IFERROR(INDEX('Non-Lighting Index Table'!$J$24:$J$26,MATCH(Table16[[#This Row],[Existing Technology]],Table20MechanicalExistingTechnology,0)),\"\"))","v":""},{"$f":"IF(ISBLANK(Table16[[#This Row],[Existing Technology]]),\"\", IFERROR(INDEX('Non-Lighting Index Table'!$K$24:$K$26,MATCH(Table16[[#This Row],[Existing Technology]],Table20MechanicalExistingTechnology,0)),\"\"))","v":""},{"$f":"IF(ISBLANK(Table16[[#This Row],[Existing Technology]]),\"\", IFERROR(INDEX('Non-Lighting Index Table'!$G$24:$G$26,MATCH(Table16[[#This Row],[Existing Technology]],Table20MechanicalExistingTechnology,0)),\"\"))","v":""},{"$f":"IF(ISBLANK(Table16[[#This Row],[Existing Technology]]),\"\", IFERROR(INDEX('Non-Lighting Index Table'!$H$24:$H$26,MATCH(Table16[[#This Row],[Existing Technology]],Table20MechanicalExistingTechnology,0)),\"\"))","v":""},{"$f":"IF(ISBLANK(Table16[[#This Row],[Existing Technology]]),\"\", IFERROR(INDEX('Non-Lighting Index Table'!$I$24:$I$26,MATCH(Table16[[#This Row],[Existing Technology]],Table20MechanicalExistingTechnology,0)),\"\"))","v":""},null,{"$f":"IF(ISNUMBER(Table16[[#This Row],[Baseline Consumption (Hidden, kWh)]]), IF( ISNUMBER(SEARCH(\"Heat Pump\",Table16[[#This Row],[Retrofit Technology]])), IFERROR(Table16[[#This Row],[Baseline Consumption (Hidden, kWh)]]/Table16[[#This Row],[Energy Factor]],\"\"), IFERROR(Table16[[#This Row],[Baseline Consumption (Hidden, kWh)]]*0.8,\"\")), \"\")","v":""},{"$f":"IF(ISBLANK(Table16[[#This Row],[Annual Consumption (Hidden, kWh)]]),\"\", IFERROR(Table16[[#This Row],[Baseline Consumption (Hidden, kWh)]]-Table16[[#This Row],[Annual Consumption (Hidden, kWh)]],\"\"))","v":""},{"$f":"IF(ISBLANK(Table16[[#This Row],[Quantity]]),\"\",IF( Table16[[#This Row],[Per Unit]]=\"Per water heater\", IFERROR(Table16[[#This Row],[Quantity]]*Table16[[#This Row],[Rebate\n(CAD)]],\"\"), IF(Table16[[#This Row],[Per Unit]]=\"Per motor hp\", IFERROR(Table16[[#This Row],[Quantity]]*Table16[[#This Row],[HP]]*Table16[[#This Row],[Rebate\n(CAD)]],\"\"),\"\")))","v":""}]
[null,null,null,null,null,null,null,null,{"$f":"IF( ISBLANK(Table16[[#This Row],[Existing Technology]]),\"\", IF(ISNUMBER(SEARCH(\"Hot water\",Table16[[#This Row],[Existing Technology]])), IFERROR(Table16[[#This Row],[Number of Occupant]]*1*365*65*8.34/3413/0.85,\"\"), IF(ISNUMBER(SEARCH(\"Fan\",Table16[[#This Row],[Existing Technology]])), IFERROR(Table16[[#This Row],[Quantity]]*Table16[[#This Row],[HP]]*0.746*Table16[[#This Row],[Operating hours \n(hrs)]], \"\"),\"\")))","v":""},{"$f":"IF(ISBLANK(Table16[[#This Row],[Existing Technology]]),\"\", IFERROR(INDEX('Non-Lighting Index Table'!$D$24:$D$26,MATCH(Table16[[#This Row],[Existing Technology]],Table20MechanicalExistingTechnology,0)),\"\"))","v":""},null,{"$f":"IF(ISBLANK(Table16[[#This Row],[Existing Technology]]),\"\", IFERROR(INDEX('Non-Lighting Index Table'!$J$24:$J$26,MATCH(Table16[[#This Row],[Existing Technology]],Table20MechanicalExistingTechnology,0)),\"\"))","v":""},{"$f":"IF(ISBLANK(Table16[[#This Row],[Existing Technology]]),\"\", IFERROR(INDEX('Non-Lighting Index Table'!$K$24:$K$26,MATCH(Table16[[#This Row],[Existing Technology]],Table20MechanicalExistingTechnology,0)),\"\"))","v":""},{"$f":"IF(ISBLANK(Table16[[#This Row],[Existing Technology]]),\"\", IFERROR(INDEX('Non-Lighting Index Table'!$G$24:$G$26,MATCH(Table16[[#This Row],[Existing Technology]],Table20MechanicalExistingTechnology,0)),\"\"))","v":""},{"$f":"IF(ISBLANK(Table16[[#This Row],[Existing Technology]]),\"\", IFERROR(INDEX('Non-Lighting Index Table'!$H$24:$H$26,MATCH(Table16[[#This Row],[Existing Technology]],Table20MechanicalExistingTechnology,0)),\"\"))","v":""},{"$f":"IF(ISBLANK(Table16[[#This Row],[Existing Technology]]),\"\", IFERROR(INDEX('Non-Lighting Index Table'!$I$24:$I$26,MATCH(Table16[[#This Row],[Existing Technology]],Table20MechanicalExistingTechnology,0)),\"\"))","v":""},null,{"$f":"IF(ISNUMBER(Table16[[#This Row],[Baseline Consumption (Hidden, kWh)]]), IF( ISNUMBER(SEARCH(\"Heat Pump\",Table16[[#This Row],[Retrofit Technology]])), IFERROR(Table16[[#This Row],[Baseline Consumption (Hidden, kWh)]]/Table16[[#This Row],[Energy Factor]],\"\"), IFERROR(Table16[[#This Row],[Baseline Consumption (Hidden, kWh)]]*0.8,\"\")), \"\")","v":""},{"$f":"IF(ISBLANK(Table16[[#This Row],[Annual Consumption (Hidden, kWh)]]),\"\", IFERROR(Table16[[#This Row],[Baseline Consumption (Hidden, kWh)]]-Table16[[#This Row],[Annual Consumption (Hidden, kWh)]],\"\"))","v":""},{"$f":"IF(ISBLANK(Table16[[#This Row],[Quantity]]),\"\",IF( Table16[[#This Row],[Per Unit]]=\"Per water heater\", IFERROR(Table16[[#This Row],[Quantity]]*Table16[[#This Row],[Rebate\n(CAD)]],\"\"), IF(Table16[[#This Row],[Per Unit]]=\"Per motor hp\", IFERROR(Table16[[#This Row],[Quantity]]*Table16[[#This Row],[HP]]*Table16[[#This Row],[Rebate\n(CAD)]],\"\"),\"\")))","v":""}]
[null,null,null,null,null,null,null,null,{"$f":"IF( ISBLANK(Table16[[#This Row],[Existing Technology]]),\"\", IF(ISNUMBER(SEARCH(\"Hot water\",Table16[[#This Row],[Existing Technology]])), IFERROR(Table16[[#This Row],[Number of Occupant]]*1*365*65*8.34/3413/0.85,\"\"), IF(ISNUMBER(SEARCH(\"Fan\",Table16[[#This Row],[Existing Technology]])), IFERROR(Table16[[#This Row],[Quantity]]*Table16[[#This Row],[HP]]*0.746*Table16[[#This Row],[Operating hours \n(hrs)]], \"\"),\"\")))","v":""},{"$f":"IF(ISBLANK(Table16[[#This Row],[Existing Technology]]),\"\", IFERROR(INDEX('Non-Lighting Index Table'!$D$24:$D$26,MATCH(Table16[[#This Row],[Existing Technology]],Table20MechanicalExistingTechnology,0)),\"\"))","v":""},null,{"$f":"IF(ISBLANK(Table16[[#This Row],[Existing Technology]]),\"\", IFERROR(INDEX('Non-Lighting Index Table'!$J$24:$J$26,MATCH(Table16[[#This Row],[Existing Technology]],Table20MechanicalExistingTechnology,0)),\"\"))","v":""},{"$f":"IF(ISBLANK(Table16[[#This Row],[Existing Technology]]),\"\", IFERROR(INDEX('Non-Lighting Index Table'!$K$24:$K$26,MATCH(Table16[[#This Row],[Existing Technology]],Table20MechanicalExistingTechnology,0)),\"\"))","v":""},{"$f":"IF(ISBLANK(Table16[[#This Row],[Existing Technology]]),\"\", IFERROR(INDEX('Non-Lighting Index Table'!$G$24:$G$26,MATCH(Table16[[#This Row],[Existing Technology]],Table20MechanicalExistingTechnology,0)),\"\"))","v":""},{"$f":"IF(ISBLANK(Table16[[#This Row],[Existing Technology]]),\"\", IFERROR(INDEX('Non-Lighting Index Table'!$H$24:$H$26,MATCH(Table16[[#This Row],[Existing Technology]],Table20MechanicalExistingTechnology,0)),\"\"))","v":""},{"$f":"IF(ISBLANK(Table16[[#This Row],[Existing Technology]]),\"\", IFERROR(INDEX('Non-Lighting Index Table'!$I$24:$I$26,MATCH(Table16[[#This Row],[Existing Technology]],Table20MechanicalExistingTechnology,0)),\"\"))","v":""},null,{"$f":"IF(ISNUMBER(Table16[[#This Row],[Baseline Consumption (Hidden, kWh)]]), IF( ISNUMBER(SEARCH(\"Heat Pump\",Table16[[#This Row],[Retrofit Technology]])), IFERROR(Table16[[#This Row],[Baseline Consumption (Hidden, kWh)]]/Table16[[#This Row],[Energy Factor]],\"\"), IFERROR(Table16[[#This Row],[Baseline Consumption (Hidden, kWh)]]*0.8,\"\")), \"\")","v":""},{"$f":"IF(ISBLANK(Table16[[#This Row],[Annual Consumption (Hidden, kWh)]]),\"\", IFERROR(Table16[[#This Row],[Baseline Consumption (Hidden, kWh)]]-Table16[[#This Row],[Annual Consumption (Hidden, kWh)]],\"\"))","v":""},{"$f":"IF(ISBLANK(Table16[[#This Row],[Quantity]]),\"\",IF( Table16[[#This Row],[Per Unit]]=\"Per water heater\", IFERROR(Table16[[#This Row],[Quantity]]*Table16[[#This Row],[Rebate\n(CAD)]],\"\"), IF(Table16[[#This Row],[Per Unit]]=\"Per motor hp\", IFERROR(Table16[[#This Row],[Quantity]]*Table16[[#This Row],[HP]]*Table16[[#This Row],[Rebate\n(CAD)]],\"\"),\"\")))","v":""}]
[null,null,null,null,null,null,null,null,{"$f":"IF( ISBLANK(Table16[[#This Row],[Existing Technology]]),\"\", IF(ISNUMBER(SEARCH(\"Hot water\",Table16[[#This Row],[Existing Technology]])), IFERROR(Table16[[#This Row],[Number of Occupant]]*1*365*65*8.34/3413/0.85,\"\"), IF(ISNUMBER(SEARCH(\"Fan\",Table16[[#This Row],[Existing Technology]])), IFERROR(Table16[[#This Row],[Quantity]]*Table16[[#This Row],[HP]]*0.746*Table16[[#This Row],[Operating hours \n(hrs)]], \"\"),\"\")))","v":""},{"$f":"IF(ISBLANK(Table16[[#This Row],[Existing Technology]]),\"\", IFERROR(INDEX('Non-Lighting Index Table'!$D$24:$D$26,MATCH(Table16[[#This Row],[Existing Technology]],Table20MechanicalExistingTechnology,0)),\"\"))","v":""},null,{"$f":"IF(ISBLANK(Table16[[#This Row],[Existing Technology]]),\"\", IFERROR(INDEX('Non-Lighting Index Table'!$J$24:$J$26,MATCH(Table16[[#This Row],[Existing Technology]],Table20MechanicalExistingTechnology,0)),\"\"))","v":""},{"$f":"IF(ISBLANK(Table16[[#This Row],[Existing Technology]]),\"\", IFERROR(INDEX('Non-Lighting Index Table'!$K$24:$K$26,MATCH(Table16[[#This Row],[Existing Technology]],Table20MechanicalExistingTechnology,0)),\"\"))","v":""},{"$f":"IF(ISBLANK(Table16[[#This Row],[Existing Technology]]),\"\", IFERROR(INDEX('Non-Lighting Index Table'!$G$24:$G$26,MATCH(Table16[[#This Row],[Existing Technology]],Table20MechanicalExistingTechnology,0)),\"\"))","v":""},{"$f":"IF(ISBLANK(Table16[[#This Row],[Existing Technology]]),\"\", IFERROR(INDEX('Non-Lighting Index Table'!$H$24:$H$26,MATCH(Table16[[#This Row],[Existing Technology]],Table20MechanicalExistingTechnology,0)),\"\"))","v":""},{"$f":"IF(ISBLANK(Table16[[#This Row],[Existing Technology]]),\"\", IFERROR(INDEX('Non-Lighting Index Table'!$I$24:$I$26,MATCH(Table16[[#This Row],[Existing Technology]],Table20MechanicalExistingTechnology,0)),\"\"))","v":""},null,{"$f":"IF(ISNUMBER(Table16[[#This Row],[Baseline Consumption (Hidden, kWh)]]), IF( ISNUMBER(SEARCH(\"Heat Pump\",Table16[[#This Row],[Retrofit Technology]])), IFERROR(Table16[[#This Row],[Baseline Consumption (Hidden, kWh)]]/Table16[[#This Row],[Energy Factor]],\"\"), IFERROR(Table16[[#This Row],[Baseline Consumption (Hidden, kWh)]]*0.8,\"\")), \"\")","v":""},{"$f":"IF(ISBLANK(Table16[[#This Row],[Annual Consumption (Hidden, kWh)]]),\"\", IFERROR(Table16[[#This Row],[Baseline Consumption (Hidden, kWh)]]-Table16[[#This Row],[Annual Consumption (Hidden, kWh)]],\"\"))","v":""},{"$f":"IF(ISBLANK(Table16[[#This Row],[Quantity]]),\"\",IF( Table16[[#This Row],[Per Unit]]=\"Per water heater\", IFERROR(Table16[[#This Row],[Quantity]]*Table16[[#This Row],[Rebate\n(CAD)]],\"\"), IF(Table16[[#This Row],[Per Unit]]=\"Per motor hp\", IFERROR(Table16[[#This Row],[Quantity]]*Table16[[#This Row],[HP]]*Table16[[#This Row],[Rebate\n(CAD)]],\"\"),\"\")))","v":""}]
[null,null,null,null,null,null,null,null,{"$f":"IF( ISBLANK(Table16[[#This Row],[Existing Technology]]),\"\", IF(ISNUMBER(SEARCH(\"Hot water\",Table16[[#This Row],[Existing Technology]])), IFERROR(Table16[[#This Row],[Number of Occupant]]*1*365*65*8.34/3413/0.85,\"\"), IF(ISNUMBER(SEARCH(\"Fan\",Table16[[#This Row],[Existing Technology]])), IFERROR(Table16[[#This Row],[Quantity]]*Table16[[#This Row],[HP]]*0.746*Table16[[#This Row],[Operating hours \n(hrs)]], \"\"),\"\")))","v":""},{"$f":"IF(ISBLANK(Table16[[#This Row],[Existing Technology]]),\"\", IFERROR(INDEX('Non-Lighting Index Table'!$D$24:$D$26,MATCH(Table16[[#This Row],[Existing Technology]],Table20MechanicalExistingTechnology,0)),\"\"))","v":""},null,{"$f":"IF(ISBLANK(Table16[[#This Row],[Existing Technology]]),\"\", IFERROR(INDEX('Non-Lighting Index Table'!$J$24:$J$26,MATCH(Table16[[#This Row],[Existing Technology]],Table20MechanicalExistingTechnology,0)),\"\"))","v":""},{"$f":"IF(ISBLANK(Table16[[#This Row],[Existing Technology]]),\"\", IFERROR(INDEX('Non-Lighting Index Table'!$K$24:$K$26,MATCH(Table16[[#This Row],[Existing Technology]],Table20MechanicalExistingTechnology,0)),\"\"))","v":""},{"$f":"IF(ISBLANK(Table16[[#This Row],[Existing Technology]]),\"\", IFERROR(INDEX('Non-Lighting Index Table'!$G$24:$G$26,MATCH(Table16[[#This Row],[Existing Technology]],Table20MechanicalExistingTechnology,0)),\"\"))","v":""},{"$f":"IF(ISBLANK(Table16[[#This Row],[Existing Technology]]),\"\", IFERROR(INDEX('Non-Lighting Index Table'!$H$24:$H$26,MATCH(Table16[[#This Row],[Existing Technology]],Table20MechanicalExistingTechnology,0)),\"\"))","v":""},{"$f":"IF(ISBLANK(Table16[[#This Row],[Existing Technology]]),\"\", IFERROR(INDEX('Non-Lighting Index Table'!$I$24:$I$26,MATCH(Table16[[#This Row],[Existing Technology]],Table20MechanicalExistingTechnology,0)),\"\"))","v":""},null,{"$f":"IF(ISNUMBER(Table16[[#This Row],[Baseline Consumption (Hidden, kWh)]]), IF( ISNUMBER(SEARCH(\"Heat Pump\",Table16[[#This Row],[Retrofit Technology]])), IFERROR(Table16[[#This Row],[Baseline Consumption (Hidden, kWh)]]/Table16[[#This Row],[Energy Factor]],\"\"), IFERROR(Table16[[#This Row],[Baseline Consumption (Hidden, kWh)]]*0.8,\"\")), \"\")","v":""},{"$f":"IF(ISBLANK(Table16[[#This Row],[Annual Consumption (Hidden, kWh)]]),\"\", IFERROR(Table16[[#This Row],[Baseline Consumption (Hidden, kWh)]]-Table16[[#This Row],[Annual Consumption (Hidden, kWh)]],\"\"))","v":""},{"$f":"IF(ISBLANK(Table16[[#This Row],[Quantity]]),\"\",IF( Table16[[#This Row],[Per Unit]]=\"Per water heater\", IFERROR(Table16[[#This Row],[Quantity]]*Table16[[#This Row],[Rebate\n(CAD)]],\"\"), IF(Table16[[#This Row],[Per Unit]]=\"Per motor hp\", IFERROR(Table16[[#This Row],[Quantity]]*Table16[[#This Row],[HP]]*Table16[[#This Row],[Rebate\n(CAD)]],\"\"),\"\")))","v":""}]
[null,null,null,null,null,null,null,null,{"$f":"IF( ISBLANK(Table16[[#This Row],[Existing Technology]]),\"\", IF(ISNUMBER(SEARCH(\"Hot water\",Table16[[#This Row],[Existing Technology]])), IFERROR(Table16[[#This Row],[Number of Occupant]]*1*365*65*8.34/3413/0.85,\"\"), IF(ISNUMBER(SEARCH(\"Fan\",Table16[[#This Row],[Existing Technology]])), IFERROR(Table16[[#This Row],[Quantity]]*Table16[[#This Row],[HP]]*0.746*Table16[[#This Row],[Operating hours \n(hrs)]], \"\"),\"\")))","v":""},{"$f":"IF(ISBLANK(Table16[[#This Row],[Existing Technology]]),\"\", IFERROR(INDEX('Non-Lighting Index Table'!$D$24:$D$26,MATCH(Table16[[#This Row],[Existing Technology]],Table20MechanicalExistingTechnology,0)),\"\"))","v":""},null,{"$f":"IF(ISBLANK(Table16[[#This Row],[Existing Technology]]),\"\", IFERROR(INDEX('Non-Lighting Index Table'!$J$24:$J$26,MATCH(Table16[[#This Row],[Existing Technology]],Table20MechanicalExistingTechnology,0)),\"\"))","v":""},{"$f":"IF(ISBLANK(Table16[[#This Row],[Existing Technology]]),\"\", IFERROR(INDEX('Non-Lighting Index Table'!$K$24:$K$26,MATCH(Table16[[#This Row],[Existing Technology]],Table20MechanicalExistingTechnology,0)),\"\"))","v":""},{"$f":"IF(ISBLANK(Table16[[#This Row],[Existing Technology]]),\"\", IFERROR(INDEX('Non-Lighting Index Table'!$G$24:$G$26,MATCH(Table16[[#This Row],[Existing Technology]],Table20MechanicalExistingTechnology,0)),\"\"))","v":""},{"$f":"IF(ISBLANK(Table16[[#This Row],[Existing Technology]]),\"\", IFERROR(INDEX('Non-Lighting Index Table'!$H$24:$H$26,MATCH(Table16[[#This Row],[Existing Technology]],Table20MechanicalExistingTechnology,0)),\"\"))","v":""},{"$f":"IF(ISBLANK(Table16[[#This Row],[Existing Technology]]),\"\", IFERROR(INDEX('Non-Lighting Index Table'!$I$24:$I$26,MATCH(Table16[[#This Row],[Existing Technology]],Table20MechanicalExistingTechnology,0)),\"\"))","v":""},null,{"$f":"IF(ISNUMBER(Table16[[#This Row],[Baseline Consumption (Hidden, kWh)]]), IF( ISNUMBER(SEARCH(\"Heat Pump\",Table16[[#This Row],[Retrofit Technology]])), IFERROR(Table16[[#This Row],[Baseline Consumption (Hidden, kWh)]]/Table16[[#This Row],[Energy Factor]],\"\"), IFERROR(Table16[[#This Row],[Baseline Consumption (Hidden, kWh)]]*0.8,\"\")), \"\")","v":""},{"$f":"IF(ISBLANK(Table16[[#This Row],[Annual Consumption (Hidden, kWh)]]),\"\", IFERROR(Table16[[#This Row],[Baseline Consumption (Hidden, kWh)]]-Table16[[#This Row],[Annual Consumption (Hidden, kWh)]],\"\"))","v":""},{"$f":"IF(ISBLANK(Table16[[#This Row],[Quantity]]),\"\",IF( Table16[[#This Row],[Per Unit]]=\"Per water heater\", IFERROR(Table16[[#This Row],[Quantity]]*Table16[[#This Row],[Rebate\n(CAD)]],\"\"), IF(Table16[[#This Row],[Per Unit]]=\"Per motor hp\", IFERROR(Table16[[#This Row],[Quantity]]*Table16[[#This Row],[HP]]*Table16[[#This Row],[Rebate\n(CAD)]],\"\"),\"\")))","v":""}]
[null,null,null,null,null,null,null,null,{"$f":"IF( ISBLANK(Table16[[#This Row],[Existing Technology]]),\"\", IF(ISNUMBER(SEARCH(\"Hot water\",Table16[[#This Row],[Existing Technology]])), IFERROR(Table16[[#This Row],[Number of Occupant]]*1*365*65*8.34/3413/0.85,\"\"), IF(ISNUMBER(SEARCH(\"Fan\",Table16[[#This Row],[Existing Technology]])), IFERROR(Table16[[#This Row],[Quantity]]*Table16[[#This Row],[HP]]*0.746*Table16[[#This Row],[Operating hours \n(hrs)]], \"\"),\"\")))","v":""},{"$f":"IF(ISBLANK(Table16[[#This Row],[Existing Technology]]),\"\", IFERROR(INDEX('Non-Lighting Index Table'!$D$24:$D$26,MATCH(Table16[[#This Row],[Existing Technology]],Table20MechanicalExistingTechnology,0)),\"\"))","v":""},null,{"$f":"IF(ISBLANK(Table16[[#This Row],[Existing Technology]]),\"\", IFERROR(INDEX('Non-Lighting Index Table'!$J$24:$J$26,MATCH(Table16[[#This Row],[Existing Technology]],Table20MechanicalExistingTechnology,0)),\"\"))","v":""},{"$f":"IF(ISBLANK(Table16[[#This Row],[Existing Technology]]),\"\", IFERROR(INDEX('Non-Lighting Index Table'!$K$24:$K$26,MATCH(Table16[[#This Row],[Existing Technology]],Table20MechanicalExistingTechnology,0)),\"\"))","v":""},{"$f":"IF(ISBLANK(Table16[[#This Row],[Existing Technology]]),\"\", IFERROR(INDEX('Non-Lighting Index Table'!$G$24:$G$26,MATCH(Table16[[#This Row],[Existing Technology]],Table20MechanicalExistingTechnology,0)),\"\"))","v":""},{"$f":"IF(ISBLANK(Table16[[#This Row],[Existing Technology]]),\"\", IFERROR(INDEX('Non-Lighting Index Table'!$H$24:$H$26,MATCH(Table16[[#This Row],[Existing Technology]],Table20MechanicalExistingTechnology,0)),\"\"))","v":""},{"$f":"IF(ISBLANK(Table16[[#This Row],[Existing Technology]]),\"\", IFERROR(INDEX('Non-Lighting Index Table'!$I$24:$I$26,MATCH(Table16[[#This Row],[Existing Technology]],Table20MechanicalExistingTechnology,0)),\"\"))","v":""},null,{"$f":"IF(ISNUMBER(Table16[[#This Row],[Baseline Consumption (Hidden, kWh)]]), IF( ISNUMBER(SEARCH(\"Heat Pump\",Table16[[#This Row],[Retrofit Technology]])), IFERROR(Table16[[#This Row],[Baseline Consumption (Hidden, kWh)]]/Table16[[#This Row],[Energy Factor]],\"\"), IFERROR(Table16[[#This Row],[Baseline Consumption (Hidden, kWh)]]*0.8,\"\")), \"\")","v":""},{"$f":"IF(ISBLANK(Table16[[#This Row],[Annual Consumption (Hidden, kWh)]]),\"\", IFERROR(Table16[[#This Row],[Baseline Consumption (Hidden, kWh)]]-Table16[[#This Row],[Annual Consumption (Hidden, kWh)]],\"\"))","v":""},{"$f":"IF(ISBLANK(Table16[[#This Row],[Quantity]]),\"\",IF( Table16[[#This Row],[Per Unit]]=\"Per water heater\", IFERROR(Table16[[#This Row],[Quantity]]*Table16[[#This Row],[Rebate\n(CAD)]],\"\"), IF(Table16[[#This Row],[Per Unit]]=\"Per motor hp\", IFERROR(Table16[[#This Row],[Quantity]]*Table16[[#This Row],[HP]]*Table16[[#This Row],[Rebate\n(CAD)]],\"\"),\"\")))","v":""}]
[null,null,null,null,null,null,null,null,{"$f":"IF( ISBLANK(Table16[[#This Row],[Existing Technology]]),\"\", IF(ISNUMBER(SEARCH(\"Hot water\",Table16[[#This Row],[Existing Technology]])), IFERROR(Table16[[#This Row],[Number of Occupant]]*1*365*65*8.34/3413/0.85,\"\"), IF(ISNUMBER(SEARCH(\"Fan\",Table16[[#This Row],[Existing Technology]])), IFERROR(Table16[[#This Row],[Quantity]]*Table16[[#This Row],[HP]]*0.746*Table16[[#This Row],[Operating hours \n(hrs)]], \"\"),\"\")))","v":""},{"$f":"IF(ISBLANK(Table16[[#This Row],[Existing Technology]]),\"\", IFERROR(INDEX('Non-Lighting Index Table'!$D$24:$D$26,MATCH(Table16[[#This Row],[Existing Technology]],Table20MechanicalExistingTechnology,0)),\"\"))","v":""},null,{"$f":"IF(ISBLANK(Table16[[#This Row],[Existing Technology]]),\"\", IFERROR(INDEX('Non-Lighting Index Table'!$J$24:$J$26,MATCH(Table16[[#This Row],[Existing Technology]],Table20MechanicalExistingTechnology,0)),\"\"))","v":""},{"$f":"IF(ISBLANK(Table16[[#This Row],[Existing Technology]]),\"\", IFERROR(INDEX('Non-Lighting Index Table'!$K$24:$K$26,MATCH(Table16[[#This Row],[Existing Technology]],Table20MechanicalExistingTechnology,0)),\"\"))","v":""},{"$f":"IF(ISBLANK(Table16[[#This Row],[Existing Technology]]),\"\", IFERROR(INDEX('Non-Lighting Index Table'!$G$24:$G$26,MATCH(Table16[[#This Row],[Existing Technology]],Table20MechanicalExistingTechnology,0)),\"\"))","v":""},{"$f":"IF(ISBLANK(Table16[[#This Row],[Existing Technology]]),\"\", IFERROR(INDEX('Non-Lighting Index Table'!$H$24:$H$26,MATCH(Table16[[#This Row],[Existing Technology]],Table20MechanicalExistingTechnology,0)),\"\"))","v":""},{"$f":"IF(ISBLANK(Table16[[#This Row],[Existing Technology]]),\"\", IFERROR(INDEX('Non-Lighting Index Table'!$I$24:$I$26,MATCH(Table16[[#This Row],[Existing Technology]],Table20MechanicalExistingTechnology,0)),\"\"))","v":""},null,{"$f":"IF(ISNUMBER(Table16[[#This Row],[Baseline Consumption (Hidden, kWh)]]), IF( ISNUMBER(SEARCH(\"Heat Pump\",Table16[[#This Row],[Retrofit Technology]])), IFERROR(Table16[[#This Row],[Baseline Consumption (Hidden, kWh)]]/Table16[[#This Row],[Energy Factor]],\"\"), IFERROR(Table16[[#This Row],[Baseline Consumption (Hidden, kWh)]]*0.8,\"\")), \"\")","v":""},{"$f":"IF(ISBLANK(Table16[[#This Row],[Annual Consumption (Hidden, kWh)]]),\"\", IFERROR(Table16[[#This Row],[Baseline Consumption (Hidden, kWh)]]-Table16[[#This Row],[Annual Consumption (Hidden, kWh)]],\"\"))","v":""},{"$f":"IF(ISBLANK(Table16[[#This Row],[Quantity]]),\"\",IF( Table16[[#This Row],[Per Unit]]=\"Per water heater\", IFERROR(Table16[[#This Row],[Quantity]]*Table16[[#This Row],[Rebate\n(CAD)]],\"\"), IF(Table16[[#This Row],[Per Unit]]=\"Per motor hp\", IFERROR(Table16[[#This Row],[Quantity]]*Table16[[#This Row],[HP]]*Table16[[#This Row],[Rebate\n(CAD)]],\"\"),\"\")))","v":""}]
[null,null,null,null,null,null,null,null,{"$f":"IF( ISBLANK(Table16[[#This Row],[Existing Technology]]),\"\", IF(ISNUMBER(SEARCH(\"Hot water\",Table16[[#This Row],[Existing Technology]])), IFERROR(Table16[[#This Row],[Number of Occupant]]*1*365*65*8.34/3413/0.85,\"\"), IF(ISNUMBER(SEARCH(\"Fan\",Table16[[#This Row],[Existing Technology]])), IFERROR(Table16[[#This Row],[Quantity]]*Table16[[#This Row],[HP]]*0.746*Table16[[#This Row],[Operating hours \n(hrs)]], \"\"),\"\")))","v":""},{"$f":"IF(ISBLANK(Table16[[#This Row],[Existing Technology]]),\"\", IFERROR(INDEX('Non-Lighting Index Table'!$D$24:$D$26,MATCH(Table16[[#This Row],[Existing Technology]],Table20MechanicalExistingTechnology,0)),\"\"))","v":""},null,{"$f":"IF(ISBLANK(Table16[[#This Row],[Existing Technology]]),\"\", IFERROR(INDEX('Non-Lighting Index Table'!$J$24:$J$26,MATCH(Table16[[#This Row],[Existing Technology]],Table20MechanicalExistingTechnology,0)),\"\"))","v":""},{"$f":"IF(ISBLANK(Table16[[#This Row],[Existing Technology]]),\"\", IFERROR(INDEX('Non-Lighting Index Table'!$K$24:$K$26,MATCH(Table16[[#This Row],[Existing Technology]],Table20MechanicalExistingTechnology,0)),\"\"))","v":""},{"$f":"IF(ISBLANK(Table16[[#This Row],[Existing Technology]]),\"\", IFERROR(INDEX('Non-Lighting Index Table'!$G$24:$G$26,MATCH(Table16[[#This Row],[Existing Technology]],Table20MechanicalExistingTechnology,0)),\"\"))","v":""},{"$f":"IF(ISBLANK(Table16[[#This Row],[Existing Technology]]),\"\", IFERROR(INDEX('Non-Lighting Index Table'!$H$24:$H$26,MATCH(Table16[[#This Row],[Existing Technology]],Table20MechanicalExistingTechnology,0)),\"\"))","v":""},{"$f":"IF(ISBLANK(Table16[[#This Row],[Existing Technology]]),\"\", IFERROR(INDEX('Non-Lighting Index Table'!$I$24:$I$26,MATCH(Table16[[#This Row],[Existing Technology]],Table20MechanicalExistingTechnology,0)),\"\"))","v":""},null,{"$f":"IF(ISNUMBER(Table16[[#This Row],[Baseline Consumption (Hidden, kWh)]]), IF( ISNUMBER(SEARCH(\"Heat Pump\",Table16[[#This Row],[Retrofit Technology]])), IFERROR(Table16[[#This Row],[Baseline Consumption (Hidden, kWh)]]/Table16[[#This Row],[Energy Factor]],\"\"), IFERROR(Table16[[#This Row],[Baseline Consumption (Hidden, kWh)]]*0.8,\"\")), \"\")","v":""},{"$f":"IF(ISBLANK(Table16[[#This Row],[Annual Consumption (Hidden, kWh)]]),\"\", IFERROR(Table16[[#This Row],[Baseline Consumption (Hidden, kWh)]]-Table16[[#This Row],[Annual Consumption (Hidden, kWh)]],\"\"))","v":""},{"$f":"IF(ISBLANK(Table16[[#This Row],[Quantity]]),\"\",IF( Table16[[#This Row],[Per Unit]]=\"Per water heater\", IFERROR(Table16[[#This Row],[Quantity]]*Table16[[#This Row],[Rebate\n(CAD)]],\"\"), IF(Table16[[#This Row],[Per Unit]]=\"Per motor hp\", IFERROR(Table16[[#This Row],[Quantity]]*Table16[[#This Row],[HP]]*Table16[[#This Row],[Rebate\n(CAD)]],\"\"),\"\")))","v":""}]
[null,null,null,null,null,null,null,null,{"$f":"IF( ISBLANK(Table16[[#This Row],[Existing Technology]]),\"\", IF(ISNUMBER(SEARCH(\"Hot water\",Table16[[#This Row],[Existing Technology]])), IFERROR(Table16[[#This Row],[Number of Occupant]]*1*365*65*8.34/3413/0.85,\"\"), IF(ISNUMBER(SEARCH(\"Fan\",Table16[[#This Row],[Existing Technology]])), IFERROR(Table16[[#This Row],[Quantity]]*Table16[[#This Row],[HP]]*0.746*Table16[[#This Row],[Operating hours \n(hrs)]], \"\"),\"\")))","v":""},{"$f":"IF(ISBLANK(Table16[[#This Row],[Existing Technology]]),\"\", IFERROR(INDEX('Non-Lighting Index Table'!$D$24:$D$26,MATCH(Table16[[#This Row],[Existing Technology]],Table20MechanicalExistingTechnology,0)),\"\"))","v":""},null,{"$f":"IF(ISBLANK(Table16[[#This Row],[Existing Technology]]),\"\", IFERROR(INDEX('Non-Lighting Index Table'!$J$24:$J$26,MATCH(Table16[[#This Row],[Existing Technology]],Table20MechanicalExistingTechnology,0)),\"\"))","v":""},{"$f":"IF(ISBLANK(Table16[[#This Row],[Existing Technology]]),\"\", IFERROR(INDEX('Non-Lighting Index Table'!$K$24:$K$26,MATCH(Table16[[#This Row],[Existing Technology]],Table20MechanicalExistingTechnology,0)),\"\"))","v":""},{"$f":"IF(ISBLANK(Table16[[#This Row],[Existing Technology]]),\"\", IFERROR(INDEX('Non-Lighting Index Table'!$G$24:$G$26,MATCH(Table16[[#This Row],[Existing Technology]],Table20MechanicalExistingTechnology,0)),\"\"))","v":""},{"$f":"IF(ISBLANK(Table16[[#This Row],[Existing Technology]]),\"\", IFERROR(INDEX('Non-Lighting Index Table'!$H$24:$H$26,MATCH(Table16[[#This Row],[Existing Technology]],Table20MechanicalExistingTechnology,0)),\"\"))","v":""},{"$f":"IF(ISBLANK(Table16[[#This Row],[Existing Technology]]),\"\", IFERROR(INDEX('Non-Lighting Index Table'!$I$24:$I$26,MATCH(Table16[[#This Row],[Existing Technology]],Table20MechanicalExistingTechnology,0)),\"\"))","v":""},null,{"$f":"IF(ISNUMBER(Table16[[#This Row],[Baseline Consumption (Hidden, kWh)]]), IF( ISNUMBER(SEARCH(\"Heat Pump\",Table16[[#This Row],[Retrofit Technology]])), IFERROR(Table16[[#This Row],[Baseline Consumption (Hidden, kWh)]]/Table16[[#This Row],[Energy Factor]],\"\"), IFERROR(Table16[[#This Row],[Baseline Consumption (Hidden, kWh)]]*0.8,\"\")), \"\")","v":""},{"$f":"IF(ISBLANK(Table16[[#This Row],[Annual Consumption (Hidden, kWh)]]),\"\", IFERROR(Table16[[#This Row],[Baseline Consumption (Hidden, kWh)]]-Table16[[#This Row],[Annual Consumption (Hidden, kWh)]],\"\"))","v":""},{"$f":"IF(ISBLANK(Table16[[#This Row],[Quantity]]),\"\",IF( Table16[[#This Row],[Per Unit]]=\"Per water heater\", IFERROR(Table16[[#This Row],[Quantity]]*Table16[[#This Row],[Rebate\n(CAD)]],\"\"), IF(Table16[[#This Row],[Per Unit]]=\"Per motor hp\", IFERROR(Table16[[#This Row],[Quantity]]*Table16[[#This Row],[HP]]*Table16[[#This Row],[Rebate\n(CAD)]],\"\"),\"\")))","v":""}]
[null,null,null,null,null,null,null,null,{"$f":"IF( ISBLANK(Table16[[#This Row],[Existing Technology]]),\"\", IF(ISNUMBER(SEARCH(\"Hot water\",Table16[[#This Row],[Existing Technology]])), IFERROR(Table16[[#This Row],[Number of Occupant]]*1*365*65*8.34/3413/0.85,\"\"), IF(ISNUMBER(SEARCH(\"Fan\",Table16[[#This Row],[Existing Technology]])), IFERROR(Table16[[#This Row],[Quantity]]*Table16[[#This Row],[HP]]*0.746*Table16[[#This Row],[Operating hours \n(hrs)]], \"\"),\"\")))","v":""},{"$f":"IF(ISBLANK(Table16[[#This Row],[Existing Technology]]),\"\", IFERROR(INDEX('Non-Lighting Index Table'!$D$24:$D$26,MATCH(Table16[[#This Row],[Existing Technology]],Table20MechanicalExistingTechnology,0)),\"\"))","v":""},null,{"$f":"IF(ISBLANK(Table16[[#This Row],[Existing Technology]]),\"\", IFERROR(INDEX('Non-Lighting Index Table'!$J$24:$J$26,MATCH(Table16[[#This Row],[Existing Technology]],Table20MechanicalExistingTechnology,0)),\"\"))","v":""},{"$f":"IF(ISBLANK(Table16[[#This Row],[Existing Technology]]),\"\", IFERROR(INDEX('Non-Lighting Index Table'!$K$24:$K$26,MATCH(Table16[[#This Row],[Existing Technology]],Table20MechanicalExistingTechnology,0)),\"\"))","v":""},{"$f":"IF(ISBLANK(Table16[[#This Row],[Existing Technology]]),\"\", IFERROR(INDEX('Non-Lighting Index Table'!$G$24:$G$26,MATCH(Table16[[#This Row],[Existing Technology]],Table20MechanicalExistingTechnology,0)),\"\"))","v":""},{"$f":"IF(ISBLANK(Table16[[#This Row],[Existing Technology]]),\"\", IFERROR(INDEX('Non-Lighting Index Table'!$H$24:$H$26,MATCH(Table16[[#This Row],[Existing Technology]],Table20MechanicalExistingTechnology,0)),\"\"))","v":""},{"$f":"IF(ISBLANK(Table16[[#This Row],[Existing Technology]]),\"\", IFERROR(INDEX('Non-Lighting Index Table'!$I$24:$I$26,MATCH(Table16[[#This Row],[Existing Technology]],Table20MechanicalExistingTechnology,0)),\"\"))","v":""},null,{"$f":"IF(ISNUMBER(Table16[[#This Row],[Baseline Consumption (Hidden, kWh)]]), IF( ISNUMBER(SEARCH(\"Heat Pump\",Table16[[#This Row],[Retrofit Technology]])), IFERROR(Table16[[#This Row],[Baseline Consumption (Hidden, kWh)]]/Table16[[#This Row],[Energy Factor]],\"\"), IFERROR(Table16[[#This Row],[Baseline Consumption (Hidden, kWh)]]*0.8,\"\")), \"\")","v":""},{"$f":"IF(ISBLANK(Table16[[#This Row],[Annual Consumption (Hidden, kWh)]]),\"\", IFERROR(Table16[[#This Row],[Baseline Consumption (Hidden, kWh)]]-Table16[[#This Row],[Annual Consumption (Hidden, kWh)]],\"\"))","v":""},{"$f":"IF(ISBLANK(Table16[[#This Row],[Quantity]]),\"\",IF( Table16[[#This Row],[Per Unit]]=\"Per water heater\", IFERROR(Table16[[#This Row],[Quantity]]*Table16[[#This Row],[Rebate\n(CAD)]],\"\"), IF(Table16[[#This Row],[Per Unit]]=\"Per motor hp\", IFERROR(Table16[[#This Row],[Quantity]]*Table16[[#This Row],[HP]]*Table16[[#This Row],[Rebate\n(CAD)]],\"\"),\"\")))","v":""}]
[null,null,null,null,null,null,null,null,{"$f":"IF( ISBLANK(Table16[[#This Row],[Existing Technology]]),\"\", IF(ISNUMBER(SEARCH(\"Hot water\",Table16[[#This Row],[Existing Technology]])), IFERROR(Table16[[#This Row],[Number of Occupant]]*1*365*65*8.34/3413/0.85,\"\"), IF(ISNUMBER(SEARCH(\"Fan\",Table16[[#This Row],[Existing Technology]])), IFERROR(Table16[[#This Row],[Quantity]]*Table16[[#This Row],[HP]]*0.746*Table16[[#This Row],[Operating hours \n(hrs)]], \"\"),\"\")))","v":""},{"$f":"IF(ISBLANK(Table16[[#This Row],[Existing Technology]]),\"\", IFERROR(INDEX('Non-Lighting Index Table'!$D$24:$D$26,MATCH(Table16[[#This Row],[Existing Technology]],Table20MechanicalExistingTechnology,0)),\"\"))","v":""},null,{"$f":"IF(ISBLANK(Table16[[#This Row],[Existing Technology]]),\"\", IFERROR(INDEX('Non-Lighting Index Table'!$J$24:$J$26,MATCH(Table16[[#This Row],[Existing Technology]],Table20MechanicalExistingTechnology,0)),\"\"))","v":""},{"$f":"IF(ISBLANK(Table16[[#This Row],[Existing Technology]]),\"\", IFERROR(INDEX('Non-Lighting Index Table'!$K$24:$K$26,MATCH(Table16[[#This Row],[Existing Technology]],Table20MechanicalExistingTechnology,0)),\"\"))","v":""},{"$f":"IF(ISBLANK(Table16[[#This Row],[Existing Technology]]),\"\", IFERROR(INDEX('Non-Lighting Index Table'!$G$24:$G$26,MATCH(Table16[[#This Row],[Existing Technology]],Table20MechanicalExistingTechnology,0)),\"\"))","v":""},{"$f":"IF(ISBLANK(Table16[[#This Row],[Existing Technology]]),\"\", IFERROR(INDEX('Non-Lighting Index Table'!$H$24:$H$26,MATCH(Table16[[#This Row],[Existing Technology]],Table20MechanicalExistingTechnology,0)),\"\"))","v":""},{"$f":"IF(ISBLANK(Table16[[#This Row],[Existing Technology]]),\"\", IFERROR(INDEX('Non-Lighting Index Table'!$I$24:$I$26,MATCH(Table16[[#This Row],[Existing Technology]],Table20MechanicalExistingTechnology,0)),\"\"))","v":""},null,{"$f":"IF(ISNUMBER(Table16[[#This Row],[Baseline Consumption (Hidden, kWh)]]), IF( ISNUMBER(SEARCH(\"Heat Pump\",Table16[[#This Row],[Retrofit Technology]])), IFERROR(Table16[[#This Row],[Baseline Consumption (Hidden, kWh)]]/Table16[[#This Row],[Energy Factor]],\"\"), IFERROR(Table16[[#This Row],[Baseline Consumption (Hidden, kWh)]]*0.8,\"\")), \"\")","v":""},{"$f":"IF(ISBLANK(Table16[[#This Row],[Annual Consumption (Hidden, kWh)]]),\"\", IFERROR(Table16[[#This Row],[Baseline Consumption (Hidden, kWh)]]-Table16[[#This Row],[Annual Consumption (Hidden, kWh)]],\"\"))","v":""},{"$f":"IF(ISBLANK(Table16[[#This Row],[Quantity]]),\"\",IF( Table16[[#This Row],[Per Unit]]=\"Per water heater\", IFERROR(Table16[[#This Row],[Quantity]]*Table16[[#This Row],[Rebate\n(CAD)]],\"\"), IF(Table16[[#This Row],[Per Unit]]=\"Per motor hp\", IFERROR(Table16[[#This Row],[Quantity]]*Table16[[#This Row],[HP]]*Table16[[#This Row],[Rebate\n(CAD)]],\"\"),\"\")))","v":""}]
[null,null,null,null,null,null,null,null,{"$f":"IF( ISBLANK(Table16[[#This Row],[Existing Technology]]),\"\", IF(ISNUMBER(SEARCH(\"Hot water\",Table16[[#This Row],[Existing Technology]])), IFERROR(Table16[[#This Row],[Number of Occupant]]*1*365*65*8.34/3413/0.85,\"\"), IF(ISNUMBER(SEARCH(\"Fan\",Table16[[#This Row],[Existing Technology]])), IFERROR(Table16[[#This Row],[Quantity]]*Table16[[#This Row],[HP]]*0.746*Table16[[#This Row],[Operating hours \n(hrs)]], \"\"),\"\")))","v":""},{"$f":"IF(ISBLANK(Table16[[#This Row],[Existing Technology]]),\"\", IFERROR(INDEX('Non-Lighting Index Table'!$D$24:$D$26,MATCH(Table16[[#This Row],[Existing Technology]],Table20MechanicalExistingTechnology,0)),\"\"))","v":""},null,{"$f":"IF(ISBLANK(Table16[[#This Row],[Existing Technology]]),\"\", IFERROR(INDEX('Non-Lighting Index Table'!$J$24:$J$26,MATCH(Table16[[#This Row],[Existing Technology]],Table20MechanicalExistingTechnology,0)),\"\"))","v":""},{"$f":"IF(ISBLANK(Table16[[#This Row],[Existing Technology]]),\"\", IFERROR(INDEX('Non-Lighting Index Table'!$K$24:$K$26,MATCH(Table16[[#This Row],[Existing Technology]],Table20MechanicalExistingTechnology,0)),\"\"))","v":""},{"$f":"IF(ISBLANK(Table16[[#This Row],[Existing Technology]]),\"\", IFERROR(INDEX('Non-Lighting Index Table'!$G$24:$G$26,MATCH(Table16[[#This Row],[Existing Technology]],Table20MechanicalExistingTechnology,0)),\"\"))","v":""},{"$f":"IF(ISBLANK(Table16[[#This Row],[Existing Technology]]),\"\", IFERROR(INDEX('Non-Lighting Index Table'!$H$24:$H$26,MATCH(Table16[[#This Row],[Existing Technology]],Table20MechanicalExistingTechnology,0)),\"\"))","v":""},{"$f":"IF(ISBLANK(Table16[[#This Row],[Existing Technology]]),\"\", IFERROR(INDEX('Non-Lighting Index Table'!$I$24:$I$26,MATCH(Table16[[#This Row],[Existing Technology]],Table20MechanicalExistingTechnology,0)),\"\"))","v":""},null,{"$f":"IF(ISNUMBER(Table16[[#This Row],[Baseline Consumption (Hidden, kWh)]]), IF( ISNUMBER(SEARCH(\"Heat Pump\",Table16[[#This Row],[Retrofit Technology]])), IFERROR(Table16[[#This Row],[Baseline Consumption (Hidden, kWh)]]/Table16[[#This Row],[Energy Factor]],\"\"), IFERROR(Table16[[#This Row],[Baseline Consumption (Hidden, kWh)]]*0.8,\"\")), \"\")","v":""},{"$f":"IF(ISBLANK(Table16[[#This Row],[Annual Consumption (Hidden, kWh)]]),\"\", IFERROR(Table16[[#This Row],[Baseline Consumption (Hidden, kWh)]]-Table16[[#This Row],[Annual Consumption (Hidden, kWh)]],\"\"))","v":""},{"$f":"IF(ISBLANK(Table16[[#This Row],[Quantity]]),\"\",IF( Table16[[#This Row],[Per Unit]]=\"Per water heater\", IFERROR(Table16[[#This Row],[Quantity]]*Table16[[#This Row],[Rebate\n(CAD)]],\"\"), IF(Table16[[#This Row],[Per Unit]]=\"Per motor hp\", IFERROR(Table16[[#This Row],[Quantity]]*Table16[[#This Row],[HP]]*Table16[[#This Row],[Rebate\n(CAD)]],\"\"),\"\")))","v":""}]
[null,null,null,null,null,null,null,null,{"$f":"IF( ISBLANK(Table16[[#This Row],[Existing Technology]]),\"\", IF(ISNUMBER(SEARCH(\"Hot water\",Table16[[#This Row],[Existing Technology]])), IFERROR(Table16[[#This Row],[Number of Occupant]]*1*365*65*8.34/3413/0.85,\"\"), IF(ISNUMBER(SEARCH(\"Fan\",Table16[[#This Row],[Existing Technology]])), IFERROR(Table16[[#This Row],[Quantity]]*Table16[[#This Row],[HP]]*0.746*Table16[[#This Row],[Operating hours \n(hrs)]], \"\"),\"\")))","v":""},{"$f":"IF(ISBLANK(Table16[[#This Row],[Existing Technology]]),\"\", IFERROR(INDEX('Non-Lighting Index Table'!$D$24:$D$26,MATCH(Table16[[#This Row],[Existing Technology]],Table20MechanicalExistingTechnology,0)),\"\"))","v":""},null,{"$f":"IF(ISBLANK(Table16[[#This Row],[Existing Technology]]),\"\", IFERROR(INDEX('Non-Lighting Index Table'!$J$24:$J$26,MATCH(Table16[[#This Row],[Existing Technology]],Table20MechanicalExistingTechnology,0)),\"\"))","v":""},{"$f":"IF(ISBLANK(Table16[[#This Row],[Existing Technology]]),\"\", IFERROR(INDEX('Non-Lighting Index Table'!$K$24:$K$26,MATCH(Table16[[#This Row],[Existing Technology]],Table20MechanicalExistingTechnology,0)),\"\"))","v":""},{"$f":"IF(ISBLANK(Table16[[#This Row],[Existing Technology]]),\"\", IFERROR(INDEX('Non-Lighting Index Table'!$G$24:$G$26,MATCH(Table16[[#This Row],[Existing Technology]],Table20MechanicalExistingTechnology,0)),\"\"))","v":""},{"$f":"IF(ISBLANK(Table16[[#This Row],[Existing Technology]]),\"\", IFERROR(INDEX('Non-Lighting Index Table'!$H$24:$H$26,MATCH(Table16[[#This Row],[Existing Technology]],Table20MechanicalExistingTechnology,0)),\"\"))","v":""},{"$f":"IF(ISBLANK(Table16[[#This Row],[Existing Technology]]),\"\", IFERROR(INDEX('Non-Lighting Index Table'!$I$24:$I$26,MATCH(Table16[[#This Row],[Existing Technology]],Table20MechanicalExistingTechnology,0)),\"\"))","v":""},null,{"$f":"IF(ISNUMBER(Table16[[#This Row],[Baseline Consumption (Hidden, kWh)]]), IF( ISNUMBER(SEARCH(\"Heat Pump\",Table16[[#This Row],[Retrofit Technology]])), IFERROR(Table16[[#This Row],[Baseline Consumption (Hidden, kWh)]]/Table16[[#This Row],[Energy Factor]],\"\"), IFERROR(Table16[[#This Row],[Baseline Consumption (Hidden, kWh)]]*0.8,\"\")), \"\")","v":""},{"$f":"IF(ISBLANK(Table16[[#This Row],[Annual Consumption (Hidden, kWh)]]),\"\", IFERROR(Table16[[#This Row],[Baseline Consumption (Hidden, kWh)]]-Table16[[#This Row],[Annual Consumption (Hidden, kWh)]],\"\"))","v":""},{"$f":"IF(ISBLANK(Table16[[#This Row],[Quantity]]),\"\",IF( Table16[[#This Row],[Per Unit]]=\"Per water heater\", IFERROR(Table16[[#This Row],[Quantity]]*Table16[[#This Row],[Rebate\n(CAD)]],\"\"), IF(Table16[[#This Row],[Per Unit]]=\"Per motor hp\", IFERROR(Table16[[#This Row],[Quantity]]*Table16[[#This Row],[HP]]*Table16[[#This Row],[Rebate\n(CAD)]],\"\"),\"\")))","v":""}]
[null,null,null,null,null,null,null,null,{"$f":"IF( ISBLANK(Table16[[#This Row],[Existing Technology]]),\"\", IF(ISNUMBER(SEARCH(\"Hot water\",Table16[[#This Row],[Existing Technology]])), IFERROR(Table16[[#This Row],[Number of Occupant]]*1*365*65*8.34/3413/0.85,\"\"), IF(ISNUMBER(SEARCH(\"Fan\",Table16[[#This Row],[Existing Technology]])), IFERROR(Table16[[#This Row],[Quantity]]*Table16[[#This Row],[HP]]*0.746*Table16[[#This Row],[Operating hours \n(hrs)]], \"\"),\"\")))","v":""},{"$f":"IF(ISBLANK(Table16[[#This Row],[Existing Technology]]),\"\", IFERROR(INDEX('Non-Lighting Index Table'!$D$24:$D$26,MATCH(Table16[[#This Row],[Existing Technology]],Table20MechanicalExistingTechnology,0)),\"\"))","v":""},null,{"$f":"IF(ISBLANK(Table16[[#This Row],[Existing Technology]]),\"\", IFERROR(INDEX('Non-Lighting Index Table'!$J$24:$J$26,MATCH(Table16[[#This Row],[Existing Technology]],Table20MechanicalExistingTechnology,0)),\"\"))","v":""},{"$f":"IF(ISBLANK(Table16[[#This Row],[Existing Technology]]),\"\", IFERROR(INDEX('Non-Lighting Index Table'!$K$24:$K$26,MATCH(Table16[[#This Row],[Existing Technology]],Table20MechanicalExistingTechnology,0)),\"\"))","v":""},{"$f":"IF(ISBLANK(Table16[[#This Row],[Existing Technology]]),\"\", IFERROR(INDEX('Non-Lighting Index Table'!$G$24:$G$26,MATCH(Table16[[#This Row],[Existing Technology]],Table20MechanicalExistingTechnology,0)),\"\"))","v":""},{"$f":"IF(ISBLANK(Table16[[#This Row],[Existing Technology]]),\"\", IFERROR(INDEX('Non-Lighting Index Table'!$H$24:$H$26,MATCH(Table16[[#This Row],[Existing Technology]],Table20MechanicalExistingTechnology,0)),\"\"))","v":""},{"$f":"IF(ISBLANK(Table16[[#This Row],[Existing Technology]]),\"\", IFERROR(INDEX('Non-Lighting Index Table'!$I$24:$I$26,MATCH(Table16[[#This Row],[Existing Technology]],Table20MechanicalExistingTechnology,0)),\"\"))","v":""},null,{"$f":"IF(ISNUMBER(Table16[[#This Row],[Baseline Consumption (Hidden, kWh)]]), IF( ISNUMBER(SEARCH(\"Heat Pump\",Table16[[#This Row],[Retrofit Technology]])), IFERROR(Table16[[#This Row],[Baseline Consumption (Hidden, kWh)]]/Table16[[#This Row],[Energy Factor]],\"\"), IFERROR(Table16[[#This Row],[Baseline Consumption (Hidden, kWh)]]*0.8,\"\")), \"\")","v":""},{"$f":"IF(ISBLANK(Table16[[#This Row],[Annual Consumption (Hidden, kWh)]]),\"\", IFERROR(Table16[[#This Row],[Baseline Consumption (Hidden, kWh)]]-Table16[[#This Row],[Annual Consumption (Hidden, kWh)]],\"\"))","v":""},{"$f":"IF(ISBLANK(Table16[[#This Row],[Quantity]]),\"\",IF( Table16[[#This Row],[Per Unit]]=\"Per water heater\", IFERROR(Table16[[#This Row],[Quantity]]*Table16[[#This Row],[Rebate\n(CAD)]],\"\"), IF(Table16[[#This Row],[Per Unit]]=\"Per motor hp\", IFERROR(Table16[[#This Row],[Quantity]]*Table16[[#This Row],[HP]]*Table16[[#This Row],[Rebate\n(CAD)]],\"\"),\"\")))","v":""}]
[null,null,null,null,null,null,null,null,{"$f":"IF( ISBLANK(Table16[[#This Row],[Existing Technology]]),\"\", IF(ISNUMBER(SEARCH(\"Hot water\",Table16[[#This Row],[Existing Technology]])), IFERROR(Table16[[#This Row],[Number of Occupant]]*1*365*65*8.34/3413/0.85,\"\"), IF(ISNUMBER(SEARCH(\"Fan\",Table16[[#This Row],[Existing Technology]])), IFERROR(Table16[[#This Row],[Quantity]]*Table16[[#This Row],[HP]]*0.746*Table16[[#This Row],[Operating hours \n(hrs)]], \"\"),\"\")))","v":""},{"$f":"IF(ISBLANK(Table16[[#This Row],[Existing Technology]]),\"\", IFERROR(INDEX('Non-Lighting Index Table'!$D$24:$D$26,MATCH(Table16[[#This Row],[Existing Technology]],Table20MechanicalExistingTechnology,0)),\"\"))","v":""},null,{"$f":"IF(ISBLANK(Table16[[#This Row],[Existing Technology]]),\"\", IFERROR(INDEX('Non-Lighting Index Table'!$J$24:$J$26,MATCH(Table16[[#This Row],[Existing Technology]],Table20MechanicalExistingTechnology,0)),\"\"))","v":""},{"$f":"IF(ISBLANK(Table16[[#This Row],[Existing Technology]]),\"\", IFERROR(INDEX('Non-Lighting Index Table'!$K$24:$K$26,MATCH(Table16[[#This Row],[Existing Technology]],Table20MechanicalExistingTechnology,0)),\"\"))","v":""},{"$f":"IF(ISBLANK(Table16[[#This Row],[Existing Technology]]),\"\", IFERROR(INDEX('Non-Lighting Index Table'!$G$24:$G$26,MATCH(Table16[[#This Row],[Existing Technology]],Table20MechanicalExistingTechnology,0)),\"\"))","v":""},{"$f":"IF(ISBLANK(Table16[[#This Row],[Existing Technology]]),\"\", IFERROR(INDEX('Non-Lighting Index Table'!$H$24:$H$26,MATCH(Table16[[#This Row],[Existing Technology]],Table20MechanicalExistingTechnology,0)),\"\"))","v":""},{"$f":"IF(ISBLANK(Table16[[#This Row],[Existing Technology]]),\"\", IFERROR(INDEX('Non-Lighting Index Table'!$I$24:$I$26,MATCH(Table16[[#This Row],[Existing Technology]],Table20MechanicalExistingTechnology,0)),\"\"))","v":""},null,{"$f":"IF(ISNUMBER(Table16[[#This Row],[Baseline Consumption (Hidden, kWh)]]), IF( ISNUMBER(SEARCH(\"Heat Pump\",Table16[[#This Row],[Retrofit Technology]])), IFERROR(Table16[[#This Row],[Baseline Consumption (Hidden, kWh)]]/Table16[[#This Row],[Energy Factor]],\"\"), IFERROR(Table16[[#This Row],[Baseline Consumption (Hidden, kWh)]]*0.8,\"\")), \"\")","v":""},{"$f":"IF(ISBLANK(Table16[[#This Row],[Annual Consumption (Hidden, kWh)]]),\"\", IFERROR(Table16[[#This Row],[Baseline Consumption (Hidden, kWh)]]-Table16[[#This Row],[Annual Consumption (Hidden, kWh)]],\"\"))","v":""},{"$f":"IF(ISBLANK(Table16[[#This Row],[Quantity]]),\"\",IF( Table16[[#This Row],[Per Unit]]=\"Per water heater\", IFERROR(Table16[[#This Row],[Quantity]]*Table16[[#This Row],[Rebate\n(CAD)]],\"\"), IF(Table16[[#This Row],[Per Unit]]=\"Per motor hp\", IFERROR(Table16[[#This Row],[Quantity]]*Table16[[#This Row],[HP]]*Table16[[#This Row],[Rebate\n(CAD)]],\"\"),\"\")))","v":""}]
[null,null,null,null,null,null,null,null,{"$f":"IF( ISBLANK(Table16[[#This Row],[Existing Technology]]),\"\", IF(ISNUMBER(SEARCH(\"Hot water\",Table16[[#This Row],[Existing Technology]])), IFERROR(Table16[[#This Row],[Number of Occupant]]*1*365*65*8.34/3413/0.85,\"\"), IF(ISNUMBER(SEARCH(\"Fan\",Table16[[#This Row],[Existing Technology]])), IFERROR(Table16[[#This Row],[Quantity]]*Table16[[#This Row],[HP]]*0.746*Table16[[#This Row],[Operating hours \n(hrs)]], \"\"),\"\")))","v":""},{"$f":"IF(ISBLANK(Table16[[#This Row],[Existing Technology]]),\"\", IFERROR(INDEX('Non-Lighting Index Table'!$D$24:$D$26,MATCH(Table16[[#This Row],[Existing Technology]],Table20MechanicalExistingTechnology,0)),\"\"))","v":""},null,{"$f":"IF(ISBLANK(Table16[[#This Row],[Existing Technology]]),\"\", IFERROR(INDEX('Non-Lighting Index Table'!$J$24:$J$26,MATCH(Table16[[#This Row],[Existing Technology]],Table20MechanicalExistingTechnology,0)),\"\"))","v":""},{"$f":"IF(ISBLANK(Table16[[#This Row],[Existing Technology]]),\"\", IFERROR(INDEX('Non-Lighting Index Table'!$K$24:$K$26,MATCH(Table16[[#This Row],[Existing Technology]],Table20MechanicalExistingTechnology,0)),\"\"))","v":""},{"$f":"IF(ISBLANK(Table16[[#This Row],[Existing Technology]]),\"\", IFERROR(INDEX('Non-Lighting Index Table'!$G$24:$G$26,MATCH(Table16[[#This Row],[Existing Technology]],Table20MechanicalExistingTechnology,0)),\"\"))","v":""},{"$f":"IF(ISBLANK(Table16[[#This Row],[Existing Technology]]),\"\", IFERROR(INDEX('Non-Lighting Index Table'!$H$24:$H$26,MATCH(Table16[[#This Row],[Existing Technology]],Table20MechanicalExistingTechnology,0)),\"\"))","v":""},{"$f":"IF(ISBLANK(Table16[[#This Row],[Existing Technology]]),\"\", IFERROR(INDEX('Non-Lighting Index Table'!$I$24:$I$26,MATCH(Table16[[#This Row],[Existing Technology]],Table20MechanicalExistingTechnology,0)),\"\"))","v":""},null,{"$f":"IF(ISNUMBER(Table16[[#This Row],[Baseline Consumption (Hidden, kWh)]]), IF( ISNUMBER(SEARCH(\"Heat Pump\",Table16[[#This Row],[Retrofit Technology]])), IFERROR(Table16[[#This Row],[Baseline Consumption (Hidden, kWh)]]/Table16[[#This Row],[Energy Factor]],\"\"), IFERROR(Table16[[#This Row],[Baseline Consumption (Hidden, kWh)]]*0.8,\"\")), \"\")","v":""},{"$f":"IF(ISBLANK(Table16[[#This Row],[Annual Consumption (Hidden, kWh)]]),\"\", IFERROR(Table16[[#This Row],[Baseline Consumption (Hidden, kWh)]]-Table16[[#This Row],[Annual Consumption (Hidden, kWh)]],\"\"))","v":""},{"$f":"IF(ISBLANK(Table16[[#This Row],[Quantity]]),\"\",IF( Table16[[#This Row],[Per Unit]]=\"Per water heater\", IFERROR(Table16[[#This Row],[Quantity]]*Table16[[#This Row],[Rebate\n(CAD)]],\"\"), IF(Table16[[#This Row],[Per Unit]]=\"Per motor hp\", IFERROR(Table16[[#This Row],[Quantity]]*Table16[[#This Row],[HP]]*Table16[[#This Row],[Rebate\n(CAD)]],\"\"),\"\")))","v":""}]
[null,null,null,null,null,null,null,null,{"$f":"IF( ISBLANK(Table16[[#This Row],[Existing Technology]]),\"\", IF(ISNUMBER(SEARCH(\"Hot water\",Table16[[#This Row],[Existing Technology]])), IFERROR(Table16[[#This Row],[Number of Occupant]]*1*365*65*8.34/3413/0.85,\"\"), IF(ISNUMBER(SEARCH(\"Fan\",Table16[[#This Row],[Existing Technology]])), IFERROR(Table16[[#This Row],[Quantity]]*Table16[[#This Row],[HP]]*0.746*Table16[[#This Row],[Operating hours \n(hrs)]], \"\"),\"\")))","v":""},{"$f":"IF(ISBLANK(Table16[[#This Row],[Existing Technology]]),\"\", IFERROR(INDEX('Non-Lighting Index Table'!$D$24:$D$26,MATCH(Table16[[#This Row],[Existing Technology]],Table20MechanicalExistingTechnology,0)),\"\"))","v":""},null,{"$f":"IF(ISBLANK(Table16[[#This Row],[Existing Technology]]),\"\", IFERROR(INDEX('Non-Lighting Index Table'!$J$24:$J$26,MATCH(Table16[[#This Row],[Existing Technology]],Table20MechanicalExistingTechnology,0)),\"\"))","v":""},{"$f":"IF(ISBLANK(Table16[[#This Row],[Existing Technology]]),\"\", IFERROR(INDEX('Non-Lighting Index Table'!$K$24:$K$26,MATCH(Table16[[#This Row],[Existing Technology]],Table20MechanicalExistingTechnology,0)),\"\"))","v":""},{"$f":"IF(ISBLANK(Table16[[#This Row],[Existing Technology]]),\"\", IFERROR(INDEX('Non-Lighting Index Table'!$G$24:$G$26,MATCH(Table16[[#This Row],[Existing Technology]],Table20MechanicalExistingTechnology,0)),\"\"))","v":""},{"$f":"IF(ISBLANK(Table16[[#This Row],[Existing Technology]]),\"\", IFERROR(INDEX('Non-Lighting Index Table'!$H$24:$H$26,MATCH(Table16[[#This Row],[Existing Technology]],Table20MechanicalExistingTechnology,0)),\"\"))","v":""},{"$f":"IF(ISBLANK(Table16[[#This Row],[Existing Technology]]),\"\", IFERROR(INDEX('Non-Lighting Index Table'!$I$24:$I$26,MATCH(Table16[[#This Row],[Existing Technology]],Table20MechanicalExistingTechnology,0)),\"\"))","v":""},null,{"$f":"IF(ISNUMBER(Table16[[#This Row],[Baseline Consumption (Hidden, kWh)]]), IF( ISNUMBER(SEARCH(\"Heat Pump\",Table16[[#This Row],[Retrofit Technology]])), IFERROR(Table16[[#This Row],[Baseline Consumption (Hidden, kWh)]]/Table16[[#This Row],[Energy Factor]],\"\"), IFERROR(Table16[[#This Row],[Baseline Consumption (Hidden, kWh)]]*0.8,\"\")), \"\")","v":""},{"$f":"IF(ISBLANK(Table16[[#This Row],[Annual Consumption (Hidden, kWh)]]),\"\", IFERROR(Table16[[#This Row],[Baseline Consumption (Hidden, kWh)]]-Table16[[#This Row],[Annual Consumption (Hidden, kWh)]],\"\"))","v":""},{"$f":"IF(ISBLANK(Table16[[#This Row],[Quantity]]),\"\",IF( Table16[[#This Row],[Per Unit]]=\"Per water heater\", IFERROR(Table16[[#This Row],[Quantity]]*Table16[[#This Row],[Rebate\n(CAD)]],\"\"), IF(Table16[[#This Row],[Per Unit]]=\"Per motor hp\", IFERROR(Table16[[#This Row],[Quantity]]*Table16[[#This Row],[HP]]*Table16[[#This Row],[Rebate\n(CAD)]],\"\"),\"\")))","v":""}]
[null,null,null,null,null,null,null,null,{"$f":"IF( ISBLANK(Table16[[#This Row],[Existing Technology]]),\"\", IF(ISNUMBER(SEARCH(\"Hot water\",Table16[[#This Row],[Existing Technology]])), IFERROR(Table16[[#This Row],[Number of Occupant]]*1*365*65*8.34/3413/0.85,\"\"), IF(ISNUMBER(SEARCH(\"Fan\",Table16[[#This Row],[Existing Technology]])), IFERROR(Table16[[#This Row],[Quantity]]*Table16[[#This Row],[HP]]*0.746*Table16[[#This Row],[Operating hours \n(hrs)]], \"\"),\"\")))","v":""},{"$f":"IF(ISBLANK(Table16[[#This Row],[Existing Technology]]),\"\", IFERROR(INDEX('Non-Lighting Index Table'!$D$24:$D$26,MATCH(Table16[[#This Row],[Existing Technology]],Table20MechanicalExistingTechnology,0)),\"\"))","v":""},null,{"$f":"IF(ISBLANK(Table16[[#This Row],[Existing Technology]]),\"\", IFERROR(INDEX('Non-Lighting Index Table'!$J$24:$J$26,MATCH(Table16[[#This Row],[Existing Technology]],Table20MechanicalExistingTechnology,0)),\"\"))","v":""},{"$f":"IF(ISBLANK(Table16[[#This Row],[Existing Technology]]),\"\", IFERROR(INDEX('Non-Lighting Index Table'!$K$24:$K$26,MATCH(Table16[[#This Row],[Existing Technology]],Table20MechanicalExistingTechnology,0)),\"\"))","v":""},{"$f":"IF(ISBLANK(Table16[[#This Row],[Existing Technology]]),\"\", IFERROR(INDEX('Non-Lighting Index Table'!$G$24:$G$26,MATCH(Table16[[#This Row],[Existing Technology]],Table20MechanicalExistingTechnology,0)),\"\"))","v":""},{"$f":"IF(ISBLANK(Table16[[#This Row],[Existing Technology]]),\"\", IFERROR(INDEX('Non-Lighting Index Table'!$H$24:$H$26,MATCH(Table16[[#This Row],[Existing Technology]],Table20MechanicalExistingTechnology,0)),\"\"))","v":""},{"$f":"IF(ISBLANK(Table16[[#This Row],[Existing Technology]]),\"\", IFERROR(INDEX('Non-Lighting Index Table'!$I$24:$I$26,MATCH(Table16[[#This Row],[Existing Technology]],Table20MechanicalExistingTechnology,0)),\"\"))","v":""},null,{"$f":"IF(ISNUMBER(Table16[[#This Row],[Baseline Consumption (Hidden, kWh)]]), IF( ISNUMBER(SEARCH(\"Heat Pump\",Table16[[#This Row],[Retrofit Technology]])), IFERROR(Table16[[#This Row],[Baseline Consumption (Hidden, kWh)]]/Table16[[#This Row],[Energy Factor]],\"\"), IFERROR(Table16[[#This Row],[Baseline Consumption (Hidden, kWh)]]*0.8,\"\")), \"\")","v":""},{"$f":"IF(ISBLANK(Table16[[#This Row],[Annual Consumption (Hidden, kWh)]]),\"\", IFERROR(Table16[[#This Row],[Baseline Consumption (Hidden, kWh)]]-Table16[[#This Row],[Annual Consumption (Hidden, kWh)]],\"\"))","v":""},{"$f":"IF(ISBLANK(Table16[[#This Row],[Quantity]]),\"\",IF( Table16[[#This Row],[Per Unit]]=\"Per water heater\", IFERROR(Table16[[#This Row],[Quantity]]*Table16[[#This Row],[Rebate\n(CAD)]],\"\"), IF(Table16[[#This Row],[Per Unit]]=\"Per motor hp\", IFERROR(Table16[[#This Row],[Quantity]]*Table16[[#This Row],[HP]]*Table16[[#This Row],[Rebate\n(CAD)]],\"\"),\"\")))","v":""}]
[null,null,null,null,null,null,null,null,{"$f":"IF( ISBLANK(Table16[[#This Row],[Existing Technology]]),\"\", IF(ISNUMBER(SEARCH(\"Hot water\",Table16[[#This Row],[Existing Technology]])), IFERROR(Table16[[#This Row],[Number of Occupant]]*1*365*65*8.34/3413/0.85,\"\"), IF(ISNUMBER(SEARCH(\"Fan\",Table16[[#This Row],[Existing Technology]])), IFERROR(Table16[[#This Row],[Quantity]]*Table16[[#This Row],[HP]]*0.746*Table16[[#This Row],[Operating hours \n(hrs)]], \"\"),\"\")))","v":""},{"$f":"IF(ISBLANK(Table16[[#This Row],[Existing Technology]]),\"\", IFERROR(INDEX('Non-Lighting Index Table'!$D$24:$D$26,MATCH(Table16[[#This Row],[Existing Technology]],Table20MechanicalExistingTechnology,0)),\"\"))","v":""},null,{"$f":"IF(ISBLANK(Table16[[#This Row],[Existing Technology]]),\"\", IFERROR(INDEX('Non-Lighting Index Table'!$J$24:$J$26,MATCH(Table16[[#This Row],[Existing Technology]],Table20MechanicalExistingTechnology,0)),\"\"))","v":""},{"$f":"IF(ISBLANK(Table16[[#This Row],[Existing Technology]]),\"\", IFERROR(INDEX('Non-Lighting Index Table'!$K$24:$K$26,MATCH(Table16[[#This Row],[Existing Technology]],Table20MechanicalExistingTechnology,0)),\"\"))","v":""},{"$f":"IF(ISBLANK(Table16[[#This Row],[Existing Technology]]),\"\", IFERROR(INDEX('Non-Lighting Index Table'!$G$24:$G$26,MATCH(Table16[[#This Row],[Existing Technology]],Table20MechanicalExistingTechnology,0)),\"\"))","v":""},{"$f":"IF(ISBLANK(Table16[[#This Row],[Existing Technology]]),\"\", IFERROR(INDEX('Non-Lighting Index Table'!$H$24:$H$26,MATCH(Table16[[#This Row],[Existing Technology]],Table20MechanicalExistingTechnology,0)),\"\"))","v":""},{"$f":"IF(ISBLANK(Table16[[#This Row],[Existing Technology]]),\"\", IFERROR(INDEX('Non-Lighting Index Table'!$I$24:$I$26,MATCH(Table16[[#This Row],[Existing Technology]],Table20MechanicalExistingTechnology,0)),\"\"))","v":""},null,{"$f":"IF(ISNUMBER(Table16[[#This Row],[Baseline Consumption (Hidden, kWh)]]), IF( ISNUMBER(SEARCH(\"Heat Pump\",Table16[[#This Row],[Retrofit Technology]])), IFERROR(Table16[[#This Row],[Baseline Consumption (Hidden, kWh)]]/Table16[[#This Row],[Energy Factor]],\"\"), IFERROR(Table16[[#This Row],[Baseline Consumption (Hidden, kWh)]]*0.8,\"\")), \"\")","v":""},{"$f":"IF(ISBLANK(Table16[[#This Row],[Annual Consumption (Hidden, kWh)]]),\"\", IFERROR(Table16[[#This Row],[Baseline Consumption (Hidden, kWh)]]-Table16[[#This Row],[Annual Consumption (Hidden, kWh)]],\"\"))","v":""},{"$f":"IF(ISBLANK(Table16[[#This Row],[Quantity]]),\"\",IF( Table16[[#This Row],[Per Unit]]=\"Per water heater\", IFERROR(Table16[[#This Row],[Quantity]]*Table16[[#This Row],[Rebate\n(CAD)]],\"\"), IF(Table16[[#This Row],[Per Unit]]=\"Per motor hp\", IFERROR(Table16[[#This Row],[Quantity]]*Table16[[#This Row],[HP]]*Table16[[#This Row],[Rebate\n(CAD)]],\"\"),\"\")))","v":""}]
[null,null,null,null,null,null,null,null,{"$f":"IF( ISBLANK(Table16[[#This Row],[Existing Technology]]),\"\", IF(ISNUMBER(SEARCH(\"Hot water\",Table16[[#This Row],[Existing Technology]])), IFERROR(Table16[[#This Row],[Number of Occupant]]*1*365*65*8.34/3413/0.85,\"\"), IF(ISNUMBER(SEARCH(\"Fan\",Table16[[#This Row],[Existing Technology]])), IFERROR(Table16[[#This Row],[Quantity]]*Table16[[#This Row],[HP]]*0.746*Table16[[#This Row],[Operating hours \n(hrs)]], \"\"),\"\")))","v":""},{"$f":"IF(ISBLANK(Table16[[#This Row],[Existing Technology]]),\"\", IFERROR(INDEX('Non-Lighting Index Table'!$D$24:$D$26,MATCH(Table16[[#This Row],[Existing Technology]],Table20MechanicalExistingTechnology,0)),\"\"))","v":""},null,{"$f":"IF(ISBLANK(Table16[[#This Row],[Existing Technology]]),\"\", IFERROR(INDEX('Non-Lighting Index Table'!$J$24:$J$26,MATCH(Table16[[#This Row],[Existing Technology]],Table20MechanicalExistingTechnology,0)),\"\"))","v":""},{"$f":"IF(ISBLANK(Table16[[#This Row],[Existing Technology]]),\"\", IFERROR(INDEX('Non-Lighting Index Table'!$K$24:$K$26,MATCH(Table16[[#This Row],[Existing Technology]],Table20MechanicalExistingTechnology,0)),\"\"))","v":""},{"$f":"IF(ISBLANK(Table16[[#This Row],[Existing Technology]]),\"\", IFERROR(INDEX('Non-Lighting Index Table'!$G$24:$G$26,MATCH(Table16[[#This Row],[Existing Technology]],Table20MechanicalExistingTechnology,0)),\"\"))","v":""},{"$f":"IF(ISBLANK(Table16[[#This Row],[Existing Technology]]),\"\", IFERROR(INDEX('Non-Lighting Index Table'!$H$24:$H$26,MATCH(Table16[[#This Row],[Existing Technology]],Table20MechanicalExistingTechnology,0)),\"\"))","v":""},{"$f":"IF(ISBLANK(Table16[[#This Row],[Existing Technology]]),\"\", IFERROR(INDEX('Non-Lighting Index Table'!$I$24:$I$26,MATCH(Table16[[#This Row],[Existing Technology]],Table20MechanicalExistingTechnology,0)),\"\"))","v":""},null,{"$f":"IF(ISNUMBER(Table16[[#This Row],[Baseline Consumption (Hidden, kWh)]]), IF( ISNUMBER(SEARCH(\"Heat Pump\",Table16[[#This Row],[Retrofit Technology]])), IFERROR(Table16[[#This Row],[Baseline Consumption (Hidden, kWh)]]/Table16[[#This Row],[Energy Factor]],\"\"), IFERROR(Table16[[#This Row],[Baseline Consumption (Hidden, kWh)]]*0.8,\"\")), \"\")","v":""},{"$f":"IF(ISBLANK(Table16[[#This Row],[Annual Consumption (Hidden, kWh)]]),\"\", IFERROR(Table16[[#This Row],[Baseline Consumption (Hidden, kWh)]]-Table16[[#This Row],[Annual Consumption (Hidden, kWh)]],\"\"))","v":""},{"$f":"IF(ISBLANK(Table16[[#This Row],[Quantity]]),\"\",IF( Table16[[#This Row],[Per Unit]]=\"Per water heater\", IFERROR(Table16[[#This Row],[Quantity]]*Table16[[#This Row],[Rebate\n(CAD)]],\"\"), IF(Table16[[#This Row],[Per Unit]]=\"Per motor hp\", IFERROR(Table16[[#This Row],[Quantity]]*Table16[[#This Row],[HP]]*Table16[[#This Row],[Rebate\n(CAD)]],\"\"),\"\")))","v":""}]
[null,null,null,null,null,null,null,null,{"$f":"IF( ISBLANK(Table16[[#This Row],[Existing Technology]]),\"\", IF(ISNUMBER(SEARCH(\"Hot water\",Table16[[#This Row],[Existing Technology]])), IFERROR(Table16[[#This Row],[Number of Occupant]]*1*365*65*8.34/3413/0.85,\"\"), IF(ISNUMBER(SEARCH(\"Fan\",Table16[[#This Row],[Existing Technology]])), IFERROR(Table16[[#This Row],[Quantity]]*Table16[[#This Row],[HP]]*0.746*Table16[[#This Row],[Operating hours \n(hrs)]], \"\"),\"\")))","v":""},{"$f":"IF(ISBLANK(Table16[[#This Row],[Existing Technology]]),\"\", IFERROR(INDEX('Non-Lighting Index Table'!$D$24:$D$26,MATCH(Table16[[#This Row],[Existing Technology]],Table20MechanicalExistingTechnology,0)),\"\"))","v":""},null,{"$f":"IF(ISBLANK(Table16[[#This Row],[Existing Technology]]),\"\", IFERROR(INDEX('Non-Lighting Index Table'!$J$24:$J$26,MATCH(Table16[[#This Row],[Existing Technology]],Table20MechanicalExistingTechnology,0)),\"\"))","v":""},{"$f":"IF(ISBLANK(Table16[[#This Row],[Existing Technology]]),\"\", IFERROR(INDEX('Non-Lighting Index Table'!$K$24:$K$26,MATCH(Table16[[#This Row],[Existing Technology]],Table20MechanicalExistingTechnology,0)),\"\"))","v":""},{"$f":"IF(ISBLANK(Table16[[#This Row],[Existing Technology]]),\"\", IFERROR(INDEX('Non-Lighting Index Table'!$G$24:$G$26,MATCH(Table16[[#This Row],[Existing Technology]],Table20MechanicalExistingTechnology,0)),\"\"))","v":""},{"$f":"IF(ISBLANK(Table16[[#This Row],[Existing Technology]]),\"\", IFERROR(INDEX('Non-Lighting Index Table'!$H$24:$H$26,MATCH(Table16[[#This Row],[Existing Technology]],Table20MechanicalExistingTechnology,0)),\"\"))","v":""},{"$f":"IF(ISBLANK(Table16[[#This Row],[Existing Technology]]),\"\", IFERROR(INDEX('Non-Lighting Index Table'!$I$24:$I$26,MATCH(Table16[[#This Row],[Existing Technology]],Table20MechanicalExistingTechnology,0)),\"\"))","v":""},null,{"$f":"IF(ISNUMBER(Table16[[#This Row],[Baseline Consumption (Hidden, kWh)]]), IF( ISNUMBER(SEARCH(\"Heat Pump\",Table16[[#This Row],[Retrofit Technology]])), IFERROR(Table16[[#This Row],[Baseline Consumption (Hidden, kWh)]]/Table16[[#This Row],[Energy Factor]],\"\"), IFERROR(Table16[[#This Row],[Baseline Consumption (Hidden, kWh)]]*0.8,\"\")), \"\")","v":""},{"$f":"IF(ISBLANK(Table16[[#This Row],[Annual Consumption (Hidden, kWh)]]),\"\", IFERROR(Table16[[#This Row],[Baseline Consumption (Hidden, kWh)]]-Table16[[#This Row],[Annual Consumption (Hidden, kWh)]],\"\"))","v":""},{"$f":"IF(ISBLANK(Table16[[#This Row],[Quantity]]),\"\",IF( Table16[[#This Row],[Per Unit]]=\"Per water heater\", IFERROR(Table16[[#This Row],[Quantity]]*Table16[[#This Row],[Rebate\n(CAD)]],\"\"), IF(Table16[[#This Row],[Per Unit]]=\"Per motor hp\", IFERROR(Table16[[#This Row],[Quantity]]*Table16[[#This Row],[HP]]*Table16[[#This Row],[Rebate\n(CAD)]],\"\"),\"\")))","v":""}]
[null,null,null,null,null,null,null,null,{"$f":"IF( ISBLANK(Table16[[#This Row],[Existing Technology]]),\"\", IF(ISNUMBER(SEARCH(\"Hot water\",Table16[[#This Row],[Existing Technology]])), IFERROR(Table16[[#This Row],[Number of Occupant]]*1*365*65*8.34/3413/0.85,\"\"), IF(ISNUMBER(SEARCH(\"Fan\",Table16[[#This Row],[Existing Technology]])), IFERROR(Table16[[#This Row],[Quantity]]*Table16[[#This Row],[HP]]*0.746*Table16[[#This Row],[Operating hours \n(hrs)]], \"\"),\"\")))","v":""},{"$f":"IF(ISBLANK(Table16[[#This Row],[Existing Technology]]),\"\", IFERROR(INDEX('Non-Lighting Index Table'!$D$24:$D$26,MATCH(Table16[[#This Row],[Existing Technology]],Table20MechanicalExistingTechnology,0)),\"\"))","v":""},null,{"$f":"IF(ISBLANK(Table16[[#This Row],[Existing Technology]]),\"\", IFERROR(INDEX('Non-Lighting Index Table'!$J$24:$J$26,MATCH(Table16[[#This Row],[Existing Technology]],Table20MechanicalExistingTechnology,0)),\"\"))","v":""},{"$f":"IF(ISBLANK(Table16[[#This Row],[Existing Technology]]),\"\", IFERROR(INDEX('Non-Lighting Index Table'!$K$24:$K$26,MATCH(Table16[[#This Row],[Existing Technology]],Table20MechanicalExistingTechnology,0)),\"\"))","v":""},{"$f":"IF(ISBLANK(Table16[[#This Row],[Existing Technology]]),\"\", IFERROR(INDEX('Non-Lighting Index Table'!$G$24:$G$26,MATCH(Table16[[#This Row],[Existing Technology]],Table20MechanicalExistingTechnology,0)),\"\"))","v":""},{"$f":"IF(ISBLANK(Table16[[#This Row],[Existing Technology]]),\"\", IFERROR(INDEX('Non-Lighting Index Table'!$H$24:$H$26,MATCH(Table16[[#This Row],[Existing Technology]],Table20MechanicalExistingTechnology,0)),\"\"))","v":""},{"$f":"IF(ISBLANK(Table16[[#This Row],[Existing Technology]]),\"\", IFERROR(INDEX('Non-Lighting Index Table'!$I$24:$I$26,MATCH(Table16[[#This Row],[Existing Technology]],Table20MechanicalExistingTechnology,0)),\"\"))","v":""},null,{"$f":"IF(ISNUMBER(Table16[[#This Row],[Baseline Consumption (Hidden, kWh)]]), IF( ISNUMBER(SEARCH(\"Heat Pump\",Table16[[#This Row],[Retrofit Technology]])), IFERROR(Table16[[#This Row],[Baseline Consumption (Hidden, kWh)]]/Table16[[#This Row],[Energy Factor]],\"\"), IFERROR(Table16[[#This Row],[Baseline Consumption (Hidden, kWh)]]*0.8,\"\")), \"\")","v":""},{"$f":"IF(ISBLANK(Table16[[#This Row],[Annual Consumption (Hidden, kWh)]]),\"\", IFERROR(Table16[[#This Row],[Baseline Consumption (Hidden, kWh)]]-Table16[[#This Row],[Annual Consumption (Hidden, kWh)]],\"\"))","v":""},{"$f":"IF(ISBLANK(Table16[[#This Row],[Quantity]]),\"\",IF( Table16[[#This Row],[Per Unit]]=\"Per water heater\", IFERROR(Table16[[#This Row],[Quantity]]*Table16[[#This Row],[Rebate\n(CAD)]],\"\"), IF(Table16[[#This Row],[Per Unit]]=\"Per motor hp\", IFERROR(Table16[[#This Row],[Quantity]]*Table16[[#This Row],[HP]]*Table16[[#This Row],[Rebate\n(CAD)]],\"\"),\"\")))","v":""}]
[null,null,null,null,null,null,null,null,{"$f":"IF( ISBLANK(Table16[[#This Row],[Existing Technology]]),\"\", IF(ISNUMBER(SEARCH(\"Hot water\",Table16[[#This Row],[Existing Technology]])), IFERROR(Table16[[#This Row],[Number of Occupant]]*1*365*65*8.34/3413/0.85,\"\"), IF(ISNUMBER(SEARCH(\"Fan\",Table16[[#This Row],[Existing Technology]])), IFERROR(Table16[[#This Row],[Quantity]]*Table16[[#This Row],[HP]]*0.746*Table16[[#This Row],[Operating hours \n(hrs)]], \"\"),\"\")))","v":""},{"$f":"IF(ISBLANK(Table16[[#This Row],[Existing Technology]]),\"\", IFERROR(INDEX('Non-Lighting Index Table'!$D$24:$D$26,MATCH(Table16[[#This Row],[Existing Technology]],Table20MechanicalExistingTechnology,0)),\"\"))","v":""},null,{"$f":"IF(ISBLANK(Table16[[#This Row],[Existing Technology]]),\"\", IFERROR(INDEX('Non-Lighting Index Table'!$J$24:$J$26,MATCH(Table16[[#This Row],[Existing Technology]],Table20MechanicalExistingTechnology,0)),\"\"))","v":""},{"$f":"IF(ISBLANK(Table16[[#This Row],[Existing Technology]]),\"\", IFERROR(INDEX('Non-Lighting Index Table'!$K$24:$K$26,MATCH(Table16[[#This Row],[Existing Technology]],Table20MechanicalExistingTechnology,0)),\"\"))","v":""},{"$f":"IF(ISBLANK(Table16[[#This Row],[Existing Technology]]),\"\", IFERROR(INDEX('Non-Lighting Index Table'!$G$24:$G$26,MATCH(Table16[[#This Row],[Existing Technology]],Table20MechanicalExistingTechnology,0)),\"\"))","v":""},{"$f":"IF(ISBLANK(Table16[[#This Row],[Existing Technology]]),\"\", IFERROR(INDEX('Non-Lighting Index Table'!$H$24:$H$26,MATCH(Table16[[#This Row],[Existing Technology]],Table20MechanicalExistingTechnology,0)),\"\"))","v":""},{"$f":"IF(ISBLANK(Table16[[#This Row],[Existing Technology]]),\"\", IFERROR(INDEX('Non-Lighting Index Table'!$I$24:$I$26,MATCH(Table16[[#This Row],[Existing Technology]],Table20MechanicalExistingTechnology,0)),\"\"))","v":""},null,{"$f":"IF(ISNUMBER(Table16[[#This Row],[Baseline Consumption (Hidden, kWh)]]), IF( ISNUMBER(SEARCH(\"Heat Pump\",Table16[[#This Row],[Retrofit Technology]])), IFERROR(Table16[[#This Row],[Baseline Consumption (Hidden, kWh)]]/Table16[[#This Row],[Energy Factor]],\"\"), IFERROR(Table16[[#This Row],[Baseline Consumption (Hidden, kWh)]]*0.8,\"\")), \"\")","v":""},{"$f":"IF(ISBLANK(Table16[[#This Row],[Annual Consumption (Hidden, kWh)]]),\"\", IFERROR(Table16[[#This Row],[Baseline Consumption (Hidden, kWh)]]-Table16[[#This Row],[Annual Consumption (Hidden, kWh)]],\"\"))","v":""},{"$f":"IF(ISBLANK(Table16[[#This Row],[Quantity]]),\"\",IF( Table16[[#This Row],[Per Unit]]=\"Per water heater\", IFERROR(Table16[[#This Row],[Quantity]]*Table16[[#This Row],[Rebate\n(CAD)]],\"\"), IF(Table16[[#This Row],[Per Unit]]=\"Per motor hp\", IFERROR(Table16[[#This Row],[Quantity]]*Table16[[#This Row],[HP]]*Table16[[#This Row],[Rebate\n(CAD)]],\"\"),\"\")))","v":""}]
[null,null,null,null,null,null,null,null,{"$f":"IF( ISBLANK(Table16[[#This Row],[Existing Technology]]),\"\", IF(ISNUMBER(SEARCH(\"Hot water\",Table16[[#This Row],[Existing Technology]])), IFERROR(Table16[[#This Row],[Number of Occupant]]*1*365*65*8.34/3413/0.85,\"\"), IF(ISNUMBER(SEARCH(\"Fan\",Table16[[#This Row],[Existing Technology]])), IFERROR(Table16[[#This Row],[Quantity]]*Table16[[#This Row],[HP]]*0.746*Table16[[#This Row],[Operating hours \n(hrs)]], \"\"),\"\")))","v":""},{"$f":"IF(ISBLANK(Table16[[#This Row],[Existing Technology]]),\"\", IFERROR(INDEX('Non-Lighting Index Table'!$D$24:$D$26,MATCH(Table16[[#This Row],[Existing Technology]],Table20MechanicalExistingTechnology,0)),\"\"))","v":""},null,{"$f":"IF(ISBLANK(Table16[[#This Row],[Existing Technology]]),\"\", IFERROR(INDEX('Non-Lighting Index Table'!$J$24:$J$26,MATCH(Table16[[#This Row],[Existing Technology]],Table20MechanicalExistingTechnology,0)),\"\"))","v":""},{"$f":"IF(ISBLANK(Table16[[#This Row],[Existing Technology]]),\"\", IFERROR(INDEX('Non-Lighting Index Table'!$K$24:$K$26,MATCH(Table16[[#This Row],[Existing Technology]],Table20MechanicalExistingTechnology,0)),\"\"))","v":""},{"$f":"IF(ISBLANK(Table16[[#This Row],[Existing Technology]]),\"\", IFERROR(INDEX('Non-Lighting Index Table'!$G$24:$G$26,MATCH(Table16[[#This Row],[Existing Technology]],Table20MechanicalExistingTechnology,0)),\"\"))","v":""},{"$f":"IF(ISBLANK(Table16[[#This Row],[Existing Technology]]),\"\", IFERROR(INDEX('Non-Lighting Index Table'!$H$24:$H$26,MATCH(Table16[[#This Row],[Existing Technology]],Table20MechanicalExistingTechnology,0)),\"\"))","v":""},{"$f":"IF(ISBLANK(Table16[[#This Row],[Existing Technology]]),\"\", IFERROR(INDEX('Non-Lighting Index Table'!$I$24:$I$26,MATCH(Table16[[#This Row],[Existing Technology]],Table20MechanicalExistingTechnology,0)),\"\"))","v":""},null,{"$f":"IF(ISNUMBER(Table16[[#This Row],[Baseline Consumption (Hidden, kWh)]]), IF( ISNUMBER(SEARCH(\"Heat Pump\",Table16[[#This Row],[Retrofit Technology]])), IFERROR(Table16[[#This Row],[Baseline Consumption (Hidden, kWh)]]/Table16[[#This Row],[Energy Factor]],\"\"), IFERROR(Table16[[#This Row],[Baseline Consumption (Hidden, kWh)]]*0.8,\"\")), \"\")","v":""},{"$f":"IF(ISBLANK(Table16[[#This Row],[Annual Consumption (Hidden, kWh)]]),\"\", IFERROR(Table16[[#This Row],[Baseline Consumption (Hidden, kWh)]]-Table16[[#This Row],[Annual Consumption (Hidden, kWh)]],\"\"))","v":""},{"$f":"IF(ISBLANK(Table16[[#This Row],[Quantity]]),\"\",IF( Table16[[#This Row],[Per Unit]]=\"Per water heater\", IFERROR(Table16[[#This Row],[Quantity]]*Table16[[#This Row],[Rebate\n(CAD)]],\"\"), IF(Table16[[#This Row],[Per Unit]]=\"Per motor hp\", IFERROR(Table16[[#This Row],[Quantity]]*Table16[[#This Row],[HP]]*Table16[[#This Row],[Rebate\n(CAD)]],\"\"),\"\")))","v":""}]
[null,null,null,null,null,null,null,null,{"$f":"IF( ISBLANK(Table16[[#This Row],[Existing Technology]]),\"\", IF(ISNUMBER(SEARCH(\"Hot water\",Table16[[#This Row],[Existing Technology]])), IFERROR(Table16[[#This Row],[Number of Occupant]]*1*365*65*8.34/3413/0.85,\"\"), IF(ISNUMBER(SEARCH(\"Fan\",Table16[[#This Row],[Existing Technology]])), IFERROR(Table16[[#This Row],[Quantity]]*Table16[[#This Row],[HP]]*0.746*Table16[[#This Row],[Operating hours \n(hrs)]], \"\"),\"\")))","v":""},{"$f":"IF(ISBLANK(Table16[[#This Row],[Existing Technology]]),\"\", IFERROR(INDEX('Non-Lighting Index Table'!$D$24:$D$26,MATCH(Table16[[#This Row],[Existing Technology]],Table20MechanicalExistingTechnology,0)),\"\"))","v":""},null,{"$f":"IF(ISBLANK(Table16[[#This Row],[Existing Technology]]),\"\", IFERROR(INDEX('Non-Lighting Index Table'!$J$24:$J$26,MATCH(Table16[[#This Row],[Existing Technology]],Table20MechanicalExistingTechnology,0)),\"\"))","v":""},{"$f":"IF(ISBLANK(Table16[[#This Row],[Existing Technology]]),\"\", IFERROR(INDEX('Non-Lighting Index Table'!$K$24:$K$26,MATCH(Table16[[#This Row],[Existing Technology]],Table20MechanicalExistingTechnology,0)),\"\"))","v":""},{"$f":"IF(ISBLANK(Table16[[#This Row],[Existing Technology]]),\"\", IFERROR(INDEX('Non-Lighting Index Table'!$G$24:$G$26,MATCH(Table16[[#This Row],[Existing Technology]],Table20MechanicalExistingTechnology,0)),\"\"))","v":""},{"$f":"IF(ISBLANK(Table16[[#This Row],[Existing Technology]]),\"\", IFERROR(INDEX('Non-Lighting Index Table'!$H$24:$H$26,MATCH(Table16[[#This Row],[Existing Technology]],Table20MechanicalExistingTechnology,0)),\"\"))","v":""},{"$f":"IF(ISBLANK(Table16[[#This Row],[Existing Technology]]),\"\", IFERROR(INDEX('Non-Lighting Index Table'!$I$24:$I$26,MATCH(Table16[[#This Row],[Existing Technology]],Table20MechanicalExistingTechnology,0)),\"\"))","v":""},null,{"$f":"IF(ISNUMBER(Table16[[#This Row],[Baseline Consumption (Hidden, kWh)]]), IF( ISNUMBER(SEARCH(\"Heat Pump\",Table16[[#This Row],[Retrofit Technology]])), IFERROR(Table16[[#This Row],[Baseline Consumption (Hidden, kWh)]]/Table16[[#This Row],[Energy Factor]],\"\"), IFERROR(Table16[[#This Row],[Baseline Consumption (Hidden, kWh)]]*0.8,\"\")), \"\")","v":""},{"$f":"IF(ISBLANK(Table16[[#This Row],[Annual Consumption (Hidden, kWh)]]),\"\", IFERROR(Table16[[#This Row],[Baseline Consumption (Hidden, kWh)]]-Table16[[#This Row],[Annual Consumption (Hidden, kWh)]],\"\"))","v":""},{"$f":"IF(ISBLANK(Table16[[#This Row],[Quantity]]),\"\",IF( Table16[[#This Row],[Per Unit]]=\"Per water heater\", IFERROR(Table16[[#This Row],[Quantity]]*Table16[[#This Row],[Rebate\n(CAD)]],\"\"), IF(Table16[[#This Row],[Per Unit]]=\"Per motor hp\", IFERROR(Table16[[#This Row],[Quantity]]*Table16[[#This Row],[HP]]*Table16[[#This Row],[Rebate\n(CAD)]],\"\"),\"\")))","v":""}]
[null,null,null,null,null,null,null,null,{"$f":"IF( ISBLANK(Table16[[#This Row],[Existing Technology]]),\"\", IF(ISNUMBER(SEARCH(\"Hot water\",Table16[[#This Row],[Existing Technology]])), IFERROR(Table16[[#This Row],[Number of Occupant]]*1*365*65*8.34/3413/0.85,\"\"), IF(ISNUMBER(SEARCH(\"Fan\",Table16[[#This Row],[Existing Technology]])), IFERROR(Table16[[#This Row],[Quantity]]*Table16[[#This Row],[HP]]*0.746*Table16[[#This Row],[Operating hours \n(hrs)]], \"\"),\"\")))","v":""},{"$f":"IF(ISBLANK(Table16[[#This Row],[Existing Technology]]),\"\", IFERROR(INDEX('Non-Lighting Index Table'!$D$24:$D$26,MATCH(Table16[[#This Row],[Existing Technology]],Table20MechanicalExistingTechnology,0)),\"\"))","v":""},null,{"$f":"IF(ISBLANK(Table16[[#This Row],[Existing Technology]]),\"\", IFERROR(INDEX('Non-Lighting Index Table'!$J$24:$J$26,MATCH(Table16[[#This Row],[Existing Technology]],Table20MechanicalExistingTechnology,0)),\"\"))","v":""},{"$f":"IF(ISBLANK(Table16[[#This Row],[Existing Technology]]),\"\", IFERROR(INDEX('Non-Lighting Index Table'!$K$24:$K$26,MATCH(Table16[[#This Row],[Existing Technology]],Table20MechanicalExistingTechnology,0)),\"\"))","v":""},{"$f":"IF(ISBLANK(Table16[[#This Row],[Existing Technology]]),\"\", IFERROR(INDEX('Non-Lighting Index Table'!$G$24:$G$26,MATCH(Table16[[#This Row],[Existing Technology]],Table20MechanicalExistingTechnology,0)),\"\"))","v":""},{"$f":"IF(ISBLANK(Table16[[#This Row],[Existing Technology]]),\"\", IFERROR(INDEX('Non-Lighting Index Table'!$H$24:$H$26,MATCH(Table16[[#This Row],[Existing Technology]],Table20MechanicalExistingTechnology,0)),\"\"))","v":""},{"$f":"IF(ISBLANK(Table16[[#This Row],[Existing Technology]]),\"\", IFERROR(INDEX('Non-Lighting Index Table'!$I$24:$I$26,MATCH(Table16[[#This Row],[Existing Technology]],Table20MechanicalExistingTechnology,0)),\"\"))","v":""},null,{"$f":"IF(ISNUMBER(Table16[[#This Row],[Baseline Consumption (Hidden, kWh)]]), IF( ISNUMBER(SEARCH(\"Heat Pump\",Table16[[#This Row],[Retrofit Technology]])), IFERROR(Table16[[#This Row],[Baseline Consumption (Hidden, kWh)]]/Table16[[#This Row],[Energy Factor]],\"\"), IFERROR(Table16[[#This Row],[Baseline Consumption (Hidden, kWh)]]*0.8,\"\")), \"\")","v":""},{"$f":"IF(ISBLANK(Table16[[#This Row],[Annual Consumption (Hidden, kWh)]]),\"\", IFERROR(Table16[[#This Row],[Baseline Consumption (Hidden, kWh)]]-Table16[[#This Row],[Annual Consumption (Hidden, kWh)]],\"\"))","v":""},{"$f":"IF(ISBLANK(Table16[[#This Row],[Quantity]]),\"\",IF( Table16[[#This Row],[Per Unit]]=\"Per water heater\", IFERROR(Table16[[#This Row],[Quantity]]*Table16[[#This Row],[Rebate\n(CAD)]],\"\"), IF(Table16[[#This Row],[Per Unit]]=\"Per motor hp\", IFERROR(Table16[[#This Row],[Quantity]]*Table16[[#This Row],[HP]]*Table16[[#This Row],[Rebate\n(CAD)]],\"\"),\"\")))","v":""}]
[null,null,null,null,null,null,null,null,{"$f":"IF( ISBLANK(Table16[[#This Row],[Existing Technology]]),\"\", IF(ISNUMBER(SEARCH(\"Hot water\",Table16[[#This Row],[Existing Technology]])), IFERROR(Table16[[#This Row],[Number of Occupant]]*1*365*65*8.34/3413/0.85,\"\"), IF(ISNUMBER(SEARCH(\"Fan\",Table16[[#This Row],[Existing Technology]])), IFERROR(Table16[[#This Row],[Quantity]]*Table16[[#This Row],[HP]]*0.746*Table16[[#This Row],[Operating hours \n(hrs)]], \"\"),\"\")))","v":""},{"$f":"IF(ISBLANK(Table16[[#This Row],[Existing Technology]]),\"\", IFERROR(INDEX('Non-Lighting Index Table'!$D$24:$D$26,MATCH(Table16[[#This Row],[Existing Technology]],Table20MechanicalExistingTechnology,0)),\"\"))","v":""},null,{"$f":"IF(ISBLANK(Table16[[#This Row],[Existing Technology]]),\"\", IFERROR(INDEX('Non-Lighting Index Table'!$J$24:$J$26,MATCH(Table16[[#This Row],[Existing Technology]],Table20MechanicalExistingTechnology,0)),\"\"))","v":""},{"$f":"IF(ISBLANK(Table16[[#This Row],[Existing Technology]]),\"\", IFERROR(INDEX('Non-Lighting Index Table'!$K$24:$K$26,MATCH(Table16[[#This Row],[Existing Technology]],Table20MechanicalExistingTechnology,0)),\"\"))","v":""},{"$f":"IF(ISBLANK(Table16[[#This Row],[Existing Technology]]),\"\", IFERROR(INDEX('Non-Lighting Index Table'!$G$24:$G$26,MATCH(Table16[[#This Row],[Existing Technology]],Table20MechanicalExistingTechnology,0)),\"\"))","v":""},{"$f":"IF(ISBLANK(Table16[[#This Row],[Existing Technology]]),\"\", IFERROR(INDEX('Non-Lighting Index Table'!$H$24:$H$26,MATCH(Table16[[#This Row],[Existing Technology]],Table20MechanicalExistingTechnology,0)),\"\"))","v":""},{"$f":"IF(ISBLANK(Table16[[#This Row],[Existing Technology]]),\"\", IFERROR(INDEX('Non-Lighting Index Table'!$I$24:$I$26,MATCH(Table16[[#This Row],[Existing Technology]],Table20MechanicalExistingTechnology,0)),\"\"))","v":""},null,{"$f":"IF(ISNUMBER(Table16[[#This Row],[Baseline Consumption (Hidden, kWh)]]), IF( ISNUMBER(SEARCH(\"Heat Pump\",Table16[[#This Row],[Retrofit Technology]])), IFERROR(Table16[[#This Row],[Baseline Consumption (Hidden, kWh)]]/Table16[[#This Row],[Energy Factor]],\"\"), IFERROR(Table16[[#This Row],[Baseline Consumption (Hidden, kWh)]]*0.8,\"\")), \"\")","v":""},{"$f":"IF(ISBLANK(Table16[[#This Row],[Annual Consumption (Hidden, kWh)]]),\"\", IFERROR(Table16[[#This Row],[Baseline Consumption (Hidden, kWh)]]-Table16[[#This Row],[Annual Consumption (Hidden, kWh)]],\"\"))","v":""},{"$f":"IF(ISBLANK(Table16[[#This Row],[Quantity]]),\"\",IF( Table16[[#This Row],[Per Unit]]=\"Per water heater\", IFERROR(Table16[[#This Row],[Quantity]]*Table16[[#This Row],[Rebate\n(CAD)]],\"\"), IF(Table16[[#This Row],[Per Unit]]=\"Per motor hp\", IFERROR(Table16[[#This Row],[Quantity]]*Table16[[#This Row],[HP]]*Table16[[#This Row],[Rebate\n(CAD)]],\"\"),\"\")))","v":""}]
[null,null,null,null,null,null,null,null,{"$f":"IF( ISBLANK(Table16[[#This Row],[Existing Technology]]),\"\", IF(ISNUMBER(SEARCH(\"Hot water\",Table16[[#This Row],[Existing Technology]])), IFERROR(Table16[[#This Row],[Number of Occupant]]*1*365*65*8.34/3413/0.85,\"\"), IF(ISNUMBER(SEARCH(\"Fan\",Table16[[#This Row],[Existing Technology]])), IFERROR(Table16[[#This Row],[Quantity]]*Table16[[#This Row],[HP]]*0.746*Table16[[#This Row],[Operating hours \n(hrs)]], \"\"),\"\")))","v":""},{"$f":"IF(ISBLANK(Table16[[#This Row],[Existing Technology]]),\"\", IFERROR(INDEX('Non-Lighting Index Table'!$D$24:$D$26,MATCH(Table16[[#This Row],[Existing Technology]],Table20MechanicalExistingTechnology,0)),\"\"))","v":""},null,{"$f":"IF(ISBLANK(Table16[[#This Row],[Existing Technology]]),\"\", IFERROR(INDEX('Non-Lighting Index Table'!$J$24:$J$26,MATCH(Table16[[#This Row],[Existing Technology]],Table20MechanicalExistingTechnology,0)),\"\"))","v":""},{"$f":"IF(ISBLANK(Table16[[#This Row],[Existing Technology]]),\"\", IFERROR(INDEX('Non-Lighting Index Table'!$K$24:$K$26,MATCH(Table16[[#This Row],[Existing Technology]],Table20MechanicalExistingTechnology,0)),\"\"))","v":""},{"$f":"IF(ISBLANK(Table16[[#This Row],[Existing Technology]]),\"\", IFERROR(INDEX('Non-Lighting Index Table'!$G$24:$G$26,MATCH(Table16[[#This Row],[Existing Technology]],Table20MechanicalExistingTechnology,0)),\"\"))","v":""},{"$f":"IF(ISBLANK(Table16[[#This Row],[Existing Technology]]),\"\", IFERROR(INDEX('Non-Lighting Index Table'!$H$24:$H$26,MATCH(Table16[[#This Row],[Existing Technology]],Table20MechanicalExistingTechnology,0)),\"\"))","v":""},{"$f":"IF(ISBLANK(Table16[[#This Row],[Existing Technology]]),\"\", IFERROR(INDEX('Non-Lighting Index Table'!$I$24:$I$26,MATCH(Table16[[#This Row],[Existing Technology]],Table20MechanicalExistingTechnology,0)),\"\"))","v":""},null,{"$f":"IF(ISNUMBER(Table16[[#This Row],[Baseline Consumption (Hidden, kWh)]]), IF( ISNUMBER(SEARCH(\"Heat Pump\",Table16[[#This Row],[Retrofit Technology]])), IFERROR(Table16[[#This Row],[Baseline Consumption (Hidden, kWh)]]/Table16[[#This Row],[Energy Factor]],\"\"), IFERROR(Table16[[#This Row],[Baseline Consumption (Hidden, kWh)]]*0.8,\"\")), \"\")","v":""},{"$f":"IF(ISBLANK(Table16[[#This Row],[Annual Consumption (Hidden, kWh)]]),\"\", IFERROR(Table16[[#This Row],[Baseline Consumption (Hidden, kWh)]]-Table16[[#This Row],[Annual Consumption (Hidden, kWh)]],\"\"))","v":""},{"$f":"IF(ISBLANK(Table16[[#This Row],[Quantity]]),\"\",IF( Table16[[#This Row],[Per Unit]]=\"Per water heater\", IFERROR(Table16[[#This Row],[Quantity]]*Table16[[#This Row],[Rebate\n(CAD)]],\"\"), IF(Table16[[#This Row],[Per Unit]]=\"Per motor hp\", IFERROR(Table16[[#This Row],[Quantity]]*Table16[[#This Row],[HP]]*Table16[[#This Row],[Rebate\n(CAD)]],\"\"),\"\")))","v":""}]
[null,null,null,null,null,null,null,null,{"$f":"IF( ISBLANK(Table16[[#This Row],[Existing Technology]]),\"\", IF(ISNUMBER(SEARCH(\"Hot water\",Table16[[#This Row],[Existing Technology]])), IFERROR(Table16[[#This Row],[Number of Occupant]]*1*365*65*8.34/3413/0.85,\"\"), IF(ISNUMBER(SEARCH(\"Fan\",Table16[[#This Row],[Existing Technology]])), IFERROR(Table16[[#This Row],[Quantity]]*Table16[[#This Row],[HP]]*0.746*Table16[[#This Row],[Operating hours \n(hrs)]], \"\"),\"\")))","v":""},{"$f":"IF(ISBLANK(Table16[[#This Row],[Existing Technology]]),\"\", IFERROR(INDEX('Non-Lighting Index Table'!$D$24:$D$26,MATCH(Table16[[#This Row],[Existing Technology]],Table20MechanicalExistingTechnology,0)),\"\"))","v":""},null,{"$f":"IF(ISBLANK(Table16[[#This Row],[Existing Technology]]),\"\", IFERROR(INDEX('Non-Lighting Index Table'!$J$24:$J$26,MATCH(Table16[[#This Row],[Existing Technology]],Table20MechanicalExistingTechnology,0)),\"\"))","v":""},{"$f":"IF(ISBLANK(Table16[[#This Row],[Existing Technology]]),\"\", IFERROR(INDEX('Non-Lighting Index Table'!$K$24:$K$26,MATCH(Table16[[#This Row],[Existing Technology]],Table20MechanicalExistingTechnology,0)),\"\"))","v":""},{"$f":"IF(ISBLANK(Table16[[#This Row],[Existing Technology]]),\"\", IFERROR(INDEX('Non-Lighting Index Table'!$G$24:$G$26,MATCH(Table16[[#This Row],[Existing Technology]],Table20MechanicalExistingTechnology,0)),\"\"))","v":""},{"$f":"IF(ISBLANK(Table16[[#This Row],[Existing Technology]]),\"\", IFERROR(INDEX('Non-Lighting Index Table'!$H$24:$H$26,MATCH(Table16[[#This Row],[Existing Technology]],Table20MechanicalExistingTechnology,0)),\"\"))","v":""},{"$f":"IF(ISBLANK(Table16[[#This Row],[Existing Technology]]),\"\", IFERROR(INDEX('Non-Lighting Index Table'!$I$24:$I$26,MATCH(Table16[[#This Row],[Existing Technology]],Table20MechanicalExistingTechnology,0)),\"\"))","v":""},null,{"$f":"IF(ISNUMBER(Table16[[#This Row],[Baseline Consumption (Hidden, kWh)]]), IF( ISNUMBER(SEARCH(\"Heat Pump\",Table16[[#This Row],[Retrofit Technology]])), IFERROR(Table16[[#This Row],[Baseline Consumption (Hidden, kWh)]]/Table16[[#This Row],[Energy Factor]],\"\"), IFERROR(Table16[[#This Row],[Baseline Consumption (Hidden, kWh)]]*0.8,\"\")), \"\")","v":""},{"$f":"IF(ISBLANK(Table16[[#This Row],[Annual Consumption (Hidden, kWh)]]),\"\", IFERROR(Table16[[#This Row],[Baseline Consumption (Hidden, kWh)]]-Table16[[#This Row],[Annual Consumption (Hidden, kWh)]],\"\"))","v":""},{"$f":"IF(ISBLANK(Table16[[#This Row],[Quantity]]),\"\",IF( Table16[[#This Row],[Per Unit]]=\"Per water heater\", IFERROR(Table16[[#This Row],[Quantity]]*Table16[[#This Row],[Rebate\n(CAD)]],\"\"), IF(Table16[[#This Row],[Per Unit]]=\"Per motor hp\", IFERROR(Table16[[#This Row],[Quantity]]*Table16[[#This Row],[HP]]*Table16[[#This Row],[Rebate\n(CAD)]],\"\"),\"\")))","v":""}]
[null,null,null,null,null,null,null,null,{"$f":"IF( ISBLANK(Table16[[#This Row],[Existing Technology]]),\"\", IF(ISNUMBER(SEARCH(\"Hot water\",Table16[[#This Row],[Existing Technology]])), IFERROR(Table16[[#This Row],[Number of Occupant]]*1*365*65*8.34/3413/0.85,\"\"), IF(ISNUMBER(SEARCH(\"Fan\",Table16[[#This Row],[Existing Technology]])), IFERROR(Table16[[#This Row],[Quantity]]*Table16[[#This Row],[HP]]*0.746*Table16[[#This Row],[Operating hours \n(hrs)]], \"\"),\"\")))","v":""},{"$f":"IF(ISBLANK(Table16[[#This Row],[Existing Technology]]),\"\", IFERROR(INDEX('Non-Lighting Index Table'!$D$24:$D$26,MATCH(Table16[[#This Row],[Existing Technology]],Table20MechanicalExistingTechnology,0)),\"\"))","v":""},null,{"$f":"IF(ISBLANK(Table16[[#This Row],[Existing Technology]]),\"\", IFERROR(INDEX('Non-Lighting Index Table'!$J$24:$J$26,MATCH(Table16[[#This Row],[Existing Technology]],Table20MechanicalExistingTechnology,0)),\"\"))","v":""},{"$f":"IF(ISBLANK(Table16[[#This Row],[Existing Technology]]),\"\", IFERROR(INDEX('Non-Lighting Index Table'!$K$24:$K$26,MATCH(Table16[[#This Row],[Existing Technology]],Table20MechanicalExistingTechnology,0)),\"\"))","v":""},{"$f":"IF(ISBLANK(Table16[[#This Row],[Existing Technology]]),\"\", IFERROR(INDEX('Non-Lighting Index Table'!$G$24:$G$26,MATCH(Table16[[#This Row],[Existing Technology]],Table20MechanicalExistingTechnology,0)),\"\"))","v":""},{"$f":"IF(ISBLANK(Table16[[#This Row],[Existing Technology]]),\"\", IFERROR(INDEX('Non-Lighting Index Table'!$H$24:$H$26,MATCH(Table16[[#This Row],[Existing Technology]],Table20MechanicalExistingTechnology,0)),\"\"))","v":""},{"$f":"IF(ISBLANK(Table16[[#This Row],[Existing Technology]]),\"\", IFERROR(INDEX('Non-Lighting Index Table'!$I$24:$I$26,MATCH(Table16[[#This Row],[Existing Technology]],Table20MechanicalExistingTechnology,0)),\"\"))","v":""},null,{"$f":"IF(ISNUMBER(Table16[[#This Row],[Baseline Consumption (Hidden, kWh)]]), IF( ISNUMBER(SEARCH(\"Heat Pump\",Table16[[#This Row],[Retrofit Technology]])), IFERROR(Table16[[#This Row],[Baseline Consumption (Hidden, kWh)]]/Table16[[#This Row],[Energy Factor]],\"\"), IFERROR(Table16[[#This Row],[Baseline Consumption (Hidden, kWh)]]*0.8,\"\")), \"\")","v":""},{"$f":"IF(ISBLANK(Table16[[#This Row],[Annual Consumption (Hidden, kWh)]]),\"\", IFERROR(Table16[[#This Row],[Baseline Consumption (Hidden, kWh)]]-Table16[[#This Row],[Annual Consumption (Hidden, kWh)]],\"\"))","v":""},{"$f":"IF(ISBLANK(Table16[[#This Row],[Quantity]]),\"\",IF( Table16[[#This Row],[Per Unit]]=\"Per water heater\", IFERROR(Table16[[#This Row],[Quantity]]*Table16[[#This Row],[Rebate\n(CAD)]],\"\"), IF(Table16[[#This Row],[Per Unit]]=\"Per motor hp\", IFERROR(Table16[[#This Row],[Quantity]]*Table16[[#This Row],[HP]]*Table16[[#This Row],[Rebate\n(CAD)]],\"\"),\"\")))","v":""}]
[null,null,null,null,null,null,null,null,{"$f":"IF( ISBLANK(Table16[[#This Row],[Existing Technology]]),\"\", IF(ISNUMBER(SEARCH(\"Hot water\",Table16[[#This Row],[Existing Technology]])), IFERROR(Table16[[#This Row],[Number of Occupant]]*1*365*65*8.34/3413/0.85,\"\"), IF(ISNUMBER(SEARCH(\"Fan\",Table16[[#This Row],[Existing Technology]])), IFERROR(Table16[[#This Row],[Quantity]]*Table16[[#This Row],[HP]]*0.746*Table16[[#This Row],[Operating hours \n(hrs)]], \"\"),\"\")))","v":""},{"$f":"IF(ISBLANK(Table16[[#This Row],[Existing Technology]]),\"\", IFERROR(INDEX('Non-Lighting Index Table'!$D$24:$D$26,MATCH(Table16[[#This Row],[Existing Technology]],Table20MechanicalExistingTechnology,0)),\"\"))","v":""},null,{"$f":"IF(ISBLANK(Table16[[#This Row],[Existing Technology]]),\"\", IFERROR(INDEX('Non-Lighting Index Table'!$J$24:$J$26,MATCH(Table16[[#This Row],[Existing Technology]],Table20MechanicalExistingTechnology,0)),\"\"))","v":""},{"$f":"IF(ISBLANK(Table16[[#This Row],[Existing Technology]]),\"\", IFERROR(INDEX('Non-Lighting Index Table'!$K$24:$K$26,MATCH(Table16[[#This Row],[Existing Technology]],Table20MechanicalExistingTechnology,0)),\"\"))","v":""},{"$f":"IF(ISBLANK(Table16[[#This Row],[Existing Technology]]),\"\", IFERROR(INDEX('Non-Lighting Index Table'!$G$24:$G$26,MATCH(Table16[[#This Row],[Existing Technology]],Table20MechanicalExistingTechnology,0)),\"\"))","v":""},{"$f":"IF(ISBLANK(Table16[[#This Row],[Existing Technology]]),\"\", IFERROR(INDEX('Non-Lighting Index Table'!$H$24:$H$26,MATCH(Table16[[#This Row],[Existing Technology]],Table20MechanicalExistingTechnology,0)),\"\"))","v":""},{"$f":"IF(ISBLANK(Table16[[#This Row],[Existing Technology]]),\"\", IFERROR(INDEX('Non-Lighting Index Table'!$I$24:$I$26,MATCH(Table16[[#This Row],[Existing Technology]],Table20MechanicalExistingTechnology,0)),\"\"))","v":""},null,{"$f":"IF(ISNUMBER(Table16[[#This Row],[Baseline Consumption (Hidden, kWh)]]), IF( ISNUMBER(SEARCH(\"Heat Pump\",Table16[[#This Row],[Retrofit Technology]])), IFERROR(Table16[[#This Row],[Baseline Consumption (Hidden, kWh)]]/Table16[[#This Row],[Energy Factor]],\"\"), IFERROR(Table16[[#This Row],[Baseline Consumption (Hidden, kWh)]]*0.8,\"\")), \"\")","v":""},{"$f":"IF(ISBLANK(Table16[[#This Row],[Annual Consumption (Hidden, kWh)]]),\"\", IFERROR(Table16[[#This Row],[Baseline Consumption (Hidden, kWh)]]-Table16[[#This Row],[Annual Consumption (Hidden, kWh)]],\"\"))","v":""},{"$f":"IF(ISBLANK(Table16[[#This Row],[Quantity]]),\"\",IF( Table16[[#This Row],[Per Unit]]=\"Per water heater\", IFERROR(Table16[[#This Row],[Quantity]]*Table16[[#This Row],[Rebate\n(CAD)]],\"\"), IF(Table16[[#This Row],[Per Unit]]=\"Per motor hp\", IFERROR(Table16[[#This Row],[Quantity]]*Table16[[#This Row],[HP]]*Table16[[#This Row],[Rebate\n(CAD)]],\"\"),\"\")))","v":""}]
[null,null,null,null,null,null,null,null,{"$f":"IF( ISBLANK(Table16[[#This Row],[Existing Technology]]),\"\", IF(ISNUMBER(SEARCH(\"Hot water\",Table16[[#This Row],[Existing Technology]])), IFERROR(Table16[[#This Row],[Number of Occupant]]*1*365*65*8.34/3413/0.85,\"\"), IF(ISNUMBER(SEARCH(\"Fan\",Table16[[#This Row],[Existing Technology]])), IFERROR(Table16[[#This Row],[Quantity]]*Table16[[#This Row],[HP]]*0.746*Table16[[#This Row],[Operating hours \n(hrs)]], \"\"),\"\")))","v":""},{"$f":"IF(ISBLANK(Table16[[#This Row],[Existing Technology]]),\"\", IFERROR(INDEX('Non-Lighting Index Table'!$D$24:$D$26,MATCH(Table16[[#This Row],[Existing Technology]],Table20MechanicalExistingTechnology,0)),\"\"))","v":""},null,{"$f":"IF(ISBLANK(Table16[[#This Row],[Existing Technology]]),\"\", IFERROR(INDEX('Non-Lighting Index Table'!$J$24:$J$26,MATCH(Table16[[#This Row],[Existing Technology]],Table20MechanicalExistingTechnology,0)),\"\"))","v":""},{"$f":"IF(ISBLANK(Table16[[#This Row],[Existing Technology]]),\"\", IFERROR(INDEX('Non-Lighting Index Table'!$K$24:$K$26,MATCH(Table16[[#This Row],[Existing Technology]],Table20MechanicalExistingTechnology,0)),\"\"))","v":""},{"$f":"IF(ISBLANK(Table16[[#This Row],[Existing Technology]]),\"\", IFERROR(INDEX('Non-Lighting Index Table'!$G$24:$G$26,MATCH(Table16[[#This Row],[Existing Technology]],Table20MechanicalExistingTechnology,0)),\"\"))","v":""},{"$f":"IF(ISBLANK(Table16[[#This Row],[Existing Technology]]),\"\", IFERROR(INDEX('Non-Lighting Index Table'!$H$24:$H$26,MATCH(Table16[[#This Row],[Existing Technology]],Table20MechanicalExistingTechnology,0)),\"\"))","v":""},{"$f":"IF(ISBLANK(Table16[[#This Row],[Existing Technology]]),\"\", IFERROR(INDEX('Non-Lighting Index Table'!$I$24:$I$26,MATCH(Table16[[#This Row],[Existing Technology]],Table20MechanicalExistingTechnology,0)),\"\"))","v":""},null,{"$f":"IF(ISNUMBER(Table16[[#This Row],[Baseline Consumption (Hidden, kWh)]]), IF( ISNUMBER(SEARCH(\"Heat Pump\",Table16[[#This Row],[Retrofit Technology]])), IFERROR(Table16[[#This Row],[Baseline Consumption (Hidden, kWh)]]/Table16[[#This Row],[Energy Factor]],\"\"), IFERROR(Table16[[#This Row],[Baseline Consumption (Hidden, kWh)]]*0.8,\"\")), \"\")","v":""},{"$f":"IF(ISBLANK(Table16[[#This Row],[Annual Consumption (Hidden, kWh)]]),\"\", IFERROR(Table16[[#This Row],[Baseline Consumption (Hidden, kWh)]]-Table16[[#This Row],[Annual Consumption (Hidden, kWh)]],\"\"))","v":""},{"$f":"IF(ISBLANK(Table16[[#This Row],[Quantity]]),\"\",IF( Table16[[#This Row],[Per Unit]]=\"Per water heater\", IFERROR(Table16[[#This Row],[Quantity]]*Table16[[#This Row],[Rebate\n(CAD)]],\"\"), IF(Table16[[#This Row],[Per Unit]]=\"Per motor hp\", IFERROR(Table16[[#This Row],[Quantity]]*Table16[[#This Row],[HP]]*Table16[[#This Row],[Rebate\n(CAD)]],\"\"),\"\")))","v":""}]
[null,null,null,null,null,null,null,null,{"$f":"IF( ISBLANK(Table16[[#This Row],[Existing Technology]]),\"\", IF(ISNUMBER(SEARCH(\"Hot water\",Table16[[#This Row],[Existing Technology]])), IFERROR(Table16[[#This Row],[Number of Occupant]]*1*365*65*8.34/3413/0.85,\"\"), IF(ISNUMBER(SEARCH(\"Fan\",Table16[[#This Row],[Existing Technology]])), IFERROR(Table16[[#This Row],[Quantity]]*Table16[[#This Row],[HP]]*0.746*Table16[[#This Row],[Operating hours \n(hrs)]], \"\"),\"\")))","v":""},{"$f":"IF(ISBLANK(Table16[[#This Row],[Existing Technology]]),\"\", IFERROR(INDEX('Non-Lighting Index Table'!$D$24:$D$26,MATCH(Table16[[#This Row],[Existing Technology]],Table20MechanicalExistingTechnology,0)),\"\"))","v":""},null,{"$f":"IF(ISBLANK(Table16[[#This Row],[Existing Technology]]),\"\", IFERROR(INDEX('Non-Lighting Index Table'!$J$24:$J$26,MATCH(Table16[[#This Row],[Existing Technology]],Table20MechanicalExistingTechnology,0)),\"\"))","v":""},{"$f":"IF(ISBLANK(Table16[[#This Row],[Existing Technology]]),\"\", IFERROR(INDEX('Non-Lighting Index Table'!$K$24:$K$26,MATCH(Table16[[#This Row],[Existing Technology]],Table20MechanicalExistingTechnology,0)),\"\"))","v":""},{"$f":"IF(ISBLANK(Table16[[#This Row],[Existing Technology]]),\"\", IFERROR(INDEX('Non-Lighting Index Table'!$G$24:$G$26,MATCH(Table16[[#This Row],[Existing Technology]],Table20MechanicalExistingTechnology,0)),\"\"))","v":""},{"$f":"IF(ISBLANK(Table16[[#This Row],[Existing Technology]]),\"\", IFERROR(INDEX('Non-Lighting Index Table'!$H$24:$H$26,MATCH(Table16[[#This Row],[Existing Technology]],Table20MechanicalExistingTechnology,0)),\"\"))","v":""},{"$f":"IF(ISBLANK(Table16[[#This Row],[Existing Technology]]),\"\", IFERROR(INDEX('Non-Lighting Index Table'!$I$24:$I$26,MATCH(Table16[[#This Row],[Existing Technology]],Table20MechanicalExistingTechnology,0)),\"\"))","v":""},null,{"$f":"IF(ISNUMBER(Table16[[#This Row],[Baseline Consumption (Hidden, kWh)]]), IF( ISNUMBER(SEARCH(\"Heat Pump\",Table16[[#This Row],[Retrofit Technology]])), IFERROR(Table16[[#This Row],[Baseline Consumption (Hidden, kWh)]]/Table16[[#This Row],[Energy Factor]],\"\"), IFERROR(Table16[[#This Row],[Baseline Consumption (Hidden, kWh)]]*0.8,\"\")), \"\")","v":""},{"$f":"IF(ISBLANK(Table16[[#This Row],[Annual Consumption (Hidden, kWh)]]),\"\", IFERROR(Table16[[#This Row],[Baseline Consumption (Hidden, kWh)]]-Table16[[#This Row],[Annual Consumption (Hidden, kWh)]],\"\"))","v":""},{"$f":"IF(ISBLANK(Table16[[#This Row],[Quantity]]),\"\",IF( Table16[[#This Row],[Per Unit]]=\"Per water heater\", IFERROR(Table16[[#This Row],[Quantity]]*Table16[[#This Row],[Rebate\n(CAD)]],\"\"), IF(Table16[[#This Row],[Per Unit]]=\"Per motor hp\", IFERROR(Table16[[#This Row],[Quantity]]*Table16[[#This Row],[HP]]*Table16[[#This Row],[Rebate\n(CAD)]],\"\"),\"\")))","v":""}]
[null,null,null,null,null,null,null,null,{"$f":"IF( ISBLANK(Table16[[#This Row],[Existing Technology]]),\"\", IF(ISNUMBER(SEARCH(\"Hot water\",Table16[[#This Row],[Existing Technology]])), IFERROR(Table16[[#This Row],[Number of Occupant]]*1*365*65*8.34/3413/0.85,\"\"), IF(ISNUMBER(SEARCH(\"Fan\",Table16[[#This Row],[Existing Technology]])), IFERROR(Table16[[#This Row],[Quantity]]*Table16[[#This Row],[HP]]*0.746*Table16[[#This Row],[Operating hours \n(hrs)]], \"\"),\"\")))","v":""},{"$f":"IF(ISBLANK(Table16[[#This Row],[Existing Technology]]),\"\", IFERROR(INDEX('Non-Lighting Index Table'!$D$24:$D$26,MATCH(Table16[[#This Row],[Existing Technology]],Table20MechanicalExistingTechnology,0)),\"\"))","v":""},null,{"$f":"IF(ISBLANK(Table16[[#This Row],[Existing Technology]]),\"\", IFERROR(INDEX('Non-Lighting Index Table'!$J$24:$J$26,MATCH(Table16[[#This Row],[Existing Technology]],Table20MechanicalExistingTechnology,0)),\"\"))","v":""},{"$f":"IF(ISBLANK(Table16[[#This Row],[Existing Technology]]),\"\", IFERROR(INDEX('Non-Lighting Index Table'!$K$24:$K$26,MATCH(Table16[[#This Row],[Existing Technology]],Table20MechanicalExistingTechnology,0)),\"\"))","v":""},{"$f":"IF(ISBLANK(Table16[[#This Row],[Existing Technology]]),\"\", IFERROR(INDEX('Non-Lighting Index Table'!$G$24:$G$26,MATCH(Table16[[#This Row],[Existing Technology]],Table20MechanicalExistingTechnology,0)),\"\"))","v":""},{"$f":"IF(ISBLANK(Table16[[#This Row],[Existing Technology]]),\"\", IFERROR(INDEX('Non-Lighting Index Table'!$H$24:$H$26,MATCH(Table16[[#This Row],[Existing Technology]],Table20MechanicalExistingTechnology,0)),\"\"))","v":""},{"$f":"IF(ISBLANK(Table16[[#This Row],[Existing Technology]]),\"\", IFERROR(INDEX('Non-Lighting Index Table'!$I$24:$I$26,MATCH(Table16[[#This Row],[Existing Technology]],Table20MechanicalExistingTechnology,0)),\"\"))","v":""},null,{"$f":"IF(ISNUMBER(Table16[[#This Row],[Baseline Consumption (Hidden, kWh)]]), IF( ISNUMBER(SEARCH(\"Heat Pump\",Table16[[#This Row],[Retrofit Technology]])), IFERROR(Table16[[#This Row],[Baseline Consumption (Hidden, kWh)]]/Table16[[#This Row],[Energy Factor]],\"\"), IFERROR(Table16[[#This Row],[Baseline Consumption (Hidden, kWh)]]*0.8,\"\")), \"\")","v":""},{"$f":"IF(ISBLANK(Table16[[#This Row],[Annual Consumption (Hidden, kWh)]]),\"\", IFERROR(Table16[[#This Row],[Baseline Consumption (Hidden, kWh)]]-Table16[[#This Row],[Annual Consumption (Hidden, kWh)]],\"\"))","v":""},{"$f":"IF(ISBLANK(Table16[[#This Row],[Quantity]]),\"\",IF( Table16[[#This Row],[Per Unit]]=\"Per water heater\", IFERROR(Table16[[#This Row],[Quantity]]*Table16[[#This Row],[Rebate\n(CAD)]],\"\"), IF(Table16[[#This Row],[Per Unit]]=\"Per motor hp\", IFERROR(Table16[[#This Row],[Quantity]]*Table16[[#This Row],[HP]]*Table16[[#This Row],[Rebate\n(CAD)]],\"\"),\"\")))","v":""}]
[null,null,null,null,null,null,null,null,{"$f":"IF( ISBLANK(Table16[[#This Row],[Existing Technology]]),\"\", IF(ISNUMBER(SEARCH(\"Hot water\",Table16[[#This Row],[Existing Technology]])), IFERROR(Table16[[#This Row],[Number of Occupant]]*1*365*65*8.34/3413/0.85,\"\"), IF(ISNUMBER(SEARCH(\"Fan\",Table16[[#This Row],[Existing Technology]])), IFERROR(Table16[[#This Row],[Quantity]]*Table16[[#This Row],[HP]]*0.746*Table16[[#This Row],[Operating hours \n(hrs)]], \"\"),\"\")))","v":""},{"$f":"IF(ISBLANK(Table16[[#This Row],[Existing Technology]]),\"\", IFERROR(INDEX('Non-Lighting Index Table'!$D$24:$D$26,MATCH(Table16[[#This Row],[Existing Technology]],Table20MechanicalExistingTechnology,0)),\"\"))","v":""},null,{"$f":"IF(ISBLANK(Table16[[#This Row],[Existing Technology]]),\"\", IFERROR(INDEX('Non-Lighting Index Table'!$J$24:$J$26,MATCH(Table16[[#This Row],[Existing Technology]],Table20MechanicalExistingTechnology,0)),\"\"))","v":""},{"$f":"IF(ISBLANK(Table16[[#This Row],[Existing Technology]]),\"\", IFERROR(INDEX('Non-Lighting Index Table'!$K$24:$K$26,MATCH(Table16[[#This Row],[Existing Technology]],Table20MechanicalExistingTechnology,0)),\"\"))","v":""},{"$f":"IF(ISBLANK(Table16[[#This Row],[Existing Technology]]),\"\", IFERROR(INDEX('Non-Lighting Index Table'!$G$24:$G$26,MATCH(Table16[[#This Row],[Existing Technology]],Table20MechanicalExistingTechnology,0)),\"\"))","v":""},{"$f":"IF(ISBLANK(Table16[[#This Row],[Existing Technology]]),\"\", IFERROR(INDEX('Non-Lighting Index Table'!$H$24:$H$26,MATCH(Table16[[#This Row],[Existing Technology]],Table20MechanicalExistingTechnology,0)),\"\"))","v":""},{"$f":"IF(ISBLANK(Table16[[#This Row],[Existing Technology]]),\"\", IFERROR(INDEX('Non-Lighting Index Table'!$I$24:$I$26,MATCH(Table16[[#This Row],[Existing Technology]],Table20MechanicalExistingTechnology,0)),\"\"))","v":""},null,{"$f":"IF(ISNUMBER(Table16[[#This Row],[Baseline Consumption (Hidden, kWh)]]), IF( ISNUMBER(SEARCH(\"Heat Pump\",Table16[[#This Row],[Retrofit Technology]])), IFERROR(Table16[[#This Row],[Baseline Consumption (Hidden, kWh)]]/Table16[[#This Row],[Energy Factor]],\"\"), IFERROR(Table16[[#This Row],[Baseline Consumption (Hidden, kWh)]]*0.8,\"\")), \"\")","v":""},{"$f":"IF(ISBLANK(Table16[[#This Row],[Annual Consumption (Hidden, kWh)]]),\"\", IFERROR(Table16[[#This Row],[Baseline Consumption (Hidden, kWh)]]-Table16[[#This Row],[Annual Consumption (Hidden, kWh)]],\"\"))","v":""},{"$f":"IF(ISBLANK(Table16[[#This Row],[Quantity]]),\"\",IF( Table16[[#This Row],[Per Unit]]=\"Per water heater\", IFERROR(Table16[[#This Row],[Quantity]]*Table16[[#This Row],[Rebate\n(CAD)]],\"\"), IF(Table16[[#This Row],[Per Unit]]=\"Per motor hp\", IFERROR(Table16[[#This Row],[Quantity]]*Table16[[#This Row],[HP]]*Table16[[#This Row],[Rebate\n(CAD)]],\"\"),\"\")))","v":""}]
[null,null,null,null,null,null,null,null,{"$f":"IF( ISBLANK(Table16[[#This Row],[Existing Technology]]),\"\", IF(ISNUMBER(SEARCH(\"Hot water\",Table16[[#This Row],[Existing Technology]])), IFERROR(Table16[[#This Row],[Number of Occupant]]*1*365*65*8.34/3413/0.85,\"\"), IF(ISNUMBER(SEARCH(\"Fan\",Table16[[#This Row],[Existing Technology]])), IFERROR(Table16[[#This Row],[Quantity]]*Table16[[#This Row],[HP]]*0.746*Table16[[#This Row],[Operating hours \n(hrs)]], \"\"),\"\")))","v":""},{"$f":"IF(ISBLANK(Table16[[#This Row],[Existing Technology]]),\"\", IFERROR(INDEX('Non-Lighting Index Table'!$D$24:$D$26,MATCH(Table16[[#This Row],[Existing Technology]],Table20MechanicalExistingTechnology,0)),\"\"))","v":""},null,{"$f":"IF(ISBLANK(Table16[[#This Row],[Existing Technology]]),\"\", IFERROR(INDEX('Non-Lighting Index Table'!$J$24:$J$26,MATCH(Table16[[#This Row],[Existing Technology]],Table20MechanicalExistingTechnology,0)),\"\"))","v":""},{"$f":"IF(ISBLANK(Table16[[#This Row],[Existing Technology]]),\"\", IFERROR(INDEX('Non-Lighting Index Table'!$K$24:$K$26,MATCH(Table16[[#This Row],[Existing Technology]],Table20MechanicalExistingTechnology,0)),\"\"))","v":""},{"$f":"IF(ISBLANK(Table16[[#This Row],[Existing Technology]]),\"\", IFERROR(INDEX('Non-Lighting Index Table'!$G$24:$G$26,MATCH(Table16[[#This Row],[Existing Technology]],Table20MechanicalExistingTechnology,0)),\"\"))","v":""},{"$f":"IF(ISBLANK(Table16[[#This Row],[Existing Technology]]),\"\", IFERROR(INDEX('Non-Lighting Index Table'!$H$24:$H$26,MATCH(Table16[[#This Row],[Existing Technology]],Table20MechanicalExistingTechnology,0)),\"\"))","v":""},{"$f":"IF(ISBLANK(Table16[[#This Row],[Existing Technology]]),\"\", IFERROR(INDEX('Non-Lighting Index Table'!$I$24:$I$26,MATCH(Table16[[#This Row],[Existing Technology]],Table20MechanicalExistingTechnology,0)),\"\"))","v":""},null,{"$f":"IF(ISNUMBER(Table16[[#This Row],[Baseline Consumption (Hidden, kWh)]]), IF( ISNUMBER(SEARCH(\"Heat Pump\",Table16[[#This Row],[Retrofit Technology]])), IFERROR(Table16[[#This Row],[Baseline Consumption (Hidden, kWh)]]/Table16[[#This Row],[Energy Factor]],\"\"), IFERROR(Table16[[#This Row],[Baseline Consumption (Hidden, kWh)]]*0.8,\"\")), \"\")","v":""},{"$f":"IF(ISBLANK(Table16[[#This Row],[Annual Consumption (Hidden, kWh)]]),\"\", IFERROR(Table16[[#This Row],[Baseline Consumption (Hidden, kWh)]]-Table16[[#This Row],[Annual Consumption (Hidden, kWh)]],\"\"))","v":""},{"$f":"IF(ISBLANK(Table16[[#This Row],[Quantity]]),\"\",IF( Table16[[#This Row],[Per Unit]]=\"Per water heater\", IFERROR(Table16[[#This Row],[Quantity]]*Table16[[#This Row],[Rebate\n(CAD)]],\"\"), IF(Table16[[#This Row],[Per Unit]]=\"Per motor hp\", IFERROR(Table16[[#This Row],[Quantity]]*Table16[[#This Row],[HP]]*Table16[[#This Row],[Rebate\n(CAD)]],\"\"),\"\")))","v":""}]
[null,null,null,null,null,null,null,null,{"$f":"IF( ISBLANK(Table16[[#This Row],[Existing Technology]]),\"\", IF(ISNUMBER(SEARCH(\"Hot water\",Table16[[#This Row],[Existing Technology]])), IFERROR(Table16[[#This Row],[Number of Occupant]]*1*365*65*8.34/3413/0.85,\"\"), IF(ISNUMBER(SEARCH(\"Fan\",Table16[[#This Row],[Existing Technology]])), IFERROR(Table16[[#This Row],[Quantity]]*Table16[[#This Row],[HP]]*0.746*Table16[[#This Row],[Operating hours \n(hrs)]], \"\"),\"\")))","v":""},{"$f":"IF(ISBLANK(Table16[[#This Row],[Existing Technology]]),\"\", IFERROR(INDEX('Non-Lighting Index Table'!$D$24:$D$26,MATCH(Table16[[#This Row],[Existing Technology]],Table20MechanicalExistingTechnology,0)),\"\"))","v":""},null,{"$f":"IF(ISBLANK(Table16[[#This Row],[Existing Technology]]),\"\", IFERROR(INDEX('Non-Lighting Index Table'!$J$24:$J$26,MATCH(Table16[[#This Row],[Existing Technology]],Table20MechanicalExistingTechnology,0)),\"\"))","v":""},{"$f":"IF(ISBLANK(Table16[[#This Row],[Existing Technology]]),\"\", IFERROR(INDEX('Non-Lighting Index Table'!$K$24:$K$26,MATCH(Table16[[#This Row],[Existing Technology]],Table20MechanicalExistingTechnology,0)),\"\"))","v":""},{"$f":"IF(ISBLANK(Table16[[#This Row],[Existing Technology]]),\"\", IFERROR(INDEX('Non-Lighting Index Table'!$G$24:$G$26,MATCH(Table16[[#This Row],[Existing Technology]],Table20MechanicalExistingTechnology,0)),\"\"))","v":""},{"$f":"IF(ISBLANK(Table16[[#This Row],[Existing Technology]]),\"\", IFERROR(INDEX('Non-Lighting Index Table'!$H$24:$H$26,MATCH(Table16[[#This Row],[Existing Technology]],Table20MechanicalExistingTechnology,0)),\"\"))","v":""},{"$f":"IF(ISBLANK(Table16[[#This Row],[Existing Technology]]),\"\", IFERROR(INDEX('Non-Lighting Index Table'!$I$24:$I$26,MATCH(Table16[[#This Row],[Existing Technology]],Table20MechanicalExistingTechnology,0)),\"\"))","v":""},null,{"$f":"IF(ISNUMBER(Table16[[#This Row],[Baseline Consumption (Hidden, kWh)]]), IF( ISNUMBER(SEARCH(\"Heat Pump\",Table16[[#This Row],[Retrofit Technology]])), IFERROR(Table16[[#This Row],[Baseline Consumption (Hidden, kWh)]]/Table16[[#This Row],[Energy Factor]],\"\"), IFERROR(Table16[[#This Row],[Baseline Consumption (Hidden, kWh)]]*0.8,\"\")), \"\")","v":""},{"$f":"IF(ISBLANK(Table16[[#This Row],[Annual Consumption (Hidden, kWh)]]),\"\", IFERROR(Table16[[#This Row],[Baseline Consumption (Hidden, kWh)]]-Table16[[#This Row],[Annual Consumption (Hidden, kWh)]],\"\"))","v":""},{"$f":"IF(ISBLANK(Table16[[#This Row],[Quantity]]),\"\",IF( Table16[[#This Row],[Per Unit]]=\"Per water heater\", IFERROR(Table16[[#This Row],[Quantity]]*Table16[[#This Row],[Rebate\n(CAD)]],\"\"), IF(Table16[[#This Row],[Per Unit]]=\"Per motor hp\", IFERROR(Table16[[#This Row],[Quantity]]*Table16[[#This Row],[HP]]*Table16[[#This Row],[Rebate\n(CAD)]],\"\"),\"\")))","v":""}]
[null,null,null,null,null,null,null,null,{"$f":"IF( ISBLANK(Table16[[#This Row],[Existing Technology]]),\"\", IF(ISNUMBER(SEARCH(\"Hot water\",Table16[[#This Row],[Existing Technology]])), IFERROR(Table16[[#This Row],[Number of Occupant]]*1*365*65*8.34/3413/0.85,\"\"), IF(ISNUMBER(SEARCH(\"Fan\",Table16[[#This Row],[Existing Technology]])), IFERROR(Table16[[#This Row],[Quantity]]*Table16[[#This Row],[HP]]*0.746*Table16[[#This Row],[Operating hours \n(hrs)]], \"\"),\"\")))","v":""},{"$f":"IF(ISBLANK(Table16[[#This Row],[Existing Technology]]),\"\", IFERROR(INDEX('Non-Lighting Index Table'!$D$24:$D$26,MATCH(Table16[[#This Row],[Existing Technology]],Table20MechanicalExistingTechnology,0)),\"\"))","v":""},null,{"$f":"IF(ISBLANK(Table16[[#This Row],[Existing Technology]]),\"\", IFERROR(INDEX('Non-Lighting Index Table'!$J$24:$J$26,MATCH(Table16[[#This Row],[Existing Technology]],Table20MechanicalExistingTechnology,0)),\"\"))","v":""},{"$f":"IF(ISBLANK(Table16[[#This Row],[Existing Technology]]),\"\", IFERROR(INDEX('Non-Lighting Index Table'!$K$24:$K$26,MATCH(Table16[[#This Row],[Existing Technology]],Table20MechanicalExistingTechnology,0)),\"\"))","v":""},{"$f":"IF(ISBLANK(Table16[[#This Row],[Existing Technology]]),\"\", IFERROR(INDEX('Non-Lighting Index Table'!$G$24:$G$26,MATCH(Table16[[#This Row],[Existing Technology]],Table20MechanicalExistingTechnology,0)),\"\"))","v":""},{"$f":"IF(ISBLANK(Table16[[#This Row],[Existing Technology]]),\"\", IFERROR(INDEX('Non-Lighting Index Table'!$H$24:$H$26,MATCH(Table16[[#This Row],[Existing Technology]],Table20MechanicalExistingTechnology,0)),\"\"))","v":""},{"$f":"IF(ISBLANK(Table16[[#This Row],[Existing Technology]]),\"\", IFERROR(INDEX('Non-Lighting Index Table'!$I$24:$I$26,MATCH(Table16[[#This Row],[Existing Technology]],Table20MechanicalExistingTechnology,0)),\"\"))","v":""},null,{"$f":"IF(ISNUMBER(Table16[[#This Row],[Baseline Consumption (Hidden, kWh)]]), IF( ISNUMBER(SEARCH(\"Heat Pump\",Table16[[#This Row],[Retrofit Technology]])), IFERROR(Table16[[#This Row],[Baseline Consumption (Hidden, kWh)]]/Table16[[#This Row],[Energy Factor]],\"\"), IFERROR(Table16[[#This Row],[Baseline Consumption (Hidden, kWh)]]*0.8,\"\")), \"\")","v":""},{"$f":"IF(ISBLANK(Table16[[#This Row],[Annual Consumption (Hidden, kWh)]]),\"\", IFERROR(Table16[[#This Row],[Baseline Consumption (Hidden, kWh)]]-Table16[[#This Row],[Annual Consumption (Hidden, kWh)]],\"\"))","v":""},{"$f":"IF(ISBLANK(Table16[[#This Row],[Quantity]]),\"\",IF( Table16[[#This Row],[Per Unit]]=\"Per water heater\", IFERROR(Table16[[#This Row],[Quantity]]*Table16[[#This Row],[Rebate\n(CAD)]],\"\"), IF(Table16[[#This Row],[Per Unit]]=\"Per motor hp\", IFERROR(Table16[[#This Row],[Quantity]]*Table16[[#This Row],[HP]]*Table16[[#This Row],[Rebate\n(CAD)]],\"\"),\"\")))","v":""}]
[null,null,null,null,null,null,null,null,{"$f":"IF( ISBLANK(Table16[[#This Row],[Existing Technology]]),\"\", IF(ISNUMBER(SEARCH(\"Hot water\",Table16[[#This Row],[Existing Technology]])), IFERROR(Table16[[#This Row],[Number of Occupant]]*1*365*65*8.34/3413/0.85,\"\"), IF(ISNUMBER(SEARCH(\"Fan\",Table16[[#This Row],[Existing Technology]])), IFERROR(Table16[[#This Row],[Quantity]]*Table16[[#This Row],[HP]]*0.746*Table16[[#This Row],[Operating hours \n(hrs)]], \"\"),\"\")))","v":""},{"$f":"IF(ISBLANK(Table16[[#This Row],[Existing Technology]]),\"\", IFERROR(INDEX('Non-Lighting Index Table'!$D$24:$D$26,MATCH(Table16[[#This Row],[Existing Technology]],Table20MechanicalExistingTechnology,0)),\"\"))","v":""},null,{"$f":"IF(ISBLANK(Table16[[#This Row],[Existing Technology]]),\"\", IFERROR(INDEX('Non-Lighting Index Table'!$J$24:$J$26,MATCH(Table16[[#This Row],[Existing Technology]],Table20MechanicalExistingTechnology,0)),\"\"))","v":""},{"$f":"IF(ISBLANK(Table16[[#This Row],[Existing Technology]]),\"\", IFERROR(INDEX('Non-Lighting Index Table'!$K$24:$K$26,MATCH(Table16[[#This Row],[Existing Technology]],Table20MechanicalExistingTechnology,0)),\"\"))","v":""},{"$f":"IF(ISBLANK(Table16[[#This Row],[Existing Technology]]),\"\", IFERROR(INDEX('Non-Lighting Index Table'!$G$24:$G$26,MATCH(Table16[[#This Row],[Existing Technology]],Table20MechanicalExistingTechnology,0)),\"\"))","v":""},{"$f":"IF(ISBLANK(Table16[[#This Row],[Existing Technology]]),\"\", IFERROR(INDEX('Non-Lighting Index Table'!$H$24:$H$26,MATCH(Table16[[#This Row],[Existing Technology]],Table20MechanicalExistingTechnology,0)),\"\"))","v":""},{"$f":"IF(ISBLANK(Table16[[#This Row],[Existing Technology]]),\"\", IFERROR(INDEX('Non-Lighting Index Table'!$I$24:$I$26,MATCH(Table16[[#This Row],[Existing Technology]],Table20MechanicalExistingTechnology,0)),\"\"))","v":""},null,{"$f":"IF(ISNUMBER(Table16[[#This Row],[Baseline Consumption (Hidden, kWh)]]), IF( ISNUMBER(SEARCH(\"Heat Pump\",Table16[[#This Row],[Retrofit Technology]])), IFERROR(Table16[[#This Row],[Baseline Consumption (Hidden, kWh)]]/Table16[[#This Row],[Energy Factor]],\"\"), IFERROR(Table16[[#This Row],[Baseline Consumption (Hidden, kWh)]]*0.8,\"\")), \"\")","v":""},{"$f":"IF(ISBLANK(Table16[[#This Row],[Annual Consumption (Hidden, kWh)]]),\"\", IFERROR(Table16[[#This Row],[Baseline Consumption (Hidden, kWh)]]-Table16[[#This Row],[Annual Consumption (Hidden, kWh)]],\"\"))","v":""},{"$f":"IF(ISBLANK(Table16[[#This Row],[Quantity]]),\"\",IF( Table16[[#This Row],[Per Unit]]=\"Per water heater\", IFERROR(Table16[[#This Row],[Quantity]]*Table16[[#This Row],[Rebate\n(CAD)]],\"\"), IF(Table16[[#This Row],[Per Unit]]=\"Per motor hp\", IFERROR(Table16[[#This Row],[Quantity]]*Table16[[#This Row],[HP]]*Table16[[#This Row],[Rebate\n(CAD)]],\"\"),\"\")))","v":""}]
[null,null,null,null,null,null,null,null,{"$f":"IF( ISBLANK(Table16[[#This Row],[Existing Technology]]),\"\", IF(ISNUMBER(SEARCH(\"Hot water\",Table16[[#This Row],[Existing Technology]])), IFERROR(Table16[[#This Row],[Number of Occupant]]*1*365*65*8.34/3413/0.85,\"\"), IF(ISNUMBER(SEARCH(\"Fan\",Table16[[#This Row],[Existing Technology]])), IFERROR(Table16[[#This Row],[Quantity]]*Table16[[#This Row],[HP]]*0.746*Table16[[#This Row],[Operating hours \n(hrs)]], \"\"),\"\")))","v":""},{"$f":"IF(ISBLANK(Table16[[#This Row],[Existing Technology]]),\"\", IFERROR(INDEX('Non-Lighting Index Table'!$D$24:$D$26,MATCH(Table16[[#This Row],[Existing Technology]],Table20MechanicalExistingTechnology,0)),\"\"))","v":""},null,{"$f":"IF(ISBLANK(Table16[[#This Row],[Existing Technology]]),\"\", IFERROR(INDEX('Non-Lighting Index Table'!$J$24:$J$26,MATCH(Table16[[#This Row],[Existing Technology]],Table20MechanicalExistingTechnology,0)),\"\"))","v":""},{"$f":"IF(ISBLANK(Table16[[#This Row],[Existing Technology]]),\"\", IFERROR(INDEX('Non-Lighting Index Table'!$K$24:$K$26,MATCH(Table16[[#This Row],[Existing Technology]],Table20MechanicalExistingTechnology,0)),\"\"))","v":""},{"$f":"IF(ISBLANK(Table16[[#This Row],[Existing Technology]]),\"\", IFERROR(INDEX('Non-Lighting Index Table'!$G$24:$G$26,MATCH(Table16[[#This Row],[Existing Technology]],Table20MechanicalExistingTechnology,0)),\"\"))","v":""},{"$f":"IF(ISBLANK(Table16[[#This Row],[Existing Technology]]),\"\", IFERROR(INDEX('Non-Lighting Index Table'!$H$24:$H$26,MATCH(Table16[[#This Row],[Existing Technology]],Table20MechanicalExistingTechnology,0)),\"\"))","v":""},{"$f":"IF(ISBLANK(Table16[[#This Row],[Existing Technology]]),\"\", IFERROR(INDEX('Non-Lighting Index Table'!$I$24:$I$26,MATCH(Table16[[#This Row],[Existing Technology]],Table20MechanicalExistingTechnology,0)),\"\"))","v":""},null,{"$f":"IF(ISNUMBER(Table16[[#This Row],[Baseline Consumption (Hidden, kWh)]]), IF( ISNUMBER(SEARCH(\"Heat Pump\",Table16[[#This Row],[Retrofit Technology]])), IFERROR(Table16[[#This Row],[Baseline Consumption (Hidden, kWh)]]/Table16[[#This Row],[Energy Factor]],\"\"), IFERROR(Table16[[#This Row],[Baseline Consumption (Hidden, kWh)]]*0.8,\"\")), \"\")","v":""},{"$f":"IF(ISBLANK(Table16[[#This Row],[Annual Consumption (Hidden, kWh)]]),\"\", IFERROR(Table16[[#This Row],[Baseline Consumption (Hidden, kWh)]]-Table16[[#This Row],[Annual Consumption (Hidden, kWh)]],\"\"))","v":""},{"$f":"IF(ISBLANK(Table16[[#This Row],[Quantity]]),\"\",IF( Table16[[#This Row],[Per Unit]]=\"Per water heater\", IFERROR(Table16[[#This Row],[Quantity]]*Table16[[#This Row],[Rebate\n(CAD)]],\"\"), IF(Table16[[#This Row],[Per Unit]]=\"Per motor hp\", IFERROR(Table16[[#This Row],[Quantity]]*Table16[[#This Row],[HP]]*Table16[[#This Row],[Rebate\n(CAD)]],\"\"),\"\")))","v":""}]
[null,null,null,null,null,null,null,null,{"$f":"IF( ISBLANK(Table16[[#This Row],[Existing Technology]]),\"\", IF(ISNUMBER(SEARCH(\"Hot water\",Table16[[#This Row],[Existing Technology]])), IFERROR(Table16[[#This Row],[Number of Occupant]]*1*365*65*8.34/3413/0.85,\"\"), IF(ISNUMBER(SEARCH(\"Fan\",Table16[[#This Row],[Existing Technology]])), IFERROR(Table16[[#This Row],[Quantity]]*Table16[[#This Row],[HP]]*0.746*Table16[[#This Row],[Operating hours \n(hrs)]], \"\"),\"\")))","v":""},{"$f":"IF(ISBLANK(Table16[[#This Row],[Existing Technology]]),\"\", IFERROR(INDEX('Non-Lighting Index Table'!$D$24:$D$26,MATCH(Table16[[#This Row],[Existing Technology]],Table20MechanicalExistingTechnology,0)),\"\"))","v":""},null,{"$f":"IF(ISBLANK(Table16[[#This Row],[Existing Technology]]),\"\", IFERROR(INDEX('Non-Lighting Index Table'!$J$24:$J$26,MATCH(Table16[[#This Row],[Existing Technology]],Table20MechanicalExistingTechnology,0)),\"\"))","v":""},{"$f":"IF(ISBLANK(Table16[[#This Row],[Existing Technology]]),\"\", IFERROR(INDEX('Non-Lighting Index Table'!$K$24:$K$26,MATCH(Table16[[#This Row],[Existing Technology]],Table20MechanicalExistingTechnology,0)),\"\"))","v":""},{"$f":"IF(ISBLANK(Table16[[#This Row],[Existing Technology]]),\"\", IFERROR(INDEX('Non-Lighting Index Table'!$G$24:$G$26,MATCH(Table16[[#This Row],[Existing Technology]],Table20MechanicalExistingTechnology,0)),\"\"))","v":""},{"$f":"IF(ISBLANK(Table16[[#This Row],[Existing Technology]]),\"\", IFERROR(INDEX('Non-Lighting Index Table'!$H$24:$H$26,MATCH(Table16[[#This Row],[Existing Technology]],Table20MechanicalExistingTechnology,0)),\"\"))","v":""},{"$f":"IF(ISBLANK(Table16[[#This Row],[Existing Technology]]),\"\", IFERROR(INDEX('Non-Lighting Index Table'!$I$24:$I$26,MATCH(Table16[[#This Row],[Existing Technology]],Table20MechanicalExistingTechnology,0)),\"\"))","v":""},null,{"$f":"IF(ISNUMBER(Table16[[#This Row],[Baseline Consumption (Hidden, kWh)]]), IF( ISNUMBER(SEARCH(\"Heat Pump\",Table16[[#This Row],[Retrofit Technology]])), IFERROR(Table16[[#This Row],[Baseline Consumption (Hidden, kWh)]]/Table16[[#This Row],[Energy Factor]],\"\"), IFERROR(Table16[[#This Row],[Baseline Consumption (Hidden, kWh)]]*0.8,\"\")), \"\")","v":""},{"$f":"IF(ISBLANK(Table16[[#This Row],[Annual Consumption (Hidden, kWh)]]),\"\", IFERROR(Table16[[#This Row],[Baseline Consumption (Hidden, kWh)]]-Table16[[#This Row],[Annual Consumption (Hidden, kWh)]],\"\"))","v":""},{"$f":"IF(ISBLANK(Table16[[#This Row],[Quantity]]),\"\",IF( Table16[[#This Row],[Per Unit]]=\"Per water heater\", IFERROR(Table16[[#This Row],[Quantity]]*Table16[[#This Row],[Rebate\n(CAD)]],\"\"), IF(Table16[[#This Row],[Per Unit]]=\"Per motor hp\", IFERROR(Table16[[#This Row],[Quantity]]*Table16[[#This Row],[HP]]*Table16[[#This Row],[Rebate\n(CAD)]],\"\"),\"\")))","v":""}]
[null,null,null,null,null,null,null,null,{"$f":"IF( ISBLANK(Table16[[#This Row],[Existing Technology]]),\"\", IF(ISNUMBER(SEARCH(\"Hot water\",Table16[[#This Row],[Existing Technology]])), IFERROR(Table16[[#This Row],[Number of Occupant]]*1*365*65*8.34/3413/0.85,\"\"), IF(ISNUMBER(SEARCH(\"Fan\",Table16[[#This Row],[Existing Technology]])), IFERROR(Table16[[#This Row],[Quantity]]*Table16[[#This Row],[HP]]*0.746*Table16[[#This Row],[Operating hours \n(hrs)]], \"\"),\"\")))","v":""},{"$f":"IF(ISBLANK(Table16[[#This Row],[Existing Technology]]),\"\", IFERROR(INDEX('Non-Lighting Index Table'!$D$24:$D$26,MATCH(Table16[[#This Row],[Existing Technology]],Table20MechanicalExistingTechnology,0)),\"\"))","v":""},null,{"$f":"IF(ISBLANK(Table16[[#This Row],[Existing Technology]]),\"\", IFERROR(INDEX('Non-Lighting Index Table'!$J$24:$J$26,MATCH(Table16[[#This Row],[Existing Technology]],Table20MechanicalExistingTechnology,0)),\"\"))","v":""},{"$f":"IF(ISBLANK(Table16[[#This Row],[Existing Technology]]),\"\", IFERROR(INDEX('Non-Lighting Index Table'!$K$24:$K$26,MATCH(Table16[[#This Row],[Existing Technology]],Table20MechanicalExistingTechnology,0)),\"\"))","v":""},{"$f":"IF(ISBLANK(Table16[[#This Row],[Existing Technology]]),\"\", IFERROR(INDEX('Non-Lighting Index Table'!$G$24:$G$26,MATCH(Table16[[#This Row],[Existing Technology]],Table20MechanicalExistingTechnology,0)),\"\"))","v":""},{"$f":"IF(ISBLANK(Table16[[#This Row],[Existing Technology]]),\"\", IFERROR(INDEX('Non-Lighting Index Table'!$H$24:$H$26,MATCH(Table16[[#This Row],[Existing Technology]],Table20MechanicalExistingTechnology,0)),\"\"))","v":""},{"$f":"IF(ISBLANK(Table16[[#This Row],[Existing Technology]]),\"\", IFERROR(INDEX('Non-Lighting Index Table'!$I$24:$I$26,MATCH(Table16[[#This Row],[Existing Technology]],Table20MechanicalExistingTechnology,0)),\"\"))","v":""},null,{"$f":"IF(ISNUMBER(Table16[[#This Row],[Baseline Consumption (Hidden, kWh)]]), IF( ISNUMBER(SEARCH(\"Heat Pump\",Table16[[#This Row],[Retrofit Technology]])), IFERROR(Table16[[#This Row],[Baseline Consumption (Hidden, kWh)]]/Table16[[#This Row],[Energy Factor]],\"\"), IFERROR(Table16[[#This Row],[Baseline Consumption (Hidden, kWh)]]*0.8,\"\")), \"\")","v":""},{"$f":"IF(ISBLANK(Table16[[#This Row],[Annual Consumption (Hidden, kWh)]]),\"\", IFERROR(Table16[[#This Row],[Baseline Consumption (Hidden, kWh)]]-Table16[[#This Row],[Annual Consumption (Hidden, kWh)]],\"\"))","v":""},{"$f":"IF(ISBLANK(Table16[[#This Row],[Quantity]]),\"\",IF( Table16[[#This Row],[Per Unit]]=\"Per water heater\", IFERROR(Table16[[#This Row],[Quantity]]*Table16[[#This Row],[Rebate\n(CAD)]],\"\"), IF(Table16[[#This Row],[Per Unit]]=\"Per motor hp\", IFERROR(Table16[[#This Row],[Quantity]]*Table16[[#This Row],[HP]]*Table16[[#This Row],[Rebate\n(CAD)]],\"\"),\"\")))","v":""}]
[null,null,null,null,null,null,null,null,{"$f":"IF( ISBLANK(Table16[[#This Row],[Existing Technology]]),\"\", IF(ISNUMBER(SEARCH(\"Hot water\",Table16[[#This Row],[Existing Technology]])), IFERROR(Table16[[#This Row],[Number of Occupant]]*1*365*65*8.34/3413/0.85,\"\"), IF(ISNUMBER(SEARCH(\"Fan\",Table16[[#This Row],[Existing Technology]])), IFERROR(Table16[[#This Row],[Quantity]]*Table16[[#This Row],[HP]]*0.746*Table16[[#This Row],[Operating hours \n(hrs)]], \"\"),\"\")))","v":""},{"$f":"IF(ISBLANK(Table16[[#This Row],[Existing Technology]]),\"\", IFERROR(INDEX('Non-Lighting Index Table'!$D$24:$D$26,MATCH(Table16[[#This Row],[Existing Technology]],Table20MechanicalExistingTechnology,0)),\"\"))","v":""},null,{"$f":"IF(ISBLANK(Table16[[#This Row],[Existing Technology]]),\"\", IFERROR(INDEX('Non-Lighting Index Table'!$J$24:$J$26,MATCH(Table16[[#This Row],[Existing Technology]],Table20MechanicalExistingTechnology,0)),\"\"))","v":""},{"$f":"IF(ISBLANK(Table16[[#This Row],[Existing Technology]]),\"\", IFERROR(INDEX('Non-Lighting Index Table'!$K$24:$K$26,MATCH(Table16[[#This Row],[Existing Technology]],Table20MechanicalExistingTechnology,0)),\"\"))","v":""},{"$f":"IF(ISBLANK(Table16[[#This Row],[Existing Technology]]),\"\", IFERROR(INDEX('Non-Lighting Index Table'!$G$24:$G$26,MATCH(Table16[[#This Row],[Existing Technology]],Table20MechanicalExistingTechnology,0)),\"\"))","v":""},{"$f":"IF(ISBLANK(Table16[[#This Row],[Existing Technology]]),\"\", IFERROR(INDEX('Non-Lighting Index Table'!$H$24:$H$26,MATCH(Table16[[#This Row],[Existing Technology]],Table20MechanicalExistingTechnology,0)),\"\"))","v":""},{"$f":"IF(ISBLANK(Table16[[#This Row],[Existing Technology]]),\"\", IFERROR(INDEX('Non-Lighting Index Table'!$I$24:$I$26,MATCH(Table16[[#This Row],[Existing Technology]],Table20MechanicalExistingTechnology,0)),\"\"))","v":""},null,{"$f":"IF(ISNUMBER(Table16[[#This Row],[Baseline Consumption (Hidden, kWh)]]), IF( ISNUMBER(SEARCH(\"Heat Pump\",Table16[[#This Row],[Retrofit Technology]])), IFERROR(Table16[[#This Row],[Baseline Consumption (Hidden, kWh)]]/Table16[[#This Row],[Energy Factor]],\"\"), IFERROR(Table16[[#This Row],[Baseline Consumption (Hidden, kWh)]]*0.8,\"\")), \"\")","v":""},{"$f":"IF(ISBLANK(Table16[[#This Row],[Annual Consumption (Hidden, kWh)]]),\"\", IFERROR(Table16[[#This Row],[Baseline Consumption (Hidden, kWh)]]-Table16[[#This Row],[Annual Consumption (Hidden, kWh)]],\"\"))","v":""},{"$f":"IF(ISBLANK(Table16[[#This Row],[Quantity]]),\"\",IF( Table16[[#This Row],[Per Unit]]=\"Per water heater\", IFERROR(Table16[[#This Row],[Quantity]]*Table16[[#This Row],[Rebate\n(CAD)]],\"\"), IF(Table16[[#This Row],[Per Unit]]=\"Per motor hp\", IFERROR(Table16[[#This Row],[Quantity]]*Table16[[#This Row],[HP]]*Table16[[#This Row],[Rebate\n(CAD)]],\"\"),\"\")))","v":""}]
[null,null,null,null,null,null,null,null,{"$f":"IF( ISBLANK(Table16[[#This Row],[Existing Technology]]),\"\", IF(ISNUMBER(SEARCH(\"Hot water\",Table16[[#This Row],[Existing Technology]])), IFERROR(Table16[[#This Row],[Number of Occupant]]*1*365*65*8.34/3413/0.85,\"\"), IF(ISNUMBER(SEARCH(\"Fan\",Table16[[#This Row],[Existing Technology]])), IFERROR(Table16[[#This Row],[Quantity]]*Table16[[#This Row],[HP]]*0.746*Table16[[#This Row],[Operating hours \n(hrs)]], \"\"),\"\")))","v":""},{"$f":"IF(ISBLANK(Table16[[#This Row],[Existing Technology]]),\"\", IFERROR(INDEX('Non-Lighting Index Table'!$D$24:$D$26,MATCH(Table16[[#This Row],[Existing Technology]],Table20MechanicalExistingTechnology,0)),\"\"))","v":""},null,{"$f":"IF(ISBLANK(Table16[[#This Row],[Existing Technology]]),\"\", IFERROR(INDEX('Non-Lighting Index Table'!$J$24:$J$26,MATCH(Table16[[#This Row],[Existing Technology]],Table20MechanicalExistingTechnology,0)),\"\"))","v":""},{"$f":"IF(ISBLANK(Table16[[#This Row],[Existing Technology]]),\"\", IFERROR(INDEX('Non-Lighting Index Table'!$K$24:$K$26,MATCH(Table16[[#This Row],[Existing Technology]],Table20MechanicalExistingTechnology,0)),\"\"))","v":""},{"$f":"IF(ISBLANK(Table16[[#This Row],[Existing Technology]]),\"\", IFERROR(INDEX('Non-Lighting Index Table'!$G$24:$G$26,MATCH(Table16[[#This Row],[Existing Technology]],Table20MechanicalExistingTechnology,0)),\"\"))","v":""},{"$f":"IF(ISBLANK(Table16[[#This Row],[Existing Technology]]),\"\", IFERROR(INDEX('Non-Lighting Index Table'!$H$24:$H$26,MATCH(Table16[[#This Row],[Existing Technology]],Table20MechanicalExistingTechnology,0)),\"\"))","v":""},{"$f":"IF(ISBLANK(Table16[[#This Row],[Existing Technology]]),\"\", IFERROR(INDEX('Non-Lighting Index Table'!$I$24:$I$26,MATCH(Table16[[#This Row],[Existing Technology]],Table20MechanicalExistingTechnology,0)),\"\"))","v":""},null,{"$f":"IF(ISNUMBER(Table16[[#This Row],[Baseline Consumption (Hidden, kWh)]]), IF( ISNUMBER(SEARCH(\"Heat Pump\",Table16[[#This Row],[Retrofit Technology]])), IFERROR(Table16[[#This Row],[Baseline Consumption (Hidden, kWh)]]/Table16[[#This Row],[Energy Factor]],\"\"), IFERROR(Table16[[#This Row],[Baseline Consumption (Hidden, kWh)]]*0.8,\"\")), \"\")","v":""},{"$f":"IF(ISBLANK(Table16[[#This Row],[Annual Consumption (Hidden, kWh)]]),\"\", IFERROR(Table16[[#This Row],[Baseline Consumption (Hidden, kWh)]]-Table16[[#This Row],[Annual Consumption (Hidden, kWh)]],\"\"))","v":""},{"$f":"IF(ISBLANK(Table16[[#This Row],[Quantity]]),\"\",IF( Table16[[#This Row],[Per Unit]]=\"Per water heater\", IFERROR(Table16[[#This Row],[Quantity]]*Table16[[#This Row],[Rebate\n(CAD)]],\"\"), IF(Table16[[#This Row],[Per Unit]]=\"Per motor hp\", IFERROR(Table16[[#This Row],[Quantity]]*Table16[[#This Row],[HP]]*Table16[[#This Row],[Rebate\n(CAD)]],\"\"),\"\")))","v":""}]
[null,null,null,null,null,null,null,null,{"$f":"IF( ISBLANK(Table16[[#This Row],[Existing Technology]]),\"\", IF(ISNUMBER(SEARCH(\"Hot water\",Table16[[#This Row],[Existing Technology]])), IFERROR(Table16[[#This Row],[Number of Occupant]]*1*365*65*8.34/3413/0.85,\"\"), IF(ISNUMBER(SEARCH(\"Fan\",Table16[[#This Row],[Existing Technology]])), IFERROR(Table16[[#This Row],[Quantity]]*Table16[[#This Row],[HP]]*0.746*Table16[[#This Row],[Operating hours \n(hrs)]], \"\"),\"\")))","v":""},{"$f":"IF(ISBLANK(Table16[[#This Row],[Existing Technology]]),\"\", IFERROR(INDEX('Non-Lighting Index Table'!$D$24:$D$26,MATCH(Table16[[#This Row],[Existing Technology]],Table20MechanicalExistingTechnology,0)),\"\"))","v":""},null,{"$f":"IF(ISBLANK(Table16[[#This Row],[Existing Technology]]),\"\", IFERROR(INDEX('Non-Lighting Index Table'!$J$24:$J$26,MATCH(Table16[[#This Row],[Existing Technology]],Table20MechanicalExistingTechnology,0)),\"\"))","v":""},{"$f":"IF(ISBLANK(Table16[[#This Row],[Existing Technology]]),\"\", IFERROR(INDEX('Non-Lighting Index Table'!$K$24:$K$26,MATCH(Table16[[#This Row],[Existing Technology]],Table20MechanicalExistingTechnology,0)),\"\"))","v":""},{"$f":"IF(ISBLANK(Table16[[#This Row],[Existing Technology]]),\"\", IFERROR(INDEX('Non-Lighting Index Table'!$G$24:$G$26,MATCH(Table16[[#This Row],[Existing Technology]],Table20MechanicalExistingTechnology,0)),\"\"))","v":""},{"$f":"IF(ISBLANK(Table16[[#This Row],[Existing Technology]]),\"\", IFERROR(INDEX('Non-Lighting Index Table'!$H$24:$H$26,MATCH(Table16[[#This Row],[Existing Technology]],Table20MechanicalExistingTechnology,0)),\"\"))","v":""},{"$f":"IF(ISBLANK(Table16[[#This Row],[Existing Technology]]),\"\", IFERROR(INDEX('Non-Lighting Index Table'!$I$24:$I$26,MATCH(Table16[[#This Row],[Existing Technology]],Table20MechanicalExistingTechnology,0)),\"\"))","v":""},null,{"$f":"IF(ISNUMBER(Table16[[#This Row],[Baseline Consumption (Hidden, kWh)]]), IF( ISNUMBER(SEARCH(\"Heat Pump\",Table16[[#This Row],[Retrofit Technology]])), IFERROR(Table16[[#This Row],[Baseline Consumption (Hidden, kWh)]]/Table16[[#This Row],[Energy Factor]],\"\"), IFERROR(Table16[[#This Row],[Baseline Consumption (Hidden, kWh)]]*0.8,\"\")), \"\")","v":""},{"$f":"IF(ISBLANK(Table16[[#This Row],[Annual Consumption (Hidden, kWh)]]),\"\", IFERROR(Table16[[#This Row],[Baseline Consumption (Hidden, kWh)]]-Table16[[#This Row],[Annual Consumption (Hidden, kWh)]],\"\"))","v":""},{"$f":"IF(ISBLANK(Table16[[#This Row],[Quantity]]),\"\",IF( Table16[[#This Row],[Per Unit]]=\"Per water heater\", IFERROR(Table16[[#This Row],[Quantity]]*Table16[[#This Row],[Rebate\n(CAD)]],\"\"), IF(Table16[[#This Row],[Per Unit]]=\"Per motor hp\", IFERROR(Table16[[#This Row],[Quantity]]*Table16[[#This Row],[HP]]*Table16[[#This Row],[Rebate\n(CAD)]],\"\"),\"\")))","v":""}]
[null,null,null,null,null,null,null,null,{"$f":"IF( ISBLANK(Table16[[#This Row],[Existing Technology]]),\"\", IF(ISNUMBER(SEARCH(\"Hot water\",Table16[[#This Row],[Existing Technology]])), IFERROR(Table16[[#This Row],[Number of Occupant]]*1*365*65*8.34/3413/0.85,\"\"), IF(ISNUMBER(SEARCH(\"Fan\",Table16[[#This Row],[Existing Technology]])), IFERROR(Table16[[#This Row],[Quantity]]*Table16[[#This Row],[HP]]*0.746*Table16[[#This Row],[Operating hours \n(hrs)]], \"\"),\"\")))","v":""},{"$f":"IF(ISBLANK(Table16[[#This Row],[Existing Technology]]),\"\", IFERROR(INDEX('Non-Lighting Index Table'!$D$24:$D$26,MATCH(Table16[[#This Row],[Existing Technology]],Table20MechanicalExistingTechnology,0)),\"\"))","v":""},null,{"$f":"IF(ISBLANK(Table16[[#This Row],[Existing Technology]]),\"\", IFERROR(INDEX('Non-Lighting Index Table'!$J$24:$J$26,MATCH(Table16[[#This Row],[Existing Technology]],Table20MechanicalExistingTechnology,0)),\"\"))","v":""},{"$f":"IF(ISBLANK(Table16[[#This Row],[Existing Technology]]),\"\", IFERROR(INDEX('Non-Lighting Index Table'!$K$24:$K$26,MATCH(Table16[[#This Row],[Existing Technology]],Table20MechanicalExistingTechnology,0)),\"\"))","v":""},{"$f":"IF(ISBLANK(Table16[[#This Row],[Existing Technology]]),\"\", IFERROR(INDEX('Non-Lighting Index Table'!$G$24:$G$26,MATCH(Table16[[#This Row],[Existing Technology]],Table20MechanicalExistingTechnology,0)),\"\"))","v":""},{"$f":"IF(ISBLANK(Table16[[#This Row],[Existing Technology]]),\"\", IFERROR(INDEX('Non-Lighting Index Table'!$H$24:$H$26,MATCH(Table16[[#This Row],[Existing Technology]],Table20MechanicalExistingTechnology,0)),\"\"))","v":""},{"$f":"IF(ISBLANK(Table16[[#This Row],[Existing Technology]]),\"\", IFERROR(INDEX('Non-Lighting Index Table'!$I$24:$I$26,MATCH(Table16[[#This Row],[Existing Technology]],Table20MechanicalExistingTechnology,0)),\"\"))","v":""},null,{"$f":"IF(ISNUMBER(Table16[[#This Row],[Baseline Consumption (Hidden, kWh)]]), IF( ISNUMBER(SEARCH(\"Heat Pump\",Table16[[#This Row],[Retrofit Technology]])), IFERROR(Table16[[#This Row],[Baseline Consumption (Hidden, kWh)]]/Table16[[#This Row],[Energy Factor]],\"\"), IFERROR(Table16[[#This Row],[Baseline Consumption (Hidden, kWh)]]*0.8,\"\")), \"\")","v":""},{"$f":"IF(ISBLANK(Table16[[#This Row],[Annual Consumption (Hidden, kWh)]]),\"\", IFERROR(Table16[[#This Row],[Baseline Consumption (Hidden, kWh)]]-Table16[[#This Row],[Annual Consumption (Hidden, kWh)]],\"\"))","v":""},{"$f":"IF(ISBLANK(Table16[[#This Row],[Quantity]]),\"\",IF( Table16[[#This Row],[Per Unit]]=\"Per water heater\", IFERROR(Table16[[#This Row],[Quantity]]*Table16[[#This Row],[Rebate\n(CAD)]],\"\"), IF(Table16[[#This Row],[Per Unit]]=\"Per motor hp\", IFERROR(Table16[[#This Row],[Quantity]]*Table16[[#This Row],[HP]]*Table16[[#This Row],[Rebate\n(CAD)]],\"\"),\"\")))","v":""}]
[null,null,null,null,null,null,null,null,{"$f":"IF( ISBLANK(Table16[[#This Row],[Existing Technology]]),\"\", IF(ISNUMBER(SEARCH(\"Hot water\",Table16[[#This Row],[Existing Technology]])), IFERROR(Table16[[#This Row],[Number of Occupant]]*1*365*65*8.34/3413/0.85,\"\"), IF(ISNUMBER(SEARCH(\"Fan\",Table16[[#This Row],[Existing Technology]])), IFERROR(Table16[[#This Row],[Quantity]]*Table16[[#This Row],[HP]]*0.746*Table16[[#This Row],[Operating hours \n(hrs)]], \"\"),\"\")))","v":""},{"$f":"IF(ISBLANK(Table16[[#This Row],[Existing Technology]]),\"\", IFERROR(INDEX('Non-Lighting Index Table'!$D$24:$D$26,MATCH(Table16[[#This Row],[Existing Technology]],Table20MechanicalExistingTechnology,0)),\"\"))","v":""},null,{"$f":"IF(ISBLANK(Table16[[#This Row],[Existing Technology]]),\"\", IFERROR(INDEX('Non-Lighting Index Table'!$J$24:$J$26,MATCH(Table16[[#This Row],[Existing Technology]],Table20MechanicalExistingTechnology,0)),\"\"))","v":""},{"$f":"IF(ISBLANK(Table16[[#This Row],[Existing Technology]]),\"\", IFERROR(INDEX('Non-Lighting Index Table'!$K$24:$K$26,MATCH(Table16[[#This Row],[Existing Technology]],Table20MechanicalExistingTechnology,0)),\"\"))","v":""},{"$f":"IF(ISBLANK(Table16[[#This Row],[Existing Technology]]),\"\", IFERROR(INDEX('Non-Lighting Index Table'!$G$24:$G$26,MATCH(Table16[[#This Row],[Existing Technology]],Table20MechanicalExistingTechnology,0)),\"\"))","v":""},{"$f":"IF(ISBLANK(Table16[[#This Row],[Existing Technology]]),\"\", IFERROR(INDEX('Non-Lighting Index Table'!$H$24:$H$26,MATCH(Table16[[#This Row],[Existing Technology]],Table20MechanicalExistingTechnology,0)),\"\"))","v":""},{"$f":"IF(ISBLANK(Table16[[#This Row],[Existing Technology]]),\"\", IFERROR(INDEX('Non-Lighting Index Table'!$I$24:$I$26,MATCH(Table16[[#This Row],[Existing Technology]],Table20MechanicalExistingTechnology,0)),\"\"))","v":""},null,{"$f":"IF(ISNUMBER(Table16[[#This Row],[Baseline Consumption (Hidden, kWh)]]), IF( ISNUMBER(SEARCH(\"Heat Pump\",Table16[[#This Row],[Retrofit Technology]])), IFERROR(Table16[[#This Row],[Baseline Consumption (Hidden, kWh)]]/Table16[[#This Row],[Energy Factor]],\"\"), IFERROR(Table16[[#This Row],[Baseline Consumption (Hidden, kWh)]]*0.8,\"\")), \"\")","v":""},{"$f":"IF(ISBLANK(Table16[[#This Row],[Annual Consumption (Hidden, kWh)]]),\"\", IFERROR(Table16[[#This Row],[Baseline Consumption (Hidden, kWh)]]-Table16[[#This Row],[Annual Consumption (Hidden, kWh)]],\"\"))","v":""},{"$f":"IF(ISBLANK(Table16[[#This Row],[Quantity]]),\"\",IF( Table16[[#This Row],[Per Unit]]=\"Per water heater\", IFERROR(Table16[[#This Row],[Quantity]]*Table16[[#This Row],[Rebate\n(CAD)]],\"\"), IF(Table16[[#This Row],[Per Unit]]=\"Per motor hp\", IFERROR(Table16[[#This Row],[Quantity]]*Table16[[#This Row],[HP]]*Table16[[#This Row],[Rebate\n(CAD)]],\"\"),\"\")))","v":""}]
[null,null,null,null,null,null,null,null,{"$f":"IF( ISBLANK(Table16[[#This Row],[Existing Technology]]),\"\", IF(ISNUMBER(SEARCH(\"Hot water\",Table16[[#This Row],[Existing Technology]])), IFERROR(Table16[[#This Row],[Number of Occupant]]*1*365*65*8.34/3413/0.85,\"\"), IF(ISNUMBER(SEARCH(\"Fan\",Table16[[#This Row],[Existing Technology]])), IFERROR(Table16[[#This Row],[Quantity]]*Table16[[#This Row],[HP]]*0.746*Table16[[#This Row],[Operating hours \n(hrs)]], \"\"),\"\")))","v":""},{"$f":"IF(ISBLANK(Table16[[#This Row],[Existing Technology]]),\"\", IFERROR(INDEX('Non-Lighting Index Table'!$D$24:$D$26,MATCH(Table16[[#This Row],[Existing Technology]],Table20MechanicalExistingTechnology,0)),\"\"))","v":""},null,{"$f":"IF(ISBLANK(Table16[[#This Row],[Existing Technology]]),\"\", IFERROR(INDEX('Non-Lighting Index Table'!$J$24:$J$26,MATCH(Table16[[#This Row],[Existing Technology]],Table20MechanicalExistingTechnology,0)),\"\"))","v":""},{"$f":"IF(ISBLANK(Table16[[#This Row],[Existing Technology]]),\"\", IFERROR(INDEX('Non-Lighting Index Table'!$K$24:$K$26,MATCH(Table16[[#This Row],[Existing Technology]],Table20MechanicalExistingTechnology,0)),\"\"))","v":""},{"$f":"IF(ISBLANK(Table16[[#This Row],[Existing Technology]]),\"\", IFERROR(INDEX('Non-Lighting Index Table'!$G$24:$G$26,MATCH(Table16[[#This Row],[Existing Technology]],Table20MechanicalExistingTechnology,0)),\"\"))","v":""},{"$f":"IF(ISBLANK(Table16[[#This Row],[Existing Technology]]),\"\", IFERROR(INDEX('Non-Lighting Index Table'!$H$24:$H$26,MATCH(Table16[[#This Row],[Existing Technology]],Table20MechanicalExistingTechnology,0)),\"\"))","v":""},{"$f":"IF(ISBLANK(Table16[[#This Row],[Existing Technology]]),\"\", IFERROR(INDEX('Non-Lighting Index Table'!$I$24:$I$26,MATCH(Table16[[#This Row],[Existing Technology]],Table20MechanicalExistingTechnology,0)),\"\"))","v":""},null,{"$f":"IF(ISNUMBER(Table16[[#This Row],[Baseline Consumption (Hidden, kWh)]]), IF( ISNUMBER(SEARCH(\"Heat Pump\",Table16[[#This Row],[Retrofit Technology]])), IFERROR(Table16[[#This Row],[Baseline Consumption (Hidden, kWh)]]/Table16[[#This Row],[Energy Factor]],\"\"), IFERROR(Table16[[#This Row],[Baseline Consumption (Hidden, kWh)]]*0.8,\"\")), \"\")","v":""},{"$f":"IF(ISBLANK(Table16[[#This Row],[Annual Consumption (Hidden, kWh)]]),\"\", IFERROR(Table16[[#This Row],[Baseline Consumption (Hidden, kWh)]]-Table16[[#This Row],[Annual Consumption (Hidden, kWh)]],\"\"))","v":""},{"$f":"IF(ISBLANK(Table16[[#This Row],[Quantity]]),\"\",IF( Table16[[#This Row],[Per Unit]]=\"Per water heater\", IFERROR(Table16[[#This Row],[Quantity]]*Table16[[#This Row],[Rebate\n(CAD)]],\"\"), IF(Table16[[#This Row],[Per Unit]]=\"Per motor hp\", IFERROR(Table16[[#This Row],[Quantity]]*Table16[[#This Row],[HP]]*Table16[[#This Row],[Rebate\n(CAD)]],\"\"),\"\")))","v":""}]
[null,null,null,null,null,null,null,null,{"$f":"IF( ISBLANK(Table16[[#This Row],[Existing Technology]]),\"\", IF(ISNUMBER(SEARCH(\"Hot water\",Table16[[#This Row],[Existing Technology]])), IFERROR(Table16[[#This Row],[Number of Occupant]]*1*365*65*8.34/3413/0.85,\"\"), IF(ISNUMBER(SEARCH(\"Fan\",Table16[[#This Row],[Existing Technology]])), IFERROR(Table16[[#This Row],[Quantity]]*Table16[[#This Row],[HP]]*0.746*Table16[[#This Row],[Operating hours \n(hrs)]], \"\"),\"\")))","v":""},{"$f":"IF(ISBLANK(Table16[[#This Row],[Existing Technology]]),\"\", IFERROR(INDEX('Non-Lighting Index Table'!$D$24:$D$26,MATCH(Table16[[#This Row],[Existing Technology]],Table20MechanicalExistingTechnology,0)),\"\"))","v":""},null,{"$f":"IF(ISBLANK(Table16[[#This Row],[Existing Technology]]),\"\", IFERROR(INDEX('Non-Lighting Index Table'!$J$24:$J$26,MATCH(Table16[[#This Row],[Existing Technology]],Table20MechanicalExistingTechnology,0)),\"\"))","v":""},{"$f":"IF(ISBLANK(Table16[[#This Row],[Existing Technology]]),\"\", IFERROR(INDEX('Non-Lighting Index Table'!$K$24:$K$26,MATCH(Table16[[#This Row],[Existing Technology]],Table20MechanicalExistingTechnology,0)),\"\"))","v":""},{"$f":"IF(ISBLANK(Table16[[#This Row],[Existing Technology]]),\"\", IFERROR(INDEX('Non-Lighting Index Table'!$G$24:$G$26,MATCH(Table16[[#This Row],[Existing Technology]],Table20MechanicalExistingTechnology,0)),\"\"))","v":""},{"$f":"IF(ISBLANK(Table16[[#This Row],[Existing Technology]]),\"\", IFERROR(INDEX('Non-Lighting Index Table'!$H$24:$H$26,MATCH(Table16[[#This Row],[Existing Technology]],Table20MechanicalExistingTechnology,0)),\"\"))","v":""},{"$f":"IF(ISBLANK(Table16[[#This Row],[Existing Technology]]),\"\", IFERROR(INDEX('Non-Lighting Index Table'!$I$24:$I$26,MATCH(Table16[[#This Row],[Existing Technology]],Table20MechanicalExistingTechnology,0)),\"\"))","v":""},null,{"$f":"IF(ISNUMBER(Table16[[#This Row],[Baseline Consumption (Hidden, kWh)]]), IF( ISNUMBER(SEARCH(\"Heat Pump\",Table16[[#This Row],[Retrofit Technology]])), IFERROR(Table16[[#This Row],[Baseline Consumption (Hidden, kWh)]]/Table16[[#This Row],[Energy Factor]],\"\"), IFERROR(Table16[[#This Row],[Baseline Consumption (Hidden, kWh)]]*0.8,\"\")), \"\")","v":""},{"$f":"IF(ISBLANK(Table16[[#This Row],[Annual Consumption (Hidden, kWh)]]),\"\", IFERROR(Table16[[#This Row],[Baseline Consumption (Hidden, kWh)]]-Table16[[#This Row],[Annual Consumption (Hidden, kWh)]],\"\"))","v":""},{"$f":"IF(ISBLANK(Table16[[#This Row],[Quantity]]),\"\",IF( Table16[[#This Row],[Per Unit]]=\"Per water heater\", IFERROR(Table16[[#This Row],[Quantity]]*Table16[[#This Row],[Rebate\n(CAD)]],\"\"), IF(Table16[[#This Row],[Per Unit]]=\"Per motor hp\", IFERROR(Table16[[#This Row],[Quantity]]*Table16[[#This Row],[HP]]*Table16[[#This Row],[Rebate\n(CAD)]],\"\"),\"\")))","v":""}]
[null,null,null,null,null,null,null,null,{"$f":"IF( ISBLANK(Table16[[#This Row],[Existing Technology]]),\"\", IF(ISNUMBER(SEARCH(\"Hot water\",Table16[[#This Row],[Existing Technology]])), IFERROR(Table16[[#This Row],[Number of Occupant]]*1*365*65*8.34/3413/0.85,\"\"), IF(ISNUMBER(SEARCH(\"Fan\",Table16[[#This Row],[Existing Technology]])), IFERROR(Table16[[#This Row],[Quantity]]*Table16[[#This Row],[HP]]*0.746*Table16[[#This Row],[Operating hours \n(hrs)]], \"\"),\"\")))","v":""},{"$f":"IF(ISBLANK(Table16[[#This Row],[Existing Technology]]),\"\", IFERROR(INDEX('Non-Lighting Index Table'!$D$24:$D$26,MATCH(Table16[[#This Row],[Existing Technology]],Table20MechanicalExistingTechnology,0)),\"\"))","v":""},null,{"$f":"IF(ISBLANK(Table16[[#This Row],[Existing Technology]]),\"\", IFERROR(INDEX('Non-Lighting Index Table'!$J$24:$J$26,MATCH(Table16[[#This Row],[Existing Technology]],Table20MechanicalExistingTechnology,0)),\"\"))","v":""},{"$f":"IF(ISBLANK(Table16[[#This Row],[Existing Technology]]),\"\", IFERROR(INDEX('Non-Lighting Index Table'!$K$24:$K$26,MATCH(Table16[[#This Row],[Existing Technology]],Table20MechanicalExistingTechnology,0)),\"\"))","v":""},{"$f":"IF(ISBLANK(Table16[[#This Row],[Existing Technology]]),\"\", IFERROR(INDEX('Non-Lighting Index Table'!$G$24:$G$26,MATCH(Table16[[#This Row],[Existing Technology]],Table20MechanicalExistingTechnology,0)),\"\"))","v":""},{"$f":"IF(ISBLANK(Table16[[#This Row],[Existing Technology]]),\"\", IFERROR(INDEX('Non-Lighting Index Table'!$H$24:$H$26,MATCH(Table16[[#This Row],[Existing Technology]],Table20MechanicalExistingTechnology,0)),\"\"))","v":""},{"$f":"IF(ISBLANK(Table16[[#This Row],[Existing Technology]]),\"\", IFERROR(INDEX('Non-Lighting Index Table'!$I$24:$I$26,MATCH(Table16[[#This Row],[Existing Technology]],Table20MechanicalExistingTechnology,0)),\"\"))","v":""},null,{"$f":"IF(ISNUMBER(Table16[[#This Row],[Baseline Consumption (Hidden, kWh)]]), IF( ISNUMBER(SEARCH(\"Heat Pump\",Table16[[#This Row],[Retrofit Technology]])), IFERROR(Table16[[#This Row],[Baseline Consumption (Hidden, kWh)]]/Table16[[#This Row],[Energy Factor]],\"\"), IFERROR(Table16[[#This Row],[Baseline Consumption (Hidden, kWh)]]*0.8,\"\")), \"\")","v":""},{"$f":"IF(ISBLANK(Table16[[#This Row],[Annual Consumption (Hidden, kWh)]]),\"\", IFERROR(Table16[[#This Row],[Baseline Consumption (Hidden, kWh)]]-Table16[[#This Row],[Annual Consumption (Hidden, kWh)]],\"\"))","v":""},{"$f":"IF(ISBLANK(Table16[[#This Row],[Quantity]]),\"\",IF( Table16[[#This Row],[Per Unit]]=\"Per water heater\", IFERROR(Table16[[#This Row],[Quantity]]*Table16[[#This Row],[Rebate\n(CAD)]],\"\"), IF(Table16[[#This Row],[Per Unit]]=\"Per motor hp\", IFERROR(Table16[[#This Row],[Quantity]]*Table16[[#This Row],[HP]]*Table16[[#This Row],[Rebate\n(CAD)]],\"\"),\"\")))","v":""}]
[null,null,null,null,null,null,null,null,{"$f":"IF( ISBLANK(Table16[[#This Row],[Existing Technology]]),\"\", IF(ISNUMBER(SEARCH(\"Hot water\",Table16[[#This Row],[Existing Technology]])), IFERROR(Table16[[#This Row],[Number of Occupant]]*1*365*65*8.34/3413/0.85,\"\"), IF(ISNUMBER(SEARCH(\"Fan\",Table16[[#This Row],[Existing Technology]])), IFERROR(Table16[[#This Row],[Quantity]]*Table16[[#This Row],[HP]]*0.746*Table16[[#This Row],[Operating hours \n(hrs)]], \"\"),\"\")))","v":""},{"$f":"IF(ISBLANK(Table16[[#This Row],[Existing Technology]]),\"\", IFERROR(INDEX('Non-Lighting Index Table'!$D$24:$D$26,MATCH(Table16[[#This Row],[Existing Technology]],Table20MechanicalExistingTechnology,0)),\"\"))","v":""},null,{"$f":"IF(ISBLANK(Table16[[#This Row],[Existing Technology]]),\"\", IFERROR(INDEX('Non-Lighting Index Table'!$J$24:$J$26,MATCH(Table16[[#This Row],[Existing Technology]],Table20MechanicalExistingTechnology,0)),\"\"))","v":""},{"$f":"IF(ISBLANK(Table16[[#This Row],[Existing Technology]]),\"\", IFERROR(INDEX('Non-Lighting Index Table'!$K$24:$K$26,MATCH(Table16[[#This Row],[Existing Technology]],Table20MechanicalExistingTechnology,0)),\"\"))","v":""},{"$f":"IF(ISBLANK(Table16[[#This Row],[Existing Technology]]),\"\", IFERROR(INDEX('Non-Lighting Index Table'!$G$24:$G$26,MATCH(Table16[[#This Row],[Existing Technology]],Table20MechanicalExistingTechnology,0)),\"\"))","v":""},{"$f":"IF(ISBLANK(Table16[[#This Row],[Existing Technology]]),\"\", IFERROR(INDEX('Non-Lighting Index Table'!$H$24:$H$26,MATCH(Table16[[#This Row],[Existing Technology]],Table20MechanicalExistingTechnology,0)),\"\"))","v":""},{"$f":"IF(ISBLANK(Table16[[#This Row],[Existing Technology]]),\"\", IFERROR(INDEX('Non-Lighting Index Table'!$I$24:$I$26,MATCH(Table16[[#This Row],[Existing Technology]],Table20MechanicalExistingTechnology,0)),\"\"))","v":""},null,{"$f":"IF(ISNUMBER(Table16[[#This Row],[Baseline Consumption (Hidden, kWh)]]), IF( ISNUMBER(SEARCH(\"Heat Pump\",Table16[[#This Row],[Retrofit Technology]])), IFERROR(Table16[[#This Row],[Baseline Consumption (Hidden, kWh)]]/Table16[[#This Row],[Energy Factor]],\"\"), IFERROR(Table16[[#This Row],[Baseline Consumption (Hidden, kWh)]]*0.8,\"\")), \"\")","v":""},{"$f":"IF(ISBLANK(Table16[[#This Row],[Annual Consumption (Hidden, kWh)]]),\"\", IFERROR(Table16[[#This Row],[Baseline Consumption (Hidden, kWh)]]-Table16[[#This Row],[Annual Consumption (Hidden, kWh)]],\"\"))","v":""},{"$f":"IF(ISBLANK(Table16[[#This Row],[Quantity]]),\"\",IF( Table16[[#This Row],[Per Unit]]=\"Per water heater\", IFERROR(Table16[[#This Row],[Quantity]]*Table16[[#This Row],[Rebate\n(CAD)]],\"\"), IF(Table16[[#This Row],[Per Unit]]=\"Per motor hp\", IFERROR(Table16[[#This Row],[Quantity]]*Table16[[#This Row],[HP]]*Table16[[#This Row],[Rebate\n(CAD)]],\"\"),\"\")))","v":""}]
[null,null,null,null,null,null,null,null,{"$f":"IF( ISBLANK(Table16[[#This Row],[Existing Technology]]),\"\", IF(ISNUMBER(SEARCH(\"Hot water\",Table16[[#This Row],[Existing Technology]])), IFERROR(Table16[[#This Row],[Number of Occupant]]*1*365*65*8.34/3413/0.85,\"\"), IF(ISNUMBER(SEARCH(\"Fan\",Table16[[#This Row],[Existing Technology]])), IFERROR(Table16[[#This Row],[Quantity]]*Table16[[#This Row],[HP]]*0.746*Table16[[#This Row],[Operating hours \n(hrs)]], \"\"),\"\")))","v":""},{"$f":"IF(ISBLANK(Table16[[#This Row],[Existing Technology]]),\"\", IFERROR(INDEX('Non-Lighting Index Table'!$D$24:$D$26,MATCH(Table16[[#This Row],[Existing Technology]],Table20MechanicalExistingTechnology,0)),\"\"))","v":""},null,{"$f":"IF(ISBLANK(Table16[[#This Row],[Existing Technology]]),\"\", IFERROR(INDEX('Non-Lighting Index Table'!$J$24:$J$26,MATCH(Table16[[#This Row],[Existing Technology]],Table20MechanicalExistingTechnology,0)),\"\"))","v":""},{"$f":"IF(ISBLANK(Table16[[#This Row],[Existing Technology]]),\"\", IFERROR(INDEX('Non-Lighting Index Table'!$K$24:$K$26,MATCH(Table16[[#This Row],[Existing Technology]],Table20MechanicalExistingTechnology,0)),\"\"))","v":""},{"$f":"IF(ISBLANK(Table16[[#This Row],[Existing Technology]]),\"\", IFERROR(INDEX('Non-Lighting Index Table'!$G$24:$G$26,MATCH(Table16[[#This Row],[Existing Technology]],Table20MechanicalExistingTechnology,0)),\"\"))","v":""},{"$f":"IF(ISBLANK(Table16[[#This Row],[Existing Technology]]),\"\", IFERROR(INDEX('Non-Lighting Index Table'!$H$24:$H$26,MATCH(Table16[[#This Row],[Existing Technology]],Table20MechanicalExistingTechnology,0)),\"\"))","v":""},{"$f":"IF(ISBLANK(Table16[[#This Row],[Existing Technology]]),\"\", IFERROR(INDEX('Non-Lighting Index Table'!$I$24:$I$26,MATCH(Table16[[#This Row],[Existing Technology]],Table20MechanicalExistingTechnology,0)),\"\"))","v":""},null,{"$f":"IF(ISNUMBER(Table16[[#This Row],[Baseline Consumption (Hidden, kWh)]]), IF( ISNUMBER(SEARCH(\"Heat Pump\",Table16[[#This Row],[Retrofit Technology]])), IFERROR(Table16[[#This Row],[Baseline Consumption (Hidden, kWh)]]/Table16[[#This Row],[Energy Factor]],\"\"), IFERROR(Table16[[#This Row],[Baseline Consumption (Hidden, kWh)]]*0.8,\"\")), \"\")","v":""},{"$f":"IF(ISBLANK(Table16[[#This Row],[Annual Consumption (Hidden, kWh)]]),\"\", IFERROR(Table16[[#This Row],[Baseline Consumption (Hidden, kWh)]]-Table16[[#This Row],[Annual Consumption (Hidden, kWh)]],\"\"))","v":""},{"$f":"IF(ISBLANK(Table16[[#This Row],[Quantity]]),\"\",IF( Table16[[#This Row],[Per Unit]]=\"Per water heater\", IFERROR(Table16[[#This Row],[Quantity]]*Table16[[#This Row],[Rebate\n(CAD)]],\"\"), IF(Table16[[#This Row],[Per Unit]]=\"Per motor hp\", IFERROR(Table16[[#This Row],[Quantity]]*Table16[[#This Row],[HP]]*Table16[[#This Row],[Rebate\n(CAD)]],\"\"),\"\")))","v":""}]
[null,null,null,null,null,null,null,null,{"$f":"IF( ISBLANK(Table16[[#This Row],[Existing Technology]]),\"\", IF(ISNUMBER(SEARCH(\"Hot water\",Table16[[#This Row],[Existing Technology]])), IFERROR(Table16[[#This Row],[Number of Occupant]]*1*365*65*8.34/3413/0.85,\"\"), IF(ISNUMBER(SEARCH(\"Fan\",Table16[[#This Row],[Existing Technology]])), IFERROR(Table16[[#This Row],[Quantity]]*Table16[[#This Row],[HP]]*0.746*Table16[[#This Row],[Operating hours \n(hrs)]], \"\"),\"\")))","v":""},{"$f":"IF(ISBLANK(Table16[[#This Row],[Existing Technology]]),\"\", IFERROR(INDEX('Non-Lighting Index Table'!$D$24:$D$26,MATCH(Table16[[#This Row],[Existing Technology]],Table20MechanicalExistingTechnology,0)),\"\"))","v":""},null,{"$f":"IF(ISBLANK(Table16[[#This Row],[Existing Technology]]),\"\", IFERROR(INDEX('Non-Lighting Index Table'!$J$24:$J$26,MATCH(Table16[[#This Row],[Existing Technology]],Table20MechanicalExistingTechnology,0)),\"\"))","v":""},{"$f":"IF(ISBLANK(Table16[[#This Row],[Existing Technology]]),\"\", IFERROR(INDEX('Non-Lighting Index Table'!$K$24:$K$26,MATCH(Table16[[#This Row],[Existing Technology]],Table20MechanicalExistingTechnology,0)),\"\"))","v":""},{"$f":"IF(ISBLANK(Table16[[#This Row],[Existing Technology]]),\"\", IFERROR(INDEX('Non-Lighting Index Table'!$G$24:$G$26,MATCH(Table16[[#This Row],[Existing Technology]],Table20MechanicalExistingTechnology,0)),\"\"))","v":""},{"$f":"IF(ISBLANK(Table16[[#This Row],[Existing Technology]]),\"\", IFERROR(INDEX('Non-Lighting Index Table'!$H$24:$H$26,MATCH(Table16[[#This Row],[Existing Technology]],Table20MechanicalExistingTechnology,0)),\"\"))","v":""},{"$f":"IF(ISBLANK(Table16[[#This Row],[Existing Technology]]),\"\", IFERROR(INDEX('Non-Lighting Index Table'!$I$24:$I$26,MATCH(Table16[[#This Row],[Existing Technology]],Table20MechanicalExistingTechnology,0)),\"\"))","v":""},null,{"$f":"IF(ISNUMBER(Table16[[#This Row],[Baseline Consumption (Hidden, kWh)]]), IF( ISNUMBER(SEARCH(\"Heat Pump\",Table16[[#This Row],[Retrofit Technology]])), IFERROR(Table16[[#This Row],[Baseline Consumption (Hidden, kWh)]]/Table16[[#This Row],[Energy Factor]],\"\"), IFERROR(Table16[[#This Row],[Baseline Consumption (Hidden, kWh)]]*0.8,\"\")), \"\")","v":""},{"$f":"IF(ISBLANK(Table16[[#This Row],[Annual Consumption (Hidden, kWh)]]),\"\", IFERROR(Table16[[#This Row],[Baseline Consumption (Hidden, kWh)]]-Table16[[#This Row],[Annual Consumption (Hidden, kWh)]],\"\"))","v":""},{"$f":"IF(ISBLANK(Table16[[#This Row],[Quantity]]),\"\",IF( Table16[[#This Row],[Per Unit]]=\"Per water heater\", IFERROR(Table16[[#This Row],[Quantity]]*Table16[[#This Row],[Rebate\n(CAD)]],\"\"), IF(Table16[[#This Row],[Per Unit]]=\"Per motor hp\", IFERROR(Table16[[#This Row],[Quantity]]*Table16[[#This Row],[HP]]*Table16[[#This Row],[Rebate\n(CAD)]],\"\"),\"\")))","v":""}]
[null,null,null,null,null,null,null,null,{"$f":"IF( ISBLANK(Table16[[#This Row],[Existing Technology]]),\"\", IF(ISNUMBER(SEARCH(\"Hot water\",Table16[[#This Row],[Existing Technology]])), IFERROR(Table16[[#This Row],[Number of Occupant]]*1*365*65*8.34/3413/0.85,\"\"), IF(ISNUMBER(SEARCH(\"Fan\",Table16[[#This Row],[Existing Technology]])), IFERROR(Table16[[#This Row],[Quantity]]*Table16[[#This Row],[HP]]*0.746*Table16[[#This Row],[Operating hours \n(hrs)]], \"\"),\"\")))","v":""},{"$f":"IF(ISBLANK(Table16[[#This Row],[Existing Technology]]),\"\", IFERROR(INDEX('Non-Lighting Index Table'!$D$24:$D$26,MATCH(Table16[[#This Row],[Existing Technology]],Table20MechanicalExistingTechnology,0)),\"\"))","v":""},null,{"$f":"IF(ISBLANK(Table16[[#This Row],[Existing Technology]]),\"\", IFERROR(INDEX('Non-Lighting Index Table'!$J$24:$J$26,MATCH(Table16[[#This Row],[Existing Technology]],Table20MechanicalExistingTechnology,0)),\"\"))","v":""},{"$f":"IF(ISBLANK(Table16[[#This Row],[Existing Technology]]),\"\", IFERROR(INDEX('Non-Lighting Index Table'!$K$24:$K$26,MATCH(Table16[[#This Row],[Existing Technology]],Table20MechanicalExistingTechnology,0)),\"\"))","v":""},{"$f":"IF(ISBLANK(Table16[[#This Row],[Existing Technology]]),\"\", IFERROR(INDEX('Non-Lighting Index Table'!$G$24:$G$26,MATCH(Table16[[#This Row],[Existing Technology]],Table20MechanicalExistingTechnology,0)),\"\"))","v":""},{"$f":"IF(ISBLANK(Table16[[#This Row],[Existing Technology]]),\"\", IFERROR(INDEX('Non-Lighting Index Table'!$H$24:$H$26,MATCH(Table16[[#This Row],[Existing Technology]],Table20MechanicalExistingTechnology,0)),\"\"))","v":""},{"$f":"IF(ISBLANK(Table16[[#This Row],[Existing Technology]]),\"\", IFERROR(INDEX('Non-Lighting Index Table'!$I$24:$I$26,MATCH(Table16[[#This Row],[Existing Technology]],Table20MechanicalExistingTechnology,0)),\"\"))","v":""},null,{"$f":"IF(ISNUMBER(Table16[[#This Row],[Baseline Consumption (Hidden, kWh)]]), IF( ISNUMBER(SEARCH(\"Heat Pump\",Table16[[#This Row],[Retrofit Technology]])), IFERROR(Table16[[#This Row],[Baseline Consumption (Hidden, kWh)]]/Table16[[#This Row],[Energy Factor]],\"\"), IFERROR(Table16[[#This Row],[Baseline Consumption (Hidden, kWh)]]*0.8,\"\")), \"\")","v":""},{"$f":"IF(ISBLANK(Table16[[#This Row],[Annual Consumption (Hidden, kWh)]]),\"\", IFERROR(Table16[[#This Row],[Baseline Consumption (Hidden, kWh)]]-Table16[[#This Row],[Annual Consumption (Hidden, kWh)]],\"\"))","v":""},{"$f":"IF(ISBLANK(Table16[[#This Row],[Quantity]]),\"\",IF( Table16[[#This Row],[Per Unit]]=\"Per water heater\", IFERROR(Table16[[#This Row],[Quantity]]*Table16[[#This Row],[Rebate\n(CAD)]],\"\"), IF(Table16[[#This Row],[Per Unit]]=\"Per motor hp\", IFERROR(Table16[[#This Row],[Quantity]]*Table16[[#This Row],[HP]]*Table16[[#This Row],[Rebate\n(CAD)]],\"\"),\"\")))","v":""}]
[null,null,null,null,null,null,null,null,{"$f":"IF( ISBLANK(Table16[[#This Row],[Existing Technology]]),\"\", IF(ISNUMBER(SEARCH(\"Hot water\",Table16[[#This Row],[Existing Technology]])), IFERROR(Table16[[#This Row],[Number of Occupant]]*1*365*65*8.34/3413/0.85,\"\"), IF(ISNUMBER(SEARCH(\"Fan\",Table16[[#This Row],[Existing Technology]])), IFERROR(Table16[[#This Row],[Quantity]]*Table16[[#This Row],[HP]]*0.746*Table16[[#This Row],[Operating hours \n(hrs)]], \"\"),\"\")))","v":""},{"$f":"IF(ISBLANK(Table16[[#This Row],[Existing Technology]]),\"\", IFERROR(INDEX('Non-Lighting Index Table'!$D$24:$D$26,MATCH(Table16[[#This Row],[Existing Technology]],Table20MechanicalExistingTechnology,0)),\"\"))","v":""},null,{"$f":"IF(ISBLANK(Table16[[#This Row],[Existing Technology]]),\"\", IFERROR(INDEX('Non-Lighting Index Table'!$J$24:$J$26,MATCH(Table16[[#This Row],[Existing Technology]],Table20MechanicalExistingTechnology,0)),\"\"))","v":""},{"$f":"IF(ISBLANK(Table16[[#This Row],[Existing Technology]]),\"\", IFERROR(INDEX('Non-Lighting Index Table'!$K$24:$K$26,MATCH(Table16[[#This Row],[Existing Technology]],Table20MechanicalExistingTechnology,0)),\"\"))","v":""},{"$f":"IF(ISBLANK(Table16[[#This Row],[Existing Technology]]),\"\", IFERROR(INDEX('Non-Lighting Index Table'!$G$24:$G$26,MATCH(Table16[[#This Row],[Existing Technology]],Table20MechanicalExistingTechnology,0)),\"\"))","v":""},{"$f":"IF(ISBLANK(Table16[[#This Row],[Existing Technology]]),\"\", IFERROR(INDEX('Non-Lighting Index Table'!$H$24:$H$26,MATCH(Table16[[#This Row],[Existing Technology]],Table20MechanicalExistingTechnology,0)),\"\"))","v":""},{"$f":"IF(ISBLANK(Table16[[#This Row],[Existing Technology]]),\"\", IFERROR(INDEX('Non-Lighting Index Table'!$I$24:$I$26,MATCH(Table16[[#This Row],[Existing Technology]],Table20MechanicalExistingTechnology,0)),\"\"))","v":""},null,{"$f":"IF(ISNUMBER(Table16[[#This Row],[Baseline Consumption (Hidden, kWh)]]), IF( ISNUMBER(SEARCH(\"Heat Pump\",Table16[[#This Row],[Retrofit Technology]])), IFERROR(Table16[[#This Row],[Baseline Consumption (Hidden, kWh)]]/Table16[[#This Row],[Energy Factor]],\"\"), IFERROR(Table16[[#This Row],[Baseline Consumption (Hidden, kWh)]]*0.8,\"\")), \"\")","v":""},{"$f":"IF(ISBLANK(Table16[[#This Row],[Annual Consumption (Hidden, kWh)]]),\"\", IFERROR(Table16[[#This Row],[Baseline Consumption (Hidden, kWh)]]-Table16[[#This Row],[Annual Consumption (Hidden, kWh)]],\"\"))","v":""},{"$f":"IF(ISBLANK(Table16[[#This Row],[Quantity]]),\"\",IF( Table16[[#This Row],[Per Unit]]=\"Per water heater\", IFERROR(Table16[[#This Row],[Quantity]]*Table16[[#This Row],[Rebate\n(CAD)]],\"\"), IF(Table16[[#This Row],[Per Unit]]=\"Per motor hp\", IFERROR(Table16[[#This Row],[Quantity]]*Table16[[#This Row],[HP]]*Table16[[#This Row],[Rebate\n(CAD)]],\"\"),\"\")))","v":""}]
[null,null,null,null,null,null,null,null,{"$f":"IF( ISBLANK(Table16[[#This Row],[Existing Technology]]),\"\", IF(ISNUMBER(SEARCH(\"Hot water\",Table16[[#This Row],[Existing Technology]])), IFERROR(Table16[[#This Row],[Number of Occupant]]*1*365*65*8.34/3413/0.85,\"\"), IF(ISNUMBER(SEARCH(\"Fan\",Table16[[#This Row],[Existing Technology]])), IFERROR(Table16[[#This Row],[Quantity]]*Table16[[#This Row],[HP]]*0.746*Table16[[#This Row],[Operating hours \n(hrs)]], \"\"),\"\")))","v":""},{"$f":"IF(ISBLANK(Table16[[#This Row],[Existing Technology]]),\"\", IFERROR(INDEX('Non-Lighting Index Table'!$D$24:$D$26,MATCH(Table16[[#This Row],[Existing Technology]],Table20MechanicalExistingTechnology,0)),\"\"))","v":""},null,{"$f":"IF(ISBLANK(Table16[[#This Row],[Existing Technology]]),\"\", IFERROR(INDEX('Non-Lighting Index Table'!$J$24:$J$26,MATCH(Table16[[#This Row],[Existing Technology]],Table20MechanicalExistingTechnology,0)),\"\"))","v":""},{"$f":"IF(ISBLANK(Table16[[#This Row],[Existing Technology]]),\"\", IFERROR(INDEX('Non-Lighting Index Table'!$K$24:$K$26,MATCH(Table16[[#This Row],[Existing Technology]],Table20MechanicalExistingTechnology,0)),\"\"))","v":""},{"$f":"IF(ISBLANK(Table16[[#This Row],[Existing Technology]]),\"\", IFERROR(INDEX('Non-Lighting Index Table'!$G$24:$G$26,MATCH(Table16[[#This Row],[Existing Technology]],Table20MechanicalExistingTechnology,0)),\"\"))","v":""},{"$f":"IF(ISBLANK(Table16[[#This Row],[Existing Technology]]),\"\", IFERROR(INDEX('Non-Lighting Index Table'!$H$24:$H$26,MATCH(Table16[[#This Row],[Existing Technology]],Table20MechanicalExistingTechnology,0)),\"\"))","v":""},{"$f":"IF(ISBLANK(Table16[[#This Row],[Existing Technology]]),\"\", IFERROR(INDEX('Non-Lighting Index Table'!$I$24:$I$26,MATCH(Table16[[#This Row],[Existing Technology]],Table20MechanicalExistingTechnology,0)),\"\"))","v":""},null,{"$f":"IF(ISNUMBER(Table16[[#This Row],[Baseline Consumption (Hidden, kWh)]]), IF( ISNUMBER(SEARCH(\"Heat Pump\",Table16[[#This Row],[Retrofit Technology]])), IFERROR(Table16[[#This Row],[Baseline Consumption (Hidden, kWh)]]/Table16[[#This Row],[Energy Factor]],\"\"), IFERROR(Table16[[#This Row],[Baseline Consumption (Hidden, kWh)]]*0.8,\"\")), \"\")","v":""},{"$f":"IF(ISBLANK(Table16[[#This Row],[Annual Consumption (Hidden, kWh)]]),\"\", IFERROR(Table16[[#This Row],[Baseline Consumption (Hidden, kWh)]]-Table16[[#This Row],[Annual Consumption (Hidden, kWh)]],\"\"))","v":""},{"$f":"IF(ISBLANK(Table16[[#This Row],[Quantity]]),\"\",IF( Table16[[#This Row],[Per Unit]]=\"Per water heater\", IFERROR(Table16[[#This Row],[Quantity]]*Table16[[#This Row],[Rebate\n(CAD)]],\"\"), IF(Table16[[#This Row],[Per Unit]]=\"Per motor hp\", IFERROR(Table16[[#This Row],[Quantity]]*Table16[[#This Row],[HP]]*Table16[[#This Row],[Rebate\n(CAD)]],\"\"),\"\")))","v":""}]
[null,null,null,null,null,null,null,null,{"$f":"IF( ISBLANK(Table16[[#This Row],[Existing Technology]]),\"\", IF(ISNUMBER(SEARCH(\"Hot water\",Table16[[#This Row],[Existing Technology]])), IFERROR(Table16[[#This Row],[Number of Occupant]]*1*365*65*8.34/3413/0.85,\"\"), IF(ISNUMBER(SEARCH(\"Fan\",Table16[[#This Row],[Existing Technology]])), IFERROR(Table16[[#This Row],[Quantity]]*Table16[[#This Row],[HP]]*0.746*Table16[[#This Row],[Operating hours \n(hrs)]], \"\"),\"\")))","v":""},{"$f":"IF(ISBLANK(Table16[[#This Row],[Existing Technology]]),\"\", IFERROR(INDEX('Non-Lighting Index Table'!$D$24:$D$26,MATCH(Table16[[#This Row],[Existing Technology]],Table20MechanicalExistingTechnology,0)),\"\"))","v":""},null,{"$f":"IF(ISBLANK(Table16[[#This Row],[Existing Technology]]),\"\", IFERROR(INDEX('Non-Lighting Index Table'!$J$24:$J$26,MATCH(Table16[[#This Row],[Existing Technology]],Table20MechanicalExistingTechnology,0)),\"\"))","v":""},{"$f":"IF(ISBLANK(Table16[[#This Row],[Existing Technology]]),\"\", IFERROR(INDEX('Non-Lighting Index Table'!$K$24:$K$26,MATCH(Table16[[#This Row],[Existing Technology]],Table20MechanicalExistingTechnology,0)),\"\"))","v":""},{"$f":"IF(ISBLANK(Table16[[#This Row],[Existing Technology]]),\"\", IFERROR(INDEX('Non-Lighting Index Table'!$G$24:$G$26,MATCH(Table16[[#This Row],[Existing Technology]],Table20MechanicalExistingTechnology,0)),\"\"))","v":""},{"$f":"IF(ISBLANK(Table16[[#This Row],[Existing Technology]]),\"\", IFERROR(INDEX('Non-Lighting Index Table'!$H$24:$H$26,MATCH(Table16[[#This Row],[Existing Technology]],Table20MechanicalExistingTechnology,0)),\"\"))","v":""},{"$f":"IF(ISBLANK(Table16[[#This Row],[Existing Technology]]),\"\", IFERROR(INDEX('Non-Lighting Index Table'!$I$24:$I$26,MATCH(Table16[[#This Row],[Existing Technology]],Table20MechanicalExistingTechnology,0)),\"\"))","v":""},null,{"$f":"IF(ISNUMBER(Table16[[#This Row],[Baseline Consumption (Hidden, kWh)]]), IF( ISNUMBER(SEARCH(\"Heat Pump\",Table16[[#This Row],[Retrofit Technology]])), IFERROR(Table16[[#This Row],[Baseline Consumption (Hidden, kWh)]]/Table16[[#This Row],[Energy Factor]],\"\"), IFERROR(Table16[[#This Row],[Baseline Consumption (Hidden, kWh)]]*0.8,\"\")), \"\")","v":""},{"$f":"IF(ISBLANK(Table16[[#This Row],[Annual Consumption (Hidden, kWh)]]),\"\", IFERROR(Table16[[#This Row],[Baseline Consumption (Hidden, kWh)]]-Table16[[#This Row],[Annual Consumption (Hidden, kWh)]],\"\"))","v":""},{"$f":"IF(ISBLANK(Table16[[#This Row],[Quantity]]),\"\",IF( Table16[[#This Row],[Per Unit]]=\"Per water heater\", IFERROR(Table16[[#This Row],[Quantity]]*Table16[[#This Row],[Rebate\n(CAD)]],\"\"), IF(Table16[[#This Row],[Per Unit]]=\"Per motor hp\", IFERROR(Table16[[#This Row],[Quantity]]*Table16[[#This Row],[HP]]*Table16[[#This Row],[Rebate\n(CAD)]],\"\"),\"\")))","v":""}]
[null,null,null,null,null,null,null,null,{"$f":"IF( ISBLANK(Table16[[#This Row],[Existing Technology]]),\"\", IF(ISNUMBER(SEARCH(\"Hot water\",Table16[[#This Row],[Existing Technology]])), IFERROR(Table16[[#This Row],[Number of Occupant]]*1*365*65*8.34/3413/0.85,\"\"), IF(ISNUMBER(SEARCH(\"Fan\",Table16[[#This Row],[Existing Technology]])), IFERROR(Table16[[#This Row],[Quantity]]*Table16[[#This Row],[HP]]*0.746*Table16[[#This Row],[Operating hours \n(hrs)]], \"\"),\"\")))","v":""},{"$f":"IF(ISBLANK(Table16[[#This Row],[Existing Technology]]),\"\", IFERROR(INDEX('Non-Lighting Index Table'!$D$24:$D$26,MATCH(Table16[[#This Row],[Existing Technology]],Table20MechanicalExistingTechnology,0)),\"\"))","v":""},null,{"$f":"IF(ISBLANK(Table16[[#This Row],[Existing Technology]]),\"\", IFERROR(INDEX('Non-Lighting Index Table'!$J$24:$J$26,MATCH(Table16[[#This Row],[Existing Technology]],Table20MechanicalExistingTechnology,0)),\"\"))","v":""},{"$f":"IF(ISBLANK(Table16[[#This Row],[Existing Technology]]),\"\", IFERROR(INDEX('Non-Lighting Index Table'!$K$24:$K$26,MATCH(Table16[[#This Row],[Existing Technology]],Table20MechanicalExistingTechnology,0)),\"\"))","v":""},{"$f":"IF(ISBLANK(Table16[[#This Row],[Existing Technology]]),\"\", IFERROR(INDEX('Non-Lighting Index Table'!$G$24:$G$26,MATCH(Table16[[#This Row],[Existing Technology]],Table20MechanicalExistingTechnology,0)),\"\"))","v":""},{"$f":"IF(ISBLANK(Table16[[#This Row],[Existing Technology]]),\"\", IFERROR(INDEX('Non-Lighting Index Table'!$H$24:$H$26,MATCH(Table16[[#This Row],[Existing Technology]],Table20MechanicalExistingTechnology,0)),\"\"))","v":""},{"$f":"IF(ISBLANK(Table16[[#This Row],[Existing Technology]]),\"\", IFERROR(INDEX('Non-Lighting Index Table'!$I$24:$I$26,MATCH(Table16[[#This Row],[Existing Technology]],Table20MechanicalExistingTechnology,0)),\"\"))","v":""},null,{"$f":"IF(ISNUMBER(Table16[[#This Row],[Baseline Consumption (Hidden, kWh)]]), IF( ISNUMBER(SEARCH(\"Heat Pump\",Table16[[#This Row],[Retrofit Technology]])), IFERROR(Table16[[#This Row],[Baseline Consumption (Hidden, kWh)]]/Table16[[#This Row],[Energy Factor]],\"\"), IFERROR(Table16[[#This Row],[Baseline Consumption (Hidden, kWh)]]*0.8,\"\")), \"\")","v":""},{"$f":"IF(ISBLANK(Table16[[#This Row],[Annual Consumption (Hidden, kWh)]]),\"\", IFERROR(Table16[[#This Row],[Baseline Consumption (Hidden, kWh)]]-Table16[[#This Row],[Annual Consumption (Hidden, kWh)]],\"\"))","v":""},{"$f":"IF(ISBLANK(Table16[[#This Row],[Quantity]]),\"\",IF( Table16[[#This Row],[Per Unit]]=\"Per water heater\", IFERROR(Table16[[#This Row],[Quantity]]*Table16[[#This Row],[Rebate\n(CAD)]],\"\"), IF(Table16[[#This Row],[Per Unit]]=\"Per motor hp\", IFERROR(Table16[[#This Row],[Quantity]]*Table16[[#This Row],[HP]]*Table16[[#This Row],[Rebate\n(CAD)]],\"\"),\"\")))","v":""}]
[null,null,null,null,null,null,null,null,{"$f":"IF( ISBLANK(Table16[[#This Row],[Existing Technology]]),\"\", IF(ISNUMBER(SEARCH(\"Hot water\",Table16[[#This Row],[Existing Technology]])), IFERROR(Table16[[#This Row],[Number of Occupant]]*1*365*65*8.34/3413/0.85,\"\"), IF(ISNUMBER(SEARCH(\"Fan\",Table16[[#This Row],[Existing Technology]])), IFERROR(Table16[[#This Row],[Quantity]]*Table16[[#This Row],[HP]]*0.746*Table16[[#This Row],[Operating hours \n(hrs)]], \"\"),\"\")))","v":""},{"$f":"IF(ISBLANK(Table16[[#This Row],[Existing Technology]]),\"\", IFERROR(INDEX('Non-Lighting Index Table'!$D$24:$D$26,MATCH(Table16[[#This Row],[Existing Technology]],Table20MechanicalExistingTechnology,0)),\"\"))","v":""},null,{"$f":"IF(ISBLANK(Table16[[#This Row],[Existing Technology]]),\"\", IFERROR(INDEX('Non-Lighting Index Table'!$J$24:$J$26,MATCH(Table16[[#This Row],[Existing Technology]],Table20MechanicalExistingTechnology,0)),\"\"))","v":""},{"$f":"IF(ISBLANK(Table16[[#This Row],[Existing Technology]]),\"\", IFERROR(INDEX('Non-Lighting Index Table'!$K$24:$K$26,MATCH(Table16[[#This Row],[Existing Technology]],Table20MechanicalExistingTechnology,0)),\"\"))","v":""},{"$f":"IF(ISBLANK(Table16[[#This Row],[Existing Technology]]),\"\", IFERROR(INDEX('Non-Lighting Index Table'!$G$24:$G$26,MATCH(Table16[[#This Row],[Existing Technology]],Table20MechanicalExistingTechnology,0)),\"\"))","v":""},{"$f":"IF(ISBLANK(Table16[[#This Row],[Existing Technology]]),\"\", IFERROR(INDEX('Non-Lighting Index Table'!$H$24:$H$26,MATCH(Table16[[#This Row],[Existing Technology]],Table20MechanicalExistingTechnology,0)),\"\"))","v":""},{"$f":"IF(ISBLANK(Table16[[#This Row],[Existing Technology]]),\"\", IFERROR(INDEX('Non-Lighting Index Table'!$I$24:$I$26,MATCH(Table16[[#This Row],[Existing Technology]],Table20MechanicalExistingTechnology,0)),\"\"))","v":""},null,{"$f":"IF(ISNUMBER(Table16[[#This Row],[Baseline Consumption (Hidden, kWh)]]), IF( ISNUMBER(SEARCH(\"Heat Pump\",Table16[[#This Row],[Retrofit Technology]])), IFERROR(Table16[[#This Row],[Baseline Consumption (Hidden, kWh)]]/Table16[[#This Row],[Energy Factor]],\"\"), IFERROR(Table16[[#This Row],[Baseline Consumption (Hidden, kWh)]]*0.8,\"\")), \"\")","v":""},{"$f":"IF(ISBLANK(Table16[[#This Row],[Annual Consumption (Hidden, kWh)]]),\"\", IFERROR(Table16[[#This Row],[Baseline Consumption (Hidden, kWh)]]-Table16[[#This Row],[Annual Consumption (Hidden, kWh)]],\"\"))","v":""},{"$f":"IF(ISBLANK(Table16[[#This Row],[Quantity]]),\"\",IF( Table16[[#This Row],[Per Unit]]=\"Per water heater\", IFERROR(Table16[[#This Row],[Quantity]]*Table16[[#This Row],[Rebate\n(CAD)]],\"\"), IF(Table16[[#This Row],[Per Unit]]=\"Per motor hp\", IFERROR(Table16[[#This Row],[Quantity]]*Table16[[#This Row],[HP]]*Table16[[#This Row],[Rebate\n(CAD)]],\"\"),\"\")))","v":""}]
[null,null,null,null,null,null,null,null,{"$f":"IF( ISBLANK(Table16[[#This Row],[Existing Technology]]),\"\", IF(ISNUMBER(SEARCH(\"Hot water\",Table16[[#This Row],[Existing Technology]])), IFERROR(Table16[[#This Row],[Number of Occupant]]*1*365*65*8.34/3413/0.85,\"\"), IF(ISNUMBER(SEARCH(\"Fan\",Table16[[#This Row],[Existing Technology]])), IFERROR(Table16[[#This Row],[Quantity]]*Table16[[#This Row],[HP]]*0.746*Table16[[#This Row],[Operating hours \n(hrs)]], \"\"),\"\")))","v":""},{"$f":"IF(ISBLANK(Table16[[#This Row],[Existing Technology]]),\"\", IFERROR(INDEX('Non-Lighting Index Table'!$D$24:$D$26,MATCH(Table16[[#This Row],[Existing Technology]],Table20MechanicalExistingTechnology,0)),\"\"))","v":""},null,{"$f":"IF(ISBLANK(Table16[[#This Row],[Existing Technology]]),\"\", IFERROR(INDEX('Non-Lighting Index Table'!$J$24:$J$26,MATCH(Table16[[#This Row],[Existing Technology]],Table20MechanicalExistingTechnology,0)),\"\"))","v":""},{"$f":"IF(ISBLANK(Table16[[#This Row],[Existing Technology]]),\"\", IFERROR(INDEX('Non-Lighting Index Table'!$K$24:$K$26,MATCH(Table16[[#This Row],[Existing Technology]],Table20MechanicalExistingTechnology,0)),\"\"))","v":""},{"$f":"IF(ISBLANK(Table16[[#This Row],[Existing Technology]]),\"\", IFERROR(INDEX('Non-Lighting Index Table'!$G$24:$G$26,MATCH(Table16[[#This Row],[Existing Technology]],Table20MechanicalExistingTechnology,0)),\"\"))","v":""},{"$f":"IF(ISBLANK(Table16[[#This Row],[Existing Technology]]),\"\", IFERROR(INDEX('Non-Lighting Index Table'!$H$24:$H$26,MATCH(Table16[[#This Row],[Existing Technology]],Table20MechanicalExistingTechnology,0)),\"\"))","v":""},{"$f":"IF(ISBLANK(Table16[[#This Row],[Existing Technology]]),\"\", IFERROR(INDEX('Non-Lighting Index Table'!$I$24:$I$26,MATCH(Table16[[#This Row],[Existing Technology]],Table20MechanicalExistingTechnology,0)),\"\"))","v":""},null,{"$f":"IF(ISNUMBER(Table16[[#This Row],[Baseline Consumption (Hidden, kWh)]]), IF( ISNUMBER(SEARCH(\"Heat Pump\",Table16[[#This Row],[Retrofit Technology]])), IFERROR(Table16[[#This Row],[Baseline Consumption (Hidden, kWh)]]/Table16[[#This Row],[Energy Factor]],\"\"), IFERROR(Table16[[#This Row],[Baseline Consumption (Hidden, kWh)]]*0.8,\"\")), \"\")","v":""},{"$f":"IF(ISBLANK(Table16[[#This Row],[Annual Consumption (Hidden, kWh)]]),\"\", IFERROR(Table16[[#This Row],[Baseline Consumption (Hidden, kWh)]]-Table16[[#This Row],[Annual Consumption (Hidden, kWh)]],\"\"))","v":""},{"$f":"IF(ISBLANK(Table16[[#This Row],[Quantity]]),\"\",IF( Table16[[#This Row],[Per Unit]]=\"Per water heater\", IFERROR(Table16[[#This Row],[Quantity]]*Table16[[#This Row],[Rebate\n(CAD)]],\"\"), IF(Table16[[#This Row],[Per Unit]]=\"Per motor hp\", IFERROR(Table16[[#This Row],[Quantity]]*Table16[[#This Row],[HP]]*Table16[[#This Row],[Rebate\n(CAD)]],\"\"),\"\")))","v":""}]
[null,null,null,null,null,null,null,null,{"$f":"IF( ISBLANK(Table16[[#This Row],[Existing Technology]]),\"\", IF(ISNUMBER(SEARCH(\"Hot water\",Table16[[#This Row],[Existing Technology]])), IFERROR(Table16[[#This Row],[Number of Occupant]]*1*365*65*8.34/3413/0.85,\"\"), IF(ISNUMBER(SEARCH(\"Fan\",Table16[[#This Row],[Existing Technology]])), IFERROR(Table16[[#This Row],[Quantity]]*Table16[[#This Row],[HP]]*0.746*Table16[[#This Row],[Operating hours \n(hrs)]], \"\"),\"\")))","v":""},{"$f":"IF(ISBLANK(Table16[[#This Row],[Existing Technology]]),\"\", IFERROR(INDEX('Non-Lighting Index Table'!$D$24:$D$26,MATCH(Table16[[#This Row],[Existing Technology]],Table20MechanicalExistingTechnology,0)),\"\"))","v":""},null,{"$f":"IF(ISBLANK(Table16[[#This Row],[Existing Technology]]),\"\", IFERROR(INDEX('Non-Lighting Index Table'!$J$24:$J$26,MATCH(Table16[[#This Row],[Existing Technology]],Table20MechanicalExistingTechnology,0)),\"\"))","v":""},{"$f":"IF(ISBLANK(Table16[[#This Row],[Existing Technology]]),\"\", IFERROR(INDEX('Non-Lighting Index Table'!$K$24:$K$26,MATCH(Table16[[#This Row],[Existing Technology]],Table20MechanicalExistingTechnology,0)),\"\"))","v":""},{"$f":"IF(ISBLANK(Table16[[#This Row],[Existing Technology]]),\"\", IFERROR(INDEX('Non-Lighting Index Table'!$G$24:$G$26,MATCH(Table16[[#This Row],[Existing Technology]],Table20MechanicalExistingTechnology,0)),\"\"))","v":""},{"$f":"IF(ISBLANK(Table16[[#This Row],[Existing Technology]]),\"\", IFERROR(INDEX('Non-Lighting Index Table'!$H$24:$H$26,MATCH(Table16[[#This Row],[Existing Technology]],Table20MechanicalExistingTechnology,0)),\"\"))","v":""},{"$f":"IF(ISBLANK(Table16[[#This Row],[Existing Technology]]),\"\", IFERROR(INDEX('Non-Lighting Index Table'!$I$24:$I$26,MATCH(Table16[[#This Row],[Existing Technology]],Table20MechanicalExistingTechnology,0)),\"\"))","v":""},null,{"$f":"IF(ISNUMBER(Table16[[#This Row],[Baseline Consumption (Hidden, kWh)]]), IF( ISNUMBER(SEARCH(\"Heat Pump\",Table16[[#This Row],[Retrofit Technology]])), IFERROR(Table16[[#This Row],[Baseline Consumption (Hidden, kWh)]]/Table16[[#This Row],[Energy Factor]],\"\"), IFERROR(Table16[[#This Row],[Baseline Consumption (Hidden, kWh)]]*0.8,\"\")), \"\")","v":""},{"$f":"IF(ISBLANK(Table16[[#This Row],[Annual Consumption (Hidden, kWh)]]),\"\", IFERROR(Table16[[#This Row],[Baseline Consumption (Hidden, kWh)]]-Table16[[#This Row],[Annual Consumption (Hidden, kWh)]],\"\"))","v":""},{"$f":"IF(ISBLANK(Table16[[#This Row],[Quantity]]),\"\",IF( Table16[[#This Row],[Per Unit]]=\"Per water heater\", IFERROR(Table16[[#This Row],[Quantity]]*Table16[[#This Row],[Rebate\n(CAD)]],\"\"), IF(Table16[[#This Row],[Per Unit]]=\"Per motor hp\", IFERROR(Table16[[#This Row],[Quantity]]*Table16[[#This Row],[HP]]*Table16[[#This Row],[Rebate\n(CAD)]],\"\"),\"\")))","v":""}]
[null,null,null,null,null,null,null,null,{"$f":"IF( ISBLANK(Table16[[#This Row],[Existing Technology]]),\"\", IF(ISNUMBER(SEARCH(\"Hot water\",Table16[[#This Row],[Existing Technology]])), IFERROR(Table16[[#This Row],[Number of Occupant]]*1*365*65*8.34/3413/0.85,\"\"), IF(ISNUMBER(SEARCH(\"Fan\",Table16[[#This Row],[Existing Technology]])), IFERROR(Table16[[#This Row],[Quantity]]*Table16[[#This Row],[HP]]*0.746*Table16[[#This Row],[Operating hours \n(hrs)]], \"\"),\"\")))","v":""},{"$f":"IF(ISBLANK(Table16[[#This Row],[Existing Technology]]),\"\", IFERROR(INDEX('Non-Lighting Index Table'!$D$24:$D$26,MATCH(Table16[[#This Row],[Existing Technology]],Table20MechanicalExistingTechnology,0)),\"\"))","v":""},null,{"$f":"IF(ISBLANK(Table16[[#This Row],[Existing Technology]]),\"\", IFERROR(INDEX('Non-Lighting Index Table'!$J$24:$J$26,MATCH(Table16[[#This Row],[Existing Technology]],Table20MechanicalExistingTechnology,0)),\"\"))","v":""},{"$f":"IF(ISBLANK(Table16[[#This Row],[Existing Technology]]),\"\", IFERROR(INDEX('Non-Lighting Index Table'!$K$24:$K$26,MATCH(Table16[[#This Row],[Existing Technology]],Table20MechanicalExistingTechnology,0)),\"\"))","v":""},{"$f":"IF(ISBLANK(Table16[[#This Row],[Existing Technology]]),\"\", IFERROR(INDEX('Non-Lighting Index Table'!$G$24:$G$26,MATCH(Table16[[#This Row],[Existing Technology]],Table20MechanicalExistingTechnology,0)),\"\"))","v":""},{"$f":"IF(ISBLANK(Table16[[#This Row],[Existing Technology]]),\"\", IFERROR(INDEX('Non-Lighting Index Table'!$H$24:$H$26,MATCH(Table16[[#This Row],[Existing Technology]],Table20MechanicalExistingTechnology,0)),\"\"))","v":""},{"$f":"IF(ISBLANK(Table16[[#This Row],[Existing Technology]]),\"\", IFERROR(INDEX('Non-Lighting Index Table'!$I$24:$I$26,MATCH(Table16[[#This Row],[Existing Technology]],Table20MechanicalExistingTechnology,0)),\"\"))","v":""},null,{"$f":"IF(ISNUMBER(Table16[[#This Row],[Baseline Consumption (Hidden, kWh)]]), IF( ISNUMBER(SEARCH(\"Heat Pump\",Table16[[#This Row],[Retrofit Technology]])), IFERROR(Table16[[#This Row],[Baseline Consumption (Hidden, kWh)]]/Table16[[#This Row],[Energy Factor]],\"\"), IFERROR(Table16[[#This Row],[Baseline Consumption (Hidden, kWh)]]*0.8,\"\")), \"\")","v":""},{"$f":"IF(ISBLANK(Table16[[#This Row],[Annual Consumption (Hidden, kWh)]]),\"\", IFERROR(Table16[[#This Row],[Baseline Consumption (Hidden, kWh)]]-Table16[[#This Row],[Annual Consumption (Hidden, kWh)]],\"\"))","v":""},{"$f":"IF(ISBLANK(Table16[[#This Row],[Quantity]]),\"\",IF( Table16[[#This Row],[Per Unit]]=\"Per water heater\", IFERROR(Table16[[#This Row],[Quantity]]*Table16[[#This Row],[Rebate\n(CAD)]],\"\"), IF(Table16[[#This Row],[Per Unit]]=\"Per motor hp\", IFERROR(Table16[[#This Row],[Quantity]]*Table16[[#This Row],[HP]]*Table16[[#This Row],[Rebate\n(CAD)]],\"\"),\"\")))","v":""}]
[null,null,null,null,null,null,null,null,{"$f":"IF( ISBLANK(Table16[[#This Row],[Existing Technology]]),\"\", IF(ISNUMBER(SEARCH(\"Hot water\",Table16[[#This Row],[Existing Technology]])), IFERROR(Table16[[#This Row],[Number of Occupant]]*1*365*65*8.34/3413/0.85,\"\"), IF(ISNUMBER(SEARCH(\"Fan\",Table16[[#This Row],[Existing Technology]])), IFERROR(Table16[[#This Row],[Quantity]]*Table16[[#This Row],[HP]]*0.746*Table16[[#This Row],[Operating hours \n(hrs)]], \"\"),\"\")))","v":""},{"$f":"IF(ISBLANK(Table16[[#This Row],[Existing Technology]]),\"\", IFERROR(INDEX('Non-Lighting Index Table'!$D$24:$D$26,MATCH(Table16[[#This Row],[Existing Technology]],Table20MechanicalExistingTechnology,0)),\"\"))","v":""},null,{"$f":"IF(ISBLANK(Table16[[#This Row],[Existing Technology]]),\"\", IFERROR(INDEX('Non-Lighting Index Table'!$J$24:$J$26,MATCH(Table16[[#This Row],[Existing Technology]],Table20MechanicalExistingTechnology,0)),\"\"))","v":""},{"$f":"IF(ISBLANK(Table16[[#This Row],[Existing Technology]]),\"\", IFERROR(INDEX('Non-Lighting Index Table'!$K$24:$K$26,MATCH(Table16[[#This Row],[Existing Technology]],Table20MechanicalExistingTechnology,0)),\"\"))","v":""},{"$f":"IF(ISBLANK(Table16[[#This Row],[Existing Technology]]),\"\", IFERROR(INDEX('Non-Lighting Index Table'!$G$24:$G$26,MATCH(Table16[[#This Row],[Existing Technology]],Table20MechanicalExistingTechnology,0)),\"\"))","v":""},{"$f":"IF(ISBLANK(Table16[[#This Row],[Existing Technology]]),\"\", IFERROR(INDEX('Non-Lighting Index Table'!$H$24:$H$26,MATCH(Table16[[#This Row],[Existing Technology]],Table20MechanicalExistingTechnology,0)),\"\"))","v":""},{"$f":"IF(ISBLANK(Table16[[#This Row],[Existing Technology]]),\"\", IFERROR(INDEX('Non-Lighting Index Table'!$I$24:$I$26,MATCH(Table16[[#This Row],[Existing Technology]],Table20MechanicalExistingTechnology,0)),\"\"))","v":""},null,{"$f":"IF(ISNUMBER(Table16[[#This Row],[Baseline Consumption (Hidden, kWh)]]), IF( ISNUMBER(SEARCH(\"Heat Pump\",Table16[[#This Row],[Retrofit Technology]])), IFERROR(Table16[[#This Row],[Baseline Consumption (Hidden, kWh)]]/Table16[[#This Row],[Energy Factor]],\"\"), IFERROR(Table16[[#This Row],[Baseline Consumption (Hidden, kWh)]]*0.8,\"\")), \"\")","v":""},{"$f":"IF(ISBLANK(Table16[[#This Row],[Annual Consumption (Hidden, kWh)]]),\"\", IFERROR(Table16[[#This Row],[Baseline Consumption (Hidden, kWh)]]-Table16[[#This Row],[Annual Consumption (Hidden, kWh)]],\"\"))","v":""},{"$f":"IF(ISBLANK(Table16[[#This Row],[Quantity]]),\"\",IF( Table16[[#This Row],[Per Unit]]=\"Per water heater\", IFERROR(Table16[[#This Row],[Quantity]]*Table16[[#This Row],[Rebate\n(CAD)]],\"\"), IF(Table16[[#This Row],[Per Unit]]=\"Per motor hp\", IFERROR(Table16[[#This Row],[Quantity]]*Table16[[#This Row],[HP]]*Table16[[#This Row],[Rebate\n(CAD)]],\"\"),\"\")))","v":""}]
[null,null,null,null,null,null,null,null,{"$f":"IF( ISBLANK(Table16[[#This Row],[Existing Technology]]),\"\", IF(ISNUMBER(SEARCH(\"Hot water\",Table16[[#This Row],[Existing Technology]])), IFERROR(Table16[[#This Row],[Number of Occupant]]*1*365*65*8.34/3413/0.85,\"\"), IF(ISNUMBER(SEARCH(\"Fan\",Table16[[#This Row],[Existing Technology]])), IFERROR(Table16[[#This Row],[Quantity]]*Table16[[#This Row],[HP]]*0.746*Table16[[#This Row],[Operating hours \n(hrs)]], \"\"),\"\")))","v":""},{"$f":"IF(ISBLANK(Table16[[#This Row],[Existing Technology]]),\"\", IFERROR(INDEX('Non-Lighting Index Table'!$D$24:$D$26,MATCH(Table16[[#This Row],[Existing Technology]],Table20MechanicalExistingTechnology,0)),\"\"))","v":""},null,{"$f":"IF(ISBLANK(Table16[[#This Row],[Existing Technology]]),\"\", IFERROR(INDEX('Non-Lighting Index Table'!$J$24:$J$26,MATCH(Table16[[#This Row],[Existing Technology]],Table20MechanicalExistingTechnology,0)),\"\"))","v":""},{"$f":"IF(ISBLANK(Table16[[#This Row],[Existing Technology]]),\"\", IFERROR(INDEX('Non-Lighting Index Table'!$K$24:$K$26,MATCH(Table16[[#This Row],[Existing Technology]],Table20MechanicalExistingTechnology,0)),\"\"))","v":""},{"$f":"IF(ISBLANK(Table16[[#This Row],[Existing Technology]]),\"\", IFERROR(INDEX('Non-Lighting Index Table'!$G$24:$G$26,MATCH(Table16[[#This Row],[Existing Technology]],Table20MechanicalExistingTechnology,0)),\"\"))","v":""},{"$f":"IF(ISBLANK(Table16[[#This Row],[Existing Technology]]),\"\", IFERROR(INDEX('Non-Lighting Index Table'!$H$24:$H$26,MATCH(Table16[[#This Row],[Existing Technology]],Table20MechanicalExistingTechnology,0)),\"\"))","v":""},{"$f":"IF(ISBLANK(Table16[[#This Row],[Existing Technology]]),\"\", IFERROR(INDEX('Non-Lighting Index Table'!$I$24:$I$26,MATCH(Table16[[#This Row],[Existing Technology]],Table20MechanicalExistingTechnology,0)),\"\"))","v":""},null,{"$f":"IF(ISNUMBER(Table16[[#This Row],[Baseline Consumption (Hidden, kWh)]]), IF( ISNUMBER(SEARCH(\"Heat Pump\",Table16[[#This Row],[Retrofit Technology]])), IFERROR(Table16[[#This Row],[Baseline Consumption (Hidden, kWh)]]/Table16[[#This Row],[Energy Factor]],\"\"), IFERROR(Table16[[#This Row],[Baseline Consumption (Hidden, kWh)]]*0.8,\"\")), \"\")","v":""},{"$f":"IF(ISBLANK(Table16[[#This Row],[Annual Consumption (Hidden, kWh)]]),\"\", IFERROR(Table16[[#This Row],[Baseline Consumption (Hidden, kWh)]]-Table16[[#This Row],[Annual Consumption (Hidden, kWh)]],\"\"))","v":""},{"$f":"IF(ISBLANK(Table16[[#This Row],[Quantity]]),\"\",IF( Table16[[#This Row],[Per Unit]]=\"Per water heater\", IFERROR(Table16[[#This Row],[Quantity]]*Table16[[#This Row],[Rebate\n(CAD)]],\"\"), IF(Table16[[#This Row],[Per Unit]]=\"Per motor hp\", IFERROR(Table16[[#This Row],[Quantity]]*Table16[[#This Row],[HP]]*Table16[[#This Row],[Rebate\n(CAD)]],\"\"),\"\")))","v":""}]
[null,null,null,null,null,null,null,null,{"$f":"IF( ISBLANK(Table16[[#This Row],[Existing Technology]]),\"\", IF(ISNUMBER(SEARCH(\"Hot water\",Table16[[#This Row],[Existing Technology]])), IFERROR(Table16[[#This Row],[Number of Occupant]]*1*365*65*8.34/3413/0.85,\"\"), IF(ISNUMBER(SEARCH(\"Fan\",Table16[[#This Row],[Existing Technology]])), IFERROR(Table16[[#This Row],[Quantity]]*Table16[[#This Row],[HP]]*0.746*Table16[[#This Row],[Operating hours \n(hrs)]], \"\"),\"\")))","v":""},{"$f":"IF(ISBLANK(Table16[[#This Row],[Existing Technology]]),\"\", IFERROR(INDEX('Non-Lighting Index Table'!$D$24:$D$26,MATCH(Table16[[#This Row],[Existing Technology]],Table20MechanicalExistingTechnology,0)),\"\"))","v":""},null,{"$f":"IF(ISBLANK(Table16[[#This Row],[Existing Technology]]),\"\", IFERROR(INDEX('Non-Lighting Index Table'!$J$24:$J$26,MATCH(Table16[[#This Row],[Existing Technology]],Table20MechanicalExistingTechnology,0)),\"\"))","v":""},{"$f":"IF(ISBLANK(Table16[[#This Row],[Existing Technology]]),\"\", IFERROR(INDEX('Non-Lighting Index Table'!$K$24:$K$26,MATCH(Table16[[#This Row],[Existing Technology]],Table20MechanicalExistingTechnology,0)),\"\"))","v":""},{"$f":"IF(ISBLANK(Table16[[#This Row],[Existing Technology]]),\"\", IFERROR(INDEX('Non-Lighting Index Table'!$G$24:$G$26,MATCH(Table16[[#This Row],[Existing Technology]],Table20MechanicalExistingTechnology,0)),\"\"))","v":""},{"$f":"IF(ISBLANK(Table16[[#This Row],[Existing Technology]]),\"\", IFERROR(INDEX('Non-Lighting Index Table'!$H$24:$H$26,MATCH(Table16[[#This Row],[Existing Technology]],Table20MechanicalExistingTechnology,0)),\"\"))","v":""},{"$f":"IF(ISBLANK(Table16[[#This Row],[Existing Technology]]),\"\", IFERROR(INDEX('Non-Lighting Index Table'!$I$24:$I$26,MATCH(Table16[[#This Row],[Existing Technology]],Table20MechanicalExistingTechnology,0)),\"\"))","v":""},null,{"$f":"IF(ISNUMBER(Table16[[#This Row],[Baseline Consumption (Hidden, kWh)]]), IF( ISNUMBER(SEARCH(\"Heat Pump\",Table16[[#This Row],[Retrofit Technology]])), IFERROR(Table16[[#This Row],[Baseline Consumption (Hidden, kWh)]]/Table16[[#This Row],[Energy Factor]],\"\"), IFERROR(Table16[[#This Row],[Baseline Consumption (Hidden, kWh)]]*0.8,\"\")), \"\")","v":""},{"$f":"IF(ISBLANK(Table16[[#This Row],[Annual Consumption (Hidden, kWh)]]),\"\", IFERROR(Table16[[#This Row],[Baseline Consumption (Hidden, kWh)]]-Table16[[#This Row],[Annual Consumption (Hidden, kWh)]],\"\"))","v":""},{"$f":"IF(ISBLANK(Table16[[#This Row],[Quantity]]),\"\",IF( Table16[[#This Row],[Per Unit]]=\"Per water heater\", IFERROR(Table16[[#This Row],[Quantity]]*Table16[[#This Row],[Rebate\n(CAD)]],\"\"), IF(Table16[[#This Row],[Per Unit]]=\"Per motor hp\", IFERROR(Table16[[#This Row],[Quantity]]*Table16[[#This Row],[HP]]*Table16[[#This Row],[Rebate\n(CAD)]],\"\"),\"\")))","v":""}]
[null,null,null,null,null,null,null,null,{"$f":"IF( ISBLANK(Table16[[#This Row],[Existing Technology]]),\"\", IF(ISNUMBER(SEARCH(\"Hot water\",Table16[[#This Row],[Existing Technology]])), IFERROR(Table16[[#This Row],[Number of Occupant]]*1*365*65*8.34/3413/0.85,\"\"), IF(ISNUMBER(SEARCH(\"Fan\",Table16[[#This Row],[Existing Technology]])), IFERROR(Table16[[#This Row],[Quantity]]*Table16[[#This Row],[HP]]*0.746*Table16[[#This Row],[Operating hours \n(hrs)]], \"\"),\"\")))","v":""},{"$f":"IF(ISBLANK(Table16[[#This Row],[Existing Technology]]),\"\", IFERROR(INDEX('Non-Lighting Index Table'!$D$24:$D$26,MATCH(Table16[[#This Row],[Existing Technology]],Table20MechanicalExistingTechnology,0)),\"\"))","v":""},null,{"$f":"IF(ISBLANK(Table16[[#This Row],[Existing Technology]]),\"\", IFERROR(INDEX('Non-Lighting Index Table'!$J$24:$J$26,MATCH(Table16[[#This Row],[Existing Technology]],Table20MechanicalExistingTechnology,0)),\"\"))","v":""},{"$f":"IF(ISBLANK(Table16[[#This Row],[Existing Technology]]),\"\", IFERROR(INDEX('Non-Lighting Index Table'!$K$24:$K$26,MATCH(Table16[[#This Row],[Existing Technology]],Table20MechanicalExistingTechnology,0)),\"\"))","v":""},{"$f":"IF(ISBLANK(Table16[[#This Row],[Existing Technology]]),\"\", IFERROR(INDEX('Non-Lighting Index Table'!$G$24:$G$26,MATCH(Table16[[#This Row],[Existing Technology]],Table20MechanicalExistingTechnology,0)),\"\"))","v":""},{"$f":"IF(ISBLANK(Table16[[#This Row],[Existing Technology]]),\"\", IFERROR(INDEX('Non-Lighting Index Table'!$H$24:$H$26,MATCH(Table16[[#This Row],[Existing Technology]],Table20MechanicalExistingTechnology,0)),\"\"))","v":""},{"$f":"IF(ISBLANK(Table16[[#This Row],[Existing Technology]]),\"\", IFERROR(INDEX('Non-Lighting Index Table'!$I$24:$I$26,MATCH(Table16[[#This Row],[Existing Technology]],Table20MechanicalExistingTechnology,0)),\"\"))","v":""},null,{"$f":"IF(ISNUMBER(Table16[[#This Row],[Baseline Consumption (Hidden, kWh)]]), IF( ISNUMBER(SEARCH(\"Heat Pump\",Table16[[#This Row],[Retrofit Technology]])), IFERROR(Table16[[#This Row],[Baseline Consumption (Hidden, kWh)]]/Table16[[#This Row],[Energy Factor]],\"\"), IFERROR(Table16[[#This Row],[Baseline Consumption (Hidden, kWh)]]*0.8,\"\")), \"\")","v":""},{"$f":"IF(ISBLANK(Table16[[#This Row],[Annual Consumption (Hidden, kWh)]]),\"\", IFERROR(Table16[[#This Row],[Baseline Consumption (Hidden, kWh)]]-Table16[[#This Row],[Annual Consumption (Hidden, kWh)]],\"\"))","v":""},{"$f":"IF(ISBLANK(Table16[[#This Row],[Quantity]]),\"\",IF( Table16[[#This Row],[Per Unit]]=\"Per water heater\", IFERROR(Table16[[#This Row],[Quantity]]*Table16[[#This Row],[Rebate\n(CAD)]],\"\"), IF(Table16[[#This Row],[Per Unit]]=\"Per motor hp\", IFERROR(Table16[[#This Row],[Quantity]]*Table16[[#This Row],[HP]]*Table16[[#This Row],[Rebate\n(CAD)]],\"\"),\"\")))","v":""}]
[null,null,null,null,null,null,null,null,{"$f":"IF( ISBLANK(Table16[[#This Row],[Existing Technology]]),\"\", IF(ISNUMBER(SEARCH(\"Hot water\",Table16[[#This Row],[Existing Technology]])), IFERROR(Table16[[#This Row],[Number of Occupant]]*1*365*65*8.34/3413/0.85,\"\"), IF(ISNUMBER(SEARCH(\"Fan\",Table16[[#This Row],[Existing Technology]])), IFERROR(Table16[[#This Row],[Quantity]]*Table16[[#This Row],[HP]]*0.746*Table16[[#This Row],[Operating hours \n(hrs)]], \"\"),\"\")))","v":""},{"$f":"IF(ISBLANK(Table16[[#This Row],[Existing Technology]]),\"\", IFERROR(INDEX('Non-Lighting Index Table'!$D$24:$D$26,MATCH(Table16[[#This Row],[Existing Technology]],Table20MechanicalExistingTechnology,0)),\"\"))","v":""},null,{"$f":"IF(ISBLANK(Table16[[#This Row],[Existing Technology]]),\"\", IFERROR(INDEX('Non-Lighting Index Table'!$J$24:$J$26,MATCH(Table16[[#This Row],[Existing Technology]],Table20MechanicalExistingTechnology,0)),\"\"))","v":""},{"$f":"IF(ISBLANK(Table16[[#This Row],[Existing Technology]]),\"\", IFERROR(INDEX('Non-Lighting Index Table'!$K$24:$K$26,MATCH(Table16[[#This Row],[Existing Technology]],Table20MechanicalExistingTechnology,0)),\"\"))","v":""},{"$f":"IF(ISBLANK(Table16[[#This Row],[Existing Technology]]),\"\", IFERROR(INDEX('Non-Lighting Index Table'!$G$24:$G$26,MATCH(Table16[[#This Row],[Existing Technology]],Table20MechanicalExistingTechnology,0)),\"\"))","v":""},{"$f":"IF(ISBLANK(Table16[[#This Row],[Existing Technology]]),\"\", IFERROR(INDEX('Non-Lighting Index Table'!$H$24:$H$26,MATCH(Table16[[#This Row],[Existing Technology]],Table20MechanicalExistingTechnology,0)),\"\"))","v":""},{"$f":"IF(ISBLANK(Table16[[#This Row],[Existing Technology]]),\"\", IFERROR(INDEX('Non-Lighting Index Table'!$I$24:$I$26,MATCH(Table16[[#This Row],[Existing Technology]],Table20MechanicalExistingTechnology,0)),\"\"))","v":""},null,{"$f":"IF(ISNUMBER(Table16[[#This Row],[Baseline Consumption (Hidden, kWh)]]), IF( ISNUMBER(SEARCH(\"Heat Pump\",Table16[[#This Row],[Retrofit Technology]])), IFERROR(Table16[[#This Row],[Baseline Consumption (Hidden, kWh)]]/Table16[[#This Row],[Energy Factor]],\"\"), IFERROR(Table16[[#This Row],[Baseline Consumption (Hidden, kWh)]]*0.8,\"\")), \"\")","v":""},{"$f":"IF(ISBLANK(Table16[[#This Row],[Annual Consumption (Hidden, kWh)]]),\"\", IFERROR(Table16[[#This Row],[Baseline Consumption (Hidden, kWh)]]-Table16[[#This Row],[Annual Consumption (Hidden, kWh)]],\"\"))","v":""},{"$f":"IF(ISBLANK(Table16[[#This Row],[Quantity]]),\"\",IF( Table16[[#This Row],[Per Unit]]=\"Per water heater\", IFERROR(Table16[[#This Row],[Quantity]]*Table16[[#This Row],[Rebate\n(CAD)]],\"\"), IF(Table16[[#This Row],[Per Unit]]=\"Per motor hp\", IFERROR(Table16[[#This Row],[Quantity]]*Table16[[#This Row],[HP]]*Table16[[#This Row],[Rebate\n(CAD)]],\"\"),\"\")))","v":""}]
[null,null,null,null,null,null,null,null,{"$f":"IF( ISBLANK(Table16[[#This Row],[Existing Technology]]),\"\", IF(ISNUMBER(SEARCH(\"Hot water\",Table16[[#This Row],[Existing Technology]])), IFERROR(Table16[[#This Row],[Number of Occupant]]*1*365*65*8.34/3413/0.85,\"\"), IF(ISNUMBER(SEARCH(\"Fan\",Table16[[#This Row],[Existing Technology]])), IFERROR(Table16[[#This Row],[Quantity]]*Table16[[#This Row],[HP]]*0.746*Table16[[#This Row],[Operating hours \n(hrs)]], \"\"),\"\")))","v":""},{"$f":"IF(ISBLANK(Table16[[#This Row],[Existing Technology]]),\"\", IFERROR(INDEX('Non-Lighting Index Table'!$D$24:$D$26,MATCH(Table16[[#This Row],[Existing Technology]],Table20MechanicalExistingTechnology,0)),\"\"))","v":""},null,{"$f":"IF(ISBLANK(Table16[[#This Row],[Existing Technology]]),\"\", IFERROR(INDEX('Non-Lighting Index Table'!$J$24:$J$26,MATCH(Table16[[#This Row],[Existing Technology]],Table20MechanicalExistingTechnology,0)),\"\"))","v":""},{"$f":"IF(ISBLANK(Table16[[#This Row],[Existing Technology]]),\"\", IFERROR(INDEX('Non-Lighting Index Table'!$K$24:$K$26,MATCH(Table16[[#This Row],[Existing Technology]],Table20MechanicalExistingTechnology,0)),\"\"))","v":""},{"$f":"IF(ISBLANK(Table16[[#This Row],[Existing Technology]]),\"\", IFERROR(INDEX('Non-Lighting Index Table'!$G$24:$G$26,MATCH(Table16[[#This Row],[Existing Technology]],Table20MechanicalExistingTechnology,0)),\"\"))","v":""},{"$f":"IF(ISBLANK(Table16[[#This Row],[Existing Technology]]),\"\", IFERROR(INDEX('Non-Lighting Index Table'!$H$24:$H$26,MATCH(Table16[[#This Row],[Existing Technology]],Table20MechanicalExistingTechnology,0)),\"\"))","v":""},{"$f":"IF(ISBLANK(Table16[[#This Row],[Existing Technology]]),\"\", IFERROR(INDEX('Non-Lighting Index Table'!$I$24:$I$26,MATCH(Table16[[#This Row],[Existing Technology]],Table20MechanicalExistingTechnology,0)),\"\"))","v":""},null,{"$f":"IF(ISNUMBER(Table16[[#This Row],[Baseline Consumption (Hidden, kWh)]]), IF( ISNUMBER(SEARCH(\"Heat Pump\",Table16[[#This Row],[Retrofit Technology]])), IFERROR(Table16[[#This Row],[Baseline Consumption (Hidden, kWh)]]/Table16[[#This Row],[Energy Factor]],\"\"), IFERROR(Table16[[#This Row],[Baseline Consumption (Hidden, kWh)]]*0.8,\"\")), \"\")","v":""},{"$f":"IF(ISBLANK(Table16[[#This Row],[Annual Consumption (Hidden, kWh)]]),\"\", IFERROR(Table16[[#This Row],[Baseline Consumption (Hidden, kWh)]]-Table16[[#This Row],[Annual Consumption (Hidden, kWh)]],\"\"))","v":""},{"$f":"IF(ISBLANK(Table16[[#This Row],[Quantity]]),\"\",IF( Table16[[#This Row],[Per Unit]]=\"Per water heater\", IFERROR(Table16[[#This Row],[Quantity]]*Table16[[#This Row],[Rebate\n(CAD)]],\"\"), IF(Table16[[#This Row],[Per Unit]]=\"Per motor hp\", IFERROR(Table16[[#This Row],[Quantity]]*Table16[[#This Row],[HP]]*Table16[[#This Row],[Rebate\n(CAD)]],\"\"),\"\")))","v":""}]
[null,null,null,null,null,null,null,null,{"$f":"IF( ISBLANK(Table16[[#This Row],[Existing Technology]]),\"\", IF(ISNUMBER(SEARCH(\"Hot water\",Table16[[#This Row],[Existing Technology]])), IFERROR(Table16[[#This Row],[Number of Occupant]]*1*365*65*8.34/3413/0.85,\"\"), IF(ISNUMBER(SEARCH(\"Fan\",Table16[[#This Row],[Existing Technology]])), IFERROR(Table16[[#This Row],[Quantity]]*Table16[[#This Row],[HP]]*0.746*Table16[[#This Row],[Operating hours \n(hrs)]], \"\"),\"\")))","v":""},{"$f":"IF(ISBLANK(Table16[[#This Row],[Existing Technology]]),\"\", IFERROR(INDEX('Non-Lighting Index Table'!$D$24:$D$26,MATCH(Table16[[#This Row],[Existing Technology]],Table20MechanicalExistingTechnology,0)),\"\"))","v":""},null,{"$f":"IF(ISBLANK(Table16[[#This Row],[Existing Technology]]),\"\", IFERROR(INDEX('Non-Lighting Index Table'!$J$24:$J$26,MATCH(Table16[[#This Row],[Existing Technology]],Table20MechanicalExistingTechnology,0)),\"\"))","v":""},{"$f":"IF(ISBLANK(Table16[[#This Row],[Existing Technology]]),\"\", IFERROR(INDEX('Non-Lighting Index Table'!$K$24:$K$26,MATCH(Table16[[#This Row],[Existing Technology]],Table20MechanicalExistingTechnology,0)),\"\"))","v":""},{"$f":"IF(ISBLANK(Table16[[#This Row],[Existing Technology]]),\"\", IFERROR(INDEX('Non-Lighting Index Table'!$G$24:$G$26,MATCH(Table16[[#This Row],[Existing Technology]],Table20MechanicalExistingTechnology,0)),\"\"))","v":""},{"$f":"IF(ISBLANK(Table16[[#This Row],[Existing Technology]]),\"\", IFERROR(INDEX('Non-Lighting Index Table'!$H$24:$H$26,MATCH(Table16[[#This Row],[Existing Technology]],Table20MechanicalExistingTechnology,0)),\"\"))","v":""},{"$f":"IF(ISBLANK(Table16[[#This Row],[Existing Technology]]),\"\", IFERROR(INDEX('Non-Lighting Index Table'!$I$24:$I$26,MATCH(Table16[[#This Row],[Existing Technology]],Table20MechanicalExistingTechnology,0)),\"\"))","v":""},null,{"$f":"IF(ISNUMBER(Table16[[#This Row],[Baseline Consumption (Hidden, kWh)]]), IF( ISNUMBER(SEARCH(\"Heat Pump\",Table16[[#This Row],[Retrofit Technology]])), IFERROR(Table16[[#This Row],[Baseline Consumption (Hidden, kWh)]]/Table16[[#This Row],[Energy Factor]],\"\"), IFERROR(Table16[[#This Row],[Baseline Consumption (Hidden, kWh)]]*0.8,\"\")), \"\")","v":""},{"$f":"IF(ISBLANK(Table16[[#This Row],[Annual Consumption (Hidden, kWh)]]),\"\", IFERROR(Table16[[#This Row],[Baseline Consumption (Hidden, kWh)]]-Table16[[#This Row],[Annual Consumption (Hidden, kWh)]],\"\"))","v":""},{"$f":"IF(ISBLANK(Table16[[#This Row],[Quantity]]),\"\",IF( Table16[[#This Row],[Per Unit]]=\"Per water heater\", IFERROR(Table16[[#This Row],[Quantity]]*Table16[[#This Row],[Rebate\n(CAD)]],\"\"), IF(Table16[[#This Row],[Per Unit]]=\"Per motor hp\", IFERROR(Table16[[#This Row],[Quantity]]*Table16[[#This Row],[HP]]*Table16[[#This Row],[Rebate\n(CAD)]],\"\"),\"\")))","v":""}]
[null,null,null,null,null,null,null,null,{"$f":"IF( ISBLANK(Table16[[#This Row],[Existing Technology]]),\"\", IF(ISNUMBER(SEARCH(\"Hot water\",Table16[[#This Row],[Existing Technology]])), IFERROR(Table16[[#This Row],[Number of Occupant]]*1*365*65*8.34/3413/0.85,\"\"), IF(ISNUMBER(SEARCH(\"Fan\",Table16[[#This Row],[Existing Technology]])), IFERROR(Table16[[#This Row],[Quantity]]*Table16[[#This Row],[HP]]*0.746*Table16[[#This Row],[Operating hours \n(hrs)]], \"\"),\"\")))","v":""},{"$f":"IF(ISBLANK(Table16[[#This Row],[Existing Technology]]),\"\", IFERROR(INDEX('Non-Lighting Index Table'!$D$24:$D$26,MATCH(Table16[[#This Row],[Existing Technology]],Table20MechanicalExistingTechnology,0)),\"\"))","v":""},null,{"$f":"IF(ISBLANK(Table16[[#This Row],[Existing Technology]]),\"\", IFERROR(INDEX('Non-Lighting Index Table'!$J$24:$J$26,MATCH(Table16[[#This Row],[Existing Technology]],Table20MechanicalExistingTechnology,0)),\"\"))","v":""},{"$f":"IF(ISBLANK(Table16[[#This Row],[Existing Technology]]),\"\", IFERROR(INDEX('Non-Lighting Index Table'!$K$24:$K$26,MATCH(Table16[[#This Row],[Existing Technology]],Table20MechanicalExistingTechnology,0)),\"\"))","v":""},{"$f":"IF(ISBLANK(Table16[[#This Row],[Existing Technology]]),\"\", IFERROR(INDEX('Non-Lighting Index Table'!$G$24:$G$26,MATCH(Table16[[#This Row],[Existing Technology]],Table20MechanicalExistingTechnology,0)),\"\"))","v":""},{"$f":"IF(ISBLANK(Table16[[#This Row],[Existing Technology]]),\"\", IFERROR(INDEX('Non-Lighting Index Table'!$H$24:$H$26,MATCH(Table16[[#This Row],[Existing Technology]],Table20MechanicalExistingTechnology,0)),\"\"))","v":""},{"$f":"IF(ISBLANK(Table16[[#This Row],[Existing Technology]]),\"\", IFERROR(INDEX('Non-Lighting Index Table'!$I$24:$I$26,MATCH(Table16[[#This Row],[Existing Technology]],Table20MechanicalExistingTechnology,0)),\"\"))","v":""},null,{"$f":"IF(ISNUMBER(Table16[[#This Row],[Baseline Consumption (Hidden, kWh)]]), IF( ISNUMBER(SEARCH(\"Heat Pump\",Table16[[#This Row],[Retrofit Technology]])), IFERROR(Table16[[#This Row],[Baseline Consumption (Hidden, kWh)]]/Table16[[#This Row],[Energy Factor]],\"\"), IFERROR(Table16[[#This Row],[Baseline Consumption (Hidden, kWh)]]*0.8,\"\")), \"\")","v":""},{"$f":"IF(ISBLANK(Table16[[#This Row],[Annual Consumption (Hidden, kWh)]]),\"\", IFERROR(Table16[[#This Row],[Baseline Consumption (Hidden, kWh)]]-Table16[[#This Row],[Annual Consumption (Hidden, kWh)]],\"\"))","v":""},{"$f":"IF(ISBLANK(Table16[[#This Row],[Quantity]]),\"\",IF( Table16[[#This Row],[Per Unit]]=\"Per water heater\", IFERROR(Table16[[#This Row],[Quantity]]*Table16[[#This Row],[Rebate\n(CAD)]],\"\"), IF(Table16[[#This Row],[Per Unit]]=\"Per motor hp\", IFERROR(Table16[[#This Row],[Quantity]]*Table16[[#This Row],[HP]]*Table16[[#This Row],[Rebate\n(CAD)]],\"\"),\"\")))","v":""}]
[null,null,null,null,null,null,null,null,{"$f":"IF( ISBLANK(Table16[[#This Row],[Existing Technology]]),\"\", IF(ISNUMBER(SEARCH(\"Hot water\",Table16[[#This Row],[Existing Technology]])), IFERROR(Table16[[#This Row],[Number of Occupant]]*1*365*65*8.34/3413/0.85,\"\"), IF(ISNUMBER(SEARCH(\"Fan\",Table16[[#This Row],[Existing Technology]])), IFERROR(Table16[[#This Row],[Quantity]]*Table16[[#This Row],[HP]]*0.746*Table16[[#This Row],[Operating hours \n(hrs)]], \"\"),\"\")))","v":""},{"$f":"IF(ISBLANK(Table16[[#This Row],[Existing Technology]]),\"\", IFERROR(INDEX('Non-Lighting Index Table'!$D$24:$D$26,MATCH(Table16[[#This Row],[Existing Technology]],Table20MechanicalExistingTechnology,0)),\"\"))","v":""},null,{"$f":"IF(ISBLANK(Table16[[#This Row],[Existing Technology]]),\"\", IFERROR(INDEX('Non-Lighting Index Table'!$J$24:$J$26,MATCH(Table16[[#This Row],[Existing Technology]],Table20MechanicalExistingTechnology,0)),\"\"))","v":""},{"$f":"IF(ISBLANK(Table16[[#This Row],[Existing Technology]]),\"\", IFERROR(INDEX('Non-Lighting Index Table'!$K$24:$K$26,MATCH(Table16[[#This Row],[Existing Technology]],Table20MechanicalExistingTechnology,0)),\"\"))","v":""},{"$f":"IF(ISBLANK(Table16[[#This Row],[Existing Technology]]),\"\", IFERROR(INDEX('Non-Lighting Index Table'!$G$24:$G$26,MATCH(Table16[[#This Row],[Existing Technology]],Table20MechanicalExistingTechnology,0)),\"\"))","v":""},{"$f":"IF(ISBLANK(Table16[[#This Row],[Existing Technology]]),\"\", IFERROR(INDEX('Non-Lighting Index Table'!$H$24:$H$26,MATCH(Table16[[#This Row],[Existing Technology]],Table20MechanicalExistingTechnology,0)),\"\"))","v":""},{"$f":"IF(ISBLANK(Table16[[#This Row],[Existing Technology]]),\"\", IFERROR(INDEX('Non-Lighting Index Table'!$I$24:$I$26,MATCH(Table16[[#This Row],[Existing Technology]],Table20MechanicalExistingTechnology,0)),\"\"))","v":""},null,{"$f":"IF(ISNUMBER(Table16[[#This Row],[Baseline Consumption (Hidden, kWh)]]), IF( ISNUMBER(SEARCH(\"Heat Pump\",Table16[[#This Row],[Retrofit Technology]])), IFERROR(Table16[[#This Row],[Baseline Consumption (Hidden, kWh)]]/Table16[[#This Row],[Energy Factor]],\"\"), IFERROR(Table16[[#This Row],[Baseline Consumption (Hidden, kWh)]]*0.8,\"\")), \"\")","v":""},{"$f":"IF(ISBLANK(Table16[[#This Row],[Annual Consumption (Hidden, kWh)]]),\"\", IFERROR(Table16[[#This Row],[Baseline Consumption (Hidden, kWh)]]-Table16[[#This Row],[Annual Consumption (Hidden, kWh)]],\"\"))","v":""},{"$f":"IF(ISBLANK(Table16[[#This Row],[Quantity]]),\"\",IF( Table16[[#This Row],[Per Unit]]=\"Per water heater\", IFERROR(Table16[[#This Row],[Quantity]]*Table16[[#This Row],[Rebate\n(CAD)]],\"\"), IF(Table16[[#This Row],[Per Unit]]=\"Per motor hp\", IFERROR(Table16[[#This Row],[Quantity]]*Table16[[#This Row],[HP]]*Table16[[#This Row],[Rebate\n(CAD)]],\"\"),\"\")))","v":""}]
[null,null,null,null,null,null,null,null,{"$f":"IF( ISBLANK(Table16[[#This Row],[Existing Technology]]),\"\", IF(ISNUMBER(SEARCH(\"Hot water\",Table16[[#This Row],[Existing Technology]])), IFERROR(Table16[[#This Row],[Number of Occupant]]*1*365*65*8.34/3413/0.85,\"\"), IF(ISNUMBER(SEARCH(\"Fan\",Table16[[#This Row],[Existing Technology]])), IFERROR(Table16[[#This Row],[Quantity]]*Table16[[#This Row],[HP]]*0.746*Table16[[#This Row],[Operating hours \n(hrs)]], \"\"),\"\")))","v":""},{"$f":"IF(ISBLANK(Table16[[#This Row],[Existing Technology]]),\"\", IFERROR(INDEX('Non-Lighting Index Table'!$D$24:$D$26,MATCH(Table16[[#This Row],[Existing Technology]],Table20MechanicalExistingTechnology,0)),\"\"))","v":""},null,{"$f":"IF(ISBLANK(Table16[[#This Row],[Existing Technology]]),\"\", IFERROR(INDEX('Non-Lighting Index Table'!$J$24:$J$26,MATCH(Table16[[#This Row],[Existing Technology]],Table20MechanicalExistingTechnology,0)),\"\"))","v":""},{"$f":"IF(ISBLANK(Table16[[#This Row],[Existing Technology]]),\"\", IFERROR(INDEX('Non-Lighting Index Table'!$K$24:$K$26,MATCH(Table16[[#This Row],[Existing Technology]],Table20MechanicalExistingTechnology,0)),\"\"))","v":""},{"$f":"IF(ISBLANK(Table16[[#This Row],[Existing Technology]]),\"\", IFERROR(INDEX('Non-Lighting Index Table'!$G$24:$G$26,MATCH(Table16[[#This Row],[Existing Technology]],Table20MechanicalExistingTechnology,0)),\"\"))","v":""},{"$f":"IF(ISBLANK(Table16[[#This Row],[Existing Technology]]),\"\", IFERROR(INDEX('Non-Lighting Index Table'!$H$24:$H$26,MATCH(Table16[[#This Row],[Existing Technology]],Table20MechanicalExistingTechnology,0)),\"\"))","v":""},{"$f":"IF(ISBLANK(Table16[[#This Row],[Existing Technology]]),\"\", IFERROR(INDEX('Non-Lighting Index Table'!$I$24:$I$26,MATCH(Table16[[#This Row],[Existing Technology]],Table20MechanicalExistingTechnology,0)),\"\"))","v":""},null,{"$f":"IF(ISNUMBER(Table16[[#This Row],[Baseline Consumption (Hidden, kWh)]]), IF( ISNUMBER(SEARCH(\"Heat Pump\",Table16[[#This Row],[Retrofit Technology]])), IFERROR(Table16[[#This Row],[Baseline Consumption (Hidden, kWh)]]/Table16[[#This Row],[Energy Factor]],\"\"), IFERROR(Table16[[#This Row],[Baseline Consumption (Hidden, kWh)]]*0.8,\"\")), \"\")","v":""},{"$f":"IF(ISBLANK(Table16[[#This Row],[Annual Consumption (Hidden, kWh)]]),\"\", IFERROR(Table16[[#This Row],[Baseline Consumption (Hidden, kWh)]]-Table16[[#This Row],[Annual Consumption (Hidden, kWh)]],\"\"))","v":""},{"$f":"IF(ISBLANK(Table16[[#This Row],[Quantity]]),\"\",IF( Table16[[#This Row],[Per Unit]]=\"Per water heater\", IFERROR(Table16[[#This Row],[Quantity]]*Table16[[#This Row],[Rebate\n(CAD)]],\"\"), IF(Table16[[#This Row],[Per Unit]]=\"Per motor hp\", IFERROR(Table16[[#This Row],[Quantity]]*Table16[[#This Row],[HP]]*Table16[[#This Row],[Rebate\n(CAD)]],\"\"),\"\")))","v":""}]
[null,null,null,null,null,null,null,null,{"$f":"IF( ISBLANK(Table16[[#This Row],[Existing Technology]]),\"\", IF(ISNUMBER(SEARCH(\"Hot water\",Table16[[#This Row],[Existing Technology]])), IFERROR(Table16[[#This Row],[Number of Occupant]]*1*365*65*8.34/3413/0.85,\"\"), IF(ISNUMBER(SEARCH(\"Fan\",Table16[[#This Row],[Existing Technology]])), IFERROR(Table16[[#This Row],[Quantity]]*Table16[[#This Row],[HP]]*0.746*Table16[[#This Row],[Operating hours \n(hrs)]], \"\"),\"\")))","v":""},{"$f":"IF(ISBLANK(Table16[[#This Row],[Existing Technology]]),\"\", IFERROR(INDEX('Non-Lighting Index Table'!$D$24:$D$26,MATCH(Table16[[#This Row],[Existing Technology]],Table20MechanicalExistingTechnology,0)),\"\"))","v":""},null,{"$f":"IF(ISBLANK(Table16[[#This Row],[Existing Technology]]),\"\", IFERROR(INDEX('Non-Lighting Index Table'!$J$24:$J$26,MATCH(Table16[[#This Row],[Existing Technology]],Table20MechanicalExistingTechnology,0)),\"\"))","v":""},{"$f":"IF(ISBLANK(Table16[[#This Row],[Existing Technology]]),\"\", IFERROR(INDEX('Non-Lighting Index Table'!$K$24:$K$26,MATCH(Table16[[#This Row],[Existing Technology]],Table20MechanicalExistingTechnology,0)),\"\"))","v":""},{"$f":"IF(ISBLANK(Table16[[#This Row],[Existing Technology]]),\"\", IFERROR(INDEX('Non-Lighting Index Table'!$G$24:$G$26,MATCH(Table16[[#This Row],[Existing Technology]],Table20MechanicalExistingTechnology,0)),\"\"))","v":""},{"$f":"IF(ISBLANK(Table16[[#This Row],[Existing Technology]]),\"\", IFERROR(INDEX('Non-Lighting Index Table'!$H$24:$H$26,MATCH(Table16[[#This Row],[Existing Technology]],Table20MechanicalExistingTechnology,0)),\"\"))","v":""},{"$f":"IF(ISBLANK(Table16[[#This Row],[Existing Technology]]),\"\", IFERROR(INDEX('Non-Lighting Index Table'!$I$24:$I$26,MATCH(Table16[[#This Row],[Existing Technology]],Table20MechanicalExistingTechnology,0)),\"\"))","v":""},null,{"$f":"IF(ISNUMBER(Table16[[#This Row],[Baseline Consumption (Hidden, kWh)]]), IF( ISNUMBER(SEARCH(\"Heat Pump\",Table16[[#This Row],[Retrofit Technology]])), IFERROR(Table16[[#This Row],[Baseline Consumption (Hidden, kWh)]]/Table16[[#This Row],[Energy Factor]],\"\"), IFERROR(Table16[[#This Row],[Baseline Consumption (Hidden, kWh)]]*0.8,\"\")), \"\")","v":""},{"$f":"IF(ISBLANK(Table16[[#This Row],[Annual Consumption (Hidden, kWh)]]),\"\", IFERROR(Table16[[#This Row],[Baseline Consumption (Hidden, kWh)]]-Table16[[#This Row],[Annual Consumption (Hidden, kWh)]],\"\"))","v":""},{"$f":"IF(ISBLANK(Table16[[#This Row],[Quantity]]),\"\",IF( Table16[[#This Row],[Per Unit]]=\"Per water heater\", IFERROR(Table16[[#This Row],[Quantity]]*Table16[[#This Row],[Rebate\n(CAD)]],\"\"), IF(Table16[[#This Row],[Per Unit]]=\"Per motor hp\", IFERROR(Table16[[#This Row],[Quantity]]*Table16[[#This Row],[HP]]*Table16[[#This Row],[Rebate\n(CAD)]],\"\"),\"\")))","v":""}]
[null,null,null,null,null,null,null,null,{"$f":"IF( ISBLANK(Table16[[#This Row],[Existing Technology]]),\"\", IF(ISNUMBER(SEARCH(\"Hot water\",Table16[[#This Row],[Existing Technology]])), IFERROR(Table16[[#This Row],[Number of Occupant]]*1*365*65*8.34/3413/0.85,\"\"), IF(ISNUMBER(SEARCH(\"Fan\",Table16[[#This Row],[Existing Technology]])), IFERROR(Table16[[#This Row],[Quantity]]*Table16[[#This Row],[HP]]*0.746*Table16[[#This Row],[Operating hours \n(hrs)]], \"\"),\"\")))","v":""},{"$f":"IF(ISBLANK(Table16[[#This Row],[Existing Technology]]),\"\", IFERROR(INDEX('Non-Lighting Index Table'!$D$24:$D$26,MATCH(Table16[[#This Row],[Existing Technology]],Table20MechanicalExistingTechnology,0)),\"\"))","v":""},null,{"$f":"IF(ISBLANK(Table16[[#This Row],[Existing Technology]]),\"\", IFERROR(INDEX('Non-Lighting Index Table'!$J$24:$J$26,MATCH(Table16[[#This Row],[Existing Technology]],Table20MechanicalExistingTechnology,0)),\"\"))","v":""},{"$f":"IF(ISBLANK(Table16[[#This Row],[Existing Technology]]),\"\", IFERROR(INDEX('Non-Lighting Index Table'!$K$24:$K$26,MATCH(Table16[[#This Row],[Existing Technology]],Table20MechanicalExistingTechnology,0)),\"\"))","v":""},{"$f":"IF(ISBLANK(Table16[[#This Row],[Existing Technology]]),\"\", IFERROR(INDEX('Non-Lighting Index Table'!$G$24:$G$26,MATCH(Table16[[#This Row],[Existing Technology]],Table20MechanicalExistingTechnology,0)),\"\"))","v":""},{"$f":"IF(ISBLANK(Table16[[#This Row],[Existing Technology]]),\"\", IFERROR(INDEX('Non-Lighting Index Table'!$H$24:$H$26,MATCH(Table16[[#This Row],[Existing Technology]],Table20MechanicalExistingTechnology,0)),\"\"))","v":""},{"$f":"IF(ISBLANK(Table16[[#This Row],[Existing Technology]]),\"\", IFERROR(INDEX('Non-Lighting Index Table'!$I$24:$I$26,MATCH(Table16[[#This Row],[Existing Technology]],Table20MechanicalExistingTechnology,0)),\"\"))","v":""},null,{"$f":"IF(ISNUMBER(Table16[[#This Row],[Baseline Consumption (Hidden, kWh)]]), IF( ISNUMBER(SEARCH(\"Heat Pump\",Table16[[#This Row],[Retrofit Technology]])), IFERROR(Table16[[#This Row],[Baseline Consumption (Hidden, kWh)]]/Table16[[#This Row],[Energy Factor]],\"\"), IFERROR(Table16[[#This Row],[Baseline Consumption (Hidden, kWh)]]*0.8,\"\")), \"\")","v":""},{"$f":"IF(ISBLANK(Table16[[#This Row],[Annual Consumption (Hidden, kWh)]]),\"\", IFERROR(Table16[[#This Row],[Baseline Consumption (Hidden, kWh)]]-Table16[[#This Row],[Annual Consumption (Hidden, kWh)]],\"\"))","v":""},{"$f":"IF(ISBLANK(Table16[[#This Row],[Quantity]]),\"\",IF( Table16[[#This Row],[Per Unit]]=\"Per water heater\", IFERROR(Table16[[#This Row],[Quantity]]*Table16[[#This Row],[Rebate\n(CAD)]],\"\"), IF(Table16[[#This Row],[Per Unit]]=\"Per motor hp\", IFERROR(Table16[[#This Row],[Quantity]]*Table16[[#This Row],[HP]]*Table16[[#This Row],[Rebate\n(CAD)]],\"\"),\"\")))","v":""}]
[null,null,null,null,null,null,null,null,{"$f":"IF( ISBLANK(Table16[[#This Row],[Existing Technology]]),\"\", IF(ISNUMBER(SEARCH(\"Hot water\",Table16[[#This Row],[Existing Technology]])), IFERROR(Table16[[#This Row],[Number of Occupant]]*1*365*65*8.34/3413/0.85,\"\"), IF(ISNUMBER(SEARCH(\"Fan\",Table16[[#This Row],[Existing Technology]])), IFERROR(Table16[[#This Row],[Quantity]]*Table16[[#This Row],[HP]]*0.746*Table16[[#This Row],[Operating hours \n(hrs)]], \"\"),\"\")))","v":""},{"$f":"IF(ISBLANK(Table16[[#This Row],[Existing Technology]]),\"\", IFERROR(INDEX('Non-Lighting Index Table'!$D$24:$D$26,MATCH(Table16[[#This Row],[Existing Technology]],Table20MechanicalExistingTechnology,0)),\"\"))","v":""},null,{"$f":"IF(ISBLANK(Table16[[#This Row],[Existing Technology]]),\"\", IFERROR(INDEX('Non-Lighting Index Table'!$J$24:$J$26,MATCH(Table16[[#This Row],[Existing Technology]],Table20MechanicalExistingTechnology,0)),\"\"))","v":""},{"$f":"IF(ISBLANK(Table16[[#This Row],[Existing Technology]]),\"\", IFERROR(INDEX('Non-Lighting Index Table'!$K$24:$K$26,MATCH(Table16[[#This Row],[Existing Technology]],Table20MechanicalExistingTechnology,0)),\"\"))","v":""},{"$f":"IF(ISBLANK(Table16[[#This Row],[Existing Technology]]),\"\", IFERROR(INDEX('Non-Lighting Index Table'!$G$24:$G$26,MATCH(Table16[[#This Row],[Existing Technology]],Table20MechanicalExistingTechnology,0)),\"\"))","v":""},{"$f":"IF(ISBLANK(Table16[[#This Row],[Existing Technology]]),\"\", IFERROR(INDEX('Non-Lighting Index Table'!$H$24:$H$26,MATCH(Table16[[#This Row],[Existing Technology]],Table20MechanicalExistingTechnology,0)),\"\"))","v":""},{"$f":"IF(ISBLANK(Table16[[#This Row],[Existing Technology]]),\"\", IFERROR(INDEX('Non-Lighting Index Table'!$I$24:$I$26,MATCH(Table16[[#This Row],[Existing Technology]],Table20MechanicalExistingTechnology,0)),\"\"))","v":""},null,{"$f":"IF(ISNUMBER(Table16[[#This Row],[Baseline Consumption (Hidden, kWh)]]), IF( ISNUMBER(SEARCH(\"Heat Pump\",Table16[[#This Row],[Retrofit Technology]])), IFERROR(Table16[[#This Row],[Baseline Consumption (Hidden, kWh)]]/Table16[[#This Row],[Energy Factor]],\"\"), IFERROR(Table16[[#This Row],[Baseline Consumption (Hidden, kWh)]]*0.8,\"\")), \"\")","v":""},{"$f":"IF(ISBLANK(Table16[[#This Row],[Annual Consumption (Hidden, kWh)]]),\"\", IFERROR(Table16[[#This Row],[Baseline Consumption (Hidden, kWh)]]-Table16[[#This Row],[Annual Consumption (Hidden, kWh)]],\"\"))","v":""},{"$f":"IF(ISBLANK(Table16[[#This Row],[Quantity]]),\"\",IF( Table16[[#This Row],[Per Unit]]=\"Per water heater\", IFERROR(Table16[[#This Row],[Quantity]]*Table16[[#This Row],[Rebate\n(CAD)]],\"\"), IF(Table16[[#This Row],[Per Unit]]=\"Per motor hp\", IFERROR(Table16[[#This Row],[Quantity]]*Table16[[#This Row],[HP]]*Table16[[#This Row],[Rebate\n(CAD)]],\"\"),\"\")))","v":""}]
[null,null,null,null,null,null,null,null,{"$f":"IF( ISBLANK(Table16[[#This Row],[Existing Technology]]),\"\", IF(ISNUMBER(SEARCH(\"Hot water\",Table16[[#This Row],[Existing Technology]])), IFERROR(Table16[[#This Row],[Number of Occupant]]*1*365*65*8.34/3413/0.85,\"\"), IF(ISNUMBER(SEARCH(\"Fan\",Table16[[#This Row],[Existing Technology]])), IFERROR(Table16[[#This Row],[Quantity]]*Table16[[#This Row],[HP]]*0.746*Table16[[#This Row],[Operating hours \n(hrs)]], \"\"),\"\")))","v":""},{"$f":"IF(ISBLANK(Table16[[#This Row],[Existing Technology]]),\"\", IFERROR(INDEX('Non-Lighting Index Table'!$D$24:$D$26,MATCH(Table16[[#This Row],[Existing Technology]],Table20MechanicalExistingTechnology,0)),\"\"))","v":""},null,{"$f":"IF(ISBLANK(Table16[[#This Row],[Existing Technology]]),\"\", IFERROR(INDEX('Non-Lighting Index Table'!$J$24:$J$26,MATCH(Table16[[#This Row],[Existing Technology]],Table20MechanicalExistingTechnology,0)),\"\"))","v":""},{"$f":"IF(ISBLANK(Table16[[#This Row],[Existing Technology]]),\"\", IFERROR(INDEX('Non-Lighting Index Table'!$K$24:$K$26,MATCH(Table16[[#This Row],[Existing Technology]],Table20MechanicalExistingTechnology,0)),\"\"))","v":""},{"$f":"IF(ISBLANK(Table16[[#This Row],[Existing Technology]]),\"\", IFERROR(INDEX('Non-Lighting Index Table'!$G$24:$G$26,MATCH(Table16[[#This Row],[Existing Technology]],Table20MechanicalExistingTechnology,0)),\"\"))","v":""},{"$f":"IF(ISBLANK(Table16[[#This Row],[Existing Technology]]),\"\", IFERROR(INDEX('Non-Lighting Index Table'!$H$24:$H$26,MATCH(Table16[[#This Row],[Existing Technology]],Table20MechanicalExistingTechnology,0)),\"\"))","v":""},{"$f":"IF(ISBLANK(Table16[[#This Row],[Existing Technology]]),\"\", IFERROR(INDEX('Non-Lighting Index Table'!$I$24:$I$26,MATCH(Table16[[#This Row],[Existing Technology]],Table20MechanicalExistingTechnology,0)),\"\"))","v":""},null,{"$f":"IF(ISNUMBER(Table16[[#This Row],[Baseline Consumption (Hidden, kWh)]]), IF( ISNUMBER(SEARCH(\"Heat Pump\",Table16[[#This Row],[Retrofit Technology]])), IFERROR(Table16[[#This Row],[Baseline Consumption (Hidden, kWh)]]/Table16[[#This Row],[Energy Factor]],\"\"), IFERROR(Table16[[#This Row],[Baseline Consumption (Hidden, kWh)]]*0.8,\"\")), \"\")","v":""},{"$f":"IF(ISBLANK(Table16[[#This Row],[Annual Consumption (Hidden, kWh)]]),\"\", IFERROR(Table16[[#This Row],[Baseline Consumption (Hidden, kWh)]]-Table16[[#This Row],[Annual Consumption (Hidden, kWh)]],\"\"))","v":""},{"$f":"IF(ISBLANK(Table16[[#This Row],[Quantity]]),\"\",IF( Table16[[#This Row],[Per Unit]]=\"Per water heater\", IFERROR(Table16[[#This Row],[Quantity]]*Table16[[#This Row],[Rebate\n(CAD)]],\"\"), IF(Table16[[#This Row],[Per Unit]]=\"Per motor hp\", IFERROR(Table16[[#This Row],[Quantity]]*Table16[[#This Row],[HP]]*Table16[[#This Row],[Rebate\n(CAD)]],\"\"),\"\")))","v":""}]
[null,null,null,null,null,null,null,null,{"$f":"IF( ISBLANK(Table16[[#This Row],[Existing Technology]]),\"\", IF(ISNUMBER(SEARCH(\"Hot water\",Table16[[#This Row],[Existing Technology]])), IFERROR(Table16[[#This Row],[Number of Occupant]]*1*365*65*8.34/3413/0.85,\"\"), IF(ISNUMBER(SEARCH(\"Fan\",Table16[[#This Row],[Existing Technology]])), IFERROR(Table16[[#This Row],[Quantity]]*Table16[[#This Row],[HP]]*0.746*Table16[[#This Row],[Operating hours \n(hrs)]], \"\"),\"\")))","v":""},{"$f":"IF(ISBLANK(Table16[[#This Row],[Existing Technology]]),\"\", IFERROR(INDEX('Non-Lighting Index Table'!$D$24:$D$26,MATCH(Table16[[#This Row],[Existing Technology]],Table20MechanicalExistingTechnology,0)),\"\"))","v":""},null,{"$f":"IF(ISBLANK(Table16[[#This Row],[Existing Technology]]),\"\", IFERROR(INDEX('Non-Lighting Index Table'!$J$24:$J$26,MATCH(Table16[[#This Row],[Existing Technology]],Table20MechanicalExistingTechnology,0)),\"\"))","v":""},{"$f":"IF(ISBLANK(Table16[[#This Row],[Existing Technology]]),\"\", IFERROR(INDEX('Non-Lighting Index Table'!$K$24:$K$26,MATCH(Table16[[#This Row],[Existing Technology]],Table20MechanicalExistingTechnology,0)),\"\"))","v":""},{"$f":"IF(ISBLANK(Table16[[#This Row],[Existing Technology]]),\"\", IFERROR(INDEX('Non-Lighting Index Table'!$G$24:$G$26,MATCH(Table16[[#This Row],[Existing Technology]],Table20MechanicalExistingTechnology,0)),\"\"))","v":""},{"$f":"IF(ISBLANK(Table16[[#This Row],[Existing Technology]]),\"\", IFERROR(INDEX('Non-Lighting Index Table'!$H$24:$H$26,MATCH(Table16[[#This Row],[Existing Technology]],Table20MechanicalExistingTechnology,0)),\"\"))","v":""},{"$f":"IF(ISBLANK(Table16[[#This Row],[Existing Technology]]),\"\", IFERROR(INDEX('Non-Lighting Index Table'!$I$24:$I$26,MATCH(Table16[[#This Row],[Existing Technology]],Table20MechanicalExistingTechnology,0)),\"\"))","v":""},null,{"$f":"IF(ISNUMBER(Table16[[#This Row],[Baseline Consumption (Hidden, kWh)]]), IF( ISNUMBER(SEARCH(\"Heat Pump\",Table16[[#This Row],[Retrofit Technology]])), IFERROR(Table16[[#This Row],[Baseline Consumption (Hidden, kWh)]]/Table16[[#This Row],[Energy Factor]],\"\"), IFERROR(Table16[[#This Row],[Baseline Consumption (Hidden, kWh)]]*0.8,\"\")), \"\")","v":""},{"$f":"IF(ISBLANK(Table16[[#This Row],[Annual Consumption (Hidden, kWh)]]),\"\", IFERROR(Table16[[#This Row],[Baseline Consumption (Hidden, kWh)]]-Table16[[#This Row],[Annual Consumption (Hidden, kWh)]],\"\"))","v":""},{"$f":"IF(ISBLANK(Table16[[#This Row],[Quantity]]),\"\",IF( Table16[[#This Row],[Per Unit]]=\"Per water heater\", IFERROR(Table16[[#This Row],[Quantity]]*Table16[[#This Row],[Rebate\n(CAD)]],\"\"), IF(Table16[[#This Row],[Per Unit]]=\"Per motor hp\", IFERROR(Table16[[#This Row],[Quantity]]*Table16[[#This Row],[HP]]*Table16[[#This Row],[Rebate\n(CAD)]],\"\"),\"\")))","v":""}]

{"sheet":"Schedule B","index":7,"n_rows":56,"n_cols":15,"rows_kept":56,"cut":false,"hidden":true,"merged":[[22,2,22,7],[23,2,23,7],[24,2,24,7],[25,2,25,7],[21,2,21,7],[17,1,17,14],[20,2,20,7],[19,12,19,13],[18,1,18,14],[19,2,19,7],[3,8,3,9],[3,12,3,13],[12,2,12,7],[6,1,6,14],[15,2,15,3],[3,2,3,3],[15,10,15,11],[12,10,12,11],[9,2,9,11],[15,6,15,8],[36,2,36,14],[56,10,56,13],[53,10,53,13],[50,10,50,13],[50,2,50,8],[53,2,53,8],[56,2,56,8],[47,2,47,10],[44,2,44,4],[34,1,34,14],[27,1,27,14],[28,2,28,7],[28,12,28,13],[29,2,29,7],[32,2,32,14],[30,2,30,7]]}
[]
[]
[null,null,"BC Hydro Representative: ",null,null,null,null,null,"BCH Reference Number: ",null,null,null,"Project File Number: "]
[]
[]
[]
[null,"Project Information"]
[]
[null,null,"Company Name"]
[null,null,{"$f":"Company","v":0}]
[]
[null,null,"Site Address",null,null,null,null,null,null,null,"Site Name / ID"]
[null,null,{"$f":"SiteAddress","v":0},null,null,null,null,null,null,null,{"$f":"Summary!F16","v":0}]
[]
[null,null,"Total Expected Project Cost",null,null,null,"Total eligible incentive",null,null,null,"Total Expected Energy Savings"]
[null,null,{"$f":"ExpProjCost","v":0},null,null,null,{"$f":"Summary!H79","v":0},null,null,null,{"$f":"ExpProjSavings","v":0},null,"kWh/yr"]
[]
[null,"Electrical conservation measures"]
[null,"List of lighting electrical conservation measures (“ECM”)  in the Project"]
[null,"#","Implemented Electrical Conservation Measures",null,null,null,null,null,"Hardwired unit quantity","Per Unit Rebate","Expected Rebated Amount","Part number","Implemented as Expected*",null,"Not Installed"]
[null,{"$f":"ROW(B21)-ROW($B$20)","v":1},{"$f":"'Schedules Pivot Tables'!C6","v":"LED wall pack luminaire or retrofit kit > 8000 lm and ≤ 140 W"},null,null,null,null,null,{"$f":"'Schedules Pivot Tables'!E6","v":480},{"$f":"K21/I21","v":100},{"$f":"'Schedules Pivot Tables'!G6","v":48000},{"$f":"'Schedules Pivot Tables'!D6","v":"(blank)"}]
[null,2,{"$f":"'Schedules Pivot Tables'!C7","v":"LED strips"},null,null,null,null,null,{"$f":"'Schedules Pivot Tables'!E7","v":504},12,{"$f":"'Schedules Pivot Tables'!G7","v":6048},{"$f":"'Schedules Pivot Tables'!D7","v":"(blank)"}]
[null,3,{"$f":"'Schedules Pivot Tables'!C8","v":"LED low-bay luminaire or retrofit kit > 12000 lm and ≤ 190 W"},null,null,null,null,null,{"$f":"'Schedules Pivot Tables'!E8","v":240},98,{"$f":"'Schedules Pivot Tables'!G8","v":23520},{"$f":"'Schedules Pivot Tables'!D8","v":"(blank)"}]
[null,4,{"$f":"'Schedules Pivot Tables'!C9","v":"LED hardwired ≥ 600 lumen < 1000 lumen"},null,null,null,null,null,{"$f":"'Schedules Pivot Tables'!E9","v":240},24,{"$f":"'Schedules Pivot Tables'!G9","v":5760},{"$f":"'Schedules Pivot Tables'!D9","v":"(blank)"}]
[null,5,{"$f":"'Schedules Pivot Tables'!C10","v":"LED BR reflector lamp ≤ 600 lumen"},null,null,null,null,null,{"$f":"'Schedules Pivot Tables'!E10","v":552},7,{"$f":"'Schedules Pivot Tables'!G10","v":3864},{"$f":"'Schedules Pivot Tables'!D10","v":"(blank)"}]
[null,6,{"$f":"'Schedules Pivot Tables'!C11","v":"LED (2x2) troffer luminaire or retrofit kit >2000 lm and ≤40 W"},null,null,null,null,null,{"$f":"'Schedules Pivot Tables'!E11","v":120},40,{"$f":"'Schedules Pivot Tables'!G11","v":4800},{"$f":"'Schedules Pivot Tables'!D11","v":"(blank)"}]
[]
[null,"List of lighting controls, mechanical, HVAC, refrigeration, commercial kitchen ECMs in the Project"]
[null,"#","Implemented Electrical Conservation Measures",null,null,null,null,null,"Category","Unit quantity","Per Unit Rebate","Expected Rebated Amount","Implemented as Expected*",null,"Not Installed"]
[null,{"$f":"ROW(B30)-ROW($B$29)","v":1},{"$f":"'Schedules Pivot Tables'!V2","v":"Occupancy sensor (switch-plate or fixture-mounted)"},null,null,null,null,null,{"$f":"INDEX('Schedules Pivot Tables'!U:U,MATCH('Schedule B'!C30,'Schedules Pivot Tables'!V:V,0))","v":"Lighting controls"},{"$f":"INDEX('Schedules Pivot Tables'!Z:Z,MATCH('Schedule B'!C30,'Schedules Pivot Tables'!V:V,0))","v":128},{"$f":"L30/J30","v":35},{"$f":"INDEX('Schedules Pivot Tables'!Y:Y,MATCH('Schedule B'!C30,'Schedules Pivot Tables'!V:V,0))","v":4480}]
[null,2,{"$f":"'Schedules Pivot Tables'!V3","v":"Occupancy sensor (ceiling or wall-mounted)"},null,null,null,null,null,{"$f":"INDEX('Schedules Pivot Tables'!U:U,MATCH('Schedule B'!C31,'Schedules Pivot Tables'!V:V,0))","v":"Lighting controls"},{"$f":"INDEX('Schedules Pivot Tables'!Z:Z,MATCH('Schedule B'!C31,'Schedules Pivot Tables'!V:V,0))","v":64},{"$f":"L31/J31","v":35},{"$f":"INDEX('Schedules Pivot Tables'!Y:Y,MATCH('Schedule B'!C31,'Schedules Pivot Tables'!V:V,0))","v":2240}]
[]
[null,null,"PLEASE SEE BELOW OR NEXT PAGE TO SIGN DECLARATION"]
[]
[null,"Applicant's declaration"]
[null,"If Electrical Conservation Measure (ECM) NOT implemented as expected, please review and check appropriately"]
[null,null,"For all ECMs, please submit an updated BC Hydro-FortisBC Rebate Calculator with the list of current ECM(s) and quantities as implemented (attach separately)"]
[]
[]
[]
[]
[]
[]
[null,null,"Project Implementation Date"]
[null,null,null,null,null,{"$f":"IF(C45=\"\",\"(yyyy-mm-dd)\",\"\")","v":"(yyyy-mm-dd)"}]
[]
[null,null,"Legal Name of Applicant: "]
[]
[]
[null,null,"Authorized signature: ",null,null,null,null,null,null,null,"Job Title: "]
[]
[]
[null,null,"Name (please print): ",null,null,null,null,null,null,null,"Date: "]
[]
[]
[null,null,"Site Inspection Contact:",null,null,null,null,null,null,null,"Phone #: "]

{"sheet":"Schedule C","index":8,"n_rows":37,"n_cols":13,"rows_kept":37,"cut":false,"hidden":true,"merged":[[3,2,3,3],[3,8,3,9],[16,8,16,9],[16,10,17,14],[31,1,31,10],[22,1,22,14],[25,1,25,14],[26,1,28,14],[17,8,17,9],[19,1,20,13],[6,1,7,14],[9,1,9,14],[12,2,12,9],[37,10,37,12],[34,10,34,12],[14,1,14,14],[34,1,34,8],[37,1,37,8],[23,1,23,14]]}
[]
[]
[null,null,"BC Hydro Representative: ",null,null,null,null,null,"BCH Reference Number: ",null,null,null,"Project File Number: "]
[null,null,{"$f":"KAM","v":0},null,null,null,null,null,{"$f":"FileNumber","v":0},null,null,null,{"$f":"FileNumberFortis","v":0}]
[]
[]
[null,"Please complete the following and submit along with Invoice Reconciliation and Implementation Support Documents for the approved electrical energy conservation measure(s) as described in Schedule B of the Incentive Fund Agreement."]
[]
[]
[null,"Project information"]
[]
[null,null,"Company Name"]
[null,null,{"$f":"Company","v":0}]
[]
[null,"Project cost summary"]
[]
[null,null,"Total actual project cost (excluding tax)",null,null,null,null,null,null,null,"**Incentive funding may be adjusted if the actual project cost is less than the estimate project cost."]
[null,null,"Total estimated project cost (excluding tax)",null,null,null,null,null,{"$f":"ExpProjCost","v":0}]
[]
[null,"If total completed project cost is less than total expected project cost, please check that all invoices are accounted for as part of this Schedule C submission with no additional invoices to be submitted."]
[]
[]
[null,"PLEASE NOTE THAT SUBMISSION OF PROJECT INVOICES IS REQUIRED"]
[null,"All submitted invoices must show each product’s manufacturer, full part number, quantity and overall cost"]
[]
[null,"Applicant's declaration"]
[null,"I, the undersigned, declare that the information contained in this declaration and the attached Invoice Reconciliation Template is accurate and complete and all invoices pertaining to this Project have been paid in full and all applicable permits pertaining to the Project are in place."]
[]
[]
[]
[null,"Legal Name of Applicant: "]
[]
[]
[null,"Authorized signature: ",null,null,null,null,null,null,null,null,"Job Title: "]
[]
[]
[null,"Name (please print): ",null,null,null,null,null,null,null,null,"Date: "]

{"sheet":"Lighitng DropDown Menus","index":9,"n_rows":328,"n_cols":3,"rows_kept":328,"cut":false,"hidden":true,"merged":[]}
[]
["Table 1 Space Type & Hours"]
["Space Type","Hours"]
["Common areas ",8760]
["Lobby",8760]
["Hall/Corridor",8760]
["Stairwell",8760]
["Underground Parking ",8760]
["Offices ",2600]
["Guest room",1500]
["Storage Rooms",600]
["Exterior  ",4380]
["Other","-"]
[]
["Table 2 Existing Lighting Technology"]
["Lighting  Technology"]
["Fluorescent Luminaire"]
["Inc. or Halogen A type"]
["Hal. Reflector lamp"]
["HPS Luminaire"]
["MH luminaire"]
["Signage Neon"]
["Signage Fluorescent"]
["Other"]
[]
[]
[]
["Table 3 Existing Lighting Technology to Lighting Source"]
["Existing Lighting Technology","Existing Lighting Source","INDIRECT Table Names"]
["Fluorescent Luminaire","2 ft - 4 lamp fl. luminaire",{"$f":"IF(ISBLANK(Table8[[#This Row],[Existing Lighting Technology]]),\"\",SUBSTITUTE(Table8[[#This Row],[Existing Lighting Technology]],\" \",\"\"))","v":"FluorescentLuminaire"}]
["Fluorescent Luminaire","4 ft - 2 lamp fl. luminaire",{"$f":"IF(ISBLANK(Table8[[#This Row],[Existing Lighting Technology]]),\"\",SUBSTITUTE(Table8[[#This Row],[Existing Lighting Technology]],\" \",\"\"))","v":"FluorescentLuminaire"}]
["Fluorescent Luminaire","4 ft - 3 lamp fl. luminaire",{"$f":"IF(ISBLANK(Table8[[#This Row],[Existing Lighting Technology]]),\"\",SUBSTITUTE(Table8[[#This Row],[Existing Lighting Technology]],\" \",\"\"))","v":"FluorescentLuminaire"}]
["Fluorescent Luminaire","4 ft - 4 lamp fl. luminaire",{"$f":"IF(ISBLANK(Table8[[#This Row],[Existing Lighting Technology]]),\"\",SUBSTITUTE(Table8[[#This Row],[Existing Lighting Technology]],\" \",\"\"))","v":"FluorescentLuminaire"}]
["Fluorescent Luminaire","Low/high bay fluorescent - 2 -T5HO",{"$f":"IF(ISBLANK(Table8[[#This Row],[Existing Lighting Technology]]),\"\",SUBSTITUTE(Table8[[#This Row],[Existing Lighting Technology]],\" \",\"\"))","v":"FluorescentLuminaire"}]
["Fluorescent Luminaire","Low/high bay fluorescent - 4 -T5HO",{"$f":"IF(ISBLANK(Table8[[#This Row],[Existing Lighting Technology]]),\"\",SUBSTITUTE(Table8[[#This Row],[Existing Lighting Technology]],\" \",\"\"))","v":"FluorescentLuminaire"}]
["Fluorescent Luminaire","Low/high bay fluorescent - 6 -T5HO",{"$f":"IF(ISBLANK(Table8[[#This Row],[Existing Lighting Technology]]),\"\",SUBSTITUTE(Table8[[#This Row],[Existing Lighting Technology]],\" \",\"\"))","v":"FluorescentLuminaire"}]
[null,null,{"$f":"IF(ISBLANK(Table8[[#This Row],[Existing Lighting Technology]]),\"\",SUBSTITUTE(Table8[[#This Row],[Existing Lighting Technology]],\" \",\"\"))","v":""}]
["Inc. or Halogen A type","Luminaire w. Inc/Hal A lamp =40W",{"$f":"IF(ISBLANK(Table8[[#This Row],[Existing Lighting Technology]]),\"\",SUBSTITUTE(Table8[[#This Row],[Existing Lighting Technology]],\" \",\"\"))","v":"Inc.orHalogenAtype"}]
["Inc. or Halogen A type","Luminaire w. Inc/Hal A lamp =60W",{"$f":"IF(ISBLANK(Table8[[#This Row],[Existing Lighting Technology]]),\"\",SUBSTITUTE(Table8[[#This Row],[Existing Lighting Technology]],\" \",\"\"))","v":"Inc.orHalogenAtype"}]
["Inc. or Halogen A type","Luminaire w. Inc/Hal A lamp >100W",{"$f":"IF(ISBLANK(Table8[[#This Row],[Existing Lighting Technology]]),\"\",SUBSTITUTE(Table8[[#This Row],[Existing Lighting Technology]],\" \",\"\"))","v":"Inc.orHalogenAtype"}]
[null,null,{"$f":"IF(ISBLANK(Table8[[#This Row],[Existing Lighting Technology]]),\"\",SUBSTITUTE(Table8[[#This Row],[Existing Lighting Technology]],\" \",\"\"))","v":""}]
["Hal. Reflector lamp","Halogen MR16 ≥ 20 W",{"$f":"IF(ISBLANK(Table8[[#This Row],[Existing Lighting Technology]]),\"\",SUBSTITUTE(Table8[[#This Row],[Existing Lighting Technology]],\" \",\"\"))","v":"Hal.Reflectorlamp"}]
["Hal. Reflector lamp","Halogen Reflector < 60 W",{"$f":"IF(ISBLANK(Table8[[#This Row],[Existing Lighting Technology]]),\"\",SUBSTITUTE(Table8[[#This Row],[Existing Lighting Technology]],\" \",\"\"))","v":"Hal.Reflectorlamp"}]
["Hal. Reflector lamp","Halogen Reflector ≥ 60 W and ≤ 100 W",{"$f":"IF(ISBLANK(Table8[[#This Row],[Existing Lighting Technology]]),\"\",SUBSTITUTE(Table8[[#This Row],[Existing Lighting Technology]],\" \",\"\"))","v":"Hal.Reflectorlamp"}]
[null,null,{"$f":"IF(ISBLANK(Table8[[#This Row],[Existing Lighting Technology]]),\"\",SUBSTITUTE(Table8[[#This Row],[Existing Lighting Technology]],\" \",\"\"))","v":""}]
["HPS Luminaire","70 W HPS",{"$f":"IF(ISBLANK(Table8[[#This Row],[Existing Lighting Technology]]),\"\",SUBSTITUTE(Table8[[#This Row],[Existing Lighting Technology]],\" \",\"\"))","v":"HPSLuminaire"}]
["HPS Luminaire","100 W HPS",{"$f":"IF(ISBLANK(Table8[[#This Row],[Existing Lighting Technology]]),\"\",SUBSTITUTE(Table8[[#This Row],[Existing Lighting Technology]],\" \",\"\"))","v":"HPSLuminaire"}]
["HPS Luminaire","150 W HPS",{"$f":"IF(ISBLANK(Table8[[#This Row],[Existing Lighting Technology]]),\"\",SUBSTITUTE(Table8[[#This Row],[Existing Lighting Technology]],\" \",\"\"))","v":"HPSLuminaire"}]
["HPS Luminaire","200 W HPS",{"$f":"IF(ISBLANK(Table8[[#This Row],[Existing Lighting Technology]]),\"\",SUBSTITUTE(Table8[[#This Row],[Existing Lighting Technology]],\" \",\"\"))","v":"HPSLuminaire"}]
["HPS Luminaire","250 W HPS",{"$f":"IF(ISBLANK(Table8[[#This Row],[Existing Lighting Technology]]),\"\",SUBSTITUTE(Table8[[#This Row],[Existing Lighting Technology]],\" \",\"\"))","v":"HPSLuminaire"}]
["HPS Luminaire","400 W HPS",{"$f":"IF(ISBLANK(Table8[[#This Row],[Existing Lighting Technology]]),\"\",SUBSTITUTE(Table8[[#This Row],[Existing Lighting Technology]],\" \",\"\"))","v":"HPSLuminaire"}]
[null,null,{"$f":"IF(ISBLANK(Table8[[#This Row],[Existing Lighting Technology]]),\"\",SUBSTITUTE(Table8[[#This Row],[Existing Lighting Technology]],\" \",\"\"))","v":""}]
["MH luminaire","70 / 75 W MH",{"$f":"IF(ISBLANK(Table8[[#This Row],[Existing Lighting Technology]]),\"\",SUBSTITUTE(Table8[[#This Row],[Existing Lighting Technology]],\" \",\"\"))","v":"MHluminaire"}]
["MH luminaire","100 W MH",{"$f":"IF(ISBLANK(Table8[[#This Row],[Existing Lighting Technology]]),\"\",SUBSTITUTE(Table8[[#This Row],[Existing Lighting Technology]],\" \",\"\"))","v":"MHluminaire"}]
["MH luminaire","150 W MH",{"$f":"IF(ISBLANK(Table8[[#This Row],[Existing Lighting Technology]]),\"\",SUBSTITUTE(Table8[[#This Row],[Existing Lighting Technology]],\" \",\"\"))","v":"MHluminaire"}]
["MH luminaire","175 W MH",{"$f":"IF(ISBLANK(Table8[[#This Row],[Existing Lighting Technology]]),\"\",SUBSTITUTE(Table8[[#This Row],[Existing Lighting Technology]],\" \",\"\"))","v":"MHluminaire"}]
["MH luminaire","250 W MH",{"$f":"IF(ISBLANK(Table8[[#This Row],[Existing Lighting Technology]]),\"\",SUBSTITUTE(Table8[[#This Row],[Existing Lighting Technology]],\" \",\"\"))","v":"MHluminaire"}]
["MH luminaire","360 W MH",{"$f":"IF(ISBLANK(Table8[[#This Row],[Existing Lighting Technology]]),\"\",SUBSTITUTE(Table8[[#This Row],[Existing Lighting Technology]],\" \",\"\"))","v":"MHluminaire"}]
["MH luminaire","400 W MH",{"$f":"IF(ISBLANK(Table8[[#This Row],[Existing Lighting Technology]]),\"\",SUBSTITUTE(Table8[[#This Row],[Existing Lighting Technology]],\" \",\"\"))","v":"MHluminaire"}]
[null,null,{"$f":"IF(ISBLANK(Table8[[#This Row],[Existing Lighting Technology]]),\"\",SUBSTITUTE(Table8[[#This Row],[Existing Lighting Technology]],\" \",\"\"))","v":""}]
["Signage Neon","Neon Sign",{"$f":"IF(ISBLANK(Table8[[#This Row],[Existing Lighting Technology]]),\"\",SUBSTITUTE(Table8[[#This Row],[Existing Lighting Technology]],\" \",\"\"))","v":"SignageNeon"}]
[null,null,{"$f":"IF(ISBLANK(Table8[[#This Row],[Existing Lighting Technology]]),\"\",SUBSTITUTE(Table8[[#This Row],[Existing Lighting Technology]],\" \",\"\"))","v":""}]
["Signage Fluorescent","Fluorescent Sign",{"$f":"IF(ISBLANK(Table8[[#This Row],[Existing Lighting Technology]]),\"\",SUBSTITUTE(Table8[[#This Row],[Existing Lighting Technology]],\" \",\"\"))","v":"SignageFluorescent"}]
[null,null,{"$f":"IF(ISBLANK(Table8[[#This Row],[Existing Lighting Technology]]),\"\",SUBSTITUTE(Table8[[#This Row],[Existing Lighting Technology]],\" \",\"\"))","v":""}]
[]
["Table 4 Existing Lighting Source to BC Hydro Rebate Category "]
["Existing Lighting Source","BC Hydro Rebate Category ","INDIRECT Table Names"]
["2 ft - 4 lamp fl. luminaire","LED (2x2) troffer luminaire or retrofit kit >2000 lm and ≤40 W",{"$f":" IF(ISBLANK(A68),\"\",\"Table4\" & SUBSTITUTE(SUBSTITUTE(SUBSTITUTE(SUBSTITUTE(SUBSTITUTE(SUBSTITUTE(SUBSTITUTE(A68,\"'\",\"\"), \"/\",\"\"), \">\",\"\"),\"<\",\"\"),\"=\",\"\"),\" \",\"\"),\"-\",\"\"))","v":"Table42ft4lampfl.luminaire"}]
[null,null,""]
["4 ft - 2 lamp fl. luminaire","LED (2x2) troffer luminaire or retrofit kit >2000 lm and ≤40 W","Table44ft2lampfl.luminaire"]
["4 ft - 2 lamp fl. luminaire","LED (1x4) troffer luminaire or retrofit kit >2000 lm and ≤40 W","Table44ft2lampfl.luminaire"]
["4 ft - 2 lamp fl. luminaire","LED T8 lamp,  4ft  (up to 13W)","Table44ft2lampfl.luminaire"]
["4 ft - 2 lamp fl. luminaire","LED T8 lamp,  4ft  (14W to 22W)","Table44ft2lampfl.luminaire"]
[null,null,""]
["4 ft - 3 lamp fl. luminaire","LED (2x4) low/medium output troffer luminaire or retrofit kit >3000 lm and ≤50 W","Table44ft3lampfl.luminaire"]
["4 ft - 3 lamp fl. luminaire","LED T8 lamp,  4ft  (up to 13W)","Table44ft3lampfl.luminaire"]
["4 ft - 3 lamp fl. luminaire","LED T8 lamp,  4ft  (14W to 22W)","Table44ft3lampfl.luminaire"]
[null,null,""]
["4 ft - 4 lamp fl. luminaire","LED (2x4) high output troffer luminaire or retrofit kit >3000 lm and ≤70 W","Table44ft4lampfl.luminaire"]
["4 ft - 4 lamp fl. luminaire","LED T8 lamp,  4ft  (up to 13W)","Table44ft4lampfl.luminaire"]
["4 ft - 4 lamp fl. luminaire","LED T8 lamp,  4ft  (14W to 22W)","Table44ft4lampfl.luminaire"]
[null,null,""]
["Low/high bay fluorescent - 2 -T5HO","LED luminaire or retrofit kit > 5000 lm and <= 110 W","Table4Lowhighbayfluorescent2T5HO"]
["Low/high bay fluorescent - 2 -T5HO","LED T5HO lamp,  4ft  (up to 30W)","Table4Lowhighbayfluorescent2T5HO"]
[null,null,""]
["Low/high bay fluorescent - 4 -T5HO","LED luminaire or retrofit kit > 12000 lm and <= 190 W","Table4Lowhighbayfluorescent4T5HO"]
["Low/high bay fluorescent - 4 -T5HO","LED T5HO lamp,  4ft  (up to 30W)","Table4Lowhighbayfluorescent4T5HO"]
[null,null,""]
["Low/high bay fluorescent - 6 -T5HO","LED luminaire or retrofit kit > 19000 lm and <= 350 W","Table4Lowhighbayfluorescent6T5HO"]
["Low/high bay fluorescent - 6 -T5HO","LED T5HO lamp,  4ft  (up to 30W)","Table4Lowhighbayfluorescent6T5HO"]
[null,null,""]
["Luminaire w. Inc/Hal A lamp =40W","LED hardwired ≥ 450 lumen < 600 lumen","Table4Luminairew.IncHalAlamp40W"]
[null,null,""]
["Luminaire w. Inc/Hal A lamp =60W","LED hardwired ≥ 600 lumen < 1000 lumen","Table4Luminairew.IncHalAlamp60W"]
[null,null,""]
["Luminaire w. Inc/Hal A lamp >100W","LED hardwired >1300 lumen < 4000 lumen","Table4Luminairew.IncHalAlamp100W"]
[null,null,""]
["Halogen MR16 ≥ 20 W","LED MR16 ≥ 200 lumen","Table4HalogenMR16≥20W"]
[null,null,""]
["Halogen Reflector < 60 W","LED PAR reflector lamp ≤ 600 lumen",{"$f":" IF(ISBLANK(A100),\"\",\"Table4\" & SUBSTITUTE(SUBSTITUTE(SUBSTITUTE(SUBSTITUTE(SUBSTITUTE(SUBSTITUTE(SUBSTITUTE(A100,\"'\",\"\"), \"/\",\"\"), \">\",\"\"),\"<\",\"\"),\"=\",\"\"),\" \",\"\"),\"-\",\"\"))","v":"Table4HalogenReflector60W"}]
["Halogen Reflector < 60 W","LED BR reflector lamp ≤ 600 lumen","Table4HalogenReflector60W"]
[null,null,""]
[null,null,""]
["Halogen Reflector ≥ 60 W and ≤ 100 W","LED Energy Star hardwired > 600 lumen","Table4HalogenReflector≥60Wand≤100W"]
["Halogen Reflector ≥ 60 W and ≤ 100 W","LED PAR reflector lamp > 600 lumen and ≤ 1500 lumen","Table4HalogenReflector≥60Wand≤100W"]
[null,null,""]
["70 W HPS","LED wall pack luminaire or retrofit kit > 1500 lm and ≤ 40 W","Table470WHPS"]
[null,null,""]
["100 W HPS","LED parking luminaire or retrofit kit > 3000 lm and ≤ 80 W","Table4100WHPS"]
["100 W HPS","LED area luminaire or retrofit kit > 3000 lm and ≤ 80 W","Table4100WHPS"]
["100 W HPS","LED wall pack luminaire or retrofit kit > 3000 lm and ≤ 80 W","Table4100WHPS"]
[null,null,""]
[null,null,""]
["150 W HPS","LED low-bay luminaire or retrofit kit > 5000 lm and ≤ 90 W","Table4150WHPS"]
["150 W HPS","LED area luminaire or retrofit kit > 5000 lm and ≤ 90 W","Table4150WHPS"]
["150 W HPS","LED canopy luminaire or retrofit kit > 5000 lm and ≤ 90 W","Table4150WHPS"]
[null,null,""]
[null,null,""]
["200 W HPS","LED area luminaire or retrofit kit > 8000 lm and ≤ 140 W","Table4200WHPS"]
["200 W HPS","LED wall pack luminaire or retrofit kit > 8000 lm and ≤ 140 W","Table4200WHPS"]
["200 W HPS","LED parking luminaire or retrofit kit > 8000 lm and ≤ 140 W","Table4200WHPS"]
[null,null,""]
["250 W HPS","LED high-bay luminaire or retrofit kit > 12000 lm and ≤ 190 W","Table4250WHPS"]
["250 W HPS","LED low-bay luminaire or retrofit kit > 12000 lm and ≤ 190 W","Table4250WHPS"]
["250 W HPS","LED area luminaire or retrofit kit > 12000 lm and ≤ 190 W","Table4250WHPS"]
[null,null,""]
["400 W HPS","LED high-bay luminaire or retrofit kit > 19000 lm and ≤ 350 W","Table4400WHPS"]
["400 W HPS","LED canopy luminaire or retrofit kit > 19000 lm and ≤ 350 W","Table4400WHPS"]
["400 W HPS","LED flood luminaire or retrofit kit > 19000 lm and ≤ 350 W","Table4400WHPS"]
["400 W HPS","LED area luminaire or retrofit kit > 19000 lm and ≤ 350 W","Table4400WHPS"]
[null,null,""]
["70 / 75 W MH","LED wall pack luminaire or retrofit kit > 1500 lm and ≤ 40 W",{"$f":" IF(ISBLANK(A132),\"\",\"Table4\" & SUBSTITUTE(SUBSTITUTE(SUBSTITUTE(SUBSTITUTE(SUBSTITUTE(SUBSTITUTE(SUBSTITUTE(A132,\"'\",\"\"), \"/\",\"\"), \">\",\"\"),\"<\",\"\"),\"=\",\"\"),\" \",\"\"),\"-\",\"\"))","v":"Table47075WMH"}]
[null,null,""]
["100 W MH","LED wall pack luminaire or retrofit kit > 3000 lm and ≤ 80 W","Table4100WMH"]
["100 W MH","LED parking luminaire or retrofit kit > 3000 lm and ≤ 80 W","Table4100WMH"]
["100 W MH","LED area luminaire or retrofit kit > 3000 lm and ≤ 80 W","Table4100WMH"]
[null,null,""]
["150 W MH","LED area luminaire or retrofit kit > 5000 lm and ≤ 90 W","Table4150WMH"]
[null,null,""]
["175 W MH","LED wall pack luminaire or retrofit kit > 5000 lm and ≤ 110 W","Table4175WMH"]
["175 W MH","LED area luminaire or retrofit kit > 5000 lm and ≤ 110 W","Table4175WMH"]
["175 W MH","LED low-bay luminaire or retrofit kit > 5000 lm and ≤ 110 W","Table4175WMH"]
[null,null,""]
["250 W MH","LED low-bay luminaire or retrofit kit > 12000 lm and ≤ 190 W","Table4250WMH"]
["250 W MH","LED area luminaire or retrofit kit > 12000 lm and ≤ 190 W","Table4250WMH"]
[null,null,""]
["360 W MH","LED canopy luminaire retrofit kit >16,000 lm and ≤ 230W","Table4360WMH"]
["360 W MH","LED high-bay luminaire retrofit kit >16,000 lm and ≤ 230W","Table4360WMH"]
[null,null,""]
["400 W MH","LED flood luminaire or retrofit kit > 19000 lm and ≤ 350 W","Table4400WMH"]
["400 W MH","LED area luminaire or retrofit kit > 19000 lm and ≤ 350 W","Table4400WMH"]
["400 W MH","LED high-bay luminaire or retrofit kit > 19000 lm and ≤ 350 W","Table4400WMH"]
[null,null,""]
["Neon Sign","LED strips","Table4NeonSign"]
[null,null,""]
["Fluorescent Sign","LED strips","Table4FluorescentSign"]
[]
[]
["Table 5 Control Sensor"]
["New Control","Control Rebate ","Control Unit"]
["Occupancy sensor (switch-plate or fixture-mounted)",35,"per control"]
["Occupancy sensor (ceiling or wall-mounted)",35,"per control"]
["None",0,"per unit"]
[]
["Table 12 Existing Lighting to Fortis New Lighting Source"]
["Lighting Source","Fortis New Lighting source","Table Reference Name"]
[null,null,{"$f":" IF(ISBLANK(Table12..[[#This Row],[Fortis New Lighting source]]),\"\",\"Table12\" & SUBSTITUTE(SUBSTITUTE(SUBSTITUTE(SUBSTITUTE(SUBSTITUTE(SUBSTITUTE(SUBSTITUTE(Table12..[[#This Row],[Lighting Source]],\"'\",\"\"), \"/\",\"\"), \">\",\"\"),\"<\",\"\"),\"=\",\"\"),\" \",\"\"),\"-\",\"\"))","v":""}]
["2 ft - 4 lamp fl. luminaire","LED interior troffer (up to 40W)",{"$f":" IF(ISBLANK(Table12..[[#This Row],[Fortis New Lighting source]]),\"\",\"Table12\" & SUBSTITUTE(SUBSTITUTE(SUBSTITUTE(SUBSTITUTE(SUBSTITUTE(SUBSTITUTE(SUBSTITUTE(Table12..[[#This Row],[Lighting Source]],\"'\",\"\"), \"/\",\"\"), \">\",\"\"),\"<\",\"\"),\"=\",\"\"),\" \",\"\"),\"-\",\"\"))","v":"Table122ft4lampfl.luminaire"}]
[null,null,{"$f":" IF(ISBLANK(Table12..[[#This Row],[Fortis New Lighting source]]),\"\",\"Table12\" & SUBSTITUTE(SUBSTITUTE(SUBSTITUTE(SUBSTITUTE(SUBSTITUTE(SUBSTITUTE(SUBSTITUTE(Table12..[[#This Row],[Lighting Source]],\"'\",\"\"), \"/\",\"\"), \">\",\"\"),\"<\",\"\"),\"=\",\"\"),\" \",\"\"),\"-\",\"\"))","v":""}]
["4 ft - 2 lamp fl. luminaire","LED interior troffer (up to 40W)",{"$f":" IF(ISBLANK(Table12..[[#This Row],[Fortis New Lighting source]]),\"\",\"Table12\" & SUBSTITUTE(SUBSTITUTE(SUBSTITUTE(SUBSTITUTE(SUBSTITUTE(SUBSTITUTE(SUBSTITUTE(Table12..[[#This Row],[Lighting Source]],\"'\",\"\"), \"/\",\"\"), \">\",\"\"),\"<\",\"\"),\"=\",\"\"),\" \",\"\"),\"-\",\"\"))","v":"Table124ft2lampfl.luminaire"}]
["4 ft - 2 lamp fl. luminaire","LED T8 lamp,  4ft  (up to 13W)",{"$f":" IF(ISBLANK(Table12..[[#This Row],[Fortis New Lighting source]]),\"\",\"Table12\" & SUBSTITUTE(SUBSTITUTE(SUBSTITUTE(SUBSTITUTE(SUBSTITUTE(SUBSTITUTE(SUBSTITUTE(Table12..[[#This Row],[Lighting Source]],\"'\",\"\"), \"/\",\"\"), \">\",\"\"),\"<\",\"\"),\"=\",\"\"),\" \",\"\"),\"-\",\"\"))","v":"Table124ft2lampfl.luminaire"}]
["4 ft - 2 lamp fl. luminaire","LED T8 lamp,  4ft  (14W to 22W)",{"$f":" IF(ISBLANK(Table12..[[#This Row],[Fortis New Lighting source]]),\"\",\"Table12\" & SUBSTITUTE(SUBSTITUTE(SUBSTITUTE(SUBSTITUTE(SUBSTITUTE(SUBSTITUTE(SUBSTITUTE(Table12..[[#This Row],[Lighting Source]],\"'\",\"\"), \"/\",\"\"), \">\",\"\"),\"<\",\"\"),\"=\",\"\"),\" \",\"\"),\"-\",\"\"))","v":"Table124ft2lampfl.luminaire"}]
[null,null,{"$f":" IF(ISBLANK(Table12..[[#This Row],[Fortis New Lighting source]]),\"\",\"Table12\" & SUBSTITUTE(SUBSTITUTE(SUBSTITUTE(SUBSTITUTE(SUBSTITUTE(SUBSTITUTE(SUBSTITUTE(Table12..[[#This Row],[Lighting Source]],\"'\",\"\"), \"/\",\"\"), \">\",\"\"),\"<\",\"\"),\"=\",\"\"),\" \",\"\"),\"-\",\"\"))","v":""}]
["4 ft - 3 lamp fl. luminaire","LED interior troffer (41W to 80W)",{"$f":" IF(ISBLANK(Table12..[[#This Row],[Fortis New Lighting source]]),\"\",\"Table12\" & SUBSTITUTE(SUBSTITUTE(SUBSTITUTE(SUBSTITUTE(SUBSTITUTE(SUBSTITUTE(SUBSTITUTE(Table12..[[#This Row],[Lighting Source]],\"'\",\"\"), \"/\",\"\"), \">\",\"\"),\"<\",\"\"),\"=\",\"\"),\" \",\"\"),\"-\",\"\"))","v":"Table124ft3lampfl.luminaire"}]
["4 ft - 3 lamp fl. luminaire","LED T8 lamp,  4ft  (up to 13W)",{"$f":" IF(ISBLANK(Table12..[[#This Row],[Fortis New Lighting source]]),\"\",\"Table12\" & SUBSTITUTE(SUBSTITUTE(SUBSTITUTE(SUBSTITUTE(SUBSTITUTE(SUBSTITUTE(SUBSTITUTE(Table12..[[#This Row],[Lighting Source]],\"'\",\"\"), \"/\",\"\"), \">\",\"\"),\"<\",\"\"),\"=\",\"\"),\" \",\"\"),\"-\",\"\"))","v":"Table124ft3lampfl.luminaire"}]
["4 ft - 3 lamp fl. luminaire","LED T8 lamp,  4ft  (14W to 22W)",{"$f":" IF(ISBLANK(Table12..[[#This Row],[Fortis New Lighting source]]),\"\",\"Table12\" & SUBSTITUTE(SUBSTITUTE(SUBSTITUTE(SUBSTITUTE(SUBSTITUTE(SUBSTITUTE(SUBSTITUTE(Table12..[[#This Row],[Lighting Source]],\"'\",\"\"), \"/\",\"\"), \">\",\"\"),\"<\",\"\"),\"=\",\"\"),\" \",\"\"),\"-\",\"\"))","v":"Table124ft3lampfl.luminaire"}]
[null,null,{"$f":" IF(ISBLANK(Table12..[[#This Row],[Fortis New Lighting source]]),\"\",\"Table12\" & SUBSTITUTE(SUBSTITUTE(SUBSTITUTE(SUBSTITUTE(SUBSTITUTE(SUBSTITUTE(SUBSTITUTE(Table12..[[#This Row],[Lighting Source]],\"'\",\"\"), \"/\",\"\"), \">\",\"\"),\"<\",\"\"),\"=\",\"\"),\" \",\"\"),\"-\",\"\"))","v":""}]
["4 ft - 4 lamp fl. luminaire","LED interior troffer (41W to 80W)",{"$f":" IF(ISBLANK(Table12..[[#This Row],[Fortis New Lighting source]]),\"\",\"Table12\" & SUBSTITUTE(SUBSTITUTE(SUBSTITUTE(SUBSTITUTE(SUBSTITUTE(SUBSTITUTE(SUBSTITUTE(Table12..[[#This Row],[Lighting Source]],\"'\",\"\"), \"/\",\"\"), \">\",\"\"),\"<\",\"\"),\"=\",\"\"),\" \",\"\"),\"-\",\"\"))","v":"Table124ft4lampfl.luminaire"}]
["4 ft - 4 lamp fl. luminaire","LED T8 lamp,  4ft  (up to 13W)",{"$f":" IF(ISBLANK(Table12..[[#This Row],[Fortis New Lighting source]]),\"\",\"Table12\" & SUBSTITUTE(SUBSTITUTE(SUBSTITUTE(SUBSTITUTE(SUBSTITUTE(SUBSTITUTE(SUBSTITUTE(Table12..[[#This Row],[Lighting Source]],\"'\",\"\"), \"/\",\"\"), \">\",\"\"),\"<\",\"\"),\"=\",\"\"),\" \",\"\"),\"-\",\"\"))","v":"Table124ft4lampfl.luminaire"}]
["4 ft - 4 lamp fl. luminaire","LED T8 lamp,  4ft  (14W to 22W)",{"$f":" IF(ISBLANK(Table12..[[#This Row],[Fortis New Lighting source]]),\"\",\"Table12\" & SUBSTITUTE(SUBSTITUTE(SUBSTITUTE(SUBSTITUTE(SUBSTITUTE(SUBSTITUTE(SUBSTITUTE(Table12..[[#This Row],[Lighting Source]],\"'\",\"\"), \"/\",\"\"), \">\",\"\"),\"<\",\"\"),\"=\",\"\"),\" \",\"\"),\"-\",\"\"))","v":"Table124ft4lampfl.luminaire"}]
[null,null,{"$f":" IF(ISBLANK(Table12..[[#This Row],[Fortis New Lighting source]]),\"\",\"Table12\" & SUBSTITUTE(SUBSTITUTE(SUBSTITUTE(SUBSTITUTE(SUBSTITUTE(SUBSTITUTE(SUBSTITUTE(Table12..[[#This Row],[Lighting Source]],\"'\",\"\"), \"/\",\"\"), \">\",\"\"),\"<\",\"\"),\"=\",\"\"),\" \",\"\"),\"-\",\"\"))","v":""}]
["Low/high bay fluorescent - 2 -T5HO","LED low-bay luminaire (50W to 100W)",{"$f":" IF(ISBLANK(Table12..[[#This Row],[Fortis New Lighting source]]),\"\",\"Table12\" & SUBSTITUTE(SUBSTITUTE(SUBSTITUTE(SUBSTITUTE(SUBSTITUTE(SUBSTITUTE(SUBSTITUTE(Table12..[[#This Row],[Lighting Source]],\"'\",\"\"), \"/\",\"\"), \">\",\"\"),\"<\",\"\"),\"=\",\"\"),\" \",\"\"),\"-\",\"\"))","v":"Table12Lowhighbayfluorescent2T5HO"}]
["Low/high bay fluorescent - 2 -T5HO","LED T5HO lamp,  4ft  (up to 30W)",{"$f":" IF(ISBLANK(Table12..[[#This Row],[Fortis New Lighting source]]),\"\",\"Table12\" & SUBSTITUTE(SUBSTITUTE(SUBSTITUTE(SUBSTITUTE(SUBSTITUTE(SUBSTITUTE(SUBSTITUTE(Table12..[[#This Row],[Lighting Source]],\"'\",\"\"), \"/\",\"\"), \">\",\"\"),\"<\",\"\"),\"=\",\"\"),\" \",\"\"),\"-\",\"\"))","v":"Table12Lowhighbayfluorescent2T5HO"}]
[null,null,{"$f":" IF(ISBLANK(Table12..[[#This Row],[Fortis New Lighting source]]),\"\",\"Table12\" & SUBSTITUTE(SUBSTITUTE(SUBSTITUTE(SUBSTITUTE(SUBSTITUTE(SUBSTITUTE(SUBSTITUTE(Table12..[[#This Row],[Lighting Source]],\"'\",\"\"), \"/\",\"\"), \">\",\"\"),\"<\",\"\"),\"=\",\"\"),\" \",\"\"),\"-\",\"\"))","v":""}]
["Low/high bay fluorescent - 4 -T5HO","LED low-bay luminaire (101W to 150W)",{"$f":" IF(ISBLANK(Table12..[[#This Row],[Fortis New Lighting source]]),\"\",\"Table12\" & SUBSTITUTE(SUBSTITUTE(SUBSTITUTE(SUBSTITUTE(SUBSTITUTE(SUBSTITUTE(SUBSTITUTE(Table12..[[#This Row],[Lighting Source]],\"'\",\"\"), \"/\",\"\"), \">\",\"\"),\"<\",\"\"),\"=\",\"\"),\" \",\"\"),\"-\",\"\"))","v":"Table12Lowhighbayfluorescent4T5HO"}]
["Low/high bay fluorescent - 4 -T5HO","LED T5HO lamp,  4ft  (up to 30W)",{"$f":" IF(ISBLANK(Table12..[[#This Row],[Fortis New Lighting source]]),\"\",\"Table12\" & SUBSTITUTE(SUBSTITUTE(SUBSTITUTE(SUBSTITUTE(SUBSTITUTE(SUBSTITUTE(SUBSTITUTE(Table12..[[#This Row],[Lighting Source]],\"'\",\"\"), \"/\",\"\"), \">\",\"\"),\"<\",\"\"),\"=\",\"\"),\" \",\"\"),\"-\",\"\"))","v":"Table12Lowhighbayfluorescent4T5HO"}]
[null,null,{"$f":" IF(ISBLANK(Table12..[[#This Row],[Fortis New Lighting source]]),\"\",\"Table12\" & SUBSTITUTE(SUBSTITUTE(SUBSTITUTE(SUBSTITUTE(SUBSTITUTE(SUBSTITUTE(SUBSTITUTE(Table12..[[#This Row],[Lighting Source]],\"'\",\"\"), \"/\",\"\"), \">\",\"\"),\"<\",\"\"),\"=\",\"\"),\" \",\"\"),\"-\",\"\"))","v":""}]
["Low/high bay fluorescent - 6 -T5HO","LED high-bay luminaire (201W to 250W)",{"$f":" IF(ISBLANK(Table12..[[#This Row],[Fortis New Lighting source]]),\"\",\"Table12\" & SUBSTITUTE(SUBSTITUTE(SUBSTITUTE(SUBSTITUTE(SUBSTITUTE(SUBSTITUTE(SUBSTITUTE(Table12..[[#This Row],[Lighting Source]],\"'\",\"\"), \"/\",\"\"), \">\",\"\"),\"<\",\"\"),\"=\",\"\"),\" \",\"\"),\"-\",\"\"))","v":"Table12Lowhighbayfluorescent6T5HO"}]
["Low/high bay fluorescent - 6 -T5HO","LED T5HO lamp,  4ft  (up to 30W)",{"$f":" IF(ISBLANK(Table12..[[#This Row],[Fortis New Lighting source]]),\"\",\"Table12\" & SUBSTITUTE(SUBSTITUTE(SUBSTITUTE(SUBSTITUTE(SUBSTITUTE(SUBSTITUTE(SUBSTITUTE(Table12..[[#This Row],[Lighting Source]],\"'\",\"\"), \"/\",\"\"), \">\",\"\"),\"<\",\"\"),\"=\",\"\"),\" \",\"\"),\"-\",\"\"))","v":"Table12Lowhighbayfluorescent6T5HO"}]
[null,null,{"$f":" IF(ISBLANK(Table12..[[#This Row],[Fortis New Lighting source]]),\"\",\"Table12\" & SUBSTITUTE(SUBSTITUTE(SUBSTITUTE(SUBSTITUTE(SUBSTITUTE(SUBSTITUTE(SUBSTITUTE(Table12..[[#This Row],[Lighting Source]],\"'\",\"\"), \"/\",\"\"), \">\",\"\"),\"<\",\"\"),\"=\",\"\"),\" \",\"\"),\"-\",\"\"))","v":""}]
["Luminaire w. Inc/Hal A lamp =40W","LED ENERGY STAR fixture (up to 40W)",{"$f":" IF(ISBLANK(Table12..[[#This Row],[Fortis New Lighting source]]),\"\",\"Table12\" & SUBSTITUTE(SUBSTITUTE(SUBSTITUTE(SUBSTITUTE(SUBSTITUTE(SUBSTITUTE(SUBSTITUTE(Table12..[[#This Row],[Lighting Source]],\"'\",\"\"), \"/\",\"\"), \">\",\"\"),\"<\",\"\"),\"=\",\"\"),\" \",\"\"),\"-\",\"\"))","v":"Table12Luminairew.IncHalAlamp40W"}]
[null,null,{"$f":" IF(ISBLANK(Table12..[[#This Row],[Fortis New Lighting source]]),\"\",\"Table12\" & SUBSTITUTE(SUBSTITUTE(SUBSTITUTE(SUBSTITUTE(SUBSTITUTE(SUBSTITUTE(SUBSTITUTE(Table12..[[#This Row],[Lighting Source]],\"'\",\"\"), \"/\",\"\"), \">\",\"\"),\"<\",\"\"),\"=\",\"\"),\" \",\"\"),\"-\",\"\"))","v":""}]
["Luminaire w. Inc/Hal A lamp =60W","LED ENERGY STAR fixture (up to 40W)",{"$f":" IF(ISBLANK(Table12..[[#This Row],[Fortis New Lighting source]]),\"\",\"Table12\" & SUBSTITUTE(SUBSTITUTE(SUBSTITUTE(SUBSTITUTE(SUBSTITUTE(SUBSTITUTE(SUBSTITUTE(Table12..[[#This Row],[Lighting Source]],\"'\",\"\"), \"/\",\"\"), \">\",\"\"),\"<\",\"\"),\"=\",\"\"),\" \",\"\"),\"-\",\"\"))","v":"Table12Luminairew.IncHalAlamp60W"}]
[null,null,{"$f":" IF(ISBLANK(Table12..[[#This Row],[Fortis New Lighting source]]),\"\",\"Table12\" & SUBSTITUTE(SUBSTITUTE(SUBSTITUTE(SUBSTITUTE(SUBSTITUTE(SUBSTITUTE(SUBSTITUTE(Table12..[[#This Row],[Lighting Source]],\"'\",\"\"), \"/\",\"\"), \">\",\"\"),\"<\",\"\"),\"=\",\"\"),\" \",\"\"),\"-\",\"\"))","v":""}]
["Luminaire w. Inc/Hal A lamp >100W","LED ENERGY STAR fixture (up to 40W)",{"$f":" IF(ISBLANK(Table12..[[#This Row],[Fortis New Lighting source]]),\"\",\"Table12\" & SUBSTITUTE(SUBSTITUTE(SUBSTITUTE(SUBSTITUTE(SUBSTITUTE(SUBSTITUTE(SUBSTITUTE(Table12..[[#This Row],[Lighting Source]],\"'\",\"\"), \"/\",\"\"), \">\",\"\"),\"<\",\"\"),\"=\",\"\"),\" \",\"\"),\"-\",\"\"))","v":"Table12Luminairew.IncHalAlamp100W"}]
[null,null,{"$f":" IF(ISBLANK(Table12..[[#This Row],[Fortis New Lighting source]]),\"\",\"Table12\" & SUBSTITUTE(SUBSTITUTE(SUBSTITUTE(SUBSTITUTE(SUBSTITUTE(SUBSTITUTE(SUBSTITUTE(Table12..[[#This Row],[Lighting Source]],\"'\",\"\"), \"/\",\"\"), \">\",\"\"),\"<\",\"\"),\"=\",\"\"),\" \",\"\"),\"-\",\"\"))","v":""}]
["Halogen MR16 ≥ 20 W","LED MR16 style lamp (up to 7W)",{"$f":" IF(ISBLANK(Table12..[[#This Row],[Fortis New Lighting source]]),\"\",\"Table12\" & SUBSTITUTE(SUBSTITUTE(SUBSTITUTE(SUBSTITUTE(SUBSTITUTE(SUBSTITUTE(SUBSTITUTE(Table12..[[#This Row],[Lighting Source]],\"'\",\"\"), \"/\",\"\"), \">\",\"\"),\"<\",\"\"),\"=\",\"\"),\" \",\"\"),\"-\",\"\"))","v":"Table12HalogenMR16≥20W"}]
[null,null,{"$f":" IF(ISBLANK(Table12..[[#This Row],[Fortis New Lighting source]]),\"\",\"Table12\" & SUBSTITUTE(SUBSTITUTE(SUBSTITUTE(SUBSTITUTE(SUBSTITUTE(SUBSTITUTE(SUBSTITUTE(Table12..[[#This Row],[Lighting Source]],\"'\",\"\"), \"/\",\"\"), \">\",\"\"),\"<\",\"\"),\"=\",\"\"),\" \",\"\"),\"-\",\"\"))","v":""}]
["Halogen Reflector < 60 W","LED PAR style lamp (up to 12W)",{"$f":" IF(ISBLANK(Table12..[[#This Row],[Fortis New Lighting source]]),\"\",\"Table12\" & SUBSTITUTE(SUBSTITUTE(SUBSTITUTE(SUBSTITUTE(SUBSTITUTE(SUBSTITUTE(SUBSTITUTE(Table12..[[#This Row],[Lighting Source]],\"'\",\"\"), \"/\",\"\"), \">\",\"\"),\"<\",\"\"),\"=\",\"\"),\" \",\"\"),\"-\",\"\"))","v":"Table12HalogenReflector60W"}]
["Halogen Reflector < 60 W","LED BR style lamp (10W to 18W)",{"$f":" IF(ISBLANK(Table12..[[#This Row],[Fortis New Lighting source]]),\"\",\"Table12\" & SUBSTITUTE(SUBSTITUTE(SUBSTITUTE(SUBSTITUTE(SUBSTITUTE(SUBSTITUTE(SUBSTITUTE(Table12..[[#This Row],[Lighting Source]],\"'\",\"\"), \"/\",\"\"), \">\",\"\"),\"<\",\"\"),\"=\",\"\"),\" \",\"\"),\"-\",\"\"))","v":"Table12HalogenReflector60W"}]
[null,null,{"$f":" IF(ISBLANK(Table12..[[#This Row],[Fortis New Lighting source]]),\"\",\"Table12\" & SUBSTITUTE(SUBSTITUTE(SUBSTITUTE(SUBSTITUTE(SUBSTITUTE(SUBSTITUTE(SUBSTITUTE(Table12..[[#This Row],[Lighting Source]],\"'\",\"\"), \"/\",\"\"), \">\",\"\"),\"<\",\"\"),\"=\",\"\"),\" \",\"\"),\"-\",\"\"))","v":""}]
["Halogen Reflector ≥ 60 W and ≤ 100 W","LED ENERGY STAR fixture (up to 40W)",{"$f":" IF(ISBLANK(Table12..[[#This Row],[Fortis New Lighting source]]),\"\",\"Table12\" & SUBSTITUTE(SUBSTITUTE(SUBSTITUTE(SUBSTITUTE(SUBSTITUTE(SUBSTITUTE(SUBSTITUTE(Table12..[[#This Row],[Lighting Source]],\"'\",\"\"), \"/\",\"\"), \">\",\"\"),\"<\",\"\"),\"=\",\"\"),\" \",\"\"),\"-\",\"\"))","v":"Table12HalogenReflector≥60Wand≤100W"}]
["Halogen Reflector ≥ 60 W and ≤ 100 W","LED PAR style lamp (13W to 24W)",{"$f":" IF(ISBLANK(Table12..[[#This Row],[Fortis New Lighting source]]),\"\",\"Table12\" & SUBSTITUTE(SUBSTITUTE(SUBSTITUTE(SUBSTITUTE(SUBSTITUTE(SUBSTITUTE(SUBSTITUTE(Table12..[[#This Row],[Lighting Source]],\"'\",\"\"), \"/\",\"\"), \">\",\"\"),\"<\",\"\"),\"=\",\"\"),\" \",\"\"),\"-\",\"\"))","v":"Table12HalogenReflector≥60Wand≤100W"}]
[null,null,{"$f":" IF(ISBLANK(Table12..[[#This Row],[Fortis New Lighting source]]),\"\",\"Table12\" & SUBSTITUTE(SUBSTITUTE(SUBSTITUTE(SUBSTITUTE(SUBSTITUTE(SUBSTITUTE(SUBSTITUTE(Table12..[[#This Row],[Lighting Source]],\"'\",\"\"), \"/\",\"\"), \">\",\"\"),\"<\",\"\"),\"=\",\"\"),\" \",\"\"),\"-\",\"\"))","v":""}]
["70 W HPS","LED wall pack luminaire (up to 30W)",{"$f":" IF(ISBLANK(Table12..[[#This Row],[Fortis New Lighting source]]),\"\",\"Table12\" & SUBSTITUTE(SUBSTITUTE(SUBSTITUTE(SUBSTITUTE(SUBSTITUTE(SUBSTITUTE(SUBSTITUTE(Table12..[[#This Row],[Lighting Source]],\"'\",\"\"), \"/\",\"\"), \">\",\"\"),\"<\",\"\"),\"=\",\"\"),\" \",\"\"),\"-\",\"\"))","v":"Table1270WHPS"}]
[null,null,{"$f":" IF(ISBLANK(Table12..[[#This Row],[Fortis New Lighting source]]),\"\",\"Table12\" & SUBSTITUTE(SUBSTITUTE(SUBSTITUTE(SUBSTITUTE(SUBSTITUTE(SUBSTITUTE(SUBSTITUTE(Table12..[[#This Row],[Lighting Source]],\"'\",\"\"), \"/\",\"\"), \">\",\"\"),\"<\",\"\"),\"=\",\"\"),\" \",\"\"),\"-\",\"\"))","v":""}]
["100 W HPS","LED parking garage luminaire (up to 70W)",{"$f":" IF(ISBLANK(Table12..[[#This Row],[Fortis New Lighting source]]),\"\",\"Table12\" & SUBSTITUTE(SUBSTITUTE(SUBSTITUTE(SUBSTITUTE(SUBSTITUTE(SUBSTITUTE(SUBSTITUTE(Table12..[[#This Row],[Lighting Source]],\"'\",\"\"), \"/\",\"\"), \">\",\"\"),\"<\",\"\"),\"=\",\"\"),\" \",\"\"),\"-\",\"\"))","v":"Table12100WHPS"}]
["100 W HPS","LED area and roadway luminaires (up to 60W)",{"$f":" IF(ISBLANK(Table12..[[#This Row],[Fortis New Lighting source]]),\"\",\"Table12\" & SUBSTITUTE(SUBSTITUTE(SUBSTITUTE(SUBSTITUTE(SUBSTITUTE(SUBSTITUTE(SUBSTITUTE(Table12..[[#This Row],[Lighting Source]],\"'\",\"\"), \"/\",\"\"), \">\",\"\"),\"<\",\"\"),\"=\",\"\"),\" \",\"\"),\"-\",\"\"))","v":"Table12100WHPS"}]
["100 W HPS","LED wall pack luminaire (31W to 60W)",{"$f":" IF(ISBLANK(Table12..[[#This Row],[Fortis New Lighting source]]),\"\",\"Table12\" & SUBSTITUTE(SUBSTITUTE(SUBSTITUTE(SUBSTITUTE(SUBSTITUTE(SUBSTITUTE(SUBSTITUTE(Table12..[[#This Row],[Lighting Source]],\"'\",\"\"), \"/\",\"\"), \">\",\"\"),\"<\",\"\"),\"=\",\"\"),\" \",\"\"),\"-\",\"\"))","v":"Table12100WHPS"}]
[null,null,{"$f":" IF(ISBLANK(Table12..[[#This Row],[Fortis New Lighting source]]),\"\",\"Table12\" & SUBSTITUTE(SUBSTITUTE(SUBSTITUTE(SUBSTITUTE(SUBSTITUTE(SUBSTITUTE(SUBSTITUTE(Table12..[[#This Row],[Lighting Source]],\"'\",\"\"), \"/\",\"\"), \">\",\"\"),\"<\",\"\"),\"=\",\"\"),\" \",\"\"),\"-\",\"\"))","v":""}]
["150 W HPS","LED low-bay luminaire (50W to 100W)",{"$f":" IF(ISBLANK(Table12..[[#This Row],[Fortis New Lighting source]]),\"\",\"Table12\" & SUBSTITUTE(SUBSTITUTE(SUBSTITUTE(SUBSTITUTE(SUBSTITUTE(SUBSTITUTE(SUBSTITUTE(Table12..[[#This Row],[Lighting Source]],\"'\",\"\"), \"/\",\"\"), \">\",\"\"),\"<\",\"\"),\"=\",\"\"),\" \",\"\"),\"-\",\"\"))","v":"Table12150WHPS"}]
["150 W HPS","LED area and roadway luminaires (61W to 90W)",{"$f":" IF(ISBLANK(Table12..[[#This Row],[Fortis New Lighting source]]),\"\",\"Table12\" & SUBSTITUTE(SUBSTITUTE(SUBSTITUTE(SUBSTITUTE(SUBSTITUTE(SUBSTITUTE(SUBSTITUTE(Table12..[[#This Row],[Lighting Source]],\"'\",\"\"), \"/\",\"\"), \">\",\"\"),\"<\",\"\"),\"=\",\"\"),\" \",\"\"),\"-\",\"\"))","v":"Table12150WHPS"}]
["150 W HPS","LED fuel canopy luminaire (up to 100W)",{"$f":" IF(ISBLANK(Table12..[[#This Row],[Fortis New Lighting source]]),\"\",\"Table12\" & SUBSTITUTE(SUBSTITUTE(SUBSTITUTE(SUBSTITUTE(SUBSTITUTE(SUBSTITUTE(SUBSTITUTE(Table12..[[#This Row],[Lighting Source]],\"'\",\"\"), \"/\",\"\"), \">\",\"\"),\"<\",\"\"),\"=\",\"\"),\" \",\"\"),\"-\",\"\"))","v":"Table12150WHPS"}]
[null,null,{"$f":" IF(ISBLANK(Table12..[[#This Row],[Fortis New Lighting source]]),\"\",\"Table12\" & SUBSTITUTE(SUBSTITUTE(SUBSTITUTE(SUBSTITUTE(SUBSTITUTE(SUBSTITUTE(SUBSTITUTE(Table12..[[#This Row],[Lighting Source]],\"'\",\"\"), \"/\",\"\"), \">\",\"\"),\"<\",\"\"),\"=\",\"\"),\" \",\"\"),\"-\",\"\"))","v":""}]
["200 W HPS","LED area and roadway luminaires (91W to 120W)",{"$f":" IF(ISBLANK(Table12..[[#This Row],[Fortis New Lighting source]]),\"\",\"Table12\" & SUBSTITUTE(SUBSTITUTE(SUBSTITUTE(SUBSTITUTE(SUBSTITUTE(SUBSTITUTE(SUBSTITUTE(Table12..[[#This Row],[Lighting Source]],\"'\",\"\"), \"/\",\"\"), \">\",\"\"),\"<\",\"\"),\"=\",\"\"),\" \",\"\"),\"-\",\"\"))","v":"Table12200WHPS"}]
["200 W HPS","LED wall pack luminaire (61W to 120W)",{"$f":" IF(ISBLANK(Table12..[[#This Row],[Fortis New Lighting source]]),\"\",\"Table12\" & SUBSTITUTE(SUBSTITUTE(SUBSTITUTE(SUBSTITUTE(SUBSTITUTE(SUBSTITUTE(SUBSTITUTE(Table12..[[#This Row],[Lighting Source]],\"'\",\"\"), \"/\",\"\"), \">\",\"\"),\"<\",\"\"),\"=\",\"\"),\" \",\"\"),\"-\",\"\"))","v":"Table12200WHPS"}]
["200 W HPS","LED parking garage luminaire (71W to 120W)",{"$f":" IF(ISBLANK(Table12..[[#This Row],[Fortis New Lighting source]]),\"\",\"Table12\" & SUBSTITUTE(SUBSTITUTE(SUBSTITUTE(SUBSTITUTE(SUBSTITUTE(SUBSTITUTE(SUBSTITUTE(Table12..[[#This Row],[Lighting Source]],\"'\",\"\"), \"/\",\"\"), \">\",\"\"),\"<\",\"\"),\"=\",\"\"),\" \",\"\"),\"-\",\"\"))","v":"Table12200WHPS"}]
[null,null,{"$f":" IF(ISBLANK(Table12..[[#This Row],[Fortis New Lighting source]]),\"\",\"Table12\" & SUBSTITUTE(SUBSTITUTE(SUBSTITUTE(SUBSTITUTE(SUBSTITUTE(SUBSTITUTE(SUBSTITUTE(Table12..[[#This Row],[Lighting Source]],\"'\",\"\"), \"/\",\"\"), \">\",\"\"),\"<\",\"\"),\"=\",\"\"),\" \",\"\"),\"-\",\"\"))","v":""}]
["250 W HPS","LED high-bay luminaire (up to 200W)",{"$f":" IF(ISBLANK(Table12..[[#This Row],[Fortis New Lighting source]]),\"\",\"Table12\" & SUBSTITUTE(SUBSTITUTE(SUBSTITUTE(SUBSTITUTE(SUBSTITUTE(SUBSTITUTE(SUBSTITUTE(Table12..[[#This Row],[Lighting Source]],\"'\",\"\"), \"/\",\"\"), \">\",\"\"),\"<\",\"\"),\"=\",\"\"),\" \",\"\"),\"-\",\"\"))","v":"Table12250WHPS"}]
["250 W HPS","LED low-bay luminaire (101W to 150W)",{"$f":" IF(ISBLANK(Table12..[[#This Row],[Fortis New Lighting source]]),\"\",\"Table12\" & SUBSTITUTE(SUBSTITUTE(SUBSTITUTE(SUBSTITUTE(SUBSTITUTE(SUBSTITUTE(SUBSTITUTE(Table12..[[#This Row],[Lighting Source]],\"'\",\"\"), \"/\",\"\"), \">\",\"\"),\"<\",\"\"),\"=\",\"\"),\" \",\"\"),\"-\",\"\"))","v":"Table12250WHPS"}]
["250 W HPS","LED area and roadway luminaires (121W to 200W)",{"$f":" IF(ISBLANK(Table12..[[#This Row],[Fortis New Lighting source]]),\"\",\"Table12\" & SUBSTITUTE(SUBSTITUTE(SUBSTITUTE(SUBSTITUTE(SUBSTITUTE(SUBSTITUTE(SUBSTITUTE(Table12..[[#This Row],[Lighting Source]],\"'\",\"\"), \"/\",\"\"), \">\",\"\"),\"<\",\"\"),\"=\",\"\"),\" \",\"\"),\"-\",\"\"))","v":"Table12250WHPS"}]
[null,null,{"$f":" IF(ISBLANK(Table12..[[#This Row],[Fortis New Lighting source]]),\"\",\"Table12\" & SUBSTITUTE(SUBSTITUTE(SUBSTITUTE(SUBSTITUTE(SUBSTITUTE(SUBSTITUTE(SUBSTITUTE(Table12..[[#This Row],[Lighting Source]],\"'\",\"\"), \"/\",\"\"), \">\",\"\"),\"<\",\"\"),\"=\",\"\"),\" \",\"\"),\"-\",\"\"))","v":""}]
["400 W HPS","LED high-bay luminaire (201W to 250W)",{"$f":" IF(ISBLANK(Table12..[[#This Row],[Fortis New Lighting source]]),\"\",\"Table12\" & SUBSTITUTE(SUBSTITUTE(SUBSTITUTE(SUBSTITUTE(SUBSTITUTE(SUBSTITUTE(SUBSTITUTE(Table12..[[#This Row],[Lighting Source]],\"'\",\"\"), \"/\",\"\"), \">\",\"\"),\"<\",\"\"),\"=\",\"\"),\" \",\"\"),\"-\",\"\"))","v":"Table12400WHPS"}]
["400 W HPS","LED high-bay luminaire (251W to 300W)",{"$f":" IF(ISBLANK(Table12..[[#This Row],[Fortis New Lighting source]]),\"\",\"Table12\" & SUBSTITUTE(SUBSTITUTE(SUBSTITUTE(SUBSTITUTE(SUBSTITUTE(SUBSTITUTE(SUBSTITUTE(Table12..[[#This Row],[Lighting Source]],\"'\",\"\"), \"/\",\"\"), \">\",\"\"),\"<\",\"\"),\"=\",\"\"),\" \",\"\"),\"-\",\"\"))","v":"Table12400WHPS"}]
["400 W HPS","LED fuel canopy luminaire (101W to 250W)",{"$f":" IF(ISBLANK(Table12..[[#This Row],[Fortis New Lighting source]]),\"\",\"Table12\" & SUBSTITUTE(SUBSTITUTE(SUBSTITUTE(SUBSTITUTE(SUBSTITUTE(SUBSTITUTE(SUBSTITUTE(Table12..[[#This Row],[Lighting Source]],\"'\",\"\"), \"/\",\"\"), \">\",\"\"),\"<\",\"\"),\"=\",\"\"),\" \",\"\"),\"-\",\"\"))","v":"Table12400WHPS"}]
["400 W HPS","LED flood light up (251W to 350W)",{"$f":" IF(ISBLANK(Table12..[[#This Row],[Fortis New Lighting source]]),\"\",\"Table12\" & SUBSTITUTE(SUBSTITUTE(SUBSTITUTE(SUBSTITUTE(SUBSTITUTE(SUBSTITUTE(SUBSTITUTE(Table12..[[#This Row],[Lighting Source]],\"'\",\"\"), \"/\",\"\"), \">\",\"\"),\"<\",\"\"),\"=\",\"\"),\" \",\"\"),\"-\",\"\"))","v":"Table12400WHPS"}]
["400 W HPS","LED area and roadway luminaires (201W to 300W)",{"$f":" IF(ISBLANK(Table12..[[#This Row],[Fortis New Lighting source]]),\"\",\"Table12\" & SUBSTITUTE(SUBSTITUTE(SUBSTITUTE(SUBSTITUTE(SUBSTITUTE(SUBSTITUTE(SUBSTITUTE(Table12..[[#This Row],[Lighting Source]],\"'\",\"\"), \"/\",\"\"), \">\",\"\"),\"<\",\"\"),\"=\",\"\"),\" \",\"\"),\"-\",\"\"))","v":"Table12400WHPS"}]
[null,null,{"$f":" IF(ISBLANK(Table12..[[#This Row],[Fortis New Lighting source]]),\"\",\"Table12\" & SUBSTITUTE(SUBSTITUTE(SUBSTITUTE(SUBSTITUTE(SUBSTITUTE(SUBSTITUTE(SUBSTITUTE(Table12..[[#This Row],[Lighting Source]],\"'\",\"\"), \"/\",\"\"), \">\",\"\"),\"<\",\"\"),\"=\",\"\"),\" \",\"\"),\"-\",\"\"))","v":""}]
["70 / 75 W MH","LED wall pack luminaire (up to 30W)",{"$f":" IF(ISBLANK(Table12..[[#This Row],[Fortis New Lighting source]]),\"\",\"Table12\" & SUBSTITUTE(SUBSTITUTE(SUBSTITUTE(SUBSTITUTE(SUBSTITUTE(SUBSTITUTE(SUBSTITUTE(Table12..[[#This Row],[Lighting Source]],\"'\",\"\"), \"/\",\"\"), \">\",\"\"),\"<\",\"\"),\"=\",\"\"),\" \",\"\"),\"-\",\"\"))","v":"Table127075WMH"}]
[null,null,{"$f":" IF(ISBLANK(Table12..[[#This Row],[Fortis New Lighting source]]),\"\",\"Table12\" & SUBSTITUTE(SUBSTITUTE(SUBSTITUTE(SUBSTITUTE(SUBSTITUTE(SUBSTITUTE(SUBSTITUTE(Table12..[[#This Row],[Lighting Source]],\"'\",\"\"), \"/\",\"\"), \">\",\"\"),\"<\",\"\"),\"=\",\"\"),\" \",\"\"),\"-\",\"\"))","v":""}]
["100 W MH","LED wall pack luminaire (31W to 60W)",{"$f":" IF(ISBLANK(Table12..[[#This Row],[Fortis New Lighting source]]),\"\",\"Table12\" & SUBSTITUTE(SUBSTITUTE(SUBSTITUTE(SUBSTITUTE(SUBSTITUTE(SUBSTITUTE(SUBSTITUTE(Table12..[[#This Row],[Lighting Source]],\"'\",\"\"), \"/\",\"\"), \">\",\"\"),\"<\",\"\"),\"=\",\"\"),\" \",\"\"),\"-\",\"\"))","v":"Table12100WMH"}]
["100 W MH","LED parking garage luminaire (up to 70W)",{"$f":" IF(ISBLANK(Table12..[[#This Row],[Fortis New Lighting source]]),\"\",\"Table12\" & SUBSTITUTE(SUBSTITUTE(SUBSTITUTE(SUBSTITUTE(SUBSTITUTE(SUBSTITUTE(SUBSTITUTE(Table12..[[#This Row],[Lighting Source]],\"'\",\"\"), \"/\",\"\"), \">\",\"\"),\"<\",\"\"),\"=\",\"\"),\" \",\"\"),\"-\",\"\"))","v":"Table12100WMH"}]
["100 W MH","LED area and roadway luminaires (up to 60W)",{"$f":" IF(ISBLANK(Table12..[[#This Row],[Fortis New Lighting source]]),\"\",\"Table12\" & SUBSTITUTE(SUBSTITUTE(SUBSTITUTE(SUBSTITUTE(SUBSTITUTE(SUBSTITUTE(SUBSTITUTE(Table12..[[#This Row],[Lighting Source]],\"'\",\"\"), \"/\",\"\"), \">\",\"\"),\"<\",\"\"),\"=\",\"\"),\" \",\"\"),\"-\",\"\"))","v":"Table12100WMH"}]
[null,null,{"$f":" IF(ISBLANK(Table12..[[#This Row],[Fortis New Lighting source]]),\"\",\"Table12\" & SUBSTITUTE(SUBSTITUTE(SUBSTITUTE(SUBSTITUTE(SUBSTITUTE(SUBSTITUTE(SUBSTITUTE(Table12..[[#This Row],[Lighting Source]],\"'\",\"\"), \"/\",\"\"), \">\",\"\"),\"<\",\"\"),\"=\",\"\"),\" \",\"\"),\"-\",\"\"))","v":""}]
["150 W MH","LED area and roadway luminaires (61W to 90W)",{"$f":" IF(ISBLANK(Table12..[[#This Row],[Fortis New Lighting source]]),\"\",\"Table12\" & SUBSTITUTE(SUBSTITUTE(SUBSTITUTE(SUBSTITUTE(SUBSTITUTE(SUBSTITUTE(SUBSTITUTE(Table12..[[#This Row],[Lighting Source]],\"'\",\"\"), \"/\",\"\"), \">\",\"\"),\"<\",\"\"),\"=\",\"\"),\" \",\"\"),\"-\",\"\"))","v":"Table12150WMH"}]
[null,null,{"$f":" IF(ISBLANK(Table12..[[#This Row],[Fortis New Lighting source]]),\"\",\"Table12\" & SUBSTITUTE(SUBSTITUTE(SUBSTITUTE(SUBSTITUTE(SUBSTITUTE(SUBSTITUTE(SUBSTITUTE(Table12..[[#This Row],[Lighting Source]],\"'\",\"\"), \"/\",\"\"), \">\",\"\"),\"<\",\"\"),\"=\",\"\"),\" \",\"\"),\"-\",\"\"))","v":""}]
["175 W MH","LED wall pack luminaire (61W to 120W)",{"$f":" IF(ISBLANK(Table12..[[#This Row],[Fortis New Lighting source]]),\"\",\"Table12\" & SUBSTITUTE(SUBSTITUTE(SUBSTITUTE(SUBSTITUTE(SUBSTITUTE(SUBSTITUTE(SUBSTITUTE(Table12..[[#This Row],[Lighting Source]],\"'\",\"\"), \"/\",\"\"), \">\",\"\"),\"<\",\"\"),\"=\",\"\"),\" \",\"\"),\"-\",\"\"))","v":"Table12175WMH"}]
["175 W MH","LED area and roadway luminaires (91W to 120W)",{"$f":" IF(ISBLANK(Table12..[[#This Row],[Fortis New Lighting source]]),\"\",\"Table12\" & SUBSTITUTE(SUBSTITUTE(SUBSTITUTE(SUBSTITUTE(SUBSTITUTE(SUBSTITUTE(SUBSTITUTE(Table12..[[#This Row],[Lighting Source]],\"'\",\"\"), \"/\",\"\"), \">\",\"\"),\"<\",\"\"),\"=\",\"\"),\" \",\"\"),\"-\",\"\"))","v":"Table12175WMH"}]
["175 W MH","LED low-bay luminaire (50W to 100W)",{"$f":" IF(ISBLANK(Table12..[[#This Row],[Fortis New Lighting source]]),\"\",\"Table12\" & SUBSTITUTE(SUBSTITUTE(SUBSTITUTE(SUBSTITUTE(SUBSTITUTE(SUBSTITUTE(SUBSTITUTE(Table12..[[#This Row],[Lighting Source]],\"'\",\"\"), \"/\",\"\"), \">\",\"\"),\"<\",\"\"),\"=\",\"\"),\" \",\"\"),\"-\",\"\"))","v":"Table12175WMH"}]
[null,null,{"$f":" IF(ISBLANK(Table12..[[#This Row],[Fortis New Lighting source]]),\"\",\"Table12\" & SUBSTITUTE(SUBSTITUTE(SUBSTITUTE(SUBSTITUTE(SUBSTITUTE(SUBSTITUTE(SUBSTITUTE(Table12..[[#This Row],[Lighting Source]],\"'\",\"\"), \"/\",\"\"), \">\",\"\"),\"<\",\"\"),\"=\",\"\"),\" \",\"\"),\"-\",\"\"))","v":""}]
["250 W MH","LED low-bay luminaire (101W to 150W)",{"$f":" IF(ISBLANK(Table12..[[#This Row],[Fortis New Lighting source]]),\"\",\"Table12\" & SUBSTITUTE(SUBSTITUTE(SUBSTITUTE(SUBSTITUTE(SUBSTITUTE(SUBSTITUTE(SUBSTITUTE(Table12..[[#This Row],[Lighting Source]],\"'\",\"\"), \"/\",\"\"), \">\",\"\"),\"<\",\"\"),\"=\",\"\"),\" \",\"\"),\"-\",\"\"))","v":"Table12250WMH"}]
["250 W MH","LED area and roadway luminaires (121W to 200W)",{"$f":" IF(ISBLANK(Table12..[[#This Row],[Fortis New Lighting source]]),\"\",\"Table12\" & SUBSTITUTE(SUBSTITUTE(SUBSTITUTE(SUBSTITUTE(SUBSTITUTE(SUBSTITUTE(SUBSTITUTE(Table12..[[#This Row],[Lighting Source]],\"'\",\"\"), \"/\",\"\"), \">\",\"\"),\"<\",\"\"),\"=\",\"\"),\" \",\"\"),\"-\",\"\"))","v":"Table12250WMH"}]
[null,null,{"$f":" IF(ISBLANK(Table12..[[#This Row],[Fortis New Lighting source]]),\"\",\"Table12\" & SUBSTITUTE(SUBSTITUTE(SUBSTITUTE(SUBSTITUTE(SUBSTITUTE(SUBSTITUTE(SUBSTITUTE(Table12..[[#This Row],[Lighting Source]],\"'\",\"\"), \"/\",\"\"), \">\",\"\"),\"<\",\"\"),\"=\",\"\"),\" \",\"\"),\"-\",\"\"))","v":""}]
["360 W MH","LED fuel canopy luminaire (101W to 250W)",{"$f":" IF(ISBLANK(Table12..[[#This Row],[Fortis New Lighting source]]),\"\",\"Table12\" & SUBSTITUTE(SUBSTITUTE(SUBSTITUTE(SUBSTITUTE(SUBSTITUTE(SUBSTITUTE(SUBSTITUTE(Table12..[[#This Row],[Lighting Source]],\"'\",\"\"), \"/\",\"\"), \">\",\"\"),\"<\",\"\"),\"=\",\"\"),\" \",\"\"),\"-\",\"\"))","v":"Table12360WMH"}]
["360 W MH","LED high-bay luminaire (up to 200W)",{"$f":" IF(ISBLANK(Table12..[[#This Row],[Fortis New Lighting source]]),\"\",\"Table12\" & SUBSTITUTE(SUBSTITUTE(SUBSTITUTE(SUBSTITUTE(SUBSTITUTE(SUBSTITUTE(SUBSTITUTE(Table12..[[#This Row],[Lighting Source]],\"'\",\"\"), \"/\",\"\"), \">\",\"\"),\"<\",\"\"),\"=\",\"\"),\" \",\"\"),\"-\",\"\"))","v":"Table12360WMH"}]
[null,null,{"$f":" IF(ISBLANK(Table12..[[#This Row],[Fortis New Lighting source]]),\"\",\"Table12\" & SUBSTITUTE(SUBSTITUTE(SUBSTITUTE(SUBSTITUTE(SUBSTITUTE(SUBSTITUTE(SUBSTITUTE(Table12..[[#This Row],[Lighting Source]],\"'\",\"\"), \"/\",\"\"), \">\",\"\"),\"<\",\"\"),\"=\",\"\"),\" \",\"\"),\"-\",\"\"))","v":""}]
["400 W MH","LED flood light up (251W to 350W)",{"$f":" IF(ISBLANK(Table12..[[#This Row],[Fortis New Lighting source]]),\"\",\"Table12\" & SUBSTITUTE(SUBSTITUTE(SUBSTITUTE(SUBSTITUTE(SUBSTITUTE(SUBSTITUTE(SUBSTITUTE(Table12..[[#This Row],[Lighting Source]],\"'\",\"\"), \"/\",\"\"), \">\",\"\"),\"<\",\"\"),\"=\",\"\"),\" \",\"\"),\"-\",\"\"))","v":"Table12400WMH"}]
["400 W MH","LED area and roadway luminaires (201W to 300W)",{"$f":" IF(ISBLANK(Table12..[[#This Row],[Fortis New Lighting source]]),\"\",\"Table12\" & SUBSTITUTE(SUBSTITUTE(SUBSTITUTE(SUBSTITUTE(SUBSTITUTE(SUBSTITUTE(SUBSTITUTE(Table12..[[#This Row],[Lighting Source]],\"'\",\"\"), \"/\",\"\"), \">\",\"\"),\"<\",\"\"),\"=\",\"\"),\" \",\"\"),\"-\",\"\"))","v":"Table12400WMH"}]
["400 W MH","LED high-bay luminaire (201W to 250W)",{"$f":" IF(ISBLANK(Table12..[[#This Row],[Fortis New Lighting source]]),\"\",\"Table12\" & SUBSTITUTE(SUBSTITUTE(SUBSTITUTE(SUBSTITUTE(SUBSTITUTE(SUBSTITUTE(SUBSTITUTE(Table12..[[#This Row],[Lighting Source]],\"'\",\"\"), \"/\",\"\"), \">\",\"\"),\"<\",\"\"),\"=\",\"\"),\" \",\"\"),\"-\",\"\"))","v":"Table12400WMH"}]
["400 W MH","LED high-bay luminaire (251W to 300W)",{"$f":" IF(ISBLANK(Table12..[[#This Row],[Fortis New Lighting source]]),\"\",\"Table12\" & SUBSTITUTE(SUBSTITUTE(SUBSTITUTE(SUBSTITUTE(SUBSTITUTE(SUBSTITUTE(SUBSTITUTE(Table12..[[#This Row],[Lighting Source]],\"'\",\"\"), \"/\",\"\"), \">\",\"\"),\"<\",\"\"),\"=\",\"\"),\" \",\"\"),\"-\",\"\"))","v":"Table12400WMH"}]
[null,null,{"$f":" IF(ISBLANK(Table12..[[#This Row],[Fortis New Lighting source]]),\"\",\"Table12\" & SUBSTITUTE(SUBSTITUTE(SUBSTITUTE(SUBSTITUTE(SUBSTITUTE(SUBSTITUTE(SUBSTITUTE(Table12..[[#This Row],[Lighting Source]],\"'\",\"\"), \"/\",\"\"), \">\",\"\"),\"<\",\"\"),\"=\",\"\"),\" \",\"\"),\"-\",\"\"))","v":""}]
["Neon Sign","LED signage",{"$f":" IF(ISBLANK(Table12..[[#This Row],[Fortis New Lighting source]]),\"\",\"Table12\" & SUBSTITUTE(SUBSTITUTE(SUBSTITUTE(SUBSTITUTE(SUBSTITUTE(SUBSTITUTE(SUBSTITUTE(Table12..[[#This Row],[Lighting Source]],\"'\",\"\"), \"/\",\"\"), \">\",\"\"),\"<\",\"\"),\"=\",\"\"),\" \",\"\"),\"-\",\"\"))","v":"Table12NeonSign"}]
[null,null,{"$f":" IF(ISBLANK(Table12..[[#This Row],[Fortis New Lighting source]]),\"\",\"Table12\" & SUBSTITUTE(SUBSTITUTE(SUBSTITUTE(SUBSTITUTE(SUBSTITUTE(SUBSTITUTE(SUBSTITUTE(Table12..[[#This Row],[Lighting Source]],\"'\",\"\"), \"/\",\"\"), \">\",\"\"),\"<\",\"\"),\"=\",\"\"),\" \",\"\"),\"-\",\"\"))","v":""}]
["Fluorescent Sign","LED signage",{"$f":" IF(ISBLANK(Table12..[[#This Row],[Fortis New Lighting source]]),\"\",\"Table12\" & SUBSTITUTE(SUBSTITUTE(SUBSTITUTE(SUBSTITUTE(SUBSTITUTE(SUBSTITUTE(SUBSTITUTE(Table12..[[#This Row],[Lighting Source]],\"'\",\"\"), \"/\",\"\"), \">\",\"\"),\"<\",\"\"),\"=\",\"\"),\" \",\"\"),\"-\",\"\"))","v":"Table12FluorescentSign"}]
[null,null,{"$f":" IF(ISBLANK(Table12..[[#This Row],[Fortis New Lighting source]]),\"\",\"Table12\" & SUBSTITUTE(SUBSTITUTE(SUBSTITUTE(SUBSTITUTE(SUBSTITUTE(SUBSTITUTE(SUBSTITUTE(Table12..[[#This Row],[Lighting Source]],\"'\",\"\"), \"/\",\"\"), \">\",\"\"),\"<\",\"\"),\"=\",\"\"),\" \",\"\"),\"-\",\"\"))","v":""}]
[]
["Table 11 BC Hydro Rebate Category to New Lighting Source (Ignore)"]
["BC Hydro Rebate Category","New Lighting source","INDIRECT Table Names "]
["LED (2x2) troffer luminaire or retrofit kit >2000 lm and ≤40 W","LED interior troffer (up to 40W)",{"$f":"IF(ISBLANK(Table7[[#This Row],[BC Hydro Rebate Category]]),\"\",\"Table11\"& SUBSTITUTE(SUBSTITUTE(SUBSTITUTE(SUBSTITUTE(SUBSTITUTE(SUBSTITUTE(SUBSTITUTE(SUBSTITUTE(SUBSTITUTE(A259,\"'\",\"\"),\"/\",\"\"),\">\",\"\"),\"<\",\"\"),\"=\",\"\"),\" \",\"\"),\"(\",\"\"),\")\",\"\"),\",\",\"\"))","v":"Table11LED2x2trofferluminaireorretrofitkit2000lmand≤40W"}]
[null,null,{"$f":"IF(ISBLANK(Table7[[#This Row],[BC Hydro Rebate Category]]),\"\",\"Table11\"& SUBSTITUTE(SUBSTITUTE(SUBSTITUTE(SUBSTITUTE(SUBSTITUTE(SUBSTITUTE(SUBSTITUTE(SUBSTITUTE(SUBSTITUTE(A260,\"'\",\"\"),\"/\",\"\"),\">\",\"\"),\"<\",\"\"),\"=\",\"\"),\" \",\"\"),\"(\",\"\"),\")\",\"\"),\",\",\"\"))","v":""}]
["LED (1x4) troffer luminaire or retrofit kit >2000 lm and ≤40 W","LED interior troffer (up to 40W)",{"$f":"IF(ISBLANK(Table7[[#This Row],[BC Hydro Rebate Category]]),\"\",\"Table11\"& SUBSTITUTE(SUBSTITUTE(SUBSTITUTE(SUBSTITUTE(SUBSTITUTE(SUBSTITUTE(SUBSTITUTE(SUBSTITUTE(SUBSTITUTE(A261,\"'\",\"\"),\"/\",\"\"),\">\",\"\"),\"<\",\"\"),\"=\",\"\"),\" \",\"\"),\"(\",\"\"),\")\",\"\"),\",\",\"\"))","v":"Table11LED1x4trofferluminaireorretrofitkit2000lmand≤40W"}]
[null,null,{"$f":"IF(ISBLANK(Table7[[#This Row],[BC Hydro Rebate Category]]),\"\",\"Table11\"& SUBSTITUTE(SUBSTITUTE(SUBSTITUTE(SUBSTITUTE(SUBSTITUTE(SUBSTITUTE(SUBSTITUTE(SUBSTITUTE(SUBSTITUTE(A262,\"'\",\"\"),\"/\",\"\"),\">\",\"\"),\"<\",\"\"),\"=\",\"\"),\" \",\"\"),\"(\",\"\"),\")\",\"\"),\",\",\"\"))","v":""}]
["LED (2x4) low/medium output troffer luminaire or retrofit kit >3000 lm and ≤50 W","LED interior troffer (41W to 80W)",{"$f":"IF(ISBLANK(Table7[[#This Row],[BC Hydro Rebate Category]]),\"\",\"Table11\"& SUBSTITUTE(SUBSTITUTE(SUBSTITUTE(SUBSTITUTE(SUBSTITUTE(SUBSTITUTE(SUBSTITUTE(SUBSTITUTE(SUBSTITUTE(A263,\"'\",\"\"),\"/\",\"\"),\">\",\"\"),\"<\",\"\"),\"=\",\"\"),\" \",\"\"),\"(\",\"\"),\")\",\"\"),\",\",\"\"))","v":"Table11LED2x4lowmediumoutputtrofferluminaireorretrofitkit3000lmand≤50W"}]
[null,null,{"$f":"IF(ISBLANK(Table7[[#This Row],[BC Hydro Rebate Category]]),\"\",\"Table11\"& SUBSTITUTE(SUBSTITUTE(SUBSTITUTE(SUBSTITUTE(SUBSTITUTE(SUBSTITUTE(SUBSTITUTE(SUBSTITUTE(SUBSTITUTE(A264,\"'\",\"\"),\"/\",\"\"),\">\",\"\"),\"<\",\"\"),\"=\",\"\"),\" \",\"\"),\"(\",\"\"),\")\",\"\"),\",\",\"\"))","v":""}]
["LED (2x4) high output troffer luminaire or retrofit kit >3000 lm and ≤70 W","LED interior troffer (41W to 80W)",{"$f":"IF(ISBLANK(Table7[[#This Row],[BC Hydro Rebate Category]]),\"\",\"Table11\"& SUBSTITUTE(SUBSTITUTE(SUBSTITUTE(SUBSTITUTE(SUBSTITUTE(SUBSTITUTE(SUBSTITUTE(SUBSTITUTE(SUBSTITUTE(A265,\"'\",\"\"),\"/\",\"\"),\">\",\"\"),\"<\",\"\"),\"=\",\"\"),\" \",\"\"),\"(\",\"\"),\")\",\"\"),\",\",\"\"))","v":"Table11LED2x4highoutputtrofferluminaireorretrofitkit3000lmand≤70W"}]
[null,null,{"$f":"IF(ISBLANK(Table7[[#This Row],[BC Hydro Rebate Category]]),\"\",\"Table11\"& SUBSTITUTE(SUBSTITUTE(SUBSTITUTE(SUBSTITUTE(SUBSTITUTE(SUBSTITUTE(SUBSTITUTE(SUBSTITUTE(SUBSTITUTE(A266,\"'\",\"\"),\"/\",\"\"),\">\",\"\"),\"<\",\"\"),\"=\",\"\"),\" \",\"\"),\"(\",\"\"),\")\",\"\"),\",\",\"\"))","v":""}]
["LED luminaire or retrofit kit > 5000 lm and <= 110 W","LED low-bay luminaire (50W to 100W)",{"$f":"IF(ISBLANK(Table7[[#This Row],[BC Hydro Rebate Category]]),\"\",\"Table11\"& SUBSTITUTE(SUBSTITUTE(SUBSTITUTE(SUBSTITUTE(SUBSTITUTE(SUBSTITUTE(SUBSTITUTE(SUBSTITUTE(SUBSTITUTE(A267,\"'\",\"\"),\"/\",\"\"),\">\",\"\"),\"<\",\"\"),\"=\",\"\"),\" \",\"\"),\"(\",\"\"),\")\",\"\"),\",\",\"\"))","v":"Table11LEDluminaireorretrofitkit5000lmand110W"}]
[null,null,{"$f":"IF(ISBLANK(Table7[[#This Row],[BC Hydro Rebate Category]]),\"\",\"Table11\"& SUBSTITUTE(SUBSTITUTE(SUBSTITUTE(SUBSTITUTE(SUBSTITUTE(SUBSTITUTE(SUBSTITUTE(SUBSTITUTE(SUBSTITUTE(A268,\"'\",\"\"),\"/\",\"\"),\">\",\"\"),\"<\",\"\"),\"=\",\"\"),\" \",\"\"),\"(\",\"\"),\")\",\"\"),\",\",\"\"))","v":""}]
["LED luminaire or retrofit kit > 12000 lm and <= 190 W","LED low-bay luminaire (101W to 150W)",{"$f":"IF(ISBLANK(Table7[[#This Row],[BC Hydro Rebate Category]]),\"\",\"Table11\"& SUBSTITUTE(SUBSTITUTE(SUBSTITUTE(SUBSTITUTE(SUBSTITUTE(SUBSTITUTE(SUBSTITUTE(SUBSTITUTE(SUBSTITUTE(A269,\"'\",\"\"),\"/\",\"\"),\">\",\"\"),\"<\",\"\"),\"=\",\"\"),\" \",\"\"),\"(\",\"\"),\")\",\"\"),\",\",\"\"))","v":"Table11LEDluminaireorretrofitkit12000lmand190W"}]
[null,null,{"$f":"IF(ISBLANK(Table7[[#This Row],[BC Hydro Rebate Category]]),\"\",\"Table11\"& SUBSTITUTE(SUBSTITUTE(SUBSTITUTE(SUBSTITUTE(SUBSTITUTE(SUBSTITUTE(SUBSTITUTE(SUBSTITUTE(SUBSTITUTE(A270,\"'\",\"\"),\"/\",\"\"),\">\",\"\"),\"<\",\"\"),\"=\",\"\"),\" \",\"\"),\"(\",\"\"),\")\",\"\"),\",\",\"\"))","v":""}]
["LED luminaire or retrofit kit > 19000 lm and <= 350 W","LED high-bay luminaire (201W to 250W)",{"$f":"IF(ISBLANK(Table7[[#This Row],[BC Hydro Rebate Category]]),\"\",\"Table11\"& SUBSTITUTE(SUBSTITUTE(SUBSTITUTE(SUBSTITUTE(SUBSTITUTE(SUBSTITUTE(SUBSTITUTE(SUBSTITUTE(SUBSTITUTE(A271,\"'\",\"\"),\"/\",\"\"),\">\",\"\"),\"<\",\"\"),\"=\",\"\"),\" \",\"\"),\"(\",\"\"),\")\",\"\"),\",\",\"\"))","v":"Table11LEDluminaireorretrofitkit19000lmand350W"}]
[null,null,{"$f":"IF(ISBLANK(Table7[[#This Row],[BC Hydro Rebate Category]]),\"\",\"Table11\"& SUBSTITUTE(SUBSTITUTE(SUBSTITUTE(SUBSTITUTE(SUBSTITUTE(SUBSTITUTE(SUBSTITUTE(SUBSTITUTE(SUBSTITUTE(A272,\"'\",\"\"),\"/\",\"\"),\">\",\"\"),\"<\",\"\"),\"=\",\"\"),\" \",\"\"),\"(\",\"\"),\")\",\"\"),\",\",\"\"))","v":""}]
["LED T8 lamp,  4ft  (up to 13W)","LED T8 lamp,  4ft  (up to 13W)",{"$f":"IF(ISBLANK(Table7[[#This Row],[BC Hydro Rebate Category]]),\"\",\"Table11\"& SUBSTITUTE(SUBSTITUTE(SUBSTITUTE(SUBSTITUTE(SUBSTITUTE(SUBSTITUTE(SUBSTITUTE(SUBSTITUTE(SUBSTITUTE(A273,\"'\",\"\"),\"/\",\"\"),\">\",\"\"),\"<\",\"\"),\"=\",\"\"),\" \",\"\"),\"(\",\"\"),\")\",\"\"),\",\",\"\"))","v":"Table11LEDT8lamp4ftupto13W"}]
[null,null,{"$f":"IF(ISBLANK(Table7[[#This Row],[BC Hydro Rebate Category]]),\"\",\"Table11\"& SUBSTITUTE(SUBSTITUTE(SUBSTITUTE(SUBSTITUTE(SUBSTITUTE(SUBSTITUTE(SUBSTITUTE(SUBSTITUTE(SUBSTITUTE(A274,\"'\",\"\"),\"/\",\"\"),\">\",\"\"),\"<\",\"\"),\"=\",\"\"),\" \",\"\"),\"(\",\"\"),\")\",\"\"),\",\",\"\"))","v":""}]
["LED T8 lamp,  4ft  (14W to 22W)","LED T8 lamp,  4ft  (14W to 22W)",{"$f":"IF(ISBLANK(Table7[[#This Row],[BC Hydro Rebate Category]]),\"\",\"Table11\"& SUBSTITUTE(SUBSTITUTE(SUBSTITUTE(SUBSTITUTE(SUBSTITUTE(SUBSTITUTE(SUBSTITUTE(SUBSTITUTE(SUBSTITUTE(A275,\"'\",\"\"),\"/\",\"\"),\">\",\"\"),\"<\",\"\"),\"=\",\"\"),\" \",\"\"),\"(\",\"\"),\")\",\"\"),\",\",\"\"))","v":"Table11LEDT8lamp4ft14Wto22W"}]
[null,null,{"$f":"IF(ISBLANK(Table7[[#This Row],[BC Hydro Rebate Category]]),\"\",\"Table11\"& SUBSTITUTE(SUBSTITUTE(SUBSTITUTE(SUBSTITUTE(SUBSTITUTE(SUBSTITUTE(SUBSTITUTE(SUBSTITUTE(SUBSTITUTE(A276,\"'\",\"\"),\"/\",\"\"),\">\",\"\"),\"<\",\"\"),\"=\",\"\"),\" \",\"\"),\"(\",\"\"),\")\",\"\"),\",\",\"\"))","v":""}]
["LED T5HO lamp,  4ft  (up to 30W)","LED T5HO lamp,  4ft  (up to 30W)",{"$f":"IF(ISBLANK(Table7[[#This Row],[BC Hydro Rebate Category]]),\"\",\"Table11\"& SUBSTITUTE(SUBSTITUTE(SUBSTITUTE(SUBSTITUTE(SUBSTITUTE(SUBSTITUTE(SUBSTITUTE(SUBSTITUTE(SUBSTITUTE(A277,\"'\",\"\"),\"/\",\"\"),\">\",\"\"),\"<\",\"\"),\"=\",\"\"),\" \",\"\"),\"(\",\"\"),\")\",\"\"),\",\",\"\"))","v":"Table11LEDT5HOlamp4ftupto30W"}]
[null,null,{"$f":"IF(ISBLANK(Table7[[#This Row],[BC Hydro Rebate Category]]),\"\",\"Table11\"& SUBSTITUTE(SUBSTITUTE(SUBSTITUTE(SUBSTITUTE(SUBSTITUTE(SUBSTITUTE(SUBSTITUTE(SUBSTITUTE(SUBSTITUTE(A278,\"'\",\"\"),\"/\",\"\"),\">\",\"\"),\"<\",\"\"),\"=\",\"\"),\" \",\"\"),\"(\",\"\"),\")\",\"\"),\",\",\"\"))","v":""}]
["LED hardwired ≥ 450 lumen < 600 lumen","LED ENERGY STAR fixture (up to 40W)",{"$f":"IF(ISBLANK(Table7[[#This Row],[BC Hydro Rebate Category]]),\"\",\"Table11\"& SUBSTITUTE(SUBSTITUTE(SUBSTITUTE(SUBSTITUTE(SUBSTITUTE(SUBSTITUTE(SUBSTITUTE(SUBSTITUTE(SUBSTITUTE(A279,\"'\",\"\"),\"/\",\"\"),\">\",\"\"),\"<\",\"\"),\"=\",\"\"),\" \",\"\"),\"(\",\"\"),\")\",\"\"),\",\",\"\"))","v":"Table11LEDhardwired≥450lumen600lumen"}]
[null,null,{"$f":"IF(ISBLANK(Table7[[#This Row],[BC Hydro Rebate Category]]),\"\",\"Table11\"& SUBSTITUTE(SUBSTITUTE(SUBSTITUTE(SUBSTITUTE(SUBSTITUTE(SUBSTITUTE(SUBSTITUTE(SUBSTITUTE(SUBSTITUTE(A280,\"'\",\"\"),\"/\",\"\"),\">\",\"\"),\"<\",\"\"),\"=\",\"\"),\" \",\"\"),\"(\",\"\"),\")\",\"\"),\",\",\"\"))","v":""}]
["LED hardwired ≥ 600 lumen < 1000 lumen","LED ENERGY STAR fixture (up to 40W)",{"$f":"IF(ISBLANK(Table7[[#This Row],[BC Hydro Rebate Category]]),\"\",\"Table11\"& SUBSTITUTE(SUBSTITUTE(SUBSTITUTE(SUBSTITUTE(SUBSTITUTE(SUBSTITUTE(SUBSTITUTE(SUBSTITUTE(SUBSTITUTE(A281,\"'\",\"\"),\"/\",\"\"),\">\",\"\"),\"<\",\"\"),\"=\",\"\"),\" \",\"\"),\"(\",\"\"),\")\",\"\"),\",\",\"\"))","v":"Table11LEDhardwired≥600lumen1000lumen"}]
[null,null,{"$f":"IF(ISBLANK(Table7[[#This Row],[BC Hydro Rebate Category]]),\"\",\"Table11\"& SUBSTITUTE(SUBSTITUTE(SUBSTITUTE(SUBSTITUTE(SUBSTITUTE(SUBSTITUTE(SUBSTITUTE(SUBSTITUTE(SUBSTITUTE(A282,\"'\",\"\"),\"/\",\"\"),\">\",\"\"),\"<\",\"\"),\"=\",\"\"),\" \",\"\"),\"(\",\"\"),\")\",\"\"),\",\",\"\"))","v":""}]
["LED hardwired >1300 lumen < 4000 lumen","LED ENERGY STAR fixture (up to 40W)",{"$f":"IF(ISBLANK(Table7[[#This Row],[BC Hydro Rebate Category]]),\"\",\"Table11\"& SUBSTITUTE(SUBSTITUTE(SUBSTITUTE(SUBSTITUTE(SUBSTITUTE(SUBSTITUTE(SUBSTITUTE(SUBSTITUTE(SUBSTITUTE(A283,\"'\",\"\"),\"/\",\"\"),\">\",\"\"),\"<\",\"\"),\"=\",\"\"),\" \",\"\"),\"(\",\"\"),\")\",\"\"),\",\",\"\"))","v":"Table11LEDhardwired1300lumen4000lumen"}]
[null,null,{"$f":"IF(ISBLANK(Table7[[#This Row],[BC Hydro Rebate Category]]),\"\",\"Table11\"& SUBSTITUTE(SUBSTITUTE(SUBSTITUTE(SUBSTITUTE(SUBSTITUTE(SUBSTITUTE(SUBSTITUTE(SUBSTITUTE(SUBSTITUTE(A284,\"'\",\"\"),\"/\",\"\"),\">\",\"\"),\"<\",\"\"),\"=\",\"\"),\" \",\"\"),\"(\",\"\"),\")\",\"\"),\",\",\"\"))","v":""}]
["LED MR16 ≥ 200 lumen","LED MR16 style lamp (up to 7W)",{"$f":"IF(ISBLANK(Table7[[#This Row],[BC Hydro Rebate Category]]),\"\",\"Table11\"& SUBSTITUTE(SUBSTITUTE(SUBSTITUTE(SUBSTITUTE(SUBSTITUTE(SUBSTITUTE(SUBSTITUTE(SUBSTITUTE(SUBSTITUTE(A285,\"'\",\"\"),\"/\",\"\"),\">\",\"\"),\"<\",\"\"),\"=\",\"\"),\" \",\"\"),\"(\",\"\"),\")\",\"\"),\",\",\"\"))","v":"Table11LEDMR16≥200lumen"}]
[null,null,{"$f":"IF(ISBLANK(Table7[[#This Row],[BC Hydro Rebate Category]]),\"\",\"Table11\"& SUBSTITUTE(SUBSTITUTE(SUBSTITUTE(SUBSTITUTE(SUBSTITUTE(SUBSTITUTE(SUBSTITUTE(SUBSTITUTE(SUBSTITUTE(A286,\"'\",\"\"),\"/\",\"\"),\">\",\"\"),\"<\",\"\"),\"=\",\"\"),\" \",\"\"),\"(\",\"\"),\")\",\"\"),\",\",\"\"))","v":""}]
["LED reflector lamp ≤ 600 lumen","LED PAR style lamp (up to 12W)",{"$f":"IF(ISBLANK(Table7[[#This Row],[BC Hydro Rebate Category]]),\"\",\"Table11\"& SUBSTITUTE(SUBSTITUTE(SUBSTITUTE(SUBSTITUTE(SUBSTITUTE(SUBSTITUTE(SUBSTITUTE(SUBSTITUTE(SUBSTITUTE(A287,\"'\",\"\"),\"/\",\"\"),\">\",\"\"),\"<\",\"\"),\"=\",\"\"),\" \",\"\"),\"(\",\"\"),\")\",\"\"),\",\",\"\"))","v":"Table11LEDreflectorlamp≤600lumen"}]
["LED reflector lamp ≤ 600 lumen","LED BR style lamp (10W to 18W)",{"$f":"IF(ISBLANK(Table7[[#This Row],[BC Hydro Rebate Category]]),\"\",\"Table11\"& SUBSTITUTE(SUBSTITUTE(SUBSTITUTE(SUBSTITUTE(SUBSTITUTE(SUBSTITUTE(SUBSTITUTE(SUBSTITUTE(SUBSTITUTE(A288,\"'\",\"\"),\"/\",\"\"),\">\",\"\"),\"<\",\"\"),\"=\",\"\"),\" \",\"\"),\"(\",\"\"),\")\",\"\"),\",\",\"\"))","v":"Table11LEDreflectorlamp≤600lumen"}]
[null,null,{"$f":"IF(ISBLANK(Table7[[#This Row],[BC Hydro Rebate Category]]),\"\",\"Table11\"& SUBSTITUTE(SUBSTITUTE(SUBSTITUTE(SUBSTITUTE(SUBSTITUTE(SUBSTITUTE(SUBSTITUTE(SUBSTITUTE(SUBSTITUTE(A289,\"'\",\"\"),\"/\",\"\"),\">\",\"\"),\"<\",\"\"),\"=\",\"\"),\" \",\"\"),\"(\",\"\"),\")\",\"\"),\",\",\"\"))","v":""}]
["LED hardwired > 600 lumen","LED ENERGY STAR fixture (up to 40W)",{"$f":"IF(ISBLANK(Table7[[#This Row],[BC Hydro Rebate Category]]),\"\",\"Table11\"& SUBSTITUTE(SUBSTITUTE(SUBSTITUTE(SUBSTITUTE(SUBSTITUTE(SUBSTITUTE(SUBSTITUTE(SUBSTITUTE(SUBSTITUTE(A290,\"'\",\"\"),\"/\",\"\"),\">\",\"\"),\"<\",\"\"),\"=\",\"\"),\" \",\"\"),\"(\",\"\"),\")\",\"\"),\",\",\"\"))","v":"Table11LEDhardwired600lumen"}]
[null,null,{"$f":"IF(ISBLANK(Table7[[#This Row],[BC Hydro Rebate Category]]),\"\",\"Table11\"& SUBSTITUTE(SUBSTITUTE(SUBSTITUTE(SUBSTITUTE(SUBSTITUTE(SUBSTITUTE(SUBSTITUTE(SUBSTITUTE(SUBSTITUTE(A291,\"'\",\"\"),\"/\",\"\"),\">\",\"\"),\"<\",\"\"),\"=\",\"\"),\" \",\"\"),\"(\",\"\"),\")\",\"\"),\",\",\"\"))","v":""}]
["LED reflector lamp > 600 lumen and ≤ 1500 lumen","LED PAR style lamp (13W to 24W)",{"$f":"IF(ISBLANK(Table7[[#This Row],[BC Hydro Rebate Category]]),\"\",\"Table11\"& SUBSTITUTE(SUBSTITUTE(SUBSTITUTE(SUBSTITUTE(SUBSTITUTE(SUBSTITUTE(SUBSTITUTE(SUBSTITUTE(SUBSTITUTE(A292,\"'\",\"\"),\"/\",\"\"),\">\",\"\"),\"<\",\"\"),\"=\",\"\"),\" \",\"\"),\"(\",\"\"),\")\",\"\"),\",\",\"\"))","v":"Table11LEDreflectorlamp600lumenand≤1500lumen"}]
[null,null,{"$f":"IF(ISBLANK(Table7[[#This Row],[BC Hydro Rebate Category]]),\"\",\"Table11\"& SUBSTITUTE(SUBSTITUTE(SUBSTITUTE(SUBSTITUTE(SUBSTITUTE(SUBSTITUTE(SUBSTITUTE(SUBSTITUTE(SUBSTITUTE(A293,\"'\",\"\"),\"/\",\"\"),\">\",\"\"),\"<\",\"\"),\"=\",\"\"),\" \",\"\"),\"(\",\"\"),\")\",\"\"),\",\",\"\"))","v":""}]
["LED luminaire or retrofit kit > 1500 lm and ≤ 40 W","LED wall pack luminaire (up to 30W)",{"$f":"IF(ISBLANK(Table7[[#This Row],[BC Hydro Rebate Category]]),\"\",\"Table11\"& SUBSTITUTE(SUBSTITUTE(SUBSTITUTE(SUBSTITUTE(SUBSTITUTE(SUBSTITUTE(SUBSTITUTE(SUBSTITUTE(SUBSTITUTE(A294,\"'\",\"\"),\"/\",\"\"),\">\",\"\"),\"<\",\"\"),\"=\",\"\"),\" \",\"\"),\"(\",\"\"),\")\",\"\"),\",\",\"\"))","v":"Table11LEDluminaireorretrofitkit1500lmand≤40W"}]
[null,null,{"$f":"IF(ISBLANK(Table7[[#This Row],[BC Hydro Rebate Category]]),\"\",\"Table11\"& SUBSTITUTE(SUBSTITUTE(SUBSTITUTE(SUBSTITUTE(SUBSTITUTE(SUBSTITUTE(SUBSTITUTE(SUBSTITUTE(SUBSTITUTE(A295,\"'\",\"\"),\"/\",\"\"),\">\",\"\"),\"<\",\"\"),\"=\",\"\"),\" \",\"\"),\"(\",\"\"),\")\",\"\"),\",\",\"\"))","v":""}]
["LED luminaire or retrofit kit > 3000 lm and ≤ 80 W","LED parking garage luminaire (up to 70W)",{"$f":"IF(ISBLANK(Table7[[#This Row],[BC Hydro Rebate Category]]),\"\",\"Table11\"& SUBSTITUTE(SUBSTITUTE(SUBSTITUTE(SUBSTITUTE(SUBSTITUTE(SUBSTITUTE(SUBSTITUTE(SUBSTITUTE(SUBSTITUTE(A296,\"'\",\"\"),\"/\",\"\"),\">\",\"\"),\"<\",\"\"),\"=\",\"\"),\" \",\"\"),\"(\",\"\"),\")\",\"\"),\",\",\"\"))","v":"Table11LEDluminaireorretrofitkit3000lmand≤80W"}]
["LED luminaire or retrofit kit > 3000 lm and ≤ 80 W","LED area and roadway luminaires (up to 60W)",{"$f":"IF(ISBLANK(Table7[[#This Row],[BC Hydro Rebate Category]]),\"\",\"Table11\"& SUBSTITUTE(SUBSTITUTE(SUBSTITUTE(SUBSTITUTE(SUBSTITUTE(SUBSTITUTE(SUBSTITUTE(SUBSTITUTE(SUBSTITUTE(A297,\"'\",\"\"),\"/\",\"\"),\">\",\"\"),\"<\",\"\"),\"=\",\"\"),\" \",\"\"),\"(\",\"\"),\")\",\"\"),\",\",\"\"))","v":"Table11LEDluminaireorretrofitkit3000lmand≤80W"}]
["LED luminaire or retrofit kit > 3000 lm and ≤ 80 W","LED wall pack luminaire (31W to 60W)",{"$f":"IF(ISBLANK(Table7[[#This Row],[BC Hydro Rebate Category]]),\"\",\"Table11\"& SUBSTITUTE(SUBSTITUTE(SUBSTITUTE(SUBSTITUTE(SUBSTITUTE(SUBSTITUTE(SUBSTITUTE(SUBSTITUTE(SUBSTITUTE(A298,\"'\",\"\"),\"/\",\"\"),\">\",\"\"),\"<\",\"\"),\"=\",\"\"),\" \",\"\"),\"(\",\"\"),\")\",\"\"),\",\",\"\"))","v":"Table11LEDluminaireorretrofitkit3000lmand≤80W"}]
[null,null,{"$f":"IF(ISBLANK(Table7[[#This Row],[BC Hydro Rebate Category]]),\"\",\"Table11\"& SUBSTITUTE(SUBSTITUTE(SUBSTITUTE(SUBSTITUTE(SUBSTITUTE(SUBSTITUTE(SUBSTITUTE(SUBSTITUTE(SUBSTITUTE(A299,\"'\",\"\"),\"/\",\"\"),\">\",\"\"),\"<\",\"\"),\"=\",\"\"),\" \",\"\"),\"(\",\"\"),\")\",\"\"),\",\",\"\"))","v":""}]
["LED luminaire or retrofit kit > 5000 lm and ≤ 90 W","LED low-bay luminaire (50W to 100W)",{"$f":"IF(ISBLANK(Table7[[#This Row],[BC Hydro Rebate Category]]),\"\",\"Table11\"& SUBSTITUTE(SUBSTITUTE(SUBSTITUTE(SUBSTITUTE(SUBSTITUTE(SUBSTITUTE(SUBSTITUTE(SUBSTITUTE(SUBSTITUTE(A300,\"'\",\"\"),\"/\",\"\"),\">\",\"\"),\"<\",\"\"),\"=\",\"\"),\" \",\"\"),\"(\",\"\"),\")\",\"\"),\",\",\"\"))","v":"Table11LEDluminaireorretrofitkit5000lmand≤90W"}]
["LED luminaire or retrofit kit > 5000 lm and ≤ 90 W","LED area and roadway luminaires (61W to 90W)",{"$f":"IF(ISBLANK(Table7[[#This Row],[BC Hydro Rebate Category]]),\"\",\"Table11\"& SUBSTITUTE(SUBSTITUTE(SUBSTITUTE(SUBSTITUTE(SUBSTITUTE(SUBSTITUTE(SUBSTITUTE(SUBSTITUTE(SUBSTITUTE(A301,\"'\",\"\"),\"/\",\"\"),\">\",\"\"),\"<\",\"\"),\"=\",\"\"),\" \",\"\"),\"(\",\"\"),\")\",\"\"),\",\",\"\"))","v":"Table11LEDluminaireorretrofitkit5000lmand≤90W"}]
["LED luminaire or retrofit kit > 5000 lm and ≤ 90 W","LED fuel canopy luminaire (up to 100W)",{"$f":"IF(ISBLANK(Table7[[#This Row],[BC Hydro Rebate Category]]),\"\",\"Table11\"& SUBSTITUTE(SUBSTITUTE(SUBSTITUTE(SUBSTITUTE(SUBSTITUTE(SUBSTITUTE(SUBSTITUTE(SUBSTITUTE(SUBSTITUTE(A302,\"'\",\"\"),\"/\",\"\"),\">\",\"\"),\"<\",\"\"),\"=\",\"\"),\" \",\"\"),\"(\",\"\"),\")\",\"\"),\",\",\"\"))","v":"Table11LEDluminaireorretrofitkit5000lmand≤90W"}]
[null,null,{"$f":"IF(ISBLANK(Table7[[#This Row],[BC Hydro Rebate Category]]),\"\",\"Table11\"& SUBSTITUTE(SUBSTITUTE(SUBSTITUTE(SUBSTITUTE(SUBSTITUTE(SUBSTITUTE(SUBSTITUTE(SUBSTITUTE(SUBSTITUTE(A303,\"'\",\"\"),\"/\",\"\"),\">\",\"\"),\"<\",\"\"),\"=\",\"\"),\" \",\"\"),\"(\",\"\"),\")\",\"\"),\",\",\"\"))","v":""}]
["LED luminaire or retrofit kit > 8000 lm and ≤ 140 W","LED area and roadway luminaires (91W to 120W)",{"$f":"IF(ISBLANK(Table7[[#This Row],[BC Hydro Rebate Category]]),\"\",\"Table11\"& SUBSTITUTE(SUBSTITUTE(SUBSTITUTE(SUBSTITUTE(SUBSTITUTE(SUBSTITUTE(SUBSTITUTE(SUBSTITUTE(SUBSTITUTE(A304,\"'\",\"\"),\"/\",\"\"),\">\",\"\"),\"<\",\"\"),\"=\",\"\"),\" \",\"\"),\"(\",\"\"),\")\",\"\"),\",\",\"\"))","v":"Table11LEDluminaireorretrofitkit8000lmand≤140W"}]
["LED luminaire or retrofit kit > 8000 lm and ≤ 140 W","LED wall pack luminaire (61W to 120W)",{"$f":"IF(ISBLANK(Table7[[#This Row],[BC Hydro Rebate Category]]),\"\",\"Table11\"& SUBSTITUTE(SUBSTITUTE(SUBSTITUTE(SUBSTITUTE(SUBSTITUTE(SUBSTITUTE(SUBSTITUTE(SUBSTITUTE(SUBSTITUTE(A305,\"'\",\"\"),\"/\",\"\"),\">\",\"\"),\"<\",\"\"),\"=\",\"\"),\" \",\"\"),\"(\",\"\"),\")\",\"\"),\",\",\"\"))","v":"Table11LEDluminaireorretrofitkit8000lmand≤140W"}]
["LED luminaire or retrofit kit > 8000 lm and ≤ 140 W","LED parking garage luminaire (71W to 120W)",{"$f":"IF(ISBLANK(Table7[[#This Row],[BC Hydro Rebate Category]]),\"\",\"Table11\"& SUBSTITUTE(SUBSTITUTE(SUBSTITUTE(SUBSTITUTE(SUBSTITUTE(SUBSTITUTE(SUBSTITUTE(SUBSTITUTE(SUBSTITUTE(A306,\"'\",\"\"),\"/\",\"\"),\">\",\"\"),\"<\",\"\"),\"=\",\"\"),\" \",\"\"),\"(\",\"\"),\")\",\"\"),\",\",\"\"))","v":"Table11LEDluminaireorretrofitkit8000lmand≤140W"}]
[null,null,{"$f":"IF(ISBLANK(Table7[[#This Row],[BC Hydro Rebate Category]]),\"\",\"Table11\"& SUBSTITUTE(SUBSTITUTE(SUBSTITUTE(SUBSTITUTE(SUBSTITUTE(SUBSTITUTE(SUBSTITUTE(SUBSTITUTE(SUBSTITUTE(A307,\"'\",\"\"),\"/\",\"\"),\">\",\"\"),\"<\",\"\"),\"=\",\"\"),\" \",\"\"),\"(\",\"\"),\")\",\"\"),\",\",\"\"))","v":""}]
["LED luminaire or retrofit kit > 12000 lm and ≤ 190 W","LED high-bay luminaire (up to 200W)",{"$f":"IF(ISBLANK(Table7[[#This Row],[BC Hydro Rebate Category]]),\"\",\"Table11\"& SUBSTITUTE(SUBSTITUTE(SUBSTITUTE(SUBSTITUTE(SUBSTITUTE(SUBSTITUTE(SUBSTITUTE(SUBSTITUTE(SUBSTITUTE(A308,\"'\",\"\"),\"/\",\"\"),\">\",\"\"),\"<\",\"\"),\"=\",\"\"),\" \",\"\"),\"(\",\"\"),\")\",\"\"),\",\",\"\"))","v":"Table11LEDluminaireorretrofitkit12000lmand≤190W"}]
["LED luminaire or retrofit kit > 12000 lm and ≤ 190 W","LED low-bay luminaire (101W to 150W)",{"$f":"IF(ISBLANK(Table7[[#This Row],[BC Hydro Rebate Category]]),\"\",\"Table11\"& SUBSTITUTE(SUBSTITUTE(SUBSTITUTE(SUBSTITUTE(SUBSTITUTE(SUBSTITUTE(SUBSTITUTE(SUBSTITUTE(SUBSTITUTE(A309,\"'\",\"\"),\"/\",\"\"),\">\",\"\"),\"<\",\"\"),\"=\",\"\"),\" \",\"\"),\"(\",\"\"),\")\",\"\"),\",\",\"\"))","v":"Table11LEDluminaireorretrofitkit12000lmand≤190W"}]
["LED luminaire or retrofit kit > 12000 lm and ≤ 190 W","LED area and roadway luminaires (121W to 200W)",{"$f":"IF(ISBLANK(Table7[[#This Row],[BC Hydro Rebate Category]]),\"\",\"Table11\"& SUBSTITUTE(SUBSTITUTE(SUBSTITUTE(SUBSTITUTE(SUBSTITUTE(SUBSTITUTE(SUBSTITUTE(SUBSTITUTE(SUBSTITUTE(A310,\"'\",\"\"),\"/\",\"\"),\">\",\"\"),\"<\",\"\"),\"=\",\"\"),\" \",\"\"),\"(\",\"\"),\")\",\"\"),\",\",\"\"))","v":"Table11LEDluminaireorretrofitkit12000lmand≤190W"}]
[null,null,{"$f":"IF(ISBLANK(Table7[[#This Row],[BC Hydro Rebate Category]]),\"\",\"Table11\"& SUBSTITUTE(SUBSTITUTE(SUBSTITUTE(SUBSTITUTE(SUBSTITUTE(SUBSTITUTE(SUBSTITUTE(SUBSTITUTE(SUBSTITUTE(A311,\"'\",\"\"),\"/\",\"\"),\">\",\"\"),\"<\",\"\"),\"=\",\"\"),\" \",\"\"),\"(\",\"\"),\")\",\"\"),\",\",\"\"))","v":""}]
["LED luminaire or retrofit kit > 19000 lm and ≤ 350 W","LED high-bay luminaire (201W to 250W)",{"$f":"IF(ISBLANK(Table7[[#This Row],[BC Hydro Rebate Category]]),\"\",\"Table11\"& SUBSTITUTE(SUBSTITUTE(SUBSTITUTE(SUBSTITUTE(SUBSTITUTE(SUBSTITUTE(SUBSTITUTE(SUBSTITUTE(SUBSTITUTE(A312,\"'\",\"\"),\"/\",\"\"),\">\",\"\"),\"<\",\"\"),\"=\",\"\"),\" \",\"\"),\"(\",\"\"),\")\",\"\"),\",\",\"\"))","v":"Table11LEDluminaireorretrofitkit19000lmand≤350W"}]
["LED luminaire or retrofit kit > 19000 lm and ≤ 350 W","LED high-bay luminaire (251W to 300W)",{"$f":"IF(ISBLANK(Table7[[#This Row],[BC Hydro Rebate Category]]),\"\",\"Table11\"& SUBSTITUTE(SUBSTITUTE(SUBSTITUTE(SUBSTITUTE(SUBSTITUTE(SUBSTITUTE(SUBSTITUTE(SUBSTITUTE(SUBSTITUTE(A313,\"'\",\"\"),\"/\",\"\"),\">\",\"\"),\"<\",\"\"),\"=\",\"\"),\" \",\"\"),\"(\",\"\"),\")\",\"\"),\",\",\"\"))","v":"Table11LEDluminaireorretrofitkit19000lmand≤350W"}]
["LED luminaire or retrofit kit > 19000 lm and ≤ 350 W","LED fuel canopy luminaire (101W to 250W)",{"$f":"IF(ISBLANK(Table7[[#This Row],[BC Hydro Rebate Category]]),\"\",\"Table11\"& SUBSTITUTE(SUBSTITUTE(SUBSTITUTE(SUBSTITUTE(SUBSTITUTE(SUBSTITUTE(SUBSTITUTE(SUBSTITUTE(SUBSTITUTE(A314,\"'\",\"\"),\"/\",\"\"),\">\",\"\"),\"<\",\"\"),\"=\",\"\"),\" \",\"\"),\"(\",\"\"),\")\",\"\"),\",\",\"\"))","v":"Table11LEDluminaireorretrofitkit19000lmand≤350W"}]
["LED luminaire or retrofit kit > 19000 lm and ≤ 350 W","LED flood light up (251W to 350W)",{"$f":"IF(ISBLANK(Table7[[#This Row],[BC Hydro Rebate Category]]),\"\",\"Table11\"& SUBSTITUTE(SUBSTITUTE(SUBSTITUTE(SUBSTITUTE(SUBSTITUTE(SUBSTITUTE(SUBSTITUTE(SUBSTITUTE(SUBSTITUTE(A315,\"'\",\"\"),\"/\",\"\"),\">\",\"\"),\"<\",\"\"),\"=\",\"\"),\" \",\"\"),\"(\",\"\"),\")\",\"\"),\",\",\"\"))","v":"Table11LEDluminaireorretrofitkit19000lmand≤350W"}]
["LED luminaire or retrofit kit > 19000 lm and ≤ 350 W","LED area and roadway luminaires (201W to 300W)",{"$f":"IF(ISBLANK(Table7[[#This Row],[BC Hydro Rebate Category]]),\"\",\"Table11\"& SUBSTITUTE(SUBSTITUTE(SUBSTITUTE(SUBSTITUTE(SUBSTITUTE(SUBSTITUTE(SUBSTITUTE(SUBSTITUTE(SUBSTITUTE(A316,\"'\",\"\"),\"/\",\"\"),\">\",\"\"),\"<\",\"\"),\"=\",\"\"),\" \",\"\"),\"(\",\"\"),\")\",\"\"),\",\",\"\"))","v":"Table11LEDluminaireorretrofitkit19000lmand≤350W"}]
[null,null,{"$f":"IF(ISBLANK(Table7[[#This Row],[BC Hydro Rebate Category]]),\"\",\"Table11\"& SUBSTITUTE(SUBSTITUTE(SUBSTITUTE(SUBSTITUTE(SUBSTITUTE(SUBSTITUTE(SUBSTITUTE(SUBSTITUTE(SUBSTITUTE(A317,\"'\",\"\"),\"/\",\"\"),\">\",\"\"),\"<\",\"\"),\"=\",\"\"),\" \",\"\"),\"(\",\"\"),\")\",\"\"),\",\",\"\"))","v":""}]
["LED luminaire or retrofit kit > 5000 lm and ≤ 110 W","LED wall pack luminaire (61W to 120W)",{"$f":"IF(ISBLANK(Table7[[#This Row],[BC Hydro Rebate Category]]),\"\",\"Table11\"& SUBSTITUTE(SUBSTITUTE(SUBSTITUTE(SUBSTITUTE(SUBSTITUTE(SUBSTITUTE(SUBSTITUTE(SUBSTITUTE(SUBSTITUTE(A318,\"'\",\"\"),\"/\",\"\"),\">\",\"\"),\"<\",\"\"),\"=\",\"\"),\" \",\"\"),\"(\",\"\"),\")\",\"\"),\",\",\"\"))","v":"Table11LEDluminaireorretrofitkit5000lmand≤110W"}]
["LED luminaire or retrofit kit > 5000 lm and ≤ 110 W","LED area and roadway luminaires (91W to 120W)",{"$f":"IF(ISBLANK(Table7[[#This Row],[BC Hydro Rebate Category]]),\"\",\"Table11\"& SUBSTITUTE(SUBSTITUTE(SUBSTITUTE(SUBSTITUTE(SUBSTITUTE(SUBSTITUTE(SUBSTITUTE(SUBSTITUTE(SUBSTITUTE(A319,\"'\",\"\"),\"/\",\"\"),\">\",\"\"),\"<\",\"\"),\"=\",\"\"),\" \",\"\"),\"(\",\"\"),\")\",\"\"),\",\",\"\"))","v":"Table11LEDluminaireorretrofitkit5000lmand≤110W"}]
["LED luminaire or retrofit kit > 5000 lm and ≤ 110 W","LED low-bay luminaire (50W to 100W)",{"$f":"IF(ISBLANK(Table7[[#This Row],[BC Hydro Rebate Category]]),\"\",\"Table11\"& SUBSTITUTE(SUBSTITUTE(SUBSTITUTE(SUBSTITUTE(SUBSTITUTE(SUBSTITUTE(SUBSTITUTE(SUBSTITUTE(SUBSTITUTE(A320,\"'\",\"\"),\"/\",\"\"),\">\",\"\"),\"<\",\"\"),\"=\",\"\"),\" \",\"\"),\"(\",\"\"),\")\",\"\"),\",\",\"\"))","v":"Table11LEDluminaireorretrofitkit5000lmand≤110W"}]
[null,null,{"$f":"IF(ISBLANK(Table7[[#This Row],[BC Hydro Rebate Category]]),\"\",\"Table11\"& SUBSTITUTE(SUBSTITUTE(SUBSTITUTE(SUBSTITUTE(SUBSTITUTE(SUBSTITUTE(SUBSTITUTE(SUBSTITUTE(SUBSTITUTE(A321,\"'\",\"\"),\"/\",\"\"),\">\",\"\"),\"<\",\"\"),\"=\",\"\"),\" \",\"\"),\"(\",\"\"),\")\",\"\"),\",\",\"\"))","v":""}]
["LED luminaire retrofit kit >16,000 lm and ≤ 230W","LED fuel canopy luminaire (101W to 250W)",{"$f":"IF(ISBLANK(Table7[[#This Row],[BC Hydro Rebate Category]]),\"\",\"Table11\"& SUBSTITUTE(SUBSTITUTE(SUBSTITUTE(SUBSTITUTE(SUBSTITUTE(SUBSTITUTE(SUBSTITUTE(SUBSTITUTE(SUBSTITUTE(A322,\"'\",\"\"),\"/\",\"\"),\">\",\"\"),\"<\",\"\"),\"=\",\"\"),\" \",\"\"),\"(\",\"\"),\")\",\"\"),\",\",\"\"))","v":"Table11LEDluminaireretrofitkit16000lmand≤230W"}]
["LED luminaire retrofit kit >16,000 lm and ≤ 230W","LED high-bay luminaire (up to 200W)",{"$f":"IF(ISBLANK(Table7[[#This Row],[BC Hydro Rebate Category]]),\"\",\"Table11\"& SUBSTITUTE(SUBSTITUTE(SUBSTITUTE(SUBSTITUTE(SUBSTITUTE(SUBSTITUTE(SUBSTITUTE(SUBSTITUTE(SUBSTITUTE(A323,\"'\",\"\"),\"/\",\"\"),\">\",\"\"),\"<\",\"\"),\"=\",\"\"),\" \",\"\"),\"(\",\"\"),\")\",\"\"),\",\",\"\"))","v":"Table11LEDluminaireretrofitkit16000lmand≤230W"}]
[null,null,{"$f":"IF(ISBLANK(Table7[[#This Row],[BC Hydro Rebate Category]]),\"\",\"Table11\"& SUBSTITUTE(SUBSTITUTE(SUBSTITUTE(SUBSTITUTE(SUBSTITUTE(SUBSTITUTE(SUBSTITUTE(SUBSTITUTE(SUBSTITUTE(A324,\"'\",\"\"),\"/\",\"\"),\">\",\"\"),\"<\",\"\"),\"=\",\"\"),\" \",\"\"),\"(\",\"\"),\")\",\"\"),\",\",\"\"))","v":""}]
["LED strips","LED signage",{"$f":"IF(ISBLANK(Table7[[#This Row],[BC Hydro Rebate Category]]),\"\",\"Table11\"& SUBSTITUTE(SUBSTITUTE(SUBSTITUTE(SUBSTITUTE(SUBSTITUTE(SUBSTITUTE(SUBSTITUTE(SUBSTITUTE(SUBSTITUTE(A325,\"'\",\"\"),\"/\",\"\"),\">\",\"\"),\"<\",\"\"),\"=\",\"\"),\" \",\"\"),\"(\",\"\"),\")\",\"\"),\",\",\"\"))","v":"Table11LEDstrips"}]
[null,null,{"$f":"IF(ISBLANK(Table7[[#This Row],[BC Hydro Rebate Category]]),\"\",\"Table11\"& SUBSTITUTE(SUBSTITUTE(SUBSTITUTE(SUBSTITUTE(SUBSTITUTE(SUBSTITUTE(SUBSTITUTE(SUBSTITUTE(SUBSTITUTE(A326,\"'\",\"\"),\"/\",\"\"),\">\",\"\"),\"<\",\"\"),\"=\",\"\"),\" \",\"\"),\"(\",\"\"),\")\",\"\"),\",\",\"\"))","v":""}]
["Other",null,{"$f":"IF(ISBLANK(Table7[[#This Row],[BC Hydro Rebate Category]]),\"\",\"Table11\"& SUBSTITUTE(SUBSTITUTE(SUBSTITUTE(SUBSTITUTE(SUBSTITUTE(SUBSTITUTE(SUBSTITUTE(SUBSTITUTE(SUBSTITUTE(A327,\"'\",\"\"),\"/\",\"\"),\">\",\"\"),\"<\",\"\"),\"=\",\"\"),\" \",\"\"),\"(\",\"\"),\")\",\"\"),\",\",\"\"))","v":"Table11Other"}]
[null,null,{"$f":"IF(ISBLANK(Table7[[#This Row],[BC Hydro Rebate Category]]),\"\",\"Table11\"& SUBSTITUTE(SUBSTITUTE(SUBSTITUTE(SUBSTITUTE(SUBSTITUTE(SUBSTITUTE(SUBSTITUTE(SUBSTITUTE(SUBSTITUTE(A328,\"'\",\"\"),\"/\",\"\"),\">\",\"\"),\"<\",\"\"),\"=\",\"\"),\" \",\"\"),\"(\",\"\"),\")\",\"\"),\",\",\"\"))","v":""}]

{"sheet":"Rebate Final (Outdated)","index":10,"n_rows":87,"n_cols":12,"rows_kept":87,"cut":false,"hidden":true,"merged":[]}
[null,"REBATE FINAL"]
["Exisitng technology","Existing Technology (Baseline)","Retrofit Technology","Fortis","ECM","Persistence","Fortis2","Rebate3","UPDATED Baseline W","UPDATED New W","UPDATED Savings (W)"]
[null,"ONLY PASSING REGULATION ECMs"]
["Lighting  Technology","Lighting Source","BC Hydro Rebate Category","Fortis","BC Hydro ECM (Hidden)","Persistence","New Lighting source","Rebate","Rebate3","Existing Prescribed Wattage","New Prescribed Wattage2","UPDATED Savings (W)"]
[]
[]
["Fluorescent Luminaire","2' 4 T8 lamp fl. luminaire","LED (2x2) troffer luminaire or retrofit kit >2000 lm and ≤40 W","LED Interior Luminaires","LED luminaire and retrofit kit",15,"LED interior troffer (up to 40W)",40,"per fixture",68,26,42]
["Fluorescent Luminaire","4' 2 T8 lamp fl. Luminaire","LED (2x2) troffer luminaire or retrofit kit >2000 lm and ≤40 W","LED Interior Luminaires","LED luminaire and retrofit kit",15,"LED interior troffer (up to 40W)",40,"per fixture",46,26,20]
["Fluorescent Luminaire","4' 2 T8 lamp fl. Luminaire","LED (1x4) troffer luminaire or retrofit kit >2000 lm and ≤40 W","LED Interior Luminaires","LED luminaire and retrofit kit",15,"LED interior troffer (up to 40W)",40,"per fixture",46,26,20]
["Fluorescent Luminaire","4' 3 T8 lamp fl. Luminaire","LED (2x4) low/medium output troffer luminaire or retrofit kit >3000 lm and ≤50 W","LED Interior Luminaires","LED luminaire and retrofit kit",15,"LED interior troffer (41W to 80W)",56,"per fixture",68,34,34]
["Fluorescent Luminaire","4' 4 T8 lamp fl. Luminaire","LED (2x4) high output troffer luminaire or retrofit kit >3000 lm and ≤70 W","LED Interior Luminaires","LED luminaire and retrofit kit",15,"LED interior troffer (41W to 80W)",56,"per fixture",88,55,33]
[]
["Fluorescent Luminaire","Low/high bay fluorescent > 110W and <= 130W","LED luminaire or retrofit kit > 5000 lm and <= 110 W","LED Interior Luminaires","LED luminaire and retrofit kit",15,"LED low-bay luminaire (50W to 100W)",84,"per fixture",120,90,30]
["Fluorescent Luminaire","Low/high bay fluorescent > 130W and <= 210W","LED luminaire or retrofit kit > 12000 lm and <= 190 W","LED Interior Luminaires","LED luminaire and retrofit kit",15,"LED low-bay luminaire (101W to 150W)",98,"per fixture",240,160,80]
["Fluorescent Luminaire","Low/high bay fluorescent > 210W and <= 375W","LED luminaire or retrofit kit > 19000 lm and <= 350 W","LED Interior Luminaires","LED luminaire and retrofit kit",15,"LED high-bay luminaire (201W to 250W)",150,"per fixture",360,220,140]
[]
[null,"4' 2 T8 lamp fl. Luminaire","LED T8 lamp,  4ft  (up to 13W)","LED Lamps","Tubular LED Lamps",12,"LED T8 lamp,  4ft  (up to 13W)",5,"per lamp",25,11,14]
[null,"4' 2 T8 lamp fl. Luminaire","LED T8 lamp,  4ft  (14W to 22W)","LED Lamps","Tubular LED Lamps",12,"LED T8 lamp,  4ft  (14W to 22W)",5,"per lamp",25,3,22]
[null,"Low/high bay fluorescent > 110W and <= 130W","LED T5HO lamp,  4ft  (up to 30W)","LED Lamps","Tubular LED Lamps",12,"LED T5HO lamp,  4ft  (up to 30W)",8,"per lamp",59,29,30]
[]
[]
["Inc/ Halogen A-type","Lumnaire w. Inc/Hal A lamp =40W","LED hardwired ≥ 450 lumen < 600 lumen","LED Interior Luminaires","LED luminaire and retrofit kit",15,"LED ENERGY STAR fixture (up to 40W)",24,"per fixture",30,8,22]
["Inc/ Halogen A-type","Lumnaire w. Inc/Hal A lamp =60W","LED hardwired ≥ 600 lumen < 1000 lumen","LED Interior Luminaires","LED luminaire and retrofit kit",15,"LED ENERGY STAR fixture (up to 40W)",24,"per fixture",42,11,31]
["Inc/ Halogen A-type","Lumnaire w. Inc/Hal A lamp >100W","LED hardwired >1300 lumen < 4000 lumen","LED Interior Luminaires","LED luminaire and retrofit kit",15,"LED ENERGY STAR fixture (up to 40W)",24,"per fixture",150,25,125]
[]
[]
["Hal. Reflector lamp","Halogen MR16 ≥ 20 W","LED MR16 ≥ 200 lumen","LED Lamps","LED replaceable reflector lamp in non-residential setting (screw-in/snap-in)",12,"LED MR16 style lamp (up to 7W)",8,"per lamp",45,7,38]
["Hal. Reflector lamp","Halogen Reflector < 60 W","LED reflector lamp ≤ 600 lumen","LED Lamps","LED replaceable reflector lamp in non-residential setting (screw-in/snap-in)",12,"LED PAR style lamp (up to 12W)",10,"per lamp",41,10,31]
["Hal. Reflector lamp","Halogen Reflector < 60 W","LED reflector lamp ≤ 600 lumen","LED Lamps","LED replaceable reflector lamp in non-residential setting (screw-in/snap-in)",12,"LED BR style lamp (10W to 18W)",7,"per lamp",41,10,31]
["Hal. Reflector lamp","Halogen Reflector ≥ 60 W and ≤ 100 W","LED hardwired > 600 lumen","LED Interior Luminaires","LED luminaire and retrofit kit",15,"LED ENERGY STAR fixture (up to 40W)",24,"per fixture",74,13,61]
["Hal. Reflector lamp","Halogen Reflector ≥ 60 W and ≤ 100 W","LED reflector lamp > 600 lumen and ≤ 1500 lumen","LED Lamps","LED replaceable reflector lamp in non-residential setting (screw-in/snap-in)",12,"LED PAR style lamp (13W to 24W)",10,"per lamp",74,17,57]
[]
[]
["HPS Luminaire","70 W HPS","LED luminaire or retrofit kit > 1500 lm and ≤ 40 W","LED Exterior and Parking Garage Luminaires  ","LED luminaire and retrofit kit",15,"LED wall pack luminaire (up to 30W)",55,"per fixture",92,30,62]
[]
["HPS Luminaire","100 W HPS","LED luminaire or retrofit kit > 3000 lm and ≤ 80 W","LED Exterior and Parking Garage Luminaires  ","LED Parkade Lighting",16,"LED parking garage luminaire (up to 70W)",70,"per fixture",130,60,70]
["HPS Luminaire","100 W HPS","LED luminaire or retrofit kit > 3000 lm and ≤ 80 W","LED Street Lights and Exterior Pole / Arm Mounted Luminaires","LED luminaire and retrofit kit",15,"LED area and roadway luminaires (up to 60W)",60,"per fixture",130,60,70]
["HPS Luminaire","100 W HPS","LED luminaire or retrofit kit > 3000 lm and ≤ 80 W","LED Exterior and Parking Garage Luminaires  ","LED luminaire and retrofit kit",15,"LED wall pack luminaire (31W to 60W)",76,"per fixture",130,60,70]
[]
["HPS Luminaire","150 W HPS","LED luminaire or retrofit kit > 5000 lm and ≤ 90 W","LED Interior Luminaires","LED luminaire and retrofit kit",15,"LED low-bay luminaire (50W to 100W)",84,"per fixture",188,80,108]
["HPS Luminaire","150 W HPS","LED luminaire or retrofit kit > 5000 lm and ≤ 90 W","LED Street Lights and Exterior Pole / Arm Mounted Luminaires","LED luminaire and retrofit kit",15,"LED area and roadway luminaires (61W to 90W)",83,"per fixture",188,80,108]
["HPS Luminaire","150 W HPS","LED luminaire or retrofit kit > 5000 lm and ≤ 90 W","LED Exterior and Parking Garage Luminaires  ","LED luminaire and retrofit kit",15,"LED fuel canopy luminaire (up to 100W)",80,"per fixture",188,80,108]
[]
["HPS Luminaire","200 W HPS","LED luminaire or retrofit kit > 8000 lm and ≤ 140 W","LED Street Lights and Exterior Pole / Arm Mounted Luminaires","LED luminaire and retrofit kit",15,"LED area and roadway luminaires (91W to 120W)",100,"per fixture",240,125,115]
[]
["HPS Luminaire","250 W HPS","LED luminaire or retrofit kit > 8000 lm and ≤ 140 W","LED Exterior and Parking Garage Luminaires  ","LED luminaire and retrofit kit",15,"LED wall pack luminaire (61W to 120W)",100,"per fixture",240,125,115]
["HPS Luminaire","250 W HPS","LED luminaire or retrofit kit > 8000 lm and ≤ 140 W","LED Exterior and Parking Garage Luminaires  ","LED Parkade Lighting",16,"LED parking garage luminaire (71W to 120W)",98,"per fixture",240,125,115]
["HPS Luminaire","250 W HPS","LED luminaire or retrofit kit > 12000 lm and ≤ 190 W","LED Interior Luminaires","LED luminaire and retrofit kit",15,"LED high-bay luminaire (up to 200W)",110,"per fixture",295,160,135]
["HPS Luminaire","250 W HPS","LED luminaire or retrofit kit > 12000 lm and ≤ 190 W","LED Interior Luminaires","LED luminaire and retrofit kit",15,"LED low-bay luminaire (101W to 150W)",98,"per fixture",295,160,135]
["HPS Luminaire","250 W HPS","LED luminaire or retrofit kit > 12000 lm and ≤ 190 W","LED Street Lights and Exterior Pole / Arm Mounted Luminaires","LED luminaire and retrofit kit",15,"LED area and roadway luminaires (121W to 200W)",120,"per fixture",295,160,135]
[]
["HPS Luminaire","400 W HPS","LED luminaire or retrofit kit > 19000 lm and ≤ 350 W","LED Interior Luminaires","LED luminaire and retrofit kit",15,"LED high-bay luminaire (201W to 250W)",150,"per fixture",455,220,235]
["HPS Luminaire","400 W HPS","LED luminaire or retrofit kit > 19000 lm and ≤ 350 W","LED Interior Luminaires","LED luminaire and retrofit kit",15,"LED high-bay luminaire (251W to 300W)",170,"per fixture",455,220,235]
["HPS Luminaire","400 W HPS","LED luminaire or retrofit kit > 19000 lm and ≤ 350 W","LED Exterior and Parking Garage Luminaires  ","LED luminaire and retrofit kit",15,"LED fuel canopy luminaire (101W to 250W)",125,"per fixture",455,220,235]
["HPS Luminaire","400 W HPS","LED luminaire or retrofit kit > 19000 lm and ≤ 350 W","LED Exterior and Parking Garage Luminaires  ","LED luminaire and retrofit kit",15,"LED flood light up (251W to 350W)",175,"per fixture",455,220,235]
["HPS Luminaire","400 W HPS","LED luminaire or retrofit kit > 19000 lm and ≤ 350 W","LED Street Lights and Exterior Pole / Arm Mounted Luminaires","LED luminaire and retrofit kit",15,"LED area and roadway luminaires (201W to 300W)",185,"per fixture",455,220,235]
[]
["Metal Halide"]
["MH luminaire","70 / 75 W MH","LED luminaire or retrofit kit > 1500 lm and ≤ 40 W","LED Exterior and Parking Garage Luminaires  ","LED luminaire and retrofit kit",15,"LED wall pack luminaire (up to 30W)",55,"per fixture",97,30,67]
[]
["MH luminaire","100 W MH","LED luminaire or retrofit kit > 3000 lm and ≤ 80 W","LED Exterior and Parking Garage Luminaires  ","LED luminaire and retrofit kit",15,"LED wall pack luminaire (31W to 60W)",76,"per fixture",130,60,70]
["MH luminaire","100 W MH","LED luminaire or retrofit kit > 3000 lm and ≤ 80 W","LED Exterior and Parking Garage Luminaires  ","LED Parkade Lighting",16,"LED parking garage luminaire (up to 70W)",70,"per fixture",130,60,70]
["MH luminaire","100 W MH","LED luminaire or retrofit kit > 3000 lm and ≤ 80 W","LED Street Lights and Exterior Pole / Arm Mounted Luminaires","LED luminaire and retrofit kit",15,"LED area and roadway luminaires (up to 60W)",60,"per fixture",130,60,70]
[]
["MH luminaire","150 W MH","LED luminaire or retrofit kit > 5000 lm and ≤ 90 W","LED Street Lights and Exterior Pole / Arm Mounted Luminaires","LED luminaire and retrofit kit",15,"LED area and roadway luminaires (61W to 90W)",83,"per fixture",185,80,105]
[]
["MH luminaire","175 W MH","LED luminaire or retrofit kit > 5000 lm and ≤ 110 W","LED Exterior and Parking Garage Luminaires  ","LED luminaire and retrofit kit",15,"LED wall pack luminaire (61W to 120W)",100,"per fixture",210,90,120]
["MH luminaire","175 W MH","LED luminaire or retrofit kit > 5000 lm and ≤ 110 W","LED Street Lights and Exterior Pole / Arm Mounted Luminaires","LED luminaire and retrofit kit",15,"LED area and roadway luminaires (91W to 120W)",100,"per fixture",210,90,120]
["MH luminaire","175 W MH","LED luminaire or retrofit kit > 5000 lm and ≤ 110 W","LED Interior Luminaires","LED luminaire and retrofit kit",15,"LED low-bay luminaire (50W to 100W)",84,"per fixture",210,90,120]
[]
["MH luminaire","250 W MH","LED luminaire or retrofit kit > 12000 lm and ≤ 190 W","LED Interior Luminaires","LED luminaire and retrofit kit",15,"LED low-bay luminaire (101W to 150W)",98,"per fixture",291,160,131]
["MH luminaire","250 W MH","LED luminaire or retrofit kit > 12000 lm and ≤ 190 W","LED Street Lights and Exterior Pole / Arm Mounted Luminaires","LED luminaire and retrofit kit",15,"LED area and roadway luminaires (121W to 200W)",120,"per fixture",291,160,131]
[null,null,null,null,null,null,null,null,"per fixture"]
["MH luminaire","360 W MH","LED luminaire retrofit kit >16,000 lm and ≤ 230W","LED Exterior and Parking Garage Luminaires  ","LED luminaire and retrofit kit",15,"LED fuel canopy luminaire (101W to 250W)",125,"per fixture",410,215,195]
["MH luminaire","360 W MH","LED luminaire retrofit kit >16,000 lm and ≤ 230W","LED Interior Luminaires","LED luminaire and retrofit kit",15,"LED high-bay luminaire (up to 200W)",110,"per fixture",410,215,195]
[]
["MH luminaire","400 W MH","LED luminaire or retrofit kit > 19000 lm and ≤ 350 W","LED Exterior and Parking Garage Luminaires  ","LED luminaire and retrofit kit",15,"LED flood light up (251W to 350W)",175,"per fixture",455,220,235]
["MH luminaire","400 W MH","LED luminaire or retrofit kit > 19000 lm and ≤ 350 W","LED Street Lights and Exterior Pole / Arm Mounted Luminaires","LED luminaire and retrofit kit",15,"LED area and roadway luminaires (201W to 300W)",185,"per fixture",455,220,235]
["MH luminaire","400 W MH","LED luminaire or retrofit kit > 19000 lm and ≤ 350 W","LED Interior Luminaires","LED luminaire and retrofit kit",15,"LED high-bay luminaire (201W to 250W)",150,"per fixture",455,220,235]
["MH luminaire","400 W MH","LED luminaire or retrofit kit > 19000 lm and ≤ 350 W","LED Interior Luminaires","LED luminaire and retrofit kit",15,"LED high-bay luminaire (251W to 300W)",170,"per fixture",455,220,235]
[]
["Signage Neon","Neon Sign","LED strips","LED Backlit Signage","Exterior LED Signage",12,"LED signage",12,"per fixture",144,18,126]
["Signage Fluorescent","Fluorescent Sign","LED strips","LED Backlit Signage","Exterior LED Signage",12,"LED signage",12,"per fixture",216,18,198]
[]
["Contr. Sensor","Uncontrolled Interior Lighting","Daylight harvesting","Lighting Controls","Interior Lighting Control",8,"Photocell sensor",24,"per control"]
["Contr. Sensor","Uncontrolled Interior Lighting","Occupancy sensor or timer","Lighting Controls","Interior Lighting Control",8,"Occupancy sensor (switch-plate or fixture-mounted)",35,"per control"]
["Contr. Sensor","Uncontrolled Interior Lighting","Occupancy sensor or timer","Lighting Controls","Interior Lighting Control",8,"Occupancy sensor (ceiling or wall-mounted)",35,"per control"]

{"sheet":"Lighting Index Table","index":11,"n_rows":82,"n_cols":12,"rows_kept":82,"cut":false,"hidden":true,"merged":[]}
[]
[]
["Table 13 Index Table"]
["Lighting Source","BC Hydro Rebate Category","BC Hydro ECM (Hidden)","Persistence","Fortis New Lighting source","Number of Lamps","Rebate","Per Unit","Existing Prescribed Wattage","New Prescribed Wattage2","UPDATED Savings (W)","Schedule B - Count"]
["2 ft - 4 lamp fl. luminaire","LED (2x2) troffer luminaire or retrofit kit >2000 lm and ≤40 W","LED luminaire and retrofit kit",15,"LED interior troffer (up to 40W)",4,40,"per fixture",68,26,42,{"$f":"COUNTIF(Table2[Schedule B Category],Table13[[#This Row],[BC Hydro Rebate Category]])","v":0}]
["4 ft - 2 lamp fl. luminaire","LED (2x2) troffer luminaire or retrofit kit >2000 lm and ≤40 W","LED luminaire and retrofit kit",15,"LED interior troffer (up to 40W)",2,40,"per fixture",46,26,20,{"$f":"COUNTIF(Table2[Schedule B Category],Table13[[#This Row],[BC Hydro Rebate Category]])","v":0}]
["4 ft - 2 lamp fl. luminaire","LED (1x4) troffer luminaire or retrofit kit >2000 lm and ≤40 W","LED luminaire and retrofit kit",15,"LED interior troffer (up to 40W)",2,40,"per fixture",46,26,20,{"$f":"COUNTIF(Table2[Schedule B Category],Table13[[#This Row],[BC Hydro Rebate Category]])","v":0}]
["4 ft - 3 lamp fl. luminaire","LED (2x4) low/medium output troffer luminaire or retrofit kit >3000 lm and ≤50 W","LED luminaire and retrofit kit",15,"LED interior troffer (41W to 80W)",3,56,"per fixture",68,34,34,{"$f":"COUNTIF(Table2[Schedule B Category],Table13[[#This Row],[BC Hydro Rebate Category]])","v":0}]
["4 ft - 4 lamp fl. luminaire","LED (2x4) high output troffer luminaire or retrofit kit >3000 lm and ≤70 W","LED luminaire and retrofit kit",15,"LED interior troffer (41W to 80W)",4,56,"per fixture",88,55,33,{"$f":"COUNTIF(Table2[Schedule B Category],Table13[[#This Row],[BC Hydro Rebate Category]])","v":0}]
[null,null,null,null,null,null,null,null,null,null,null,{"$f":"COUNTIF(Table2[Schedule B Category],Table13[[#This Row],[BC Hydro Rebate Category]])","v":195}]
["Low/high bay fluorescent - 2 -T5HO","LED luminaire or retrofit kit > 5000 lm and <= 110 W","LED luminaire and retrofit kit",15,"LED low-bay luminaire (50W to 100W)",2,84,"per fixture",120,90,30,{"$f":"COUNTIF(Table2[Schedule B Category],Table13[[#This Row],[BC Hydro Rebate Category]])","v":0}]
["Low/high bay fluorescent - 4 -T5HO","LED luminaire or retrofit kit > 12000 lm and <= 190 W","LED luminaire and retrofit kit",15,"LED low-bay luminaire (101W to 150W)",4,98,"per fixture",240,160,80,{"$f":"COUNTIF(Table2[Schedule B Category],Table13[[#This Row],[BC Hydro Rebate Category]])","v":0}]
["Low/high bay fluorescent - 6 -T5HO","LED luminaire or retrofit kit > 19000 lm and <= 350 W","LED luminaire and retrofit kit",15,"LED high-bay luminaire (201W to 250W)",6,150,"per fixture",360,220,140,{"$f":"COUNTIF(Table2[Schedule B Category],Table13[[#This Row],[BC Hydro Rebate Category]])","v":0}]
[null,null,null,null,null,null,null,null,null,null,null,{"$f":"COUNTIF(Table2[Schedule B Category],Table13[[#This Row],[BC Hydro Rebate Category]])","v":195}]
[null,null,null,null,null,null,null,null,null,null,null,{"$f":"COUNTIF(Table2[Schedule B Category],Table13[[#This Row],[BC Hydro Rebate Category]])","v":195}]
[null,"LED T8 lamp,  4ft  (up to 13W)","Tubular LED Lamps",12,"LED T8 lamp,  4ft  (up to 13W)",0,5,"per lamp",25,11,14,{"$f":"COUNTIF(Table2[Schedule B Category],Table13[[#This Row],[BC Hydro Rebate Category]])","v":0}]
[null,"LED T8 lamp,  4ft  (14W to 22W)","Tubular LED Lamps",12,"LED T8 lamp,  4ft  (14W to 22W)",0,5,"per lamp",25,14,22,{"$f":"COUNTIF(Table2[Schedule B Category],Table13[[#This Row],[BC Hydro Rebate Category]])","v":0}]
[null,"LED T5HO lamp,  4ft  (up to 30W)","Tubular LED Lamps",12,"LED T5HO lamp,  4ft  (up to 30W)",0,8,"per lamp",59,29,30,{"$f":"COUNTIF(Table2[Schedule B Category],Table13[[#This Row],[BC Hydro Rebate Category]])","v":0}]
[null,null,null,null,null,null,null,null,null,null,null,{"$f":"COUNTIF(Table2[Schedule B Category],Table13[[#This Row],[BC Hydro Rebate Category]])","v":195}]
[null,null,null,null,null,null,null,null,null,null,null,{"$f":"COUNTIF(Table2[Schedule B Category],Table13[[#This Row],[BC Hydro Rebate Category]])","v":195}]
["Luminaire w. Inc/Hal A lamp =40W","LED hardwired ≥ 450 lumen < 600 lumen","LED luminaire and retrofit kit",15,"LED ENERGY STAR fixture (up to 40W)",null,24,"per fixture",30,8,22,{"$f":"COUNTIF(Table2[Schedule B Category],Table13[[#This Row],[BC Hydro Rebate Category]])","v":0}]
["Luminaire w. Inc/Hal A lamp =60W","LED hardwired ≥ 600 lumen < 1000 lumen","LED luminaire and retrofit kit",15,"LED ENERGY STAR fixture (up to 40W)",null,24,"per fixture",42,11,31,{"$f":"COUNTIF(Table2[Schedule B Category],Table13[[#This Row],[BC Hydro Rebate Category]])","v":0}]
["Luminaire w. Inc/Hal A lamp >100W","LED hardwired >1300 lumen < 4000 lumen","LED luminaire and retrofit kit",15,"LED ENERGY STAR fixture (up to 40W)",null,24,"per fixture",150,25,125,{"$f":"COUNTIF(Table2[Schedule B Category],Table13[[#This Row],[BC Hydro Rebate Category]])","v":0}]
[null,null,null,null,null,null,null,null,null,null,null,{"$f":"COUNTIF(Table2[Schedule B Category],Table13[[#This Row],[BC Hydro Rebate Category]])","v":195}]
[null,null,null,null,null,null,null,null,null,null,null,{"$f":"COUNTIF(Table2[Schedule B Category],Table13[[#This Row],[BC Hydro Rebate Category]])","v":195}]
["Halogen MR16 ≥ 20 W","LED MR16 ≥ 200 lumen","LED replaceable reflector lamp in non-residential setting (screw-in/snap-in)",12,"LED MR16 style lamp (up to 7W)",0,8,"per lamp",45,7,38,{"$f":"COUNTIF(Table2[Schedule B Category],Table13[[#This Row],[BC Hydro Rebate Category]])","v":0}]
["Halogen Reflector < 60 W","LED PAR reflector lamp ≤ 600 lumen","LED replaceable reflector lamp in non-residential setting (screw-in/snap-in)",12,"LED PAR style lamp (up to 12W)",0,10,"per lamp",41,10,31,{"$f":"COUNTIF(Table2[Schedule B Category],Table13[[#This Row],[BC Hydro Rebate Category]])","v":0}]
["Halogen Reflector < 60 W","LED BR reflector lamp ≤ 600 lumen","LED replaceable reflector lamp in non-residential setting (screw-in/snap-in)",12,"LED BR style lamp (10W to 18W)",0,7,"per lamp",41,10,31,{"$f":"COUNTIF(Table2[Schedule B Category],Table13[[#This Row],[BC Hydro Rebate Category]])","v":0}]
["Halogen Reflector ≥ 60 W and ≤ 100 W","LED Energy Star hardwired > 600 lumen","LED luminaire and retrofit kit",15,"LED ENERGY STAR fixture (up to 40W)",null,24,"per fixture",74,13,61,{"$f":"COUNTIF(Table2[Schedule B Category],Table13[[#This Row],[BC Hydro Rebate Category]])","v":0}]
["Halogen Reflector ≥ 60 W and ≤ 100 W","LED PAR reflector lamp > 600 lumen and ≤ 1500 lumen","LED replaceable reflector lamp in non-residential setting (screw-in/snap-in)",12,"LED PAR style lamp (13W to 24W)",0,10,"per lamp",74,17,57,{"$f":"COUNTIF(Table2[Schedule B Category],Table13[[#This Row],[BC Hydro Rebate Category]])","v":0}]
[null,null,null,null,null,null,null,null,null,null,null,{"$f":"COUNTIF(Table2[Schedule B Category],Table13[[#This Row],[BC Hydro Rebate Category]])","v":195}]
[null,null,null,null,null,null,null,null,null,null,null,{"$f":"COUNTIF(Table2[Schedule B Category],Table13[[#This Row],[BC Hydro Rebate Category]])","v":195}]
["70 W HPS","LED wall pack luminaire or retrofit kit > 1500 lm and ≤ 40 W","LED luminaire and retrofit kit",15,"LED wall pack luminaire (up to 30W)",null,55,"per fixture",92,30,62,{"$f":"COUNTIF(Table2[Schedule B Category],Table13[[#This Row],[BC Hydro Rebate Category]])","v":0}]
[null,null,null,null,null,null,null,null,null,null,null,{"$f":"COUNTIF(Table2[Schedule B Category],Table13[[#This Row],[BC Hydro Rebate Category]])","v":195}]
["100 W HPS","LED parking luminaire or retrofit kit > 3000 lm and ≤ 80 W","LED luminaire and retrofit kit",15,"LED parking garage luminaire (up to 70W)",null,70,"per fixture",130,60,70,{"$f":"COUNTIF(Table2[Schedule B Category],Table13[[#This Row],[BC Hydro Rebate Category]])","v":0}]
["100 W HPS","LED area luminaire or retrofit kit > 3000 lm and ≤ 80 W","LED luminaire and retrofit kit",15,"LED area and roadway luminaires (up to 60W)",null,60,"per fixture",130,60,70,{"$f":"COUNTIF(Table2[Schedule B Category],Table13[[#This Row],[BC Hydro Rebate Category]])","v":0}]
["100 W HPS","LED wall pack luminaire or retrofit kit > 3000 lm and ≤ 80 W","LED luminaire and retrofit kit",15,"LED wall pack luminaire (31W to 60W)",null,76,"per fixture",130,60,70,{"$f":"COUNTIF(Table2[Schedule B Category],Table13[[#This Row],[BC Hydro Rebate Category]])","v":0}]
[null,null,null,null,null,null,null,null,null,null,null,{"$f":"COUNTIF(Table2[Schedule B Category],Table13[[#This Row],[BC Hydro Rebate Category]])","v":195}]
["150 W HPS","LED low-bay luminaire or retrofit kit > 5000 lm and ≤ 90 W","LED luminaire and retrofit kit",15,"LED low-bay luminaire (50W to 100W)",null,84,"per fixture",188,80,108,{"$f":"COUNTIF(Table2[Schedule B Category],Table13[[#This Row],[BC Hydro Rebate Category]])","v":0}]
["150 W HPS","LED area luminaire or retrofit kit > 5000 lm and ≤ 90 W","LED luminaire and retrofit kit",15,"LED area and roadway luminaires (61W to 90W)",null,83,"per fixture",188,80,108,{"$f":"COUNTIF(Table2[Schedule B Category],Table13[[#This Row],[BC Hydro Rebate Category]])","v":0}]
["150 W HPS","LED canopy luminaire or retrofit kit > 5000 lm and ≤ 90 W","LED luminaire and retrofit kit",15,"LED fuel canopy luminaire (up to 100W)",null,80,"per fixture",188,80,108,{"$f":"COUNTIF(Table2[Schedule B Category],Table13[[#This Row],[BC Hydro Rebate Category]])","v":0}]
[null,null,null,null,null,null,null,null,null,null,null,{"$f":"COUNTIF(Table2[Schedule B Category],Table13[[#This Row],[BC Hydro Rebate Category]])","v":195}]
["200 W HPS","LED area luminaire or retrofit kit > 8000 lm and ≤ 140 W","LED luminaire and retrofit kit",15,"LED area and roadway luminaires (91W to 120W)",null,100,"per fixture",240,125,115,{"$f":"COUNTIF(Table2[Schedule B Category],Table13[[#This Row],[BC Hydro Rebate Category]])","v":0}]
["200 W HPS","LED wall pack luminaire or retrofit kit > 8000 lm and ≤ 140 W","LED luminaire and retrofit kit",15,"LED wall pack luminaire (61W to 120W)",null,100,"per fixture",240,125,115,{"$f":"COUNTIF(Table2[Schedule B Category],Table13[[#This Row],[BC Hydro Rebate Category]])","v":0}]
["200 W HPS","LED parking luminaire or retrofit kit > 8000 lm and ≤ 140 W","LED luminaire and retrofit kit",15,"LED parking garage luminaire (71W to 120W)",null,98,"per fixture",240,125,115,{"$f":"COUNTIF(Table2[Schedule B Category],Table13[[#This Row],[BC Hydro Rebate Category]])","v":0}]
[null,null,null,null,null,null,null,null,null,null,null,{"$f":"COUNTIF(Table2[Schedule B Category],Table13[[#This Row],[BC Hydro Rebate Category]])","v":195}]
["250 W HPS","LED high-bay luminaire or retrofit kit > 12000 lm and ≤ 190 W","LED luminaire and retrofit kit",15,"LED high-bay luminaire (up to 200W)",null,110,"per fixture",295,160,135,{"$f":"COUNTIF(Table2[Schedule B Category],Table13[[#This Row],[BC Hydro Rebate Category]])","v":0}]
["250 W HPS","LED low-bay luminaire or retrofit kit > 12000 lm and ≤ 190 W","LED luminaire and retrofit kit",15,"LED low-bay luminaire (101W to 150W)",null,98,"per fixture",295,160,135,{"$f":"COUNTIF(Table2[Schedule B Category],Table13[[#This Row],[BC Hydro Rebate Category]])","v":0}]
["250 W HPS","LED area luminaire or retrofit kit > 12000 lm and ≤ 190 W","LED luminaire and retrofit kit",15,"LED area and roadway luminaires (121W to 200W)",null,120,"per fixture",295,160,135,{"$f":"COUNTIF(Table2[Schedule B Category],Table13[[#This Row],[BC Hydro Rebate Category]])","v":0}]
[null,null,null,null,null,null,null,null,null,null,null,{"$f":"COUNTIF(Table2[Schedule B Category],Table13[[#This Row],[BC Hydro Rebate Category]])","v":195}]
["400 W HPS","LED high-bay luminaire or retrofit kit > 19000 lm and ≤ 350 W","LED luminaire and retrofit kit",15,"LED high-bay luminaire (251W to 300W)",null,170,"per fixture",455,220,235,{"$f":"COUNTIF(Table2[Schedule B Category],Table13[[#This Row],[BC Hydro Rebate Category]])","v":0}]
["400 W HPS","LED canopy luminaire or retrofit kit > 19000 lm and ≤ 350 W","LED luminaire and retrofit kit",15,"LED fuel canopy luminaire (101W to 250W)",null,125,"per fixture",455,220,235,{"$f":"COUNTIF(Table2[Schedule B Category],Table13[[#This Row],[BC Hydro Rebate Category]])","v":0}]
["400 W HPS","LED flood luminaire or retrofit kit > 19000 lm and ≤ 350 W","LED luminaire and retrofit kit",15,"LED flood light up (251W to 350W)",null,175,"per fixture",455,220,235,{"$f":"COUNTIF(Table2[Schedule B Category],Table13[[#This Row],[BC Hydro Rebate Category]])","v":0}]
["400 W HPS","LED area luminaire or retrofit kit > 19000 lm and ≤ 350 W","LED luminaire and retrofit kit",15,"LED area and roadway luminaires (201W to 300W)",null,185,"per fixture",455,220,235,{"$f":"COUNTIF(Table2[Schedule B Category],Table13[[#This Row],[BC Hydro Rebate Category]])","v":0}]
[null,null,null,null,null,null,null,null,null,null,null,{"$f":"COUNTIF(Table2[Schedule B Category],Table13[[#This Row],[BC Hydro Rebate Category]])","v":195}]
[null,null,null,null,null,null,null,null,null,null,null,{"$f":"COUNTIF(Table2[Schedule B Category],Table13[[#This Row],[BC Hydro Rebate Category]])","v":195}]
["70 / 75 W MH","LED wall pack luminaire or retrofit kit > 1500 lm and ≤ 40 W","LED luminaire and retrofit kit",15,"LED wall pack luminaire (up to 30W)",null,55,"per fixture",97,30,67,{"$f":"COUNTIF(Table2[Schedule B Category],Table13[[#This Row],[BC Hydro Rebate Category]])","v":0}]
[null,null,null,null,null,null,null,null,null,null,null,{"$f":"COUNTIF(Table2[Schedule B Category],Table13[[#This Row],[BC Hydro Rebate Category]])","v":195}]
["100 W MH","LED wall pack luminaire or retrofit kit > 3000 lm and ≤ 80 W","LED luminaire and retrofit kit",15,"LED wall pack luminaire (31W to 60W)",null,76,"per fixture",130,60,70,{"$f":"COUNTIF(Table2[Schedule B Category],Table13[[#This Row],[BC Hydro Rebate Category]])","v":0}]
["100 W MH","LED parking luminaire or retrofit kit > 3000 lm and ≤ 80 W","LED luminaire and retrofit kit",15,"LED parking garage luminaire (up to 70W)",null,70,"per fixture",130,60,70,{"$f":"COUNTIF(Table2[Schedule B Category],Table13[[#This Row],[BC Hydro Rebate Category]])","v":0}]
["100 W MH","LED area luminaire or retrofit kit > 3000 lm and ≤ 80 W","LED luminaire and retrofit kit",15,"LED area and roadway luminaires (up to 60W)",null,60,"per fixture",130,60,70,{"$f":"COUNTIF(Table2[Schedule B Category],Table13[[#This Row],[BC Hydro Rebate Category]])","v":0}]
[null,null,null,null,null,null,null,null,null,null,null,{"$f":"COUNTIF(Table2[Schedule B Category],Table13[[#This Row],[BC Hydro Rebate Category]])","v":195}]
["150 W MH","LED area luminaire or retrofit kit > 5000 lm and ≤ 90 W","LED luminaire and retrofit kit",15,"LED area and roadway luminaires (61W to 90W)",null,83,"per fixture",185,80,105,{"$f":"COUNTIF(Table2[Schedule B Category],Table13[[#This Row],[BC Hydro Rebate Category]])","v":0}]
[null,null,null,null,null,null,null,null,null,null,null,{"$f":"COUNTIF(Table2[Schedule B Category],Table13[[#This Row],[BC Hydro Rebate Category]])","v":195}]
["175 W MH","LED wall pack luminaire or retrofit kit > 5000 lm and ≤ 110 W","LED luminaire and retrofit kit",15,"LED wall pack luminaire (61W to 120W)",null,100,"per fixture",210,90,120,{"$f":"COUNTIF(Table2[Schedule B Category],Table13[[#This Row],[BC Hydro Rebate Category]])","v":0}]
["175 W MH","LED area luminaire or retrofit kit > 5000 lm and ≤ 110 W","LED luminaire and retrofit kit",15,"LED area and roadway luminaires (91W to 120W)",null,100,"per fixture",210,90,120,{"$f":"COUNTIF(Table2[Schedule B Category],Table13[[#This Row],[BC Hydro Rebate Category]])","v":0}]
["175 W MH","LED low-bay luminaire or retrofit kit > 5000 lm and ≤ 110 W","LED luminaire and retrofit kit",15,"LED low-bay luminaire (50W to 100W)",null,84,"per fixture",210,90,120,{"$f":"COUNTIF(Table2[Schedule B Category],Table13[[#This Row],[BC Hydro Rebate Category]])","v":0}]
[null,null,null,null,null,null,null,null,null,null,null,{"$f":"COUNTIF(Table2[Schedule B Category],Table13[[#This Row],[BC Hydro Rebate Category]])","v":195}]
["250 W MH","LED low-bay luminaire or retrofit kit > 12000 lm and ≤ 190 W","LED luminaire and retrofit kit",15,"LED low-bay luminaire (101W to 150W)",null,98,"per fixture",291,160,131,{"$f":"COUNTIF(Table2[Schedule B Category],Table13[[#This Row],[BC Hydro Rebate Category]])","v":0}]
["250 W MH","LED area luminaire or retrofit kit > 12000 lm and ≤ 190 W","LED luminaire and retrofit kit",15,"LED area and roadway luminaires (121W to 200W)",null,120,"per fixture",291,160,131,{"$f":"COUNTIF(Table2[Schedule B Category],Table13[[#This Row],[BC Hydro Rebate Category]])","v":0}]
[null,null,null,null,null,null,null,null,null,null,null,{"$f":"COUNTIF(Table2[Schedule B Category],Table13[[#This Row],[BC Hydro Rebate Category]])","v":195}]
["360 W MH","LED canopy luminaire retrofit kit >16,000 lm and ≤ 230W","LED luminaire and retrofit kit",15,"LED fuel canopy luminaire (101W to 250W)",null,125,"per fixture",410,215,195,{"$f":"COUNTIF(Table2[Schedule B Category],Table13[[#This Row],[BC Hydro Rebate Category]])","v":0}]
["360 W MH","LED high-bay luminaire retrofit kit >16,000 lm and ≤ 230W","LED luminaire and retrofit kit",15,"LED high-bay luminaire (up to 200W)",null,110,"per fixture",410,215,195,{"$f":"COUNTIF(Table2[Schedule B Category],Table13[[#This Row],[BC Hydro Rebate Category]])","v":0}]
[null,null,null,null,null,null,null,null,null,null,null,{"$f":"COUNTIF(Table2[Schedule B Category],Table13[[#This Row],[BC Hydro Rebate Category]])","v":195}]
[null,null,null,null,null,null,null,null,null,null,null,{"$f":"COUNTIF(Table2[Schedule B Category],Table13[[#This Row],[BC Hydro Rebate Category]])","v":195}]
["400 W MH","LED flood luminaire or retrofit kit > 19000 lm and ≤ 350 W","LED luminaire and retrofit kit",15,"LED flood light up (251W to 350W)",null,175,"per fixture",455,220,235,{"$f":"COUNTIF(Table2[Schedule B Category],Table13[[#This Row],[BC Hydro Rebate Category]])","v":0}]
["400 W MH","LED area luminaire or retrofit kit > 19000 lm and ≤ 350 W","LED luminaire and retrofit kit",15,"LED area and roadway luminaires (201W to 300W)",null,185,"per fixture",455,220,235,{"$f":"COUNTIF(Table2[Schedule B Category],Table13[[#This Row],[BC Hydro Rebate Category]])","v":0}]
["400 W MH","LED high-bay luminaire or retrofit kit > 19000 lm and ≤ 350 W","LED luminaire and retrofit kit",15,"LED high-bay luminaire (201W to 250W)",null,150,"per fixture",455,220,235,{"$f":"COUNTIF(Table2[Schedule B Category],Table13[[#This Row],[BC Hydro Rebate Category]])","v":0}]
[null,null,null,null,null,null,null,null,null,null,null,{"$f":"COUNTIF(Table2[Schedule B Category],Table13[[#This Row],[BC Hydro Rebate Category]])","v":195}]
["Neon Sign","LED strips","Exterior LED Signage",12,"LED signage",null,12,"per fixture",144,18,126,{"$f":"COUNTIF(Table2[Schedule B Category],Table13[[#This Row],[BC Hydro Rebate Category]])","v":0}]
["Fluorescent Sign","LED strips","Exterior LED Signage",12,"LED signage",null,12,"per fixture",216,18,198,{"$f":"COUNTIF(Table2[Schedule B Category],Table13[[#This Row],[BC Hydro Rebate Category]])","v":0}]
["Other","Other","-","-","Other",null,0,"per unit","-","-","-",{"$f":"COUNTIF(Table2[Schedule B Category],Table13[[#This Row],[BC Hydro Rebate Category]])","v":0}]

{"sheet":"Non-Lighting Index Table","index":12,"n_rows":81,"n_cols":26,"rows_kept":81,"cut":false,"hidden":true,"merged":[[39,0,40,0],[26,0,38,0],[27,1,28,1],[30,1,38,1],[3,0,18,0],[3,1,18,1],[23,0,25,0],[24,1,25,1],[19,1,22,1],[19,0,22,0]]}
[]
["Table 20 Non-lighting Index Table",null,{"$f":"\"Table20\"&SUBSTITUTE(C3, \" \",\"\")","v":"Table20ExistingTechnology"},{"$f":"\"Table20\"&SUBSTITUTE(D3, \" \",\"\")","v":"Table20FortisRerofitTechnology"},"Table20Rebate","Table20PerUnit","Table20EquivalentBCHydroEndUse","Table20EquivalentBCHydroECM","Table20Persistence","Table20Rebate","Table20PerUnit","Table20Savingsestimate","Table20Variablesrequired","Table20BaselineannualkWh","Table20NewannualkWh","Table20SavingskWh","Table20%savings"]
["Category","Sub-Category","Existing Technology","Fortis Rerofit Technology","Rebate","Per Unit","Equivalent BC Hydro End Use","Equivalent BC Hydro ECM","Persistence","Rebate","Per Unit","Savings estimate","Variables required","Baseline annual kWh","New annual kWh","Savings kWh","% savings","Notes","Source","Schedule B - Cateory","Schedule B - Count","Schedule B - Total Rebate","Schedule B - Qty"]
["Commercial Kitchen","Commercial Kitchen - ENERGY STAR Appliances",{"$f":"SUBSTITUTE(D4, \"ENERGY STAR\",\"Non-Energy Star\")","v":"Non-Energy Star Standard Size Fryer"},"ENERGY STAR Standard Size Fryer",200,"Per fryer","Food Preparation Retrofit","Efficient food preparation equipment",12,200,"Per fryer",null,null,{"$f":"P4+O4","v":18189},15063,3126,{"$f":"P4/N4","v":0.17186211446478641},null,"Energy Star calculator https://www.energystar.gov/products/commercial_food_service_equipment ","Commercial Kitchen",{"$f":"COUNTIF(INDIRECT(\"Table\"&INDEX(Table4[Table],MATCH(T4,Table4[Category],0))&\"[Retrofit Technology]\"),'Non-Lighting Index Table'!D4)","v":0},{"$f":"SUMIF(Table2[Control Type],'Non-Lighting Index Table'!H4,Table2[Rebate Value for Controls (CAD)])","v":0}]
[null,null,{"$f":"SUBSTITUTE(D5, \"ENERGY STAR\",\"Non-Energy Star\")","v":"Non-Energy Star Large Vat Fryer"},"ENERGY STAR Large Vat Fryer",850,"Per fryer","Food Preparation Retrofit","Efficient food preparation equipment",12,850,"Per fryer",null,null,18236,15700,2536,{"$f":"P5/N5","v":0.1390655845580171},null,"Energy Star calculator https://www.energystar.gov/products/commercial_food_service_equipment ","Commercial Kitchen",{"$f":"COUNTIF(INDIRECT(\"Table\"&INDEX(Table4[Table],MATCH(T5,Table4[Category],0))&\"[Retrofit Technology]\"),'Non-Lighting Index Table'!D5)","v":0},{"$f":"SUMIF(Table2[Control Type],'Non-Lighting Index Table'!H5,Table2[Rebate Value for Controls (CAD)])","v":0}]
[null,null,"Non-Energy Star Electrically-Heated Dishwasher, Under Counter (High Temperature)","ENERGY STAR Electrically-Heated Dishwasher, Under Counter (High Temperature)",1600,"Per dishwasher","Food Preparation Retrofit","Efficient door type dishwashing",15,1600,"Per dishwasher",null,null,12355,9184,3171,0.25665722379603401,null,"Energy Star calculator https://www.energystar.gov/products/commercial_food_service_equipment ","Commercial Kitchen",{"$f":"COUNTIF(INDIRECT(\"Table\"&INDEX(Table4[Table],MATCH(T6,Table4[Category],0))&\"[Retrofit Technology]\"),'Non-Lighting Index Table'!D6)","v":0},{"$f":"SUMIF(Table2[Control Type],'Non-Lighting Index Table'!H6,Table2[Rebate Value for Controls (CAD)])","v":0},null,null,"Category","Table"]
[null,null,"Non-Energy Star Electrically-Heated Dishwasher (Single Tank Door, Low Temperature)","ENERGY STAR Electrically-Heated Dishwasher (Single Tank Door, Low Temperature)",400,"Per dishwasher","Food Preparation Retrofit","Efficient door type dishwashing",15,400,"Per dishwasher",null,null,39279,23126,16153,0.41123755696428116,null,"Energy Star calculator https://www.energystar.gov/products/commercial_food_service_equipment ","Commercial Kitchen",{"$f":"COUNTIF(INDIRECT(\"Table\"&INDEX(Table4[Table],MATCH(T7,Table4[Category],0))&\"[Retrofit Technology]\"),'Non-Lighting Index Table'!D7)","v":0},{"$f":"SUMIF(Table2[Control Type],'Non-Lighting Index Table'!H7,Table2[Rebate Value for Controls (CAD)])","v":0},null,null,"Commercial Kitchen",18]
[null,null,"Non-Energy Star Electrically-Heated Dishwasher (Single Tank Door, High Temperature)","ENERGY STAR Electrically-Heated Dishwasher (Single Tank Door, High Temperature)",700,"Per dishwasher","Food Preparation Retrofit","Efficient door type dishwashing",15,700,"Per dishwasher",null,null,39825,27962,11863,0.29787821720025109,null,"Energy Star calculator https://www.energystar.gov/products/commercial_food_service_equipment ","Commercial Kitchen",{"$f":"COUNTIF(INDIRECT(\"Table\"&INDEX(Table4[Table],MATCH(T8,Table4[Category],0))&\"[Retrofit Technology]\"),'Non-Lighting Index Table'!D8)","v":0},{"$f":"SUMIF(Table2[Control Type],'Non-Lighting Index Table'!H8,Table2[Rebate Value for Controls (CAD)])","v":0},null,null,"HVAC",14]
[null,null,"Non-Energy Star Electrically-Heated Dishwasher (Single Tank Conveyor, High Temperature)","ENERGY STAR Electrically-Heated Dishwasher (Single Tank Conveyor, High Temperature)",1200,"Per dishwasher","Food Preparation Retrofit","Efficient conveyor dishwasher",20,1200,"Per dishwasher",null,null,45562,36350,9212,0.20218603221983231,null,"Energy Star calculator https://www.energystar.gov/products/commercial_food_service_equipment ","Commercial Kitchen",{"$f":"COUNTIF(INDIRECT(\"Table\"&INDEX(Table4[Table],MATCH(T9,Table4[Category],0))&\"[Retrofit Technology]\"),'Non-Lighting Index Table'!D9)","v":0},{"$f":"SUMIF(Table2[Control Type],'Non-Lighting Index Table'!H9,Table2[Rebate Value for Controls (CAD)])","v":0},null,null,"Mechanical",16]
[null,null,"Non-Energy Star Electric Convection Oven (Half)","ENERGY STAR Electric Convection Oven (Half)",250,"Per oven","Food Preparation Retrofit","Efficient food preparation equipment",12,250,"Per oven",null,null,7605,7413,192,2.52465483234714E-2,null,"Energy Star calculator https://www.energystar.gov/products/commercial_food_service_equipment ","Commercial Kitchen",{"$f":"COUNTIF(INDIRECT(\"Table\"&INDEX(Table4[Table],MATCH(T10,Table4[Category],0))&\"[Retrofit Technology]\"),'Non-Lighting Index Table'!D10)","v":0},{"$f":"SUMIF(Table2[Control Type],'Non-Lighting Index Table'!H10,Table2[Rebate Value for Controls (CAD)])","v":0},null,null,"Refrigeration",17]
[null,null,"Non-Energy Star Electric Convection Oven (Full)","ENERGY STAR Electric Convection Oven (Full)",300,"Per oven","Food Preparation Retrofit","Efficient food preparation equipment",12,300,"Per oven",null,null,12059,10122,1937,0.16062691765486359,null,"Energy Star calculator https://www.energystar.gov/products/commercial_food_service_equipment ","Commercial Kitchen",{"$f":"COUNTIF(INDIRECT(\"Table\"&INDEX(Table4[Table],MATCH(T11,Table4[Category],0))&\"[Retrofit Technology]\"),'Non-Lighting Index Table'!D11)","v":0},{"$f":"SUMIF(Table2[Control Type],'Non-Lighting Index Table'!H11,Table2[Rebate Value for Controls (CAD)])","v":0},null,null,"Lighting",2]
[null,null,"Non-Energy Star Electric Griddle","ENERGY STAR Electric Griddle",550,"Per griddle","Food Preparation Retrofit","Efficient food preparation equipment",12,550,"Per griddle",null,null,15814,13905,1909,0.12071582142405464,null,"Energy Star calculator https://www.energystar.gov/products/commercial_food_service_equipment ","Commercial Kitchen",{"$f":"COUNTIF(INDIRECT(\"Table\"&INDEX(Table4[Table],MATCH(T12,Table4[Category],0))&\"[Retrofit Technology]\"),'Non-Lighting Index Table'!D12)","v":0},{"$f":"SUMIF(Table2[Control Type],'Non-Lighting Index Table'!H12,Table2[Rebate Value for Controls (CAD)])","v":0}]
[null,null,"Non-Energy Star Electric Hot Food Holding Cabinet, Less than 368 L (Less than 13 ft3)","ENERGY STAR Electric Hot Food Holding Cabinet, Less than 368 L (Less than 13 ft3)",150,"Per holding cabinet","Food Preparation Retrofit","Insulated Hot Food Holding Cabinet",12,150,"Per holding cabinet",null,null,2847,1533,1314,0.46153846153846156,null,"Energy Star calculator https://www.energystar.gov/products/commercial_food_service_equipment ","Commercial Kitchen",{"$f":"COUNTIF(INDIRECT(\"Table\"&INDEX(Table4[Table],MATCH(T13,Table4[Category],0))&\"[Retrofit Technology]\"),'Non-Lighting Index Table'!D13)","v":0},{"$f":"SUMIF(Table2[Control Type],'Non-Lighting Index Table'!H13,Table2[Rebate Value for Controls (CAD)])","v":0}]
[null,null,"Non-Energy Star Electric Hot Food Holding Cabinet, 368 to 793 L (13 to 28 ft3)","ENERGY STAR Electric Hot Food Holding Cabinet, 368 to 793 L (13 to 28 ft3)",600,"Per holding cabinet","Food Preparation Retrofit","Insulated Hot Food Holding Cabinet",12,600,"Per holding cabinet",null,null,4489,1615,2874,0.64023167743372689,null,"Energy Star calculator https://www.energystar.gov/products/commercial_food_service_equipment ","Commercial Kitchen",{"$f":"COUNTIF(INDIRECT(\"Table\"&INDEX(Table4[Table],MATCH(T14,Table4[Category],0))&\"[Retrofit Technology]\"),'Non-Lighting Index Table'!D14)","v":0},{"$f":"SUMIF(Table2[Control Type],'Non-Lighting Index Table'!H14,Table2[Rebate Value for Controls (CAD)])","v":0}]
[null,null,"Non-Energy Star Electric Hot Food Holding Cabinet, Greater than 793 L (Greater than 28 ft3)","ENERGY STAR Electric Hot Food Holding Cabinet, Greater than 793 L (Greater than 28 ft3)",1600,"Per holding cabinet","Food Preparation Retrofit","Insulated Hot Food Holding Cabinet",12,1600,"Per holding cabinet",null,null,6132,1697,4435,0.72325505544683621,null,"Energy Star calculator https://www.energystar.gov/products/commercial_food_service_equipment ","Commercial Kitchen",{"$f":"COUNTIF(INDIRECT(\"Table\"&INDEX(Table4[Table],MATCH(T15,Table4[Category],0))&\"[Retrofit Technology]\"),'Non-Lighting Index Table'!D15)","v":0},{"$f":"SUMIF(Table2[Control Type],'Non-Lighting Index Table'!H15,Table2[Rebate Value for Controls (CAD)])","v":0}]
[null,null,"Non-Energy Star Electric Steam Cooker - 3 pan","ENERGY STAR Electric Steam Cooker - 3 pan",1750,"Per steam cooker","Food Preparation Retrofit","Efficient food preparation equipment",12,1750,"Per steam cooker",null,null,17599,7632,9967,0.56633899653389397,null,"Energy Star calculator https://www.energystar.gov/products/commercial_food_service_equipment ","Commercial Kitchen",{"$f":"COUNTIF(INDIRECT(\"Table\"&INDEX(Table4[Table],MATCH(T16,Table4[Category],0))&\"[Retrofit Technology]\"),'Non-Lighting Index Table'!D16)","v":0},{"$f":"SUMIF(Table2[Control Type],'Non-Lighting Index Table'!H16,Table2[Rebate Value for Controls (CAD)])","v":0}]
[null,null,"Non-Energy Star Electric Steam Cooker - 4 pan","ENERGY STAR Electric Steam Cooker - 4 pan",2100,"Per steam cooker","Food Preparation Retrofit","Efficient food preparation equipment",12,2100,"Per steam cooker",null,null,21884,9777,12107,0.55323524035825256,null,"Energy Star calculator https://www.energystar.gov/products/commercial_food_service_equipment ","Commercial Kitchen",{"$f":"COUNTIF(INDIRECT(\"Table\"&INDEX(Table4[Table],MATCH(T17,Table4[Category],0))&\"[Retrofit Technology]\"),'Non-Lighting Index Table'!D17)","v":0},{"$f":"SUMIF(Table2[Control Type],'Non-Lighting Index Table'!H17,Table2[Rebate Value for Controls (CAD)])","v":0}]
[null,null,"Non-Energy Star Electric Steam Cooker - 5 pan","ENERGY STAR Electric Steam Cooker - 5 pan",2450,"Per steam cooker","Food Preparation Retrofit","Efficient food preparation equipment",12,2450,"Per steam cooker",null,null,26132,11946,14186,0.5428593295576305,null,"Energy Star calculator https://www.energystar.gov/products/commercial_food_service_equipment ","Commercial Kitchen",{"$f":"COUNTIF(INDIRECT(\"Table\"&INDEX(Table4[Table],MATCH(T18,Table4[Category],0))&\"[Retrofit Technology]\"),'Non-Lighting Index Table'!D18)","v":0},{"$f":"SUMIF(Table2[Control Type],'Non-Lighting Index Table'!H18,Table2[Rebate Value for Controls (CAD)])","v":0}]
[null,null,"Non-Energy Star Electric Steam Cooker - 6 pan","ENERGY STAR Electric Steam Cooker - 6 pan",2800,"Per steam cooker","Food Preparation Retrofit","Efficient food preparation equipment",12,2800,"Per steam cooker",null,null,30360,14090,16270,0.53590250329380762,null,"Energy Star calculator https://www.energystar.gov/products/commercial_food_service_equipment ","Commercial Kitchen",{"$f":"COUNTIF(INDIRECT(\"Table\"&INDEX(Table4[Table],MATCH(T19,Table4[Category],0))&\"[Retrofit Technology]\"),'Non-Lighting Index Table'!D19)","v":0},{"$f":"SUMIF(Table2[Control Type],'Non-Lighting Index Table'!H19,Table2[Rebate Value for Controls (CAD)])","v":0}]
["HVAC","HVAC - Heat Pumps","Existing Heating/Cooling System","Cold Climate Heat Pump",500,"per ton","HVAC","Heating equipment upgrade including heat pumps and packaged HVAC",15,500,"Per ton","If existing electric BB, needs total kW, estimate annual kWh with heating hours based on location.  Proposed consumption (heating) will be based on HSPF of new cold climate heat pump.  Need capacity (tons) for $ rebate.",null,null,null,null,null,"The heat pump must be listed on the Cold Climate Air Source Heat Pump Specification Listing maintained by the Northeast Energy Efficiency Partnership (NEEP).",null,"HVAC",{"$f":"COUNTIF(INDIRECT(\"Table\"&INDEX(Table4[Table],MATCH(T20,Table4[Category],0))&\"[Retrofit Technology]\"),'Non-Lighting Index Table'!D20)","v":0},{"$f":"SUMIF(Table2[Control Type],'Non-Lighting Index Table'!H20,Table2[Rebate Value for Controls (CAD)])","v":0}]
[null,null,"Existing Heating/Cooling System","Variable Refrigerant Flow Heat Pump ",600,"Per ton","HVAC","Heating equipment upgrade including heat pumps and packaged HVAC",15,600,"Per ton","If existing electric BB, needs total kW, estimate annual kWh with heating hours based on location.  Proposed consumption (heating) will be based on HSPF of new VRF heat pump.   Need capacity (tons) for $ rebate.",null,null,null,null,null,"The VRF heat pump system must meet or exceed the CEE Tier 1  COP requirement in heating mode.",null,"HVAC",{"$f":"COUNTIF(INDIRECT(\"Table\"&INDEX(Table4[Table],MATCH(T21,Table4[Category],0))&\"[Retrofit Technology]\"),'Non-Lighting Index Table'!D21)","v":0},{"$f":"SUMIF(Table2[Control Type],'Non-Lighting Index Table'!H21,Table2[Rebate Value for Controls (CAD)])","v":0}]
[null,null,"Existing Heating/Cooling System","Variable Speed Mini-Split Ductless Heat Pump",null,null,"HVAC","Heating equipment upgrade including heat pumps and packaged HVAC",15,800,"Per Unit",null,null,null,null,null,null,null,null,"HVAC",{"$f":"COUNTIF(INDIRECT(\"Table\"&INDEX(Table4[Table],MATCH(T22,Table4[Category],0))&\"[Retrofit Technology]\"),'Non-Lighting Index Table'!D22)","v":0},{"$f":"SUMIF(Table2[Control Type],'Non-Lighting Index Table'!H22,Table2[Rebate Value for Controls (CAD)])","v":0}]
[null,null,"Existing Heating/Cooling System","Package Terminal Heat Pump",null,null,"HVAC","Heating equipment upgrade including heat pumps and packaged HVAC",15,99,"Per PTHP",null,null,null,null,null,null,null,null,"HVAC",{"$f":"COUNTIF(INDIRECT(\"Table\"&INDEX(Table4[Table],MATCH(T23,Table4[Category],0))&\"[Retrofit Technology]\"),'Non-Lighting Index Table'!D23)","v":0},{"$f":"SUMIF(Table2[Control Type],'Non-Lighting Index Table'!H23,Table2[Rebate Value for Controls (CAD)])","v":0}]
["Mechanical","Heat Pump Water Heaters","Electric Hot water heater","Heat Pump Water Heater",1000,"Per water heater","Domestic Hot Water","Domestic hot water boiler upgrade; Efficient boiler",15,1000,"Per water heater","Required # of people in household to estimated water consumption & existing kWh with electric DHW heater, required COP of heat pump water heater to estimate new kWh consumption.","# of people living in this location, COP of new heat pump water heater",null,null,null,null,"Product must be on ENERGY STAR list of qualifying electric heat pump water heaters.",null,"Mechanical",{"$f":"COUNTIF(INDIRECT(\"Table\"&INDEX(Table4[Table],MATCH(T24,Table4[Category],0))&\"[Retrofit Technology]\"),'Non-Lighting Index Table'!D24)","v":0},{"$f":"SUMIF(Table2[Control Type],'Non-Lighting Index Table'!H24,Table2[Rebate Value for Controls (CAD)])","v":0}]
[null,"Variable Speed Drives","Fan or pump with no Variable Frequency Drive (Greater than or Equal to 20hp)","Variable Speed Drive (Greater than or Equal to 20hp)",112,"Per motor hp","HVAC or DHW or Refrigeration","Adjustable speed drive on pump or fan",10,112,"Per motor hp","PIP: hp*0.746*Hours*0.2","System (Fan or pump), hp and operating hours",null,null,null,null,"-Retrofit projects only\n- VSD must be retrofit to an existing motor not previously integrated with a VSD, running a minimum of 2,000 hours per year\n- VSD must control the motor's frequency in response to a variable load \n- VSDs used for soft start only are not eligible",null,"Mechanical",{"$f":"COUNTIF(INDIRECT(\"Table\"&INDEX(Table4[Table],MATCH(T25,Table4[Category],0))&\"[Retrofit Technology]\"),'Non-Lighting Index Table'!D25)","v":0},{"$f":"SUMIF(Table2[Control Type],'Non-Lighting Index Table'!H25,Table2[Rebate Value for Controls (CAD)])","v":0}]
[null,null,"Fan or pump with no Variable Frequency Drive  (Less than 20hp)","Variable Speed Drive (Less than 20hp)",140,"Per motor hp","HVAC or DHW or Refrigeration","Adjustable speed drive on pump or fan",10,140,"Per motor hp","PIP: hp*0.746*Hours*0.2","System (Fan or pump), hp and operating hours",null,null,null,null,"-Retrofit projects only\n- VSD must be retrofit to an existing motor that was not previously integrated with a VSD, running a minimum of 2,000 hours per year\n- VSD must control the motor's frequency in response to a variable load \n- VSDs used for soft start only are not eligible",null,"Mechanical",{"$f":"COUNTIF(INDIRECT(\"Table\"&INDEX(Table4[Table],MATCH(T26,Table4[Category],0))&\"[Retrofit Technology]\"),'Non-Lighting Index Table'!D26)","v":0},{"$f":"SUMIF(Table2[Control Type],'Non-Lighting Index Table'!H26,Table2[Rebate Value for Controls (CAD)])","v":0}]
["Refrigeration","Refrigeration - Anti-Sweat Heater Humidistat Controls","Anti-sweat heater for vertical display case doors","Anti-Sweat Heater Humidistat Control",73,"Per linear foot of display case","Refrigeration","Anti-sweat heater humidistat control",12,73,"Per linear foot of display case","PIP: assumed 8760 hours operation, 1001 kWh/yr/door (2.5 ft) = 400 kWh/ft savings","Linear foot of display cases",null,null,400,null,null,"PIP","Refrigeration",{"$f":"COUNTIF(INDIRECT(\"Table\"&INDEX(Table4[Table],MATCH(T27,Table4[Category],0))&\"[Retrofit Technology]\"),'Non-Lighting Index Table'!D27)","v":0},{"$f":"SUMIF(Table2[Control Type],'Non-Lighting Index Table'!H27,Table2[Rebate Value for Controls (CAD)])","v":0}]
[null,"Refrigeration - Electrically Commutated Motors","Retrofit ECM motor on display case evaporator fan in place of shaded pole motor (Medium Temperature)","Electronically Commutated Motor System (Medium Temperature)",77.5,"Per motor","Refrigeration","Electronically commutated fan motor system",15,77.5,"Per motor","PIP:  5700 hours, 673 kWh savings per motor","# of motor",null,null,673,null,null,"PIP","Refrigeration",{"$f":"COUNTIF(INDIRECT(\"Table\"&INDEX(Table4[Table],MATCH(T28,Table4[Category],0))&\"[Retrofit Technology]\"),'Non-Lighting Index Table'!D28)","v":0},{"$f":"SUMIF(Table2[Control Type],'Non-Lighting Index Table'!H28,Table2[Rebate Value for Controls (CAD)])","v":0}]
[null,null,"Retrofit ECM motor on display case evaporator fan in place of shaded pole motor (Low Temperature)","Electronically Commutated Motor System (Low Temperature)",75,"Per motor","Refrigeration","Electronically commutated fan motor system",15,75,"Per motor","PIP:  5700 hours, 673 kWh savings per motor","# of motor",null,null,673,null,null,"PIP","Refrigeration",{"$f":"COUNTIF(INDIRECT(\"Table\"&INDEX(Table4[Table],MATCH(T29,Table4[Category],0))&\"[Retrofit Technology]\"),'Non-Lighting Index Table'!D29)","v":0},{"$f":"SUMIF(Table2[Control Type],'Non-Lighting Index Table'!H29,Table2[Rebate Value for Controls (CAD)])","v":0}]
[null,"Refrigeration - Night Covers","Open vertical / horizontal display cases (Low or medium temperature)","Refrigerated Display Case Night Cover",30,"Per linear foot of display case","Refrigeration","Night covers, air curtain",5,30,"Per linear foot of display case","PIP: Open vertical display cases (Low or medium temperature) - 1425 hrs, 148.20 kWh/linear foot savings\nOpen horizontal display cases (Low temperature) - 1425 hrs, 57 kWh/linear foot savings","Configuration (Vertical or Horizontal), linear foot of display cases ",null,null,"148.20 or 57kWh",null,null,"PIP","Refrigeration",{"$f":"COUNTIF(INDIRECT(\"Table\"&INDEX(Table4[Table],MATCH(T30,Table4[Category],0))&\"[Retrofit Technology]\"),'Non-Lighting Index Table'!D30)","v":0},{"$f":"SUMIF(Table2[Control Type],'Non-Lighting Index Table'!H30,Table2[Rebate Value for Controls (CAD)])","v":0}]
[null,"Refrigeration - Refrigerators, Freezers and Ice Machines",{"$f":"SUBSTITUTE(D31, \"ENERGY STAR\",\"Non-Energy Star\")","v":"Non-Energy Star Glass Door Refrigerator, Less than 425 L (Less than 15 ft3)"},"ENERGY STAR Glass Door Refrigerator, Less than 425 L (Less than 15 ft3)",220,"Per refrigerator","Refrigeration","Refrigerators",12,220,"Per refrigerator",null,null,{"$f":"P31+O31","v":1833},902,931,{"$f":"P31/N31","v":0.50791052918712498},null,"Energy Star calculator https://www.energystar.gov/products/commercial_food_service_equipment ","Refrigeration",{"$f":"COUNTIF(INDIRECT(\"Table\"&INDEX(Table4[Table],MATCH(T31,Table4[Category],0))&\"[Retrofit Technology]\"),'Non-Lighting Index Table'!D31)","v":0},{"$f":"SUMIF(Table2[Control Type],'Non-Lighting Index Table'!H31,Table2[Rebate Value for Controls (CAD)])","v":0}]
[null,null,"Open Multi-deck Refrigerated Display Case (Medium Temperature)","Display Case with Doors to Replace Open Multi-deck Refrigerated Display Case (Medium Temperature)",220,"Per ft of display case","Refrigeration","Refrigerator display case with doors, low/medium temp",12,220,"Per ft of display case","PIP: New vertical display case with doors (Low temperature)- 5700 hrs, 1208 kWh/ ft savings,  Assumed 40% savings for medium temperature: 483 kWh/ft","Feet of display cases",null,null,483,null,null,"PIP","Refrigeration",{"$f":"COUNTIF(INDIRECT(\"Table\"&INDEX(Table4[Table],MATCH(T32,Table4[Category],0))&\"[Retrofit Technology]\"),'Non-Lighting Index Table'!D32)","v":0},{"$f":"SUMIF(Table2[Control Type],'Non-Lighting Index Table'!H32,Table2[Rebate Value for Controls (CAD)])","v":0}]
[null,null,{"$f":"SUBSTITUTE(D33, \"ENERGY STAR\",\"Non-Energy Star\")","v":"Non-Energy Star Solid Door Refrigerator, Less than 425 L (Less than 15 ft3) "},"ENERGY STAR Solid Door Refrigerator, Less than 425 L (Less than 15 ft3) ",250,"Per refrigerator","Refrigeration","Refrigerators",12,250,"Per refrigerator",null,null,{"$f":"P33+O33","v":1255},686,569,{"$f":"P33/N33","v":0.45338645418326695},null,"Energy Star calculator https://www.energystar.gov/products/commercial_food_service_equipment ","Refrigeration",{"$f":"COUNTIF(INDIRECT(\"Table\"&INDEX(Table4[Table],MATCH(T33,Table4[Category],0))&\"[Retrofit Technology]\"),'Non-Lighting Index Table'!D33)","v":0},{"$f":"SUMIF(Table2[Control Type],'Non-Lighting Index Table'!H33,Table2[Rebate Value for Controls (CAD)])","v":0}]
[null,null,{"$f":"SUBSTITUTE(D34, \"ENERGY STAR\",\"Non-Energy Star\")","v":"Non-Energy Star Glass Door Refrigerator, 425 to 850 L (15 to 30 ft3)"},"ENERGY STAR Glass Door Refrigerator, 425 to 850 L (15 to 30 ft3)",285,"Per refrigerator","Refrigeration","Refrigerators",12,285,"Per refrigerator",null,null,2205,1349,856,0.38820861678004537,null,"Energy Star calculator https://www.energystar.gov/products/commercial_food_service_equipment ","Refrigeration",{"$f":"COUNTIF(INDIRECT(\"Table\"&INDEX(Table4[Table],MATCH(T34,Table4[Category],0))&\"[Retrofit Technology]\"),'Non-Lighting Index Table'!D34)","v":0},{"$f":"SUMIF(Table2[Control Type],'Non-Lighting Index Table'!H34,Table2[Rebate Value for Controls (CAD)])","v":0}]
[null,null,"Non-Energy Star Solid Door Refrigerator, 425 to 850 L (15 to 30 ft3)","ENERGY STAR Solid Door Refrigerator, 425 to 850 L (15 to 30 ft3)",320,"Per refrigerator","Refrigeration","Refrigerators",12,320,"Per refrigerator",null,null,1566,940,626,0.39974457215836529,null,"Energy Star calculator https://www.energystar.gov/products/commercial_food_service_equipment ","Refrigeration",{"$f":"COUNTIF(INDIRECT(\"Table\"&INDEX(Table4[Table],MATCH(T35,Table4[Category],0))&\"[Retrofit Technology]\"),'Non-Lighting Index Table'!D35)","v":0},{"$f":"SUMIF(Table2[Control Type],'Non-Lighting Index Table'!H35,Table2[Rebate Value for Controls (CAD)])","v":0}]
[null,null,"Non-Energy Star Glass Door Refrigerator, 850 to 1416 L (30 to 50 ft3)","ENERGY STAR Glass Door Refrigerator, 850 to 1416 L (30 to 50 ft3)",350,"Per refrigerator","Refrigeration","Refrigerators",12,350,"Per refrigerator",null,null,2971,1978,993,0.33423089868731065,null,"Energy Star calculator https://www.energystar.gov/products/commercial_food_service_equipment ","Refrigeration",{"$f":"COUNTIF(INDIRECT(\"Table\"&INDEX(Table4[Table],MATCH(T36,Table4[Category],0))&\"[Retrofit Technology]\"),'Non-Lighting Index Table'!D36)","v":0},{"$f":"SUMIF(Table2[Control Type],'Non-Lighting Index Table'!H36,Table2[Rebate Value for Controls (CAD)])","v":0}]
[null,null,"Non-Energy Star Glass Door Refrigerator, Greater than 1416 L (Greater than 50 ft3)","ENERGY STAR Glass Door Refrigerator, Greater than 1416 L (Greater than 50 ft3)",400,"Per refrigerator","Refrigeration","Refrigerators",12,400,"Per refrigerator",null,null,3409,2197,1212,0.35552948078615432,null,"Energy Star calculator https://www.energystar.gov/products/commercial_food_service_equipment ","Refrigeration",{"$f":"COUNTIF(INDIRECT(\"Table\"&INDEX(Table4[Table],MATCH(T37,Table4[Category],0))&\"[Retrofit Technology]\"),'Non-Lighting Index Table'!D37)","v":0},{"$f":"SUMIF(Table2[Control Type],'Non-Lighting Index Table'!H37,Table2[Rebate Value for Controls (CAD)])","v":0}]
[null,null,"Non-Energy Star Solid Door Refrigerator, 850 to 1416 L (30 to 50 ft3)","ENERGY STAR Solid Door Refrigerator, 850 to 1416 L (30 to 50 ft3)",400,"Per refrigerator","Refrigeration","Refrigerators",12,400,"Per refrigerator",null,null,2205,1223,982,0.44535147392290247,null,"Energy Star calculator https://www.energystar.gov/products/commercial_food_service_equipment ","Refrigeration",{"$f":"COUNTIF(INDIRECT(\"Table\"&INDEX(Table4[Table],MATCH(T38,Table4[Category],0))&\"[Retrofit Technology]\"),'Non-Lighting Index Table'!D38)","v":0},{"$f":"SUMIF(Table2[Control Type],'Non-Lighting Index Table'!H38,Table2[Rebate Value for Controls (CAD)])","v":0}]
[null,null,"Non-Energy Star Solid Door Refrigerator, Greater than 1416 L (Greater than 50 ft3)","ENERGY STAR Solid Door Refrigerator, Greater than 1416 L (Greater than 50 ft3)",500,"Per refrigerator","Refrigeration","Refrigerators",12,500,"Per refrigerator",null,null,2569,1259,1310,0.50992604126119112,null,"Energy Star calculator https://www.energystar.gov/products/commercial_food_service_equipment ","Refrigeration",{"$f":"COUNTIF(INDIRECT(\"Table\"&INDEX(Table4[Table],MATCH(T39,Table4[Category],0))&\"[Retrofit Technology]\"),'Non-Lighting Index Table'!D39)","v":0},{"$f":"SUMIF(Table2[Control Type],'Non-Lighting Index Table'!H39,Table2[Rebate Value for Controls (CAD)])","v":0}]
["Lighting",null,null,"Occupancy sensor (switch-plate or fixture-mounted)",null,null,null,"Occupancy sensor (switch-plate or fixture-mounted)",null,35,null,null,null,null,null,null,null,null,null,"Lighting controls",{"$f":"COUNTIF(Table2[Control Type],'Non-Lighting Index Table'!D40)","v":0},{"$f":"SUMIF(Table2[Control Type],'Non-Lighting Index Table'!H40,Table2[Rebate Value for Controls (CAD)])","v":0},{"$f":"SUMIF(Table2[Control Type],'Non-Lighting Index Table'!H40,Table2[Control Quantity])","v":0}]
[null,null,null,"Occupancy sensor (ceiling or wall-mounted)",null,null,null,"Occupancy sensor (ceiling or wall-mounted)",null,35,null,null,null,null,null,null,null,null,null,"Lighting controls",{"$f":"COUNTIF(Table2[Control Type],'Non-Lighting Index Table'!D41)","v":0},{"$f":"SUMIF(Table2[Control Type],'Non-Lighting Index Table'!H41,Table2[Rebate Value for Controls (CAD)])","v":0},{"$f":"SUMIF(Table2[Control Type],'Non-Lighting Index Table'!H41,Table2[Control Quantity])","v":0}]
[]
[]
[null,"Table 21 DHW"]
[null,"# of people",10]
[null,"Total Gallons of hot water (assumed 1 Gallon/day per person at 120F)\nReference: Table 6 in ASHRAE Handbook Section 50.15 for office building",{"$f":"C45*1*365","v":3650}]
[null,"Cold Water (F)",55]
[null,"Hot Water (F)",120]
[null,"BTU",{"$f":"(C48-C47)*8.34*C46/0.85","v":2327841.1764705884}]
[null,"Energy Factor",null,2.5]
[null,"ekWh",{"$f":"C49/3413","v":682.05132624394616},{"$f":"C51/D50","v":272.82053049757849}]
[null,"Savings kWh",null,null,{"$f":"C51-D51","v":409.23079574636768}]
[]
[null,"1 Gallon = 8.34 lbs"]
[]
[]
[]
[]
[]
[]
[]
[]
[]
[]
[]
[]
[]
[]
[]
[null,"Efficient food preparation equipment",12]
[null,"Efficient door type dishwashing",15]
[null,"Efficient conveyor dishwasher",20]
[null,"Insulated Hot Food Holding Cabinet",12]
[null,"Heating equipment upgrade including heat pumps and packaged HVAC",15]
[null,"Domestic hot water boiler upgrade; Efficient boiler",15]
[null,"Adjustable speed drive on pump or fan",10]
[null,"Anti-sweat heater humidistat control",12]
[null,"Electronically commutated fan motor system",15]
[null,"Night covers, air curtain",5]
[null,"Refrigerators",12]
[null,"Refrigerator display case with doors, low/medium temp",12]

{"sheet":"Schedules Pivot Tables","index":13,"n_rows":13,"n_cols":26,"rows_kept":13,"cut":false,"hidden":true,"merged":[]}
[null,null,null,null,null,null,null,null,null,null,null,null,null,null,null,null,null,null,null,null,"Schedule B - Cateory","Equivalent BC Hydro ECM","Schedule B - Count","Rebate","Schedule B - Total Rebate","Schedule B - Qty"]
[null,"Lighting ECMS",null,null,null,null,null,null,null,null,null,"Lighting Controls",null,null,null,null,null,null,null,null,"Lighting controls","Occupancy sensor (switch-plate or fixture-mounted)",64,"(blank)",4480,128]
[null,null,null,null,null,null,null,null,null,null,null,null,null,null,null,null,null,null,null,null,"Lighting controls","Occupancy sensor (ceiling or wall-mounted)",64,"(blank)",2240,64]
[]
[null,"Schedule B Lookup","Schedule B Category","Retrofit Part # (mandatory to validate Rebates)","Sum of Prescribed Quantity","Sum of Hardwire Energy Savings (kWh)","Sum of Rebate Value (CAD)","Sum of Rebate Value for Controls (CAD)","Sum of Control Energy Savings ",null,null,"Control Type","Count of Control Type","Sum of Hardwire Energy Savings (kWh)","Sum of Rebate Value for Controls (CAD)"]
[null,"LED wall pack luminaire or retrofit kit > 8000 lm and ≤ 140 W","LED wall pack luminaire or retrofit kit > 8000 lm and ≤ 140 W","(blank)",480,483552,48000,840,70080,null,null,"None",64,890646.71999999962,0]
[null,"LED strips","LED strips","(blank)",504,707667.84,6048,1680,10596.096000000001,null,null,"(blank)",null,0,0]
[null,"LED low-bay luminaire or retrofit kit > 12000 lm and ≤ 190 W","LED low-bay luminaire or retrofit kit > 12000 lm and ≤ 190 W","(blank)",240,275414.40000000008,23520,840,44851.19999999999,null,null,"Occupancy sensor (switch-plate or fixture-mounted)",64,890646.71999999962,4480]
[null,"LED hardwired ≥ 600 lumen < 1000 lumen","LED hardwired ≥ 600 lumen < 1000 lumen","(blank)",240,65174.39999999998,5760,840,3083.5199999999991,null,null,"Occupancy sensor (ceiling or wall-mounted)",64,890646.71999999974,2240]
[null,"LED BR reflector lamp ≤ 600 lumen","LED BR reflector lamp ≤ 600 lumen","(blank)",552,149901.12000000005,3864,840,6447.36]
[null,"LED (2x2) troffer luminaire or retrofit kit >2000 lm and ≤40 W","LED (2x2) troffer luminaire or retrofit kit >2000 lm and ≤40 W","(blank)",120,44150.39999999998,4800,840,3644.1600000000017]
[null,"",0,"(blank)",0,0,0,0,0]
[null,null,"Other - Incadescent","(blank)",1200,946080,0,840,14016]